69305 | THR-AER-LSL-4800 | Switch, Level-Low, Sump, Gallery T-14S (South End), Flood Monitoring System | THR-AER-P-4800 | Pump, Centrifugal, Sump, T14S | Switch,Level-High | Switch |  | LSL | http://www.toronto.ca/TWONTO#level_switch
69306 | THR-AER-LSL-4890 | Switch, Level-Low, Sump, Gallery T-17E, Flood Monitoring System | THR-AER-P-4890 | Pump, Centrifugal, Sump, T17E | Switch,Level-High | Switch |  | LSL | http://www.toronto.ca/TWONTO#level_switch
69350 | THR-AER-PSH-0715 | Switch, Pressure-High, Tank 700, Secondary Treatment, Secondary Treatment, Aeration - North | THR-AER-T-0700 | Tank, Secondary Treatment, Aeration - North #07 | Switch,Pressure-High | Switch |  | PSH | http://www.toronto.ca/TWONTO#pressure_switch
69351 | THR-AER-PSH-0815 | Switch, Pressure-High, Tank 800, Secondary Treatment, Aeration - North | THR-AER-T-0800 | Tank, Secondary Treatment, Aeration - North #08 | Switch,Pressure-High | Switch |  | PSH | http://www.toronto.ca/TWONTO#pressure_switch
69352 | THR-AER-PSH-1115 | Switch, Pressure-High, Pump 1115, Secondary Treatment, Aeration - Blower System - South | THR-AER-P-1115 | Pump, Centrifugal, Auxiliary Oil Supply to Blower 1111, Secondary Treatment, Aeration - Blower System - South | Switch,Pressure-High | Switch |  | PSH | http://www.toronto.ca/TWONTO#pressure_switch
69353 | THR-AER-PSH-1115 | Switch, Pressure-High, Pump 1115, Secondary Treatment, Aeration - Blower System - South | THR-AER-T-1114 | Tank, Reservoir, Auxiliary Oil for Blower 1111, Secondary Treatment, Aeration - Blower System - South | Switch,Pressure-High | Switch |  | PSH | http://www.toronto.ca/TWONTO#pressure_switch
69354 | THR-AER-PSH-1315 | Switch, Pressure-High, Pump 1315, Secondary Treatment, Aeration - Blower System - South | THR-AER-P-1315 | Pump, Centrifugal, Auxiliary Oil Supply to Blower 1311, Secondary Treatment, Aeration - Blower System - South | Switch,Pressure-High | Switch |  | PSH | http://www.toronto.ca/TWONTO#pressure_switch
69355 | THR-AER-PSH-1401 | Switch, Pressure-High, Lube Oil Tank, Blower 1411, Blower Building, Air Blower System | THR-AER-P-1401 | Pump, Centrifugal, Auxilliary Oil Supply to Blower 1411, Blower Building, Blower System | Switch,Pressure-High | Switch |  | PSH | http://www.toronto.ca/TWONTO#pressure_switch
69356 | THR-AER-PSH-1501 | Switch, Pressure-High, Lube Oil Tank, Blower 1511, Blower Building, Air Blower System | THR-AER-T-1501 | Tank, Lube Oil, Blower 1511, Blower Building, Air Blower System | Switch,Pressure-High | Switch |  | PSH | http://www.toronto.ca/TWONTO#pressure_switch
69357 | THR-AER-PSH-1715 | Switch, Pressure-High, Lube Oil, Blower 1711, Secondary Treatment, Aeration Blower System - North | THR-AER-BL-1711 | Blower, Centrifugal, Secondary Treatment, Aeration Blower System - HPBB | Switch,Pressure-High | Switch |  | PSH | http://www.toronto.ca/TWONTO#pressure_switch
69358 | THR-AER-PSH-1715 | Switch, Pressure-High, Lube Oil, Blower 1711, Secondary Treatment, Aeration Blower System - North | THR-AER-T-1714 | Tank, Non-Pressurized, Auxiliary Oil, Blower 1711, Secondary Treatment, Aeration Blower System - North | Switch,Pressure-High | Switch |  | PSH | http://www.toronto.ca/TWONTO#pressure_switch
69359 | THR-AER-PSH-1815 | Switch, Pressure-High, Lube Oil, Blower 1811, Secondary Treatment, Aeration Blower System - North | THR-AER-BL-1811 | Blower, Centrifugal, Secondary Treatment, Aeration Blower System - HPBB | Switch,Pressure-High | Switch |  | PSH | http://www.toronto.ca/TWONTO#pressure_switch
69360 | THR-AER-PSH-1815 | Switch, Pressure-High, Lube Oil, Blower 1811, Secondary Treatment, Aeration Blower System - North | THR-AER-T-1814 | Tank, Non-Pressurized, Auxiliary Oil, Blower 1811, Secondary Treatment, Aeration Blower System - North | Switch,Pressure-High | Switch |  | PSH | http://www.toronto.ca/TWONTO#pressure_switch
69361 | THR-AER-PSH-1915 | Switch, Pressure-High, Lube Oil, Blower 1911, Secondary Treatment, Aeration Blower System - North | THR-AER-T-1914 | Tank, Non-Pressurized, Auxiliary Oil, Blower 1911, Secondary Treatment, Aeration Blower System - North | Switch,Pressure-High | Switch |  | PSH | http://www.toronto.ca/TWONTO#pressure_switch
69362 | THR-AER-PSL-0055 | Switch, Pressure-Low, Pump 0556, Secondary Treatment, Aeration - North | THR-AER-P-0055 | Pump, Centrifugal, Drain, Aeration Tanks, Secondary Treatment, Aeration - North | Switch,Pressure-Low | Switch |  | PSL | http://www.toronto.ca/TWONTO#pressure_switch
69363 | THR-AER-PSL-0615 | Switch, Pressure-Low, Tank 600, Secondary Treatment, Aeration - North | THR-AER-T-0600 | Tank, Secondary Treatment, Aeration - North #06 | Switch,Pressure-Low | Switch |  | PSL | http://www.toronto.ca/TWONTO#pressure_switch
69364 | THR-AER-PSL-0815 | Switch, Pressure-Low, Tank 800, Secondary Treatment, Aeration - North | THR-AER-T-0800 | Tank, Secondary Treatment, Aeration - North #08 | Switch,Pressure-Low | Switch |  | PSL | http://www.toronto.ca/TWONTO#pressure_switch
69365 | THR-AER-PSL-1315 | Switch, Pressure-Low, Pump 1315, Secondary Treatment, Aeration - Blower System - South | THR-AER-P-1215 | Pump, Centrifugal, Auxiliary Oil Supply to Blower 1211, Secondary Treatment, Aeration - Blower System - South | Switch,Pressure-Low | Switch |  | PSL | http://www.toronto.ca/TWONTO#pressure_switch
69366 | THR-AER-PSL-1315 | Switch, Pressure-Low, Pump 1315, Secondary Treatment, Aeration - Blower System - South | THR-AER-T-1214 | Tank, Reservoir, Auxiliary Oil for Blower 1211, Secondary Treatment, Aeration - Blower System - South | Switch,Pressure-Low | Switch |  | PSL | http://www.toronto.ca/TWONTO#pressure_switch
69367 | THR-AER-PSL-1615 | Switch, Pressure-Low, Main Oil Pump, Blower 1611, Secondary Treatment, Aeration Blower System - North | THR-AER-BL-1611 | Blower, Centrifugal, Secondary Treatment, Aeration Blower System - HPBB | Switch,Pressure-Low | Switch |  | PSL | http://www.toronto.ca/TWONTO#pressure_switch
69368 | THR-AER-PSL-1715 | Switch, Pressure-Low, Main Oil Pump, Blower 1711, Secondary Treatment, Aeration Blower System - North | THR-AER-BL-1711 | Blower, Centrifugal, Secondary Treatment, Aeration Blower System - HPBB | Switch,Pressure-Low | Switch |  | PSL | http://www.toronto.ca/TWONTO#pressure_switch
69369 | THR-AER-PSL-1715 | Switch, Pressure-Low, Main Oil Pump, Blower 1711, Secondary Treatment, Aeration Blower System - North | THR-AER-T-1714 | Tank, Non-Pressurized, Auxiliary Oil, Blower 1711, Secondary Treatment, Aeration Blower System - North | Switch,Pressure-Low | Switch |  | PSL | http://www.toronto.ca/TWONTO#pressure_switch
69370 | THR-AER-PSL-1815 | Switch, Pressure-Low, Main Oil Pump, Blower 1811, Secondary Treatment, Aeration Blower System - North | THR-AER-BL-1811 | Blower, Centrifugal, Secondary Treatment, Aeration Blower System - HPBB | Switch,Pressure-Low | Switch |  | PSL | http://www.toronto.ca/TWONTO#pressure_switch
69371 | THR-AER-PSL-1815 | Switch, Pressure-Low, Main Oil Pump, Blower 1811, Secondary Treatment, Aeration Blower System - North | THR-AER-T-1814 | Tank, Non-Pressurized, Auxiliary Oil, Blower 1811, Secondary Treatment, Aeration Blower System - North | Switch,Pressure-Low | Switch |  | PSL | http://www.toronto.ca/TWONTO#pressure_switch
69372 | THR-AER-PSL-1915 | Switch, Pressure-Low, Main Oil Pump, Blower 1911, Secondary Treatment, Aeration Blower System - North | THR-AER-BL-1911 | Blower, Centrifugal, Secondary Treatment, Aeration Blower System - HPBB | Switch,Pressure-Low | Switch |  | PSL | http://www.toronto.ca/TWONTO#pressure_switch
69373 | THR-AER-PSLL-1111 | Switch, Pressure-Low-Low, Oil Pressure Blower 1111, Secondary Treatment, Aeration - Blower System - South | THR-AER-BL-1111 | Blower, Centrifugal, Secondary Treatment, Aeration Blower System - Engine Room | Switch,Pressure-Low | Switch |  | PSLL | http://www.toronto.ca/TWONTO#pressure_switch
69374 | THR-AER-PSLL-1211 | Switch, Pressure-Low-Low, Oil Pressure Blower 1211, Secondary Treatment, Aeration - Blower System - South | THR-AER-BL-1211 | Blower, Centrifugal, Secondary Treatment, Aeration Blower System - Engine Room | Switch,Pressure-Low | Switch |  | PSLL | http://www.toronto.ca/TWONTO#pressure_switch
69375 | THR-AER-PSLL-1211 | Switch, Pressure-Low-Low, Oil Pressure Blower 1211, Secondary Treatment, Aeration - Blower System - South | THR-AER-T-1214 | Tank, Reservoir, Auxiliary Oil for Blower 1211, Secondary Treatment, Aeration - Blower System - South | Switch,Pressure-Low | Switch |  | PSLL | http://www.toronto.ca/TWONTO#pressure_switch
69376 | THR-AER-PSLL-1311 | Switch, Pressure-Low-Low, Oil Pressure Blower 1311, Secondary Treatment, Aeration - Blower System - South | THR-AER-BL-1311 | Blower, Centrifugal, Secondary Treatment, Aeration Blower System - Engine Room | Switch,Pressure-Low | Switch |  | PSLL | http://www.toronto.ca/TWONTO#pressure_switch
69377 | THR-AER-PSLL-1311 | Switch, Pressure-Low-Low, Oil Pressure Blower 1311, Secondary Treatment, Aeration - Blower System - South | THR-AER-T-1314 | Tank, Reservoir, Auxiliary Oil for Blower 1311, Secondary Treatment, Aeration - Blower System - South | Switch,Pressure-Low | Switch |  | PSLL | http://www.toronto.ca/TWONTO#pressure_switch
69378 | THR-AER-PSLL-1611 | Switch, Pressure-Low-Low, Lube Oil, Blower 1611, Secondary Treatment, Aeration Blower System - North | THR-AER-BL-1611 | Blower, Centrifugal, Secondary Treatment, Aeration Blower System - HPBB | Switch,Pressure-Low | Switch |  | PSLL | http://www.toronto.ca/TWONTO#pressure_switch
69379 | THR-AER-PSLL-1611 | Switch, Pressure-Low-Low, Lube Oil, Blower 1611, Secondary Treatment, Aeration Blower System - North | THR-AER-T-1614 | Tank, Non-Pressurized, Auxiliary Oil, Blower 1611, Secondary Treatment, Aeration Blower System - North | Switch,Pressure-Low | Switch |  | PSLL | http://www.toronto.ca/TWONTO#pressure_switch
69380 | THR-AER-PSLL-1911 | Switch, Pressure-Low-Low, Lube Oil, Blower 1911, Secondary Treatment, Aeration Blower System - North | THR-AER-T-1914 | Tank, Non-Pressurized, Auxiliary Oil, Blower 1911, Secondary Treatment, Aeration Blower System - North | Switch,Pressure-Low | Switch |  | PSLL | http://www.toronto.ca/TWONTO#pressure_switch
69432 | THR-AER-TSH-1115 | Switch, Temperature-High, Pump 1115, Secondary Treatment, Aeration - Blower System - South | THR-AER-P-1115 | Pump, Centrifugal, Auxiliary Oil Supply to Blower 1111, Secondary Treatment, Aeration - Blower System - South | Switch,Temperature-High | Switch |  | TSH | http://www.toronto.ca/TWONTO#temperature_switch
69433 | THR-AER-TSH-1115 | Switch, Temperature-High, Pump 1115, Secondary Treatment, Aeration - Blower System - South | THR-AER-T-1114 | Tank, Reservoir, Auxiliary Oil for Blower 1111, Secondary Treatment, Aeration - Blower System - South | Switch,Temperature-High | Switch |  | TSH | http://www.toronto.ca/TWONTO#temperature_switch
69434 | THR-AER-TSH-1215 | Switch, Temperature-High, Pump 1215, Secondary Treatment, Aeration - Blower System - South | THR-AER-T-1214 | Tank, Reservoir, Auxiliary Oil for Blower 1211, Secondary Treatment, Aeration - Blower System - South | Switch,Temperature-High | Switch |  | TSH | http://www.toronto.ca/TWONTO#temperature_switch
69435 | THR-AER-TSH-1315 | Switch, Temperature-High, Pump 1315, Secondary Treatment, Aeration - Blower System - South | THR-AER-T-1314 | Tank, Reservoir, Auxiliary Oil for Blower 1311, Secondary Treatment, Aeration - Blower System - South | Switch,Temperature-High | Switch |  | TSH | http://www.toronto.ca/TWONTO#temperature_switch
69436 | THR-AER-TSL-1401 | Switch, Temperature, Lube Oil Heater, Blower 1411, Blower Building, Air Blower System | THR-AER-BL-1411 | Blower, Centrifugal, Secondary Treatment, Aeration Blower System - Engine Room | Switch,Temperature-Low | Switch |  | TSL | http://www.toronto.ca/TWONTO#temperature_switch
69437 | THR-AER-TSL-1501 | Switch, Temperature, Lube Oil Heater, Blower 1511, Blower Building, Air Blower System | THR-AER-BL-1511 | Blower, Centrifugal, Secondary Treatment, Aeration Blower System - Engine Room | Switch,Temperature | Switch |  | TSL | http://www.toronto.ca/TWONTO#temperature_switch
69712 | THR-BG-FS-1101 | Switch, Flow, Discharge Header, Oil Pump, Centrifugal, Engine Lubrication Oil System-Unit No 1, Engine-Generator & Heat Recovery System | THR-CG-ENG-1101 | Engine, Generator 1101, Engine Room, Engine-Generator & Heat Recovery System | Switch,Flow | Switch |  | FS | http://www.toronto.ca/TWONTO#flow_switch
69713 | THR-BG-FS-1201 | Switch, Flow, Discharge, Used Oil Pump, Centrifugals, Engine Lubrication Oil System-Unit No 2, Engine-Generator & Heat Recovery System | THR-CG-ENG-1201 | Engine, Generator NT1788901, Engine Room, Engine-Generator & Heat Recovery System | Switch,Flow | Switch |  | FS | http://www.toronto.ca/TWONTO#flow_switch
69714 | THR-BG-FSL-0112 | Switch, Flow, Low, Lube Oil Discharge, Stage 2 Inlet, Compressor 0101, Gas Compressor Bldg | THR-BG-C-0101 | Compressor, Centrifugal, Fuel Gas, Compressor Building, Gas Compressor (And Dryer) for COGEN |  | Switch |  | FSL | http://www.toronto.ca/TWONTO#flow_switch
69715 | THR-BG-FSL-0211 | Switch, Flow, Low, Lube Oil Discharge, Stage 2 Inlet, Compressor 0201, Gas Compressor Bldg | THR-BG-C-0201 | Compressor, Centrifugal, Fuel Gas, Compressor Building, Gas Compressor (And Dryer), for COGEN |  | Switch |  | FSL | http://www.toronto.ca/TWONTO#flow_switch
69727 | THR-BG-LSH-0112 | Switch, Level, High, Condensate, Heat Exch 0102, High Press Gas Cond Sys Train 1, Gas Comp Bldg | THR-BG-HE-0102 | Heat Exchanger, Oil for Fuel Gas Compressor 0101, Compressor Building, Gas Compressor (And Dryer) |  | Switch |  | LSH | http://www.toronto.ca/TWONTO#level_switch
69728 | THR-BG-LSH-0203 | Switch, Level, High, Condensate, Condensor 0203, High Press Gas Cond Sys Train 2, Gas Comp Bldg | THR-BG-CU-0203 | Condensor, Fuel Gas, High Press Gas Conditioning System Train 2, Gas Comp Bldg |  | Switch |  | LSH | http://www.toronto.ca/TWONTO#level_switch
69729 | THR-BG-LSH-0301 | Switch, Level-High, Water in Condensate Separator Tank F-0102, Compressor Building, Gas Compressor (And Dryer) | THR-BG-F-0102 | Condensate Separator, Fuel Gas, Compressor Building, Gas Compressor (And Dryer) | Switch,Level-High | Switch |  | LSH | http://www.toronto.ca/TWONTO#level_switch
69730 | THR-BG-LSH-0601 | Switch, Level-High, Water in Condensate Separator 0402, Compressor Building, Gas Compressor (And Dryer) | THR-BG-F-0402 | Condensate Separator, Fuel Gas, Compressor Building, Gas Compressor (And Dryer) | Switch,Level-High | Switch |  | LSH | http://www.toronto.ca/TWONTO#level_switch
69731 | THR-BG-LSH-0904 | Switch, Level-High, Liquid in West Dewatering System, Compressor Building, Digester and Natural Gas Supply System | THR-BG | Blended Gas | Switch,Level-High | Switch |  | LSH | http://www.toronto.ca/TWONTO#level_switch
69732 | THR-BG-LSH-0905 | Switch, Level-High, Liquid in East Dewatering System, Compressor Building, Digester and Natural Gas Supply System | THR-BG | Blended Gas | Switch,Level-High | Switch |  | LSH | http://www.toronto.ca/TWONTO#level_switch
69733 | THR-BG-LSL-0601 | Switch, Level_low-Low, Lube Oil 0400, Compressor Building, Gas Compressor (And Dryer) | THR-BG-T-0400 | Oil Separator, Compressor 0401, Compressor Building, Gas Compressor (And Dryer) | Switch,Level-Low | Switch |  | LSL | http://www.toronto.ca/TWONTO#level_switch
69734 | THR-BG-LSL-0901 | Switch, Level-Low, Liquid in West Dewatering System, Compressor Building, Digester and Natural Gas Supply System | THR-BG | Blended Gas | Switch,Level-Low | Switch |  | LSL | http://www.toronto.ca/TWONTO#level_switch
69735 | THR-BG-LSL-0902 | Switch, Level-Low, Liquid in East Dewatering System, Compressor Building, Digester and Natural Gas Supply System | THR-BG | Blended Gas | Switch,Level-Low | Switch |  | LSL | http://www.toronto.ca/TWONTO#level_switch
69755 | THR-BG-PSH-0023 | Switch, Pressure, High, Lines D and E De-Pressurization, DG and NG Transmission Sys, Gas Comp Bldg | THR-BG | Blended Gas |  | Switch |  | PSH | http://www.toronto.ca/TWONTO#pressure_switch
69756 | THR-BG-PSH-0102 | Switch,Pressurel-High, Condensate Separator Tank F-0102, Compressor Building, Gas Compressor (And Dryer) | THR-BG-F-0102 | Condensate Separator, Fuel Gas, Compressor Building, Gas Compressor (And Dryer) | Switch,Pressure-High | Switch |  | PSH | http://www.toronto.ca/TWONTO#pressure_switch
69757 | THR-BG-PSH-0301 | Switch,Pressurel-High, Inlet to Dryer System, Compressor Building, Gas Compressor (And Dryer) | THR-BG-DRY-0300 | Dryer, Fuel Gas, Compressor Building, Gas Compressor (And Dryer) | Switch,Pressure-High | Switch |  | PSH | http://www.toronto.ca/TWONTO#pressure_switch
69758 | THR-BG-PSH-0502 | Switch, Pressurel-High, DG Valve Train, Compressor Building, Gas Compressor (And Dryer) | THR-DIG-CG | Digester Gas, Co-Generation | Switch,Pressure-High | Switch |  | PSH | http://www.toronto.ca/TWONTO#pressure_switch
69759 | THR-BG-PSH-0504 | Switch,Pressurel-High, NG Valve Train, Compressor Building, Gas Compressor (And Dryer) | THR-NGS-CG | Natural Gas System, Co-Generation | Switch,Pressure-High | Switch |  | PSH | http://www.toronto.ca/TWONTO#pressure_switch
69760 | THR-BG-PSH-0901 | Switch,Pressure High,Plant Water Supply Inlet Strainer,Compressor Building, Digester and Natural Gas Supply System | THR-BG-P-0901 | Pump, Centrifugal, West Dewatering System, Compressor Building, Digester and Natural Gas Supply System | Switch,Pressure-High | Switch |  | PSH | http://www.toronto.ca/TWONTO#pressure_switch
69761 | THR-BG-PSHH-0101 | Switch,Pressurel-High-High, Emergency Purge System, Compressor Building, Gas Compressor (And Dryer) | THR-BG-C-0101 | Compressor, Centrifugal, Fuel Gas, Compressor Building, Gas Compressor (And Dryer) for COGEN | Switch,Pressure-High | Switch |  | PSHH | http://www.toronto.ca/TWONTO#pressure_switch
69762 | THR-BG-PSL-0109 | Switch, Pressure, Low, Compressed Air, Compressor 0101, Gas Compressor Bldg | THR-BG-C-0101 | Compressor, Centrifugal, Fuel Gas, Compressor Building, Gas Compressor (And Dryer) for COGEN |  | Switch |  | PSL | http://www.toronto.ca/TWONTO#pressure_switch
69763 | THR-BG-PSL-0501 | Switch, Pressure-Low, DG Valve Train, Compressor Building, Gas Compressor (And Dryer) | THR-DIG-CG | Digester Gas, Co-Generation | Switch,Pressure-Low | Switch |  | PSL | http://www.toronto.ca/TWONTO#pressure_switch
69764 | THR-BG-PSL-0503 | Switch,Pressure-Low, NG Valve Train, Compressor Building, Gas Compressor (And Dryer) | THR-NGS-CG | Natural Gas System, Co-Generation | Switch,Pressure-Low | Switch |  | PSL | http://www.toronto.ca/TWONTO#pressure_switch
69765 | THR-BG-PSL-1201 | Switch, Pressure Low, Engine 1201 Gas Valve Train, Engine Fuel System-Unit No 2, Engine-Generator & Heat Recovery System | THR-CG-ENG-1201 | Engine, Generator NT1788901, Engine Room, Engine-Generator & Heat Recovery System | Switch,Pressure-Low | Switch |  | PSL | http://www.toronto.ca/TWONTO#pressure_switch
69766 | THR-BG-PSLL-0101 | Sensor, Pressure-Low-Low, Emergency Purge System, Compressor Building, Gas Compressor (And Dryer) | THR-BG-C-0101 | Compressor, Centrifugal, Fuel Gas, Compressor Building, Gas Compressor (And Dryer) for COGEN | Switch,Pressure-Low | Switch |  | PSLL | http://www.toronto.ca/TWONTO#pressure_switch
69767 | THR-BG-PSLL-0401 | Sensor, Pressure-Low-Low, Emergency Purge System, Compressor Building, Gas Compressor (And Dryer) | THR-BG-CP-0403 | Control Panel, Operator, Fuel Gas Compressor 1401, Compressor Building, Gas Compressor (And Dryer) | Switch,Pressure-Low | Switch |  | PSLL | http://www.toronto.ca/TWONTO#pressure_switch
69845 | THR-BG-TSH-0101 | Switch, Temperature, High, Heat Exchanger 0101 Cooling Water, Gas Compressor Bldg | THR-BG-C-0101 | Compressor, Centrifugal, Fuel Gas, Compressor Building, Gas Compressor (And Dryer) for COGEN |  | Switch |  | TSH | http://www.toronto.ca/TWONTO#temperature_switch
69846 | THR-BG-TSH-0111 | Switch, Temperature, High, Fuel Gas, Heat Exchanger 0101 Inlet, Gas Compressor Bldg | THR-BG-C-0101 | Compressor, Centrifugal, Fuel Gas, Compressor Building, Gas Compressor (And Dryer) for COGEN |  | Switch |  | TSH | http://www.toronto.ca/TWONTO#temperature_switch
69847 | THR-BG-TSH-0112 | Switch, Temperature, High, Fuel Gas, Compressor 0101 Discharge, Gas Compressor Bldg | THR-BG-C-0101 | Compressor, Centrifugal, Fuel Gas, Compressor Building, Gas Compressor (And Dryer) for COGEN |  | Switch |  | TSH | http://www.toronto.ca/TWONTO#temperature_switch
69848 | THR-BG-TSH-0201 | Switch, Temperature, High, Heat Exchanger 0201 Cooling Water, Gas Compressor Bldg | THR-BG-C-0201 | Compressor, Centrifugal, Fuel Gas, Compressor Building, Gas Compressor (And Dryer), for COGEN |  | Switch |  | TSH | http://www.toronto.ca/TWONTO#temperature_switch
69849 | THR-BG-TSL-0401 | Switch,Temperature Low, Lube Oil for Fuel Gas Compressor 1401, Compressor Building, Gas Compressor (And Dryer) | THR-BG-T-0400 | Oil Separator, Compressor 0401, Compressor Building, Gas Compressor (And Dryer) | Switch,Temperature-Low | Switch |  | TSL | http://www.toronto.ca/TWONTO#temperature_switch
69959 | THR-BG-VSH-0113 | Switch, Vibration, High, Gearbox, Compressor 0101 Stage 2, Gas Compressor Bldg | THR-BG-C-0101 | Compressor, Centrifugal, Fuel Gas, Compressor Building, Gas Compressor (And Dryer) for COGEN |  | Switch |  | VSH | http://www.toronto.ca/TWONTO#vibration_sensor_element
69961 | THR-BG-VSH-0211 | Switch, Vibration, High, Compressor 0201 Stage 1, Gas Compressor Bldg | THR-BG-C-0201 | Compressor, Centrifugal, Fuel Gas, Compressor Building, Gas Compressor (And Dryer), for COGEN |  | Switch |  | VSH | http://www.toronto.ca/TWONTO#vibration_sensor_element
69962 | THR-BG-VSH-0212 | Switch, Vibration, High, Compressor 0201 Stage 2, Gas Compressor Bldg | THR-BG-C-0201 | Compressor, Centrifugal, Fuel Gas, Compressor Building, Gas Compressor (And Dryer), for COGEN |  | Switch |  | VSH | http://www.toronto.ca/TWONTO#vibration_sensor_element
69963 | THR-BG-VSH-0213 | Switch, Vibration, High, Gearbox, Compressor 0201 Stage 2, Gas Compressor Bldg | THR-BG-C-0201 | Compressor, Centrifugal, Fuel Gas, Compressor Building, Gas Compressor (And Dryer), for COGEN |  | Switch |  | VSH | http://www.toronto.ca/TWONTO#vibration_sensor_element
69964 | THR-BG-VSH-0214 | Switch, Vibration, High, Motor 0201, Compressor 0201, Gas Compressor Bldg | THR-BG-C-0201 | Compressor, Centrifugal, Fuel Gas, Compressor Building, Gas Compressor (And Dryer), for COGEN |  | Switch |  | VSH | http://www.toronto.ca/TWONTO#vibration_sensor_element
70004 | THR-CG-FSL-0001 | Switch, Flow, Low, Fan 0001, Engine 1101 Enclosure, Engine House | THR-CG-ENG-1101 | Engine, Generator 1101, Engine Room, Engine-Generator & Heat Recovery System |  | Switch |  | FSL | http://www.toronto.ca/TWONTO#flow_switch
70005 | THR-CG-FSL-0004 | Switch, Flow, Low, Fan 0004, Engine 1201 Enclosure, Engine House | THR-CG-ENG-1201 | Engine, Generator NT1788901, Engine Room, Engine-Generator & Heat Recovery System |  | Switch |  | FSL | http://www.toronto.ca/TWONTO#flow_switch
70006 | THR-CG-FSL-0150 | Switch, Flow, Low, Outlet, Chiller 0150, Coolant Supply, Gas Coolant System, Gas Comp Bldg | THR-CG-CI-0150 | Chiller, Glycol, Gas Coolant System, High Press Gas Cond Sys Train 1, Gas Compressor Building |  | Switch |  | FSL | http://www.toronto.ca/TWONTO#flow_switch
70014 | THR-CG-LSH-1101 | Switch, Level, High, Tank 1109, Lube Oil System, Engine-Gen 1101 | THR-DIG-T-0110 | Tank, New Oil, Lube Oil System, Gas Compressor Building | Switch,Level-High | Switch |  | LSH | http://www.toronto.ca/TWONTO#level_switch
70015 | THR-CG-LSH-1163 | Switch, Level, High, Engine Oil Sump, Lube Oil System, Engine-Gen 1101 | THR-CG-ENG-1101 | Engine, Generator 1101, Engine Room, Engine-Generator & Heat Recovery System |  | Switch |  | LSH | http://www.toronto.ca/TWONTO#level_switch
70016 | THR-CG-LSH-1263 | Switch, Level, High, Engine Oil Sump, Lube Oil System, Engine-Gen 1201 | THR-CG-ENG-1201 | Engine, Generator NT1788901, Engine Room, Engine-Generator & Heat Recovery System |  | Switch |  | LSH | http://www.toronto.ca/TWONTO#level_switch
70029 | THR-CG-PSH-0901 | Switch, Pressure, High, Strainer 0901, Gas Compressor Building | THR-DIG | Digester |  | Switch |  | PSH | http://www.toronto.ca/TWONTO#pressure_switch
70030 | THR-CG-PSH-1265 | Switch, Pressure High, P-1264 Pump Lube Oil, Air Starting System, Engine-Gen 1201 | THR-CG-ENG-1201 | Engine, Generator NT1788901, Engine Room, Engine-Generator & Heat Recovery System |  | Switch |  | PSH | http://www.toronto.ca/TWONTO#pressure_switch
70031 | THR-CG-PSH-1407 | Switch, Pressure, High, Engine Exhaust System, Engine-Gen 1101 | THR-CG-ENG-1101 | Engine, Generator 1101, Engine Room, Engine-Generator & Heat Recovery System |  | Switch |  | PSH | http://www.toronto.ca/TWONTO#pressure_switch
70032 | THR-CG-PSH-1417 | Switch, Pressure, High, Engine Exhaust System, Engine-Gen 1201 | THR-CG-ENG-1201 | Engine, Generator NT1788901, Engine Room, Engine-Generator & Heat Recovery System |  | Switch |  | PSH | http://www.toronto.ca/TWONTO#pressure_switch
70034 | THR-CG-PSL-1161 | Switch, Pressure, Low, Lube Oil System, Engine-Gen 1101 | THR-CG-ENG-1101 | Engine, Generator 1101, Engine Room, Engine-Generator & Heat Recovery System |  | Switch |  | PSL | http://www.toronto.ca/TWONTO#pressure_switch
70287 | FHA-ALM-FSL-0001 | Switch, Flow, Low, Alum Gravity Line, Service Building, Alum Room | FHA-ALM-T-0101 | Tank, Alum Storage #1, Service Building | Switch,Flow | Switch |  | FSL | http://www.toronto.ca/TWONTO#flow_switch
70386 | FHA-AM-LSHH-0201 | Switch, Level High, Aqua Ammonia | FHA-AM-T-0201 | Tank, Aqua Ammonia, RMF Ammonia Storage Room South Tank |  | Switch |  | LSHH | http://www.toronto.ca/TWONTO#level_switch
70392 | FHA-AM-PSH-0101 | Switch, Pressure, Ammonia Tank 1. | FHA-AM-T-0101 | Tank, Aqua Ammonia, RMF Ammonia Storage Room North Tank |  | Switch |  | PSH | http://www.toronto.ca/TWONTO#pressure_switch
70702 | THR-DCL-FSL-0201 | Switch, Flow, Low, NaSO3 Dosing P-0200 | THR-DCL-P-0200 | Pump, SBS Dosing to Outfall | Switch,Flow-Low | Switch |  | FSL | http://www.toronto.ca/TWONTO#flow_switch
70703 | THR-DCL-FSL-0701 | Switch, Flow, Low, NaSO3 Dosing P-0700 | THR-DCL-P-0700 | Pump, SBS Dosing to Outfall | Switch,Flow-Low | Switch |  | FSL | http://www.toronto.ca/TWONTO#flow_switch
70751 | THR-DCL-LSH-0002 | Switch, Level High, Containment Tank, Sodium Bisulphite | THR-DCL-T-0002 | Tank, Containment, SBS, NaHSO3 Pump 0600 & 0700 | Switch,Level-High | Switch |  | LSH | http://www.toronto.ca/TWONTO#level_switch
70764 | THR-DCL-PSH-0301 | Switch, Pressure, High, Discharge P-0300 | THR-DCL-P-0300 | Pump, Dechlorination Sample, Dechlorination Simulation Room | Switch,Pressure-High | Switch |  | PSH | http://www.toronto.ca/TWONTO#pressure_switch
70765 | THR-DCL-PSH-0601 | Switch, Pressure, High, NaSO3 Dosing P-0600 | THR-DCL-P-0600 | Pump, SBS Dosing to Outfall | Switch,Pressure-High | Switch |  | PSH | http://www.toronto.ca/TWONTO#pressure_switch
70766 | THR-DCL-PSH-0701 | Switch, Pressure, High, NaSO3 Dosing P-0700 | THR-DCL-P-0700 | Pump, SBS Dosing to Outfall | Switch,Pressure-High | Switch |  | PSH | http://www.toronto.ca/TWONTO#pressure_switch
70768 | THR-DCL-SBCP-0001 | Control Panel, Containment Tank, Sodium Bisulphite | THR-ELS-DIS | Electrical System, Disinfection, Chlorine Building | Switch,Level-High | Switch |  | SBCP | http://www.toronto.ca/TWONTO#process_control_panel
70907 | THR-DGHT-LSHH | Switch,High High Level, Sump Pumps, Digesters/Grit/Headhouse/Thickening | THR-GRK-DRN-WA3 | Drains, Floor, Gratings,Work Area 3 | Switch,Level-High-High | Switch |  |  | http://www.toronto.ca/TWONTO#level_switch
71144 | FHA-BW-PSL-1100 | Switch, Pressure, Air Intake, Filter Building, Blower Room,BL-1100 | FHA-BW-BL-1100 | Blower, Air, Filter Building, Blower Room | Switch,Pressure-Low | Switch |  | PSL | http://www.toronto.ca/TWONTO#pressure_switch
71148 | FHA-BW-TSH-0501 | Switch, Temperature High, Backwash Pump P-0501 Motor, Low Lift PS | FHA-BW-M-0501 | Motor, Wash Water to Filter Bldg. | Switch,Temperature-High | Switch |  | TSH | http://www.toronto.ca/TWONTO#temperature_switch
71149 | FHA-BW-TSH-0503 | Switch, Temperature High, Backwash Pump P-0501 Bearing, Low Lift PS | FHA-BW-P-0501 | Pump Centrifugal, Wash Water to Filter Bldg. | Switch,Temperature-High | Switch |  | TSH | http://www.toronto.ca/TWONTO#temperature_switch
71150 | FHA-BW-TSH-0504 | Switch, Temperature High, Backwash Pump P-0501 Bearing, Low Lift PS | FHA-BW-P-0501 | Pump Centrifugal, Wash Water to Filter Bldg. | Switch,Temperature-High | Switch |  | TSH | http://www.toronto.ca/TWONTO#temperature_switch
71151 | FHA-BW-TSH-0602 | Switch, Temperature High, Backwash Pump P-0501 Motor, Low Lift PS | FHA-BW-M-0501 | Motor, Wash Water to Filter Bldg. | Switch,Temperature-High | Switch |  | TSH | http://www.toronto.ca/TWONTO#temperature_switch
71152 | FHA-BW-TSH-0603 | Switch, Temperature High, Backwash Pump P-0501 Bearing, Low Lift PS | FHA-BW-P-0501 | Pump Centrifugal, Wash Water to Filter Bldg. | Switch,Temperature-High | Switch |  | TSH | http://www.toronto.ca/TWONTO#temperature_switch
71153 | FHA-BW-TSH-0604 | Switch, Temperature High, Backwash Pump P-0501 Bearing, Low Lift PS | FHA-BW-P-0501 | Pump Centrifugal, Wash Water to Filter Bldg. | Switch,Temperature-High | Switch |  | TSH | http://www.toronto.ca/TWONTO#temperature_switch
71154 | FHA-BW-TSH-0702 | Switch, Temperature High, Backwash Pump P-0701 Bearing, Low Lift PS | FHA-BW-P-0701 | Pump Centrifugal, Wash Water to Filter Bldg. | Switch,Temperature-High | Switch |  | TSH | http://www.toronto.ca/TWONTO#temperature_switch
71194 | THR-DIG-FSL-2214 | Flow Switch, Pump Seal Water | THR-DIG-P-2214 | Pump, Centrifugal, Primary Sludge Recirculation to Tank 0700 | Transmitter,Pressure | Switch |  | FSL | http://www.toronto.ca/TWONTO#flow_switch
71195 | THR-DIG-FSL-2319 | Flow Switch, Pump Seal Water | THR-DIG-P-2319 | Pump, Centrifugal, Sludge Recirculation, Tank 0900 | Transmitter,Pressure | Switch |  | FSL | http://www.toronto.ca/TWONTO#flow_switch
71196 | THR-DIG-FSL-2368 | Flow Switch, Pump Seal Water | THR-DIG-P-2368 | Pump, Centrifugal, Sludge Recirculation, Tank 1000 | Transmitter,Pressure | Switch |  | FSL | http://www.toronto.ca/TWONTO#flow_switch
71197 | THR-DIG-FSL-3115 | Flow Switch, Pump Seal Water | THR-DIG-T | Digester, Tanks | Transmitter,Pressure | Switch |  | FSL | http://www.toronto.ca/TWONTO#flow_switch
71198 | THR-DIG-FSL-3116 | Flow Switch, Pump Seal Water | THR-DIG-P-3116 | Pump, Centrifugal, Sludge Transfer, Digester Tank 0700 | Transmitter,Pressure | Switch |  | FSL | http://www.toronto.ca/TWONTO#flow_switch
71199 | THR-DIG-FSL-3116 | Flow Switch, Pump Seal Water | THR-DIG-T-7-10 | Digester, Entities Common to Tanks 7-10 | Transmitter,Pressure | Switch |  | FSL | http://www.toronto.ca/TWONTO#flow_switch
71200 | THR-DIG-FSL-3211 | Flow Switch, Pump Seal Water | THR-DIG-P-3211 | Pump, Centrifugal, Sludge Transfer, Digester Tank 0900 | Transmitter,Pressure | Switch |  | FSL | http://www.toronto.ca/TWONTO#flow_switch
71201 | THR-DIG-FSL-3212 | Flow Switch, Pump Seal Water | THR-DIG-T-9-10 | Digester, Entities Common to Tanks 9-10 | Transmitter,Pressure | Switch |  | FSL | http://www.toronto.ca/TWONTO#flow_switch
71202 | THR-DIG-FSL-3271 | Flow Switch, Pump Seal Water | THR-DIG-T-9-10 | Digester, Entities Common to Tanks 9-10 | Transmitter,Pressure | Switch |  | FSL | http://www.toronto.ca/TWONTO#flow_switch
71203 | THR-DIG-FSL-3272 | Flow Switch, Pump Seal Water | THR-DIG-P-3272 | Pump, Centrifugal, Sludge Transfer, Digester Tank 1000 | Transmitter,Pressure | Switch |  | FSL | http://www.toronto.ca/TWONTO#flow_switch
71204 | THR-DIG-FSL-3272 | Flow Switch, Pump Seal Water | THR-DIG-T-9-10 | Digester, Entities Common to Tanks 9-10 | Transmitter,Pressure | Switch |  | FSL | http://www.toronto.ca/TWONTO#flow_switch
71205 | THR-DIG-FSL-4710 | Flow Switch, Pump Seal Water (Removed from service as per D. Campolucci) | THR-DIG-P-4710 | Pump, Centrifugal, Hot Water Recirculation, Tank 0700 | Transmitter,Pressure | Switch | 34898 | FSL | http://www.toronto.ca/TWONTO#flow_switch
71206 | THR-DIG-FSL-4711 | Flow Switch, Pump Seal Water (Removed from service as per D. Campolucci) | THR-DIG-P-4711 | Pump, Centrifugal, Hot Water Recirculation, Tank 0700 | Transmitter,Pressure | Switch | 34899 | FSL | http://www.toronto.ca/TWONTO#flow_switch
71207 | THR-DIG-FSL-4760 | Flow Switch, Pump Seal Water (Removed from service as per D. Campolucci) | THR-DIG-P-4760 | Pump, Centrifugal, Hot Water Recirculation, Tank 0800 | Transmitter,Pressure | Switch | 34900 | FSL | http://www.toronto.ca/TWONTO#flow_switch
71208 | THR-DIG-FSL-4761 | Flow Switch, Pump Seal Water (Removed from service as per D. Campolluci | THR-DIG-P-4761 | Pump, Centrifugal, Hot Water Recirculation, Tank 0800 | Transmitter,Pressure | Switch | 34908 | FSL | http://www.toronto.ca/TWONTO#flow_switch
71209 | THR-DIG-FSL-4761 | Flow Switch, Pump Seal Water (Removed from service as per D. Campolluci | THR-S-E | SUSPENDED ENTITY | Transmitter,Pressure | Switch | 34908 | FSL | http://www.toronto.ca/TWONTO#flow_switch
71210 | THR-DIG-FSL-5240C | Switch, Flow-Low, Lube Oil, C-5240, Gas Mixing System | THR-DIG-T-5240 | Tank, Reservoir, Auxiliary Oil, Gas Compressor 5240, Digester Mixing System | Switch,Flow-Low | Switch |  | FSL | http://www.toronto.ca/TWONTO#flow_switch
71211 | THR-DIG-FSL-5280C | Switch, Flow-Low, Lube Oil, C-5280, Gas Mixing System | THR-DIG-T-5280 | Tank, Reservoir, Auxiliary Oil, Gas Compressor 5280, Digester Mixing System | Switch,Flow-Low | Switch |  | FSL | http://www.toronto.ca/TWONTO#flow_switch
71212 | THR-DIG-FSL-5440C | Switch, Flow-Low, Lube Oil, C-5440, Gas Mixing System | THR-DIG-T-5440 | Tank, Reservoir, Auxiliary Oil, Gas Compressor 5440, Digester Mixing System | Switch,Flow-Low | Switch |  | FSL | http://www.toronto.ca/TWONTO#flow_switch
71213 | THR-DIG-FSL-5480C | Switch, Flow-Low, Lube Oil, C-5480, Gas Mixing System | THR-DIG-T-5480 | Tank, Reservoir, Auxiliary Oil, Gas Compressor 5480, Digester Mixing System | Switch,Flow-Low | Switch |  | FSL | http://www.toronto.ca/TWONTO#flow_switch
71214 | THR-DIG-FSL-5640 | Switch, Flow-Low, Condensate Tank 5631 | THR-DIG-T-5631 | Tank, Condensate and Sediment Accumulator, C-5640, Digester Mixing System | Switch,Flow-Low | Switch |  | FSL | http://www.toronto.ca/TWONTO#flow_switch
71215 | THR-DIG-FSL-5642 | Switch, Flow-Low, Lube Oil, C-5640, Gas Mixing System | THR-DIG-C-5640 | Compressor, Gas, Mixing System, Digester Tank#7 | Switch,Flow-Low | Switch |  | FSL | http://www.toronto.ca/TWONTO#flow_switch
71216 | THR-DIG-FSL-5642 | Switch, Flow-Low, Lube Oil, C-5640, Gas Mixing System | THR-DIG-T-5641 | Tank, Reservoir, Auxiliary Oil, Gas Compressor 5640, Digester Mixing System | Switch,Flow-Low | Switch |  | FSL | http://www.toronto.ca/TWONTO#flow_switch
71217 | THR-DIG-FSL-5660 | Switch, Flow-Low, Condensate T-5651 | THR-DIG-T-5651 | Tank, Condensate and Sediment Accumulator, C-5660, Digester Mixing System | Switch,Flow-Low | Switch |  | FSL | http://www.toronto.ca/TWONTO#flow_switch
71218 | THR-DIG-FSL-5662 | Switch, Flow-Low, Lube Oil, C-5660, Gas Mixing System | THR-DIG-C-5660 | Compressor, Gas, Mixing System, Digester Tank#7/8 | Switch,Flow-Low | Switch |  | FSL | http://www.toronto.ca/TWONTO#flow_switch
71219 | THR-DIG-FSL-5662 | Switch, Flow-Low, Lube Oil, C-5660, Gas Mixing System | THR-DIG-T-5661 | Tank, Reservoir, Auxiliary Oil, Gas Compressor 5660, Digester Mixing System | Switch,Flow-Low | Switch |  | FSL | http://www.toronto.ca/TWONTO#flow_switch
71220 | THR-DIG-FSL-5680 | Switch, Flow-Low, Condensate, Tank 5671, Solids Treatment, Mixing System - Digesters - Tank 0700 & Tank 0800, Compressors | THR-DIG-T-5671 | Tank, Condensate and Sediment Accumulator, C-5680, Digester Mixing System | Switch,Flow-Low | Switch |  | FSL | http://www.toronto.ca/TWONTO#flow_switch
71221 | THR-DIG-FSL-5840 | Switch, Flow-Low, Condensate T-5832 | THR-DIG-T-5831 | Tank, Condensate and Sediment Accumulator, C-5840, Digester Mixing System | Switch,Flow-Low | Switch |  | FSL | http://www.toronto.ca/TWONTO#flow_switch
71222 | THR-DIG-FSL-5842 | Switch, Flow-Low, Lube Oil, C-5840, Gas Mixing System | THR-DIG-C-5840 | Compressor, Gas, Mixing System, Digester Tank#10 | Switch,Flow-Low | Switch |  | FSL | http://www.toronto.ca/TWONTO#flow_switch
71223 | THR-DIG-FSL-5860 | Switch, Flow-Low, Condensate T-5852 | THR-DIG-T-5851 | Tank, Condensate and Sediment Accumulator, C-5860, Digester Mixing System | Switch,Flow-Low | Switch |  | FSL | http://www.toronto.ca/TWONTO#flow_switch
71224 | THR-DIG-FSL-5882 | Switch, Flow-Low, Lube Oil, C-5880, Gas Mixing System | THR-DIG-C-5880 | Compressor, Gas, Mixing System, Digester Tank#09 | Switch,Flow-Low | Switch |  | FSL | http://www.toronto.ca/TWONTO#flow_switch
71325 | THR-DIG-LSH-0112 | Switch, Level, High, New Oil, Tank 0110, Lube Oil System, Gas Compressor Building | THR-DIG-T-0110 | Tank, New Oil, Lube Oil System, Gas Compressor Building |  | Switch |  | LSH | http://www.toronto.ca/TWONTO#level_switch
71326 | THR-DIG-LSH-0122 | Switch, Level, High, Waste Oil, Tank 0120, Lube Oil System, Gas Compressor Building | THR-DIG-T-0120 | Tank, Waste Oil, Lube Oil System, Gas Compressor Building |  | Switch |  | LSH | http://www.toronto.ca/TWONTO#level_switch
71327 | THR-DIG-LSH-0306 | Switch, Level-High, Over Flow Chamber, Tank 0300, Solids Treatment, Digester 3 Overflow Chamber | THR-DIG-PD-0300 | Tank, Primary Digester-3, Solids Treatment | Switch,Level-High | Switch |  | LSH | http://www.toronto.ca/TWONTO#level_switch
71328 | THR-DIG-LSH-0411 | Switch, Level-High, Liquid in Scrubber 0412, Digester Compressor Bldg. Basement South | THR-DIG-SB-0410 | Scrubber, Gas, Low Pressure Digester Gas, Gas Compressor Building | Switch,Level-High | Switch |  | LSH | http://www.toronto.ca/TWONTO#level_switch
71329 | THR-DIG-LSH-0421 | Switch, Level-High, Liquid in Scrubber 0420, Digester Gas Compressor Bldg. Basement South | THR-DIG-SB-0420 | Scrubber, Gas, Low Pressure Digester Gas, Gas Compressor Building | Switch,Level-High | Switch |  | LSH | http://www.toronto.ca/TWONTO#level_switch
71330 | THR-DIG-LSH-0431 | Switch, Level-High, Liquid in Scrubber 0430, Digester Gas Compressor Bldg. Basement South | THR-DIG-SB-0430 | Scrubber, Gas, Low Pressure Digester Gas, Gas Compressor Building | Switch,Level-High | Switch |  | LSH | http://www.toronto.ca/TWONTO#level_switch
71331 | THR-DIG-LSH-0606 | Switch, Level-High, Overflow Chamber,Tank 0600, Solids Treatment, Digester - Tanks 1-6 | THR-DIG-SD-0600 | Tank, Secondary Digester-6, Solids Treatment | Switch,Level-High | Switch |  | LSH | http://www.toronto.ca/TWONTO#level_switch
71332 | THR-DIG-LSH-1006 | Switch, Level-High, Tank 1000 Coffin Overflow, Primary Sludge, Solids Treatment, Transfer System - Digesters - Tank 0900 & Tank 1000 | THR-DIG-PD-1000 | Tank, Primary Digester-10, Solids Treatment | Switch,Level-High | Switch |  | LSH | http://www.toronto.ca/TWONTO#level_switch
71333 | THR-DIG-LSH-2171B | Switch, Level, High, Sump Pump, Near Digester Tank 6 | THR-DIG-CP-2171 | Control Panel, Duplex Sump, Near Digester Tank 6 | Pump,Centrifugal | Switch |  | LSH | http://www.toronto.ca/TWONTO#level_switch
71334 | THR-DIG-LSH-3850 | Switch, Level High, Separator Overfill, Oil Tank, Gas Compressor Bldg Bsmnt, Oil Water Separator Sys | THR-BG-F-0102 | Condensate Separator, Fuel Gas, Compressor Building, Gas Compressor (And Dryer) | Switch,Level-High | Switch |  | LSH | http://www.toronto.ca/TWONTO#level_switch
71335 | THR-DIG-LSH-3850 | Switch, Level High, Separator Overfill, Oil Tank, Gas Compressor Bldg Bsmnt, Oil Water Separator Sys | THR-DIG-T-3850 | Tank, Seperator, Oil Water, Gas Compressor Bldg Bsmnt, Oil Water Separator System | Switch,Level-High | Switch |  | LSH | http://www.toronto.ca/TWONTO#level_switch
71336 | THR-DIG-LSH-3851 | Switch, Level High, Integral Oil Storage Tank, Gas Compressor Bldg Bsmnt, Oil Water Separator Sys | THR-DIG-T-3850 | Tank, Seperator, Oil Water, Gas Compressor Bldg Bsmnt, Oil Water Separator System | Switch,Level-High | Switch |  | LSH | http://www.toronto.ca/TWONTO#level_switch
71337 | THR-DIG-LSHH-0207 | Switch, Level-High-High, Over Flow Chamber, Tank 0200, Solids Treatment, Digester 2 Overflow Chamber | THR-DIG-PD-0200 | Tank, Primary Digester-2, Solids Treatment | Switch,Level-High-High | Switch |  | LSHH | http://www.toronto.ca/TWONTO#level_switch
71338 | THR-DIG-LSHH-0507 | Switch, Level-High-High,Overflow Chamber,Tank 0500, Solids Treatment, Digester - Tanks 1-6 | THR-DIG-PD-0500 | Tank, Primary Digester-5, Solids Treatment | Switch,Level-High-High | Switch |  | LSHH | http://www.toronto.ca/TWONTO#level_switch
71339 | THR-DIG-LSHH-0607 | Switch, Level-High-High,Overflow Chamber,Tank 0600, Solids Treatment, Digester - Tanks 1-6 | THR-DIG-SD-0600 | Tank, Secondary Digester-6, Solids Treatment | Switch,Level-High-High | Switch |  | LSHH | http://www.toronto.ca/TWONTO#level_switch
71340 | THR-DIG-LSHH-3971 | Switch, Level-High-High,Pump 3171/3172,Sump, Tank 0700 & Tank 0800 | THR-DIG-P-3171 | Pump, Sump, Centrifugal, Tank 0700 & Tank 0800 | Pump,Centrifugal | Switch |  | LSHH | http://www.toronto.ca/TWONTO#level_switch
71341 | THR-DIG-LSHH-3971 | Switch, Level-High-High,Pump 3171/3172,Sump, Tank 0700 & Tank 0800 | THR-DIG-P-3977A | Pump, Sump, Digesters, Plant Services,Gallery T-10 Basement, Flood Monitoring System | Pump,Centrifugal | Switch |  | LSHH | http://www.toronto.ca/TWONTO#level_switch
71342 | THR-DIG-LSHH-3977 | Switch, Level-High-High,Pump 3977A/B,Sump, Digesters, Plant Services, Flood Monitoring System | THR-DIG-CP-2171 | Control Panel, Duplex Sump, Near Digester Tank 6 | Pump,Centrifugal | Switch |  | LSHH | http://www.toronto.ca/TWONTO#level_switch
71343 | THR-DIG-LSHH-3977 | Switch, Level-High-High,Pump 3977A/B,Sump, Digesters, Plant Services, Flood Monitoring System | THR-DIG-P-3977A | Pump, Sump, Digesters, Plant Services,Gallery T-10 Basement, Flood Monitoring System | Pump,Centrifugal | Switch |  | LSHH | http://www.toronto.ca/TWONTO#level_switch
71344 | THR-DIG-LSHH-3978 | Switch, Level-High-High,Pump 3978A/B,Sump, Digesters, Plant Services, Flood Monitoring System | THR-DIG-P-3978A | Pump, Sump, Digesters, Plant Services,Gallery T-10 Basement, Flood Monitoring System | Pump,Centrifugal | Switch |  | LSHH | http://www.toronto.ca/TWONTO#level_switch
71345 | THR-DIG-LSL-0123 | Switch, Level, Low, Waste Oil, Tank 0120, Lube Oil System, Gas Compressor Building | THR-DIG-T-0120 | Tank, Waste Oil, Lube Oil System, Gas Compressor Building |  | Switch |  | LSL | http://www.toronto.ca/TWONTO#level_switch
71346 | THR-DIG-LSL-5240C | Switch, Level-Low, Lube Oil, C-5240, Gas Mixing System | THR-DIG-T-5240 | Tank, Reservoir, Auxiliary Oil, Gas Compressor 5240, Digester Mixing System | Switch,Level-Low | Switch |  | LSL | http://www.toronto.ca/TWONTO#level_switch
71347 | THR-DIG-LSL-5440C | Switch, Level-Low, Lube Oil, C-5440, Gas Mixing System | THR-DIG-T-5440 | Tank, Reservoir, Auxiliary Oil, Gas Compressor 5440, Digester Mixing System | Switch,Level-Low | Switch |  | LSL | http://www.toronto.ca/TWONTO#level_switch
71348 | THR-DIG-LSL-5480C | Switch, Level-Low, Lube Oil, C-5480, Gas Mixing System | THR-DIG-T-5480 | Tank, Reservoir, Auxiliary Oil, Gas Compressor 5480, Digester Mixing System | Switch,Level-Low | Switch |  | LSL | http://www.toronto.ca/TWONTO#level_switch
71349 | THR-DIG-LSL-5641 | Switch, Level-Low, Lube Oil, C-5640, Gas Mixing System | THR-DIG-P-5642 | Pump,Lube Oil for C-5640, Mixing System, Tank 7 & 8 | Switch,Level-Low | Switch |  | LSL | http://www.toronto.ca/TWONTO#level_switch
71350 | THR-DIG-LSL-5641 | Switch, Level-Low, Lube Oil, C-5640, Gas Mixing System | THR-DIG-T-5641 | Tank, Reservoir, Auxiliary Oil, Gas Compressor 5640, Digester Mixing System | Switch,Level-Low | Switch |  | LSL | http://www.toronto.ca/TWONTO#level_switch
71351 | THR-DIG-LSL-5661 | Switch, Level-Low, Lube Oil, C-5660, Gas Mixing System | THR-DIG-P-5662 | Pump,Lube Oil for C-5660, Gas Mixing System | Switch,Level-Low | Switch |  | LSL | http://www.toronto.ca/TWONTO#level_switch
71352 | THR-DIG-LSL-5841 | Switch, Level-Low, Lube Oil, C-5840, Gas Mixing System | THR-DIG-T-5841 | Tank, Reservoir, Auxiliary Oil, Gas Compressor 5840, Digester Mixing System | Switch,Level-Low | Switch |  | LSL | http://www.toronto.ca/TWONTO#level_switch
71353 | THR-DIG-LSL-5861 | Switch, Level-Low, Lube Oil, C-5860, Gas Mixing System | THR-DIG-T-5861 | Tank, Reservoir, Auxiliary Oil, Gas Compressor 5860, Digester Mixing System | Switch,Level-Low | Switch |  | LSL | http://www.toronto.ca/TWONTO#level_switch
71628 | THR-DIG-PSH-0101 | Switch, Pressure, High, Discharge, Pump 0101, Lube Oil System, Gas Compressor Building | THR-DIG-P-0101 | Pump, Positive Displacement, Transfer, New Oil, Lube Oil System, Gas Compressor Building |  | Switch |  | PSH | http://www.toronto.ca/TWONTO#pressure_switch
71629 | THR-DIG-PSH-0801 | Switch, Pressure High, Tank 0800 Sampling Pump Discharge, Digester Tanks - Sampling System | THR-DIG-P-0801 | Pump, Tank 0800 Sampling, Digester Tanks - Sampling System | Switch,Pressure-High | Switch |  | PSH | http://www.toronto.ca/TWONTO#pressure_switch
71630 | THR-DIG-PSH-0901 | Switch, Pressure High, Tank 0900 Sampling Pump Discharge, Digester Tanks - Sampling System | THR-DIG-P-0901 | Pump, Tank 0900 Sampling, Digester Tanks - Sampling System | Switch,Pressure-High | Switch |  | PSH | http://www.toronto.ca/TWONTO#pressure_switch
71631 | THR-DIG-PSH-2264 | Switch, Pressure-High, Discharge, Pump 2264, Solids Treatment, Heating System - Digesters - Tank 0700 & Tank 0800 | THR-DIG-P-2264 | Pump, Centrifugal, Primary Sludge Recirculation Tank 0800 | Switch,Pressure-High | Switch |  | PSH | http://www.toronto.ca/TWONTO#pressure_switch
71632 | THR-DIG-PSH-2265 | Switch, Pressure-High, Discharge, Pump 2265, Solids Treatment, Heating System - Digesters - Tank 0700 & Tank 0800 | THR-DIG-P-2265 | Pump, Centrifugal, Primary Sludge Recirculation Tank 0800 | Switch,Pressure-High | Switch |  | PSH | http://www.toronto.ca/TWONTO#pressure_switch
71633 | THR-DIG-PSH-2318 | Switch, Pressure-High, Discharge, Pump 2318, Solids Treatment, Heating System - Digesters - Tank 0900 Tank 1000 | THR-DIG-P-2318 | Pump, Centrifugal, Sludge Recirculation, Tank 0900 | Switch,Pressure-High | Switch |  | PSH | http://www.toronto.ca/TWONTO#pressure_switch
71634 | THR-DIG-PSH-2368 | Switch, Pressure-High, Discharge, Pump 2368, Solids Treatment, Heating System - Digesters - Tank 0900 Tank 1000 | THR-DIG-P-2368 | Pump, Centrifugal, Sludge Recirculation, Tank 1000 | Switch,Pressure-High | Switch |  | PSH | http://www.toronto.ca/TWONTO#pressure_switch
71635 | THR-DIG-PSH-2369 | Switch, Pressure-High, Discharge, Pump 2369, Solids Treatment, Heating System - Digesters - Tank 0900 Tank 1000 | THR-DIG-P-2369 | Pump, Centrifugal, Sludge Recirculation, Tank 1000 | Switch,Pressure-High | Switch |  | PSH | http://www.toronto.ca/TWONTO#pressure_switch
71636 | THR-DIG-PSH-2501 | Switch, Pressure-High, Discharge Pump 2501, Digester Tank 0100 | THR-DIG-P-2501 | Pump, Centrifugal, Sludge Recirculation, Tank 0100 | Switch,Pressure-High | Switch |  | PSH | http://www.toronto.ca/TWONTO#pressure_switch
71637 | THR-DIG-PSH-2503 | Switch, Pressure-High, Discharge Pump 2503, Digester Tank 0100 | THR-DIG-P-2503 | Pump, Centrifugal, Sludge Transfer, Tank 0100 | Switch,Pressure-High | Switch |  | PSH | http://www.toronto.ca/TWONTO#pressure_switch
71638 | THR-DIG-PSH-2504 | Switch, Pressure-High, Discharge Pump 2504, Digester Tank 0100 | THR-DIG-P-2504 | Pump, Centrifugal, Sludge Transfer, Tank 0100 | Switch,Pressure-High | Switch |  | PSH | http://www.toronto.ca/TWONTO#pressure_switch
71639 | THR-DIG-PSH-2512 | Switch, Pressure-High, Discharge Pump 2512, Digester Tank 0200 | THR-DIG-P-2512 | Pump, Centrifugal, Sludge Recirculation, Tank 0200 | Switch,Pressure-High | Switch |  | PSH | http://www.toronto.ca/TWONTO#pressure_switch
71640 | THR-DIG-PSH-2514 | Switch, Pressure-High, Discharge Pump 2514, Digester Tank 0200 | THR-DIG-P-2514 | Pump, Centrifugal, Sludge Transfer, Tank 0200 | Switch,Pressure-High | Switch |  | PSH | http://www.toronto.ca/TWONTO#pressure_switch
71641 | THR-DIG-PSH-2524 | Switch, Pressure-High, Discharge Pump 2524, Digester Tank 0300 | THR-DIG-P-2524 | Pump, Centrifugal, Sludge Transfer, Tank 0300 | Switch,Pressure-High | Switch |  | PSH | http://www.toronto.ca/TWONTO#pressure_switch
71642 | THR-DIG-PSH-2532 | Switch, Pressure-High, Discharge Pump 2532, Digester Tank 0500 | THR-DIG-P-2532 | Pump, Centrifugal, Sludge Recirculation, Tank 0500 | Switch,Pressure-High | Switch |  | PSH | http://www.toronto.ca/TWONTO#pressure_switch
71643 | THR-DIG-PSH-2533 | Switch, Pressure-High, Discharge Pump 2533, Digester Tank 0500 | THR-DIG-P-2533 | Pump, Centrifugal, Sludge Transfer, Tank 0500 | Switch,Pressure-High | Switch |  | PSH | http://www.toronto.ca/TWONTO#pressure_switch
71644 | THR-DIG-PSH-3041 | Switch, Pressure-High, Discharge Pump 3041, Digester Tank 0600, Digester Tank 1-6 | THR-DIG-P-3041 | Centrifugal Pump, Sludge Transfer to MTI Line 1 & 2, Tank 0400 | Switch,Pressure-High | Switch |  | PSH | http://www.toronto.ca/TWONTO#pressure_switch
71645 | THR-DIG-PSH-3042 | Switch, Pressure-High, Discharge Pump 3042, Digester Tank 0600, Digester Tank 1-6 | THR-DIG-P-3042 | Centrifugal Pump, Sludge Transfer to MTI Line 1 & 2, Tank 0400 | Switch,Pressure-High | Switch |  | PSH | http://www.toronto.ca/TWONTO#pressure_switch
71646 | THR-DIG-PSH-3071 | Switch, Pressure-High, Discharge Pump 3071, Digester Tank 0600, Digester Tank 1-6 | THR-DIG-P-3071 | Centrifugal Pump, Sludge Transfer to MTI Line 1 & 2, Tank 0600 | Switch,Pressure-High | Switch |  | PSH | http://www.toronto.ca/TWONTO#pressure_switch
71647 | THR-DIG-PSH-3116 | Switch, Pressure-High, Pump 3116, Solids Treatment, Transfer System - Digesters - Tank 0700 & Tank 0800 | THR-DIG-P-3116 | Pump, Centrifugal, Sludge Transfer, Digester Tank 0700 | Switch,Pressure-High | Switch |  | PSH | http://www.toronto.ca/TWONTO#pressure_switch
71648 | THR-DIG-PSH-3165 | Switch, Pressure-High, Pump 3165, Solids Treatment, Transfer System - Digesters - Tank 0700 & Tank 0800 | THR-DIG-P-3165 | Pump, Centrifugal, Sludge Transfer, Digester Tank 0800 | Switch,Pressure-High | Switch |  | PSH | http://www.toronto.ca/TWONTO#pressure_switch
71649 | THR-DIG-PSH-3166 | Switch, Pressure-High, Pump 3166, Solids Treatment, Transfer System - Digesters - Tank 0700 & Tank 0800 | THR-DIG-P-3166 | Pump, Centrifugal, Sludge Transfer, Digester Tank 0800 | Switch,Pressure-High | Switch |  | PSH | http://www.toronto.ca/TWONTO#pressure_switch
71650 | THR-DIG-PSH-3211 | Switch, Pressure-High, Discharge, Pump 3211, Solids Treatment, Transfer System - Digesters - Tank 0900 & Tank 1000 | THR-DIG-P-3211 | Pump, Centrifugal, Sludge Transfer, Digester Tank 0900 | Switch,Pressure-High | Switch |  | PSH | http://www.toronto.ca/TWONTO#pressure_switch
71651 | THR-DIG-PSH-3212 | Switch, Pressure-High, Discharge, Pump 3212, Solids Treatment, Transfer System - Digesters - Tank 0900 & Tank 1000 | THR-DIG-P-3212 | Pump, Centrifugal, Sludge Transfer, Digester Tank 0900 | Switch,Pressure-High | Switch |  | PSH | http://www.toronto.ca/TWONTO#pressure_switch
71652 | THR-DIG-PSH-3272 | Switch, Pressure-High, Discharge, Pump 3272, Solids Treatment, Transfer System - Digesters - Tank 0900 & Tank 1000 | THR-DIG-P-3272 | Pump, Centrifugal, Sludge Transfer, Digester Tank 1000 | Switch,Pressure-High | Switch |  | PSH | http://www.toronto.ca/TWONTO#pressure_switch
71653 | THR-DIG-PSH-4011 | Switch, Pressure-High, Discharge Pump 4011/4012, Digester Tank 0200, Solid Treatment, Mezzanine Floor | THR-DIG-HE-4014 | Heat Exchanger, Tank 0200, Solids Treatment, Digester Tank 2 | Switch,Pressure-High | Switch |  | PSH | http://www.toronto.ca/TWONTO#pressure_switch
71654 | THR-DIG-PSH-4031 | Switch, Pressure-High, Discharge Pump 4031/4032, Digester Tank 0100, Solid Treatment | THR-DIG-HE-4036 | Heat Exchanger, Tank 0100, Solids Treatment, Digester Tank 1 | Switch,Pressure-High | Switch |  | PSH | http://www.toronto.ca/TWONTO#pressure_switch
71655 | THR-DIG-PSH-4051 | Switch, Pressure-High, Discharge Pump 4051/4052, Digester Tank 0300, Solid Treatment, Mezzanine Floor | THR-DIG-P-4051 | Pump, Centrifugal, Hot Water Recirculation, Tank 0300 | Switch,Pressure-High | Switch |  | PSH | http://www.toronto.ca/TWONTO#pressure_switch
71656 | THR-DIG-PSH-4071 | Switch, Pressure-High, Discharge Pump 4071/4072, Digester Tank 0500, Solid Treatment | THR-DIG-HE-4077 | Heat Exchanger, Tank 0500, Solids Treatment, Digester Tank 5 | Switch,Pressure-High | Switch |  | PSH | http://www.toronto.ca/TWONTO#pressure_switch
71657 | THR-DIG-PSH-4710 | Switch, Pressure-High, Discharge, Pump 4710, Solids Treatment, Heating System - Digesters - Tank 0700 & Tank 0800 | THR-DIG-P-4710 | Pump, Centrifugal, Hot Water Recirculation, Tank 0700 | Switch,Pressure-High | Switch |  | PSH | http://www.toronto.ca/TWONTO#pressure_switch
71658 | THR-DIG-PSH-4760 | Switch, Pressure-High, Discharge, Pump 4760, Solids Treatment, Heating System - Digesters - Tank 0700 & Tank 0800 | THR-DIG-P-4760 | Pump, Centrifugal, Hot Water Recirculation, Tank 0800 | Switch,Pressure-High | Switch |  | PSH | http://www.toronto.ca/TWONTO#pressure_switch
71659 | THR-DIG-PSH-4806 | Switch, Pressure-High, Discharge, Pump 4806, Solids Treatment, Heating System - Digesters - Tank 0900 Tank 1000 | THR-DIG-P-4806 | Pump, Centrifugal, Hot Water Recirculation, Tank 0900 | Switch,Pressure-High | Switch |  | PSH | http://www.toronto.ca/TWONTO#pressure_switch
71660 | THR-DIG-PSH-5240 | Switch, Pressure-High, Outlet Gas compressor 5240 | THR-DIG-C-5240 | Compressor, Gas, Mixing System, Digester Tank#1 | Switch,Pressure-High | Switch |  | PSH | http://www.toronto.ca/TWONTO#pressure_switch
71661 | THR-DIG-PSH-5260 | Switch, Pressure-High, Outlet Gas compressor 5260 | THR-DIG-C-5260 | Compressor, Gas, Mixing System, Digester Tank#1/2 | Switch,Pressure-High | Switch |  | PSH | http://www.toronto.ca/TWONTO#pressure_switch
71662 | THR-DIG-PSH-5440 | Switch, Pressure-High, Outlet Gas compressor 5440 | THR-DIG-C-5440 | Compressor, Gas, Mixing System, Digester Tank#3 | Switch,Pressure-High | Switch |  | PSH | http://www.toronto.ca/TWONTO#pressure_switch
71663 | THR-DIG-PSH-5460 | Switch, Pressure-High, Outlet Gas compressor 5460 | THR-DIG-C-5460 | Compressor, Gas, Mixing System, Digester Tank#3/5 | Switch,Pressure-High | Switch |  | PSH | http://www.toronto.ca/TWONTO#pressure_switch
71664 | THR-DIG-PSH-5480 | Switch, Pressure-High, Outlet Gas compressor 5480 | THR-DIG-C-5480 | Compressor, Gas, Mixing System, Digester Tank#5 | Switch,Pressure-High | Switch |  | PSH | http://www.toronto.ca/TWONTO#pressure_switch
71665 | THR-DIG-PSH-5640 | Switch, Pressure-High, Discharge, C-5640, Mixing System, Tank 7 & 8 | THR-DIG-C-5640 | Compressor, Gas, Mixing System, Digester Tank#7 | Switch,Pressure-High | Switch |  | PSH | http://www.toronto.ca/TWONTO#pressure_switch
71666 | THR-DIG-PSH-5680 | Switch, Pressure-High, Discharge, Compress 5680, Solids Treatment, Mixing System - Digesters - Tank 0700 & Tank 0800, Compressors | THR-DIG-C-5680 | Compressor, Gas, Mixing System, Digester Tank#8 | Switch,Pressure-High | Switch |  | PSH | http://www.toronto.ca/TWONTO#pressure_switch
71667 | THR-DIG-PSH-5860 | Switch, Pressure-High, Discharge, Compressor 5860, Solids Treatment - Thickening - Mixing System - Digesters - Tank 0900 & Tank 1000, Compressors | THR-DIG-C-5860 | Compressor, Gas, Mixing System, Digester Tank#9/10 | Switch,Pressure-High | Switch |  | PSH | http://www.toronto.ca/TWONTO#pressure_switch
71668 | THR-DIG-PSH-6401 | Switch, Pressure-High, Discharge Pump 6401, Tank 0400 | THR-DIG-P-6401 | Centrifugal Pump, Sampling, Tank 0400 | Switch,Pressure-High | Switch |  | PSH | http://www.toronto.ca/TWONTO#pressure_switch
71669 | THR-DIG-PSL-0301 | Switch, Pressure, Low, DG Fuel Train, Compressor 0201 Fuel Gas Train, Gas Compressor Building | THR-BG-C-0201 | Compressor, Centrifugal, Fuel Gas, Compressor Building, Gas Compressor (And Dryer), for COGEN |  | Switch |  | PSL | http://www.toronto.ca/TWONTO#pressure_switch
71670 | THR-DIG-PSL-0701 | Switch, Pressure Low, Tank 0700 Sampling Pump Suction, Digester Tanks - Sampling System | THR-DIG-P-0701 | Pump, Tank 0700 Sampling, Digester Tanks - Sampling System | Switch,Pressure-Low | Switch |  | PSL | http://www.toronto.ca/TWONTO#pressure_switch
71671 | THR-DIG-PSL-2214 | Switch, Pressure-Low, Suction, Pump 2214, Solids Treatment, Heating System - Digesters - Tank 0700 & Tank 0800 | THR-DIG-P-2214 | Pump, Centrifugal, Primary Sludge Recirculation to Tank 0700 | Switch,Pressure-Low | Switch |  | PSL | http://www.toronto.ca/TWONTO#pressure_switch
71672 | THR-DIG-PSL-2215 | Switch, Pressure-Low, Suction, Pump 2215, Solids Treatment, Heating System - Digesters - Tank 0700 & Tank 0800 | THR-DIG-P-2215 | Pump, Centrifugal, Primary Sludge Recirculation to Tank 0700 | Switch,Pressure-Low | Switch |  | PSL | http://www.toronto.ca/TWONTO#pressure_switch
71673 | THR-DIG-PSL-2264 | Switch, Pressure-Low, Suction, Pump 2264, Solids Treatment, Heating System - Digesters - Tank 0700 & Tank 0800 | THR-DIG-P-2264 | Pump, Centrifugal, Primary Sludge Recirculation Tank 0800 | Switch,Pressure-Low | Switch |  | PSL | http://www.toronto.ca/TWONTO#pressure_switch
71674 | THR-DIG-PSL-2501 | Switch, Pressure-Low, Inlet Pump 2501, Digester Tank 0100 | THR-DIG-P-2501 | Pump, Centrifugal, Sludge Recirculation, Tank 0100 | Switch,Pressure-Low | Switch |  | PSL | http://www.toronto.ca/TWONTO#pressure_switch
71675 | THR-DIG-PSL-2502 | Switch, Pressure-Low, Inlet Pump 2502, Digester Tank 0100 | THR-DIG-P-2502 | Pump, Centrifugal, Sludge Recirculation, Tank 0100 | Switch,Pressure-Low | Switch |  | PSL | http://www.toronto.ca/TWONTO#pressure_switch
71676 | THR-DIG-PSL-2504 | Switch, Pressure-Low, Inlet Pump 2504, Digester Tank 0100 | THR-DIG-P-2504 | Pump, Centrifugal, Sludge Transfer, Tank 0100 | Switch,Pressure-Low | Switch |  | PSL | http://www.toronto.ca/TWONTO#pressure_switch
71677 | THR-DIG-PSL-2513 | Switch, Pressure-Low, Inlet Pump 2513, Digester Tank 0200 | THR-DIG-P-2513 | Pump, Centrifugal, Sludge Transfer, Tank 0200 | Switch,Pressure-Low | Switch |  | PSL | http://www.toronto.ca/TWONTO#pressure_switch
71678 | THR-DIG-PSL-2522 | Switch, Pressure-Low, Inlet Pump 2522, Digester Tank 0300 | THR-DIG-P-2522 | Pump, Centrifugal, Sludge Recirculation, Tank 0300 | Switch,Pressure-Low | Switch |  | PSL | http://www.toronto.ca/TWONTO#pressure_switch
71679 | THR-DIG-PSL-2523 | Switch, Pressure-Low, Inlet Pump 2523, Digester Tank 0300 | THR-DIG-P-2523 | Pump, Centrifugal, Sludge Transfer, Tank 0300 | Switch,Pressure-Low | Switch |  | PSL | http://www.toronto.ca/TWONTO#pressure_switch
71680 | THR-DIG-PSL-2524 | Switch, Pressure-Low, Inlet Pump 2524, Digester Tank 0300 | THR-DIG-P-2524 | Pump, Centrifugal, Sludge Transfer, Tank 0300 | Switch,Pressure-Low | Switch |  | PSL | http://www.toronto.ca/TWONTO#pressure_switch
71681 | THR-DIG-PSL-2531 | Switch, Pressure-Low, Inlet Pump 2531, Digester Tank 0500 | THR-DIG-P-2531 | Pump, Centrifugal, Sludge Recirculation, Tank 0500 | Switch,Pressure-Low | Switch |  | PSL | http://www.toronto.ca/TWONTO#pressure_switch
71682 | THR-DIG-PSL-2532 | Switch, Pressure-Low, Inlet Pump 2532, Digester Tank 0500 | THR-DIG-P-2532 | Pump, Centrifugal, Sludge Recirculation, Tank 0500 | Switch,Pressure-Low | Switch |  | PSL | http://www.toronto.ca/TWONTO#pressure_switch
71683 | THR-DIG-PSL-2534 | Switch, Pressure-Low, Inlet Pump 2534, Digester Tank 0500 | THR-DIG-P-2534 | Pump, Centrifugal, Sludge Transfer, Tank 0500 | Switch,Pressure-Low | Switch |  | PSL | http://www.toronto.ca/TWONTO#pressure_switch
71684 | THR-DIG-PSL-3042 | Switch, Pressure-Low, Inlet Pump 3042, Digester Tank 0600, Digester Tank 1-6 | THR-DIG-P-3042 | Centrifugal Pump, Sludge Transfer to MTI Line 1 & 2, Tank 0400 | Switch,Pressure-Low | Switch |  | PSL | http://www.toronto.ca/TWONTO#pressure_switch
71685 | THR-DIG-PSL-3115 | Switch, Pressure-Low, Pump 3115, Solids Treatment, Transfer System - Digesters - Tank 0700 & Tank 0800 | THR-DIG-P-3115 | Pump, Centrifugal, Sludge Transfer, Digester Tank 0700, | Switch,Pressure-Low | Switch |  | PSL | http://www.toronto.ca/TWONTO#pressure_switch
71686 | THR-DIG-PSL-3272 | Switch, Pressure-Low, Suction, Pump 3272, Solids Treatment, Transfer System - Digesters - Tank 0900 & Tank 1000 | THR-DIG-P-3272 | Pump, Centrifugal, Sludge Transfer, Digester Tank 1000 | Switch,Pressure-Low | Switch |  | PSL | http://www.toronto.ca/TWONTO#pressure_switch
71687 | THR-DIG-PSL-4761 | Switch, Pressure-Low, Suction, Pump 4761, Solids Treatment, Heating System - Digesters - Tank 0700 & Tank 0800 | THR-DIG-P-4761 | Pump, Centrifugal, Hot Water Recirculation, Tank 0800 | Switch,Pressure-Low | Switch |  | PSL | http://www.toronto.ca/TWONTO#pressure_switch
71688 | THR-DIG-PSL-5161 | Switch, Pressure-Low, Inlet Pump 5161, Solids Treatment, Digester - Tanks 1-6 | THR-DIG-GBP-5161 | Gas Booster, Tank 0600, Solids Treatment | Switch,Pressure-Low | Switch |  | PSL | http://www.toronto.ca/TWONTO#pressure_switch
71689 | THR-DIG-PSL-5240C | Switch, Pressure-Low, Lube Oil, C-5240, Gas Mixing System | THR-DIG-T-5240 | Tank, Reservoir, Auxiliary Oil, Gas Compressor 5240, Digester Mixing System | Switch,Pressure-Low | Switch |  | PSL | http://www.toronto.ca/TWONTO#pressure_switch
71690 | THR-DIG-PSL-5260 | Switch, Pressure-Low, Inlet Gas compressor 5260 | THR-DIG-C-5260 | Compressor, Gas, Mixing System, Digester Tank#1/2 | Switch,Pressure-Low | Switch |  | PSL | http://www.toronto.ca/TWONTO#pressure_switch
71691 | THR-DIG-PSL-5260C | Switch, Pressure-Low, Lube Oil, C-5260, Gas Mixing System | THR-DIG-T-5260 | Tank, Reservoir, Auxiliary Oil, Gas Compressor 5260, Digester Mixing System | Switch,Pressure-Low | Switch |  | PSL | http://www.toronto.ca/TWONTO#pressure_switch
71692 | THR-DIG-PSL-5440 | Switch, Pressure-Low, Inlet Gas compressor 5440 | THR-DIG-C-5440 | Compressor, Gas, Mixing System, Digester Tank#3 | Switch,Pressure-Low | Switch |  | PSL | http://www.toronto.ca/TWONTO#pressure_switch
71693 | THR-DIG-PSL-5480 | Switch, Pressure-Low, Inlet Gas compressor 5480 | THR-DIG-C-5480 | Compressor, Gas, Mixing System, Digester Tank#5 | Switch,Pressure-Low | Switch |  | PSL | http://www.toronto.ca/TWONTO#pressure_switch
71694 | THR-DIG-PSL-5480C | Switch, Pressure-Low, Lube Oil, C-5480, Gas Mixing System | THR-DIG-T-5480 | Tank, Reservoir, Auxiliary Oil, Gas Compressor 5480, Digester Mixing System | Switch,Pressure-Low | Switch |  | PSL | http://www.toronto.ca/TWONTO#pressure_switch
71695 | THR-DIG-PSL-5654 | Switch, Pressure-Low, Inlet Gas compressor 5660 | THR-DIG-C-5660 | Compressor, Gas, Mixing System, Digester Tank#7/8 | Switch,Pressure-Low | Switch |  | PSL | http://www.toronto.ca/TWONTO#pressure_switch
71696 | THR-DIG-PSL-5682 | Switch, Pressure-Low, Lube Oil, C-5680, Gas Mixing System | THR-DIG-T-5680 | Tank, Reservoir, Auxiliary Oil, Gas Compressor 5680, Digester Mixing System | Switch,Pressure-Low | Switch |  | PSL | http://www.toronto.ca/TWONTO#pressure_switch
71697 | THR-DIG-PSL-5840A | Switch, Pressure-Low, Inlet Gas compressor 5840 | THR-DIG-C-5840 | Compressor, Gas, Mixing System, Digester Tank#10 | Switch,Pressure-Low | Switch |  | PSL | http://www.toronto.ca/TWONTO#pressure_switch
71698 | THR-DIG-PSL-5842 | Switch, Pressure-Low, Lube Oil, C-5840, Gas Mixing System | THR-DIG-T-5840 | Tank, Reservoir, Auxiliary Oil, Gas Compressor 5840, Digester Mixing System | Switch,Pressure-Low | Switch |  | PSL | http://www.toronto.ca/TWONTO#pressure_switch
71699 | THR-DIG-PSL-5862 | Switch, Pressure-Low, Lube Oil, C-5860, Gas Mixing System | THR-DIG-T-5860 | Tank, Reservoir, Auxiliary Oil, Gas Compressor 5860, Digester Mixing System | Switch,Pressure-Low | Switch |  | PSL | http://www.toronto.ca/TWONTO#pressure_switch
71700 | THR-DIG-PSL-5880A | Switch, Pressure-Low, Inlet Gas compressor 5880 | THR-DIG-C-5880 | Compressor, Gas, Mixing System, Digester Tank#09 | Switch,Pressure-Low | Switch |  | PSL | http://www.toronto.ca/TWONTO#pressure_switch
71743 | THR-DIG-SSH-5104A | Switch, Speed-High, Digester Gas Mixing, Tank 0100, Solids Treatment, Digester Tanks 1-6 | THR-DIG-MX-0100 | Digester Gas Mixing, Digester Tank 0100 | Switch,Speed-High | Switch |  | SSH | http://www.toronto.ca/TWONTO#speed_switch
71744 | THR-DIG-SSH-5113A | Switch, Speed-High, Digester Gas Mixing, Tank 0100, Solids Treatment, Digester Tanks 1-6 | THR-DIG-MX-0100 | Digester Gas Mixing, Digester Tank 0100 | Switch,Speed-High | Switch |  | SSH | http://www.toronto.ca/TWONTO#speed_switch
71745 | THR-DIG-SSH-5116A | Switch, Speed-High, Digester Gas Mixing, Tank 0100, Solids Treatment, Digester Tanks 1-6 | THR-DIG-MX-0100 | Digester Gas Mixing, Digester Tank 0100 | Switch,Speed-High | Switch |  | SSH | http://www.toronto.ca/TWONTO#speed_switch
71746 | THR-DIG-SSH-5128A | Switch, Speed-High, Digester Gas Mixing, Tank 0100, Solids Treatment, Digester Tanks 1-6 | THR-DIG-MX-0100 | Digester Gas Mixing, Digester Tank 0100 | Switch,Speed-High | Switch |  | SSH | http://www.toronto.ca/TWONTO#speed_switch
71747 | THR-DIG-SSH-5137A | Switch, Speed-High, Digester Gas Mixing, Tank 0100, Solids Treatment, Digester Tanks 1-6 | THR-DIG-MX-0100 | Digester Gas Mixing, Digester Tank 0100 | Switch,Speed-High | Switch |  | SSH | http://www.toronto.ca/TWONTO#speed_switch
71748 | THR-DIG-SSH-5140A | Switch, Speed-High, Digester Gas Mixing, Tank 0100, Solids Treatment, Digester Tanks 1-6 | THR-DIG-MX-0100 | Digester Gas Mixing, Digester Tank 0100 | Switch,Speed-High | Switch |  | SSH | http://www.toronto.ca/TWONTO#speed_switch
71749 | THR-DIG-SSH-5160A | Digester Gas Mixing, Tank 0200, Solids Treatment, Digester Tanks 1-6 | THR-DIG-MX-0200 | Digester Gas Mixing, Digester Tank 0200 | Switch,Speed-High | Switch |  | SSH | http://www.toronto.ca/TWONTO#speed_switch
71750 | THR-DIG-SSH-5163A | Digester Gas Mixing, Tank 0200, Solids Treatment, Digester Tanks 1-6 | THR-DIG-MX-0200 | Digester Gas Mixing, Digester Tank 0200 | Switch,Speed-High | Switch |  | SSH | http://www.toronto.ca/TWONTO#speed_switch
71751 | THR-DIG-SSH-5172A | Digester Gas Mixing, Tank 0200, Solids Treatment, Digester Tanks 1-6 | THR-DIG-MX-0200 | Digester Gas Mixing, Digester Tank 0200 | Switch,Speed-High | Switch |  | SSH | http://www.toronto.ca/TWONTO#speed_switch
71752 | THR-DIG-SSH-5178A | Digester Gas Mixing, Tank 0200, Solids Treatment, Digester Tanks 1-6 | THR-DIG-MX-0200 | Digester Gas Mixing, Digester Tank 0200 | Switch,Speed-High | Switch |  | SSH | http://www.toronto.ca/TWONTO#speed_switch
71753 | THR-DIG-SSH-5187A | Digester Gas Mixing, Tank 0200, Solids Treatment, Digester Tanks 1-6 | THR-DIG-MX-0200 | Digester Gas Mixing, Digester Tank 0200 | Switch,Speed-High | Switch |  | SSH | http://www.toronto.ca/TWONTO#speed_switch
71754 | THR-DIG-SSL-5107A | Switch, Speed-Low, Digester Gas Mixing, Tank 0100, Solids Treatment, Digester Tanks 1-6 | THR-DIG-MX-0100 | Digester Gas Mixing, Digester Tank 0100 | Switch,Speed-Low | Switch |  | SSL | http://www.toronto.ca/TWONTO#speed_switch
71755 | THR-DIG-SSL-5128A | Switch, Speed-Low, Digester Gas Mixing, Tank 0100, Solids Treatment, Digester Tanks 1-6 | THR-DIG-MX-0100 | Digester Gas Mixing, Digester Tank 0100 | Switch,Speed-Low | Switch |  | SSL | http://www.toronto.ca/TWONTO#speed_switch
71756 | THR-DIG-SSL-5131A | Switch, Speed-Low, Digester Gas Mixing, Tank 0100, Solids Treatment, Digester Tanks 1-6 | THR-DIG-MX-0100 | Digester Gas Mixing, Digester Tank 0100 | Switch,Speed-Low | Switch |  | SSL | http://www.toronto.ca/TWONTO#speed_switch
71757 | THR-DIG-SSL-5134A | Switch, Speed-Low, Digester Gas Mixing, Tank 0100, Solids Treatment, Digester Tanks 1-6 | THR-DIG-MX-0100 | Digester Gas Mixing, Digester Tank 0100 | Switch,Speed-Low | Switch |  | SSL | http://www.toronto.ca/TWONTO#speed_switch
71758 | THR-DIG-SSL-5137A | Switch, Speed-Low, Digester Gas Mixing, Tank 0100, Solids Treatment, Digester Tanks 1-6 | THR-DIG-MX-0100 | Digester Gas Mixing, Digester Tank 0100 | Switch,Speed-Low | Switch |  | SSL | http://www.toronto.ca/TWONTO#speed_switch
71759 | THR-DIG-SSL-5154A | Digester Gas Mixing, Tank 0200, Solids Treatment, Digester Tanks 1-6 | THR-DIG-MX-0200 | Digester Gas Mixing, Digester Tank 0200 | Switch,Speed-Low | Switch |  | SSL | http://www.toronto.ca/TWONTO#speed_switch
71760 | THR-DIG-SSL-5157A | Digester Gas Mixing, Tank 0200, Solids Treatment, Digester Tanks 1-6 | THR-DIG-MX-0200 | Digester Gas Mixing, Digester Tank 0200 | Switch,Speed-Low | Switch |  | SSL | http://www.toronto.ca/TWONTO#speed_switch
71761 | THR-DIG-SSL-5160A | Digester Gas Mixing, Tank 0200, Solids Treatment, Digester Tanks 1-6 | THR-DIG-MX-0200 | Digester Gas Mixing, Digester Tank 0200 | Switch,Speed-Low | Switch |  | SSL | http://www.toronto.ca/TWONTO#speed_switch
71762 | THR-DIG-SSL-5166A | Digester Gas Mixing, Tank 0200, Solids Treatment, Digester Tanks 1-6 | THR-DIG-MX-0200 | Digester Gas Mixing, Digester Tank 0200 | Switch,Speed-Low | Switch |  | SSL | http://www.toronto.ca/TWONTO#speed_switch
71763 | THR-DIG-SSL-5169A | Digester Gas Mixing, Tank 0200, Solids Treatment, Digester Tanks 1-6 | THR-DIG-MX-0200 | Digester Gas Mixing, Digester Tank 0200 | Switch,Speed-Low | Switch |  | SSL | http://www.toronto.ca/TWONTO#speed_switch
71764 | THR-DIG-SSL-5172A | Digester Gas Mixing, Tank 0200, Solids Treatment, Digester Tanks 1-6 | THR-DIG-MX-0200 | Digester Gas Mixing, Digester Tank 0200 | Switch,Speed-Low | Switch |  | SSL | http://www.toronto.ca/TWONTO#speed_switch
71765 | THR-DIG-SSL-5175A | Digester Gas Mixing, Tank 0200, Solids Treatment, Digester Tanks 1-6 | THR-DIG-MX-0200 | Digester Gas Mixing, Digester Tank 0200 | Switch,Speed-Low | Switch |  | SSL | http://www.toronto.ca/TWONTO#speed_switch
71766 | THR-DIG-SSL-5181A | Digester Gas Mixing, Tank 0200, Solids Treatment, Digester Tanks 1-6 | THR-DIG-MX-0200 | Digester Gas Mixing, Digester Tank 0200 | Switch,Speed-Low | Switch |  | SSL | http://www.toronto.ca/TWONTO#speed_switch
71767 | THR-DIG-SSL-5184A | Digester Gas Mixing, Tank 0200, Solids Treatment, Digester Tanks 1-6 | THR-DIG-MX-0200 | Digester Gas Mixing, Digester Tank 0200 | Switch,Speed-Low | Switch |  | SSL | http://www.toronto.ca/TWONTO#speed_switch
71768 | THR-DIG-SSL-5187A | Digester Gas Mixing, Tank 0200, Solids Treatment, Digester Tanks 1-6 | THR-DIG-MX-0200 | Digester Gas Mixing, Digester Tank 0200 | Switch,Speed-Low | Switch |  | SSL | http://www.toronto.ca/TWONTO#speed_switch
71769 | THR-DIG-SSL-5190A | Digester Gas Mixing, Tank 0200, Solids Treatment, Digester Tanks 1-6 | THR-DIG-MX-0200 | Digester Gas Mixing, Digester Tank 0200 | Switch,Speed-Low | Switch |  | SSL | http://www.toronto.ca/TWONTO#speed_switch
71857 | FHA-CLA-PSH-0102 | Switch, Pressure, High, Discharge Evaporator CLA-EV-0101, Chemical Storage Room, Filter Building | FHA-CLA-EV-0101 | Evaporator, Chlorine, Filtration Bldg., Chlorine Storage Room | Switch,Pressure | Switch |  | PSH | http://www.toronto.ca/TWONTO#pressure_switch
71859 | FHA-CLA-PSH-0202 | Switch, Pressure, High, Discharge Evaporator CLA-EV-0201, Chemical Storage Room, Filter Building | FHA-CLA-EV-0201 | Evaporator, Chlorine, Filtration Bldg., Chlorine Storage Room | Switch,Pressure | Switch |  | PSH | http://www.toronto.ca/TWONTO#pressure_switch
71882 | THR-DIG-TSH-5141 | Switch, Tempreature-High, Outlet Pump 5141, Solids Treatment, Digester Tank 1-6 | THR-DIG-GBP-5141 | Gas Booster, Tank 0400, Solids Treatment | Switch,Temperature-High | Switch |  | TSH | http://www.toronto.ca/TWONTO#temperature_switch
71883 | THR-DIG-TSH-5142 | Switch, Tempreature-High, Outlet Pump 5142, Solids Treatment, Digester Tank 1-6 | THR-DIG-GBP-5142 | Gas Booster, Tank 0400, Solids Treatment | Switch,Temperature-High | Switch |  | TSH | http://www.toronto.ca/TWONTO#temperature_switch
71884 | THR-DIG-TSH-5280 | Switch, Tempreature-High, Outlet Gas compressor 5280 | THR-DIG-C-5280 | Compressor, Gas, Mixing System, Digester Tank#2 | Switch,Temperature-High | Switch |  | TSH | http://www.toronto.ca/TWONTO#temperature_switch
71885 | THR-DIG-TSH-5480 | Switch, Tempreature-High, Outlet Gas compressor 5480 | THR-DIG-C-5480 | Compressor, Gas, Mixing System, Digester Tank#5 | Switch,Temperature-High | Switch |  | TSH | http://www.toronto.ca/TWONTO#temperature_switch
71886 | THR-DIG-TSH-5640 | Switch, Temperature-High, Discharge, C-5640, Mixing System, Tank 7 & 8 | THR-DIG-C-5640 | Compressor, Gas, Mixing System, Digester Tank#7 | Switch,Temperature-High | Switch |  | TSH | http://www.toronto.ca/TWONTO#temperature_switch
71887 | THR-DIG-TSH-5680 | Switch, Temperature-High, Discharge, Compress 5680, Solids Treatment, Mixing System - Digesters - Tank 0700 & Tank 0800, Compressors | THR-DIG-C-5680 | Compressor, Gas, Mixing System, Digester Tank#8 | Switch,Temperature-High | Switch |  | TSH | http://www.toronto.ca/TWONTO#temperature_switch
71888 | THR-DIG-TSH-5840A | Switch, Temperature-High, Discharge, Compressor 5840, Solids Treatment - Thickening - Mixing System - Digesters - Tank 0900 & Tank 1000, Compressors | THR-DIG-C-5840 | Compressor, Gas, Mixing System, Digester Tank#10 | Switch,Temperature-High | Switch |  | TSH | http://www.toronto.ca/TWONTO#temperature_switch
71889 | THR-DIG-TSH-7750 | Switch, Temperature High, Burner 7750, Waste Gas Burner | THR-DIG-BU-7750S | Burner, Waste Gas | Analyzer,UV | Switch |  | TSH | http://www.toronto.ca/TWONTO#temperature_switch
71890 | THR-DIG-TSH-7780 | Switch, Temperature High, Burner 7780, Waste Gas Burner | THR-DIG-BU-7780S | Burner, Waste Gas | Analyzer,UV | Switch |  | TSH | http://www.toronto.ca/TWONTO#temperature_switch
71891 | THR-DIG-TSL-7752B | Switch, Temperature Low, Burner BU-7750 Condensate Drain Heat Tracing, WGB Bldg Roof | THR-DIG-BU-7750 | Waste Gas Burner, Burner 7750, WGB Bldg Roof | Switch,Temperature-Low | Switch |  | TSL | http://www.toronto.ca/TWONTO#temperature_switch
72701 | THR-DIS-ASH-0004S | Switch, Analyses, High, Smoke Detector, RPU-0004, Disinfection Building Upper Floor | THR-DIS | Disinfection | Fire Prevention,Heat Detector | Switch | 42094 | ASH | http://www.toronto.ca/TWONTO#flame_or_combustion_sensing_instrument
72702 | THR-DIS-ASH-0200S | Switch, Analyses, High, Smoke Detector, Fire Alarm, Disinfection Building Electrical Room Main Floor | THR-DIS | Disinfection | Fire Prevention,Heat Detector | Switch | 46209 | ASH | http://www.toronto.ca/TWONTO#flame_or_combustion_sensing_instrument
72745 | FHA-CLB-PSH-0102 | Switch, Pressure, High, Discharge, CLB-EV-0101, Filter Building, Cl2/SO2 Storage Room | FHA-CLB-CHL-0101 | Chlorinator, Solution Feed Gas Dispenser, Vacuum Operated, Filtration Building, Cl2/SO2 Feeder Room | Switch,Pressure | Switch |  | PSH | http://www.toronto.ca/TWONTO#pressure_switch
72817 | THR-DIS-FSL-1305 | Switch, Flow, Low, Seal Water, Scrubber Recirculating Pump | THR-DIS-P-1305 | Pump, Recirculation, Scrubber Caustic Soda SB-1300 | Valve,Butterfly,Act. | Switch |  | FSL | http://www.toronto.ca/TWONTO#flow_switch
72818 | THR-DIS-FSL-1311 | Switch, Flow, Low, Scrubber Recirculating Pump | THR-DIS-SB-1300 | Scrubber, Caustic Soda SB-1300 | Valve,Butterfly,Act. | Switch |  | FSL | http://www.toronto.ca/TWONTO#flow_switch
72819 | THR-DIS-FSL-1317 | Switch, Flow, Low, Foul Air from Chlorine Trench to Scrubber 1300 | THR-DIS-SB-1300 | Scrubber, Caustic Soda SB-1300 | Valve,Butterfly,Act. | Switch |  | FSL | http://www.toronto.ca/TWONTO#flow_switch
72820 | THR-DIS-FSL-1355 | Switch, Flow, Low, Seal Water, Scrubber Recirculating Pump | THR-DIS-P-1355 | Pump, Recirculation, Scrubber Caustic Soda SB-1350 | Valve,Butterfly,Act. | Switch |  | FSL | http://www.toronto.ca/TWONTO#flow_switch
72821 | THR-DIS-FSL-1361 | Switch, Flow, Low, Scrubber Recirculating Pump | THR-DIS-SB-1350 | Scrubber, Caustic Soda SB-1350 | Valve,Butterfly,Act. | Switch |  | FSL | http://www.toronto.ca/TWONTO#flow_switch
72822 | THR-DIS-FSL-1367 | Switch, Flow, Low, Foul Air from Chlorine Trench to Scrubber 1350 | THR-DIS-SB-1350 | Scrubber, Caustic Soda SB-1350 | Valve,Butterfly,Act. | Switch |  | FSL | http://www.toronto.ca/TWONTO#flow_switch
72830 | THR-DIS-LSH-1001 | Switch, Level, High, Capacitive, Hypochlorite Tank T-1000, Disinfection Building Main Floor | THR-DIS-T-1000 | Tank, Sodium Hypochlorite Storage, Disinfection Building | Switch,Level-Low | Switch |  | LSH | http://www.toronto.ca/TWONTO#level_switch
72831 | THR-DIS-LSH-2001 | Switch, Level, High, Capacitive, Hypochlorite Tank T-2000, Disinfection Building Main Floor | THR-DIS-T-2000 | Tank, Sodium Hypochlorite Storage, Disinfection Building | Switch,Level-High | Switch |  | LSH | http://www.toronto.ca/TWONTO#level_switch
72832 | THR-DIS-LSH-3001 | Switch, Level, High, Capacitive, Hypochlorite Tank T-3000, Disinfection Building Main Floor | THR-DIS-T-3000 | Tank, Sodium Hypochlorite Storage, Disinfection Building | Switch,Level-High | Switch |  | LSH | http://www.toronto.ca/TWONTO#level_switch
72833 | THR-DIS-LSH-7001 | Switch, Level, High, Capacitive, Hypochlorite Tank T-7000, Disinfection Building Main Floor | THR-DIS-T-7000 | Tank, Sodium Hypochlorite Storage, Disinfection Building | Switch,Level-High | Switch |  | LSH | http://www.toronto.ca/TWONTO#level_switch
72834 | THR-DIS-LSHH-1520 | Switch, Level-High-High,Pump 1520/1530,Sump, Disinfection Storage, Disinfection Facility Building, Plant Services, Flood Monitoring System | THR-DIS-P-1520 | Pump, Sump, Disinfection Storage, Disinfection Facility Building, Plant Services, Flood Monitoring System | Switch,Level-High-High | Switch |  | LSHH | http://www.toronto.ca/TWONTO#level_switch
72835 | THR-DIS-LSHH-3937 | Switch, Level-High-High,Pump 3937A,Sump, Disinfection Facility Building,Near storage,Plant Services, Flood Monitoring System | THR-DIS-P-1520 | Pump, Sump, Disinfection Storage, Disinfection Facility Building, Plant Services, Flood Monitoring System | Switch,Level-High-High | Switch |  | LSHH | http://www.toronto.ca/TWONTO#level_switch
72836 | THR-DIS-LSL-2001 | Switch, Level, Low, Capacitive, Hypochlorite Tank T-2000, Disinfection Building Main Floor | THR-DIS-T-2000 | Tank, Sodium Hypochlorite Storage, Disinfection Building | Switch,Level-Low | Switch |  | LSL | http://www.toronto.ca/TWONTO#level_switch
72837 | THR-DIS-LSL-3001 | Switch, Level, Low, Capacitive, Hypochlorite Tank T-3000, Disinfection Building Main Floor | THR-DIS-T-3000 | Tank, Sodium Hypochlorite Storage, Disinfection Building | Switch,Level-Low | Switch |  | LSL | http://www.toronto.ca/TWONTO#level_switch
72838 | THR-DIS-LSL-7001 | Switch, Level, Low, Capacitive, Hypochlorite Tank T-7000, Disinfection Building Main Floor | THR-DIS-T-7000 | Tank, Sodium Hypochlorite Storage, Disinfection Building | Switch,Level-Low | Switch |  | LSL | http://www.toronto.ca/TWONTO#level_switch
72889 | THR-DIS-PSH-0100 | Switch, Pressure, High, Pump skid 1, Disinfection Building Main Floor | THR-DIS-P-0110 | Pump, Diaphragm, Chemical Metering, Skid#1 Disinfection Building Main Floor | Switch,Pressure-High | Switch |  | PSH | http://www.toronto.ca/TWONTO#pressure_switch
72890 | THR-DIS-PSH-0200 | Switch, Pressure, High, Pump skid 2, Disinfection Building Main Floor | THR-DIS-P-0210 | Pump, Diaphragm, Chemical Metering, Skid#2 Disinfection Building Main Floor | Switch,Pressure-High | Switch |  | PSH | http://www.toronto.ca/TWONTO#pressure_switch
72891 | THR-DIS-PSH-0200 | Switch, Pressure, High, Pump skid 2, Disinfection Building Main Floor | THR-DIS-P-EFF | Pumps, Disinfection, Effluent | Switch,Pressure-High | Switch |  | PSH | http://www.toronto.ca/TWONTO#pressure_switch
72892 | THR-DIS-PSH-0300 | Switch, Pressure, High, Pump skid 3, Disinfection Building Main Floor | THR-DIS-P-0310 | Pump, Diaphragm, Chemical Metering, Skid#3 Disinfection Building Main Floor | Switch,Pressure-High | Switch |  | PSH | http://www.toronto.ca/TWONTO#pressure_switch
72893 | THR-DIS-PSH-0500 | Switch, Pressure, High, Pump skid 5, Disinfection Building Main Floor | THR-DIS-P-0510 | Pump, Diaphragm, Chemical Metering, Skid#5 Disinfection Building Main Floor | Switch,Pressure-High | Switch |  | PSH | http://www.toronto.ca/TWONTO#pressure_switch
72894 | THR-DIS-PSH-0600 | Switch, Pressure, High, Pump skid 6, Disinfection Building Main Floor | THR-DIS-P-0610 | Pump, Diaphragm, Chemical Metering, Skid#6 Disinfection Building Main Floor | Switch,Pressure-High | Switch |  | PSH | http://www.toronto.ca/TWONTO#pressure_switch
72895 | THR-DIS-PSH-1001 | Switch, Pressure-High, Chlorine Bank 1 Header, Chlorination Building, Disinfection, Chlorination System | THR-DIS-WSC-1000 | Disinfection, Weigh Scale, Chlorine Cylinders Bank 1 | Switch,Pressure-High | Switch | 34838 | PSH | http://www.toronto.ca/TWONTO#pressure_switch
72896 | THR-DIS-PSH-1021 | Switch, Pressure-High, Chlorine Bank 2 Header, Chlorination Building, Disinfection, Chlorination System | THR-DIS-WSC-1020 | Disinfection, Weigh Scale, Chlorine Cylinders Bank 2 | Switch,Pressure-High | Switch | 34839 | PSH | http://www.toronto.ca/TWONTO#pressure_switch
72897 | THR-DIS-PSH-1041 | Switch, Pressure-High, Chlorine Bank 3 Header, Chlorination Building, Disinfection, Chlorination System | THR-DIS-WIT-1040 | Transmitter, Weight Indicating, Chlorine Bank 3, Chlorination Building, Disinfection, Chlorination System | Switch,Pressure-High | Switch | 34840 | PSH | http://www.toronto.ca/TWONTO#pressure_switch
72898 | THR-DIS-PSH-1041 | Switch, Pressure-High, Chlorine Bank 3 Header, Chlorination Building, Disinfection, Chlorination System | THR-DIS-WSC-1040 | Disinfection, Weigh Scale, Chlorine Cylinders Bank 3 | Switch,Pressure-High | Switch | 34840 | PSH | http://www.toronto.ca/TWONTO#pressure_switch
72899 | THR-DIS-PSH-1101 | Switch, Pressure-High, Chlorine Header, Liquid Chlorine | THR-DIS-CHL | Disinfection, Chlorination System | Switch,Pressure-High | Switch |  | PSH | http://www.toronto.ca/TWONTO#pressure_switch
72900 | THR-DIS-PSH-1103 | Switch, Pressure-High, Chlorine Header, Liquid Chlorine | THR-DIS-CHL | Disinfection, Chlorination System | Switch,Pressure-High | Switch |  | PSH | http://www.toronto.ca/TWONTO#pressure_switch
72901 | THR-DIS-PSH-1120 | Switch, Pressure-High, Outlet, Evaporator 1120, Chlorination Building, Disinfection, Chlorination System | THR-DIS-EV-1120 | Evaporator, Chlorine, Chlorination Building, Disinfection, Chlorination System | Switch,Pressure-High | Switch | 34842 | PSH | http://www.toronto.ca/TWONTO#pressure_switch
72902 | THR-DIS-PSH-1130 | Switch, Pressure-High, Outlet, Evaporator 1130, Chlorination Building, Disinfection, Chlorination System | THR-DIS-EV-1130 | Evaporator, Chlorine, Chlorination Building, Disinfection, Chlorination System | Switch,Pressure-High | Switch | 34843 | PSH | http://www.toronto.ca/TWONTO#pressure_switch
72903 | THR-DIS-PSH-1305 | Switch, Pressure, High, Scrubber Recirculating Pumps | THR-DIS-SB-1300 | Scrubber, Caustic Soda SB-1300 | Valve,Butterfly,Act. | Switch |  | PSH | http://www.toronto.ca/TWONTO#pressure_switch
72904 | THR-DIS-PSH-1355 | Switch, Pressure, High, Scrubber Recirculating Pumps | THR-DIS-SB-1350 | Scrubber, Caustic Soda SB-1350 | Valve,Butterfly,Act. | Switch |  | PSH | http://www.toronto.ca/TWONTO#pressure_switch
72905 | THR-DIS-PSL-0111 | Switch, Pressure-Low, Chlorine Injector 0114 Water, Chlorination Building, Disinfection, Chlorination System | THR-DIS-CHL-1211 | Chlorinator, Chlorination Building, Disinfection, Chlorination System | Switch,Pressure-Low | Switch | 34845 | PSL | http://www.toronto.ca/TWONTO#pressure_switch
72906 | THR-DIS-PSL-0711 | Switch, Pressure, Low, Transfer Line, Transfer Pump P-0710, Disinfection Building Main Floor | THR-DIS-P-0710 | Pump, Centrifugal, Chemical Transfer, Disinfection Building Main Floor | Switch,Pressure-Low | Switch |  | PSL | http://www.toronto.ca/TWONTO#pressure_switch
72907 | THR-DIS-PSL-0721 | Switch, Pressure, Low, Transfer Line, Transfer Pump P-0720, Disinfection Building Main Floor | THR-DIS-P-0720 | Pump, Centrifugal, Chemical Transfer, Disinfection Building Main Floor | Switch,Pressure-Low | Switch |  | PSL | http://www.toronto.ca/TWONTO#pressure_switch
72908 | THR-DIS-PSL-1007A | Switch, Pressure-Low, Chlorine Gas Flow to Chlorinator Header | THR-DIS-CHL | Disinfection, Chlorination System | Switch,Pressure-Low | Switch |  | PSL | http://www.toronto.ca/TWONTO#pressure_switch
72909 | THR-DIS-PSL-1007B | Switch, Pressure-Low, Chlorine Gas Flow to Chlorinator Header | THR-DIS-CHL | Disinfection, Chlorination System | Switch,Pressure-Low | Switch |  | PSL | http://www.toronto.ca/TWONTO#pressure_switch
72910 | THR-DIS-PSL-1104 | Switch, Pressure-Low, Chlorine Header, Liquid Chlorine | THR-DIS-CHL | Disinfection, Chlorination System | Switch,Pressure-Low | Switch | 33985 | PSL | http://www.toronto.ca/TWONTO#pressure_switch
72940 | THR-DIS-TSH-0100S | Switch, Temperature, High, Heat Detector, Fire Alarm, Disinfection Building Electrical Room Main Floor | THR-DIS | Disinfection | Switch,Temperature-High | Switch | 42497 | TSH | http://www.toronto.ca/TWONTO#temperature_switch
73389 | THR-ELS-ATS-3701 | Automatic Transfer Switch, MCC-3701 & 3702, Aeration Tank Electrical Building | THR-ELS-AER | Electrical System, Aeration and Galleries | Circuit Breaker | Switch |  | ATS | http://www.toronto.ca/TWONTO#transfer_switch
73789 | THR-ELS-LSH-0002 | Switch,Level-High,Basement South Center Wall,Basement Sump Pump CP-0102 Start Lead Pump Float | THR-ELS-CP-0102 | Control Panel,Electrical,Basement South Wall,Basement Sump Pump Control Panel |  | Switch |  | LSH | http://www.toronto.ca/TWONTO#level_switch
73790 | THR-ELS-LSH-0003 | Switch,Level-High,Basement South Center Wall,Basement Sump Pump CP-0102 Flood Alarm | THR-ELS-CP-0102 | Control Panel,Electrical,Basement South Wall,Basement Sump Pump Control Panel |  | Switch |  | LSH | http://www.toronto.ca/TWONTO#level_switch
73791 | THR-ELS-LSH-0006 | Switch,Level-High,Manhole 1 North-East,Manhole Sump Pump CP-0304 Start Lead Pump Float | THR-ELS-CP-0304 | Control Panel,Electrical,Outside North-East,Manhole 1 Sump Pump Control Panel |  | Switch |  | LSH | http://www.toronto.ca/TWONTO#level_switch
73792 | THR-ELS-LSH-0008 | Switch,Level-High,Manhole 1 North-East,Manhole Sump Pump CP-0304 Flood Alarm | THR-ELS-CP-0304 | Control Panel,Electrical,Outside North-East,Manhole 1 Sump Pump Control Panel |  | Switch |  | LSH | http://www.toronto.ca/TWONTO#level_switch
73793 | THR-ELS-LSH-0012 | Switch,Level-High,Basement South-West Wall,Basement Flood Alarm | THR-ELS-MAINSUB | Electrical Equipment at the Main Substation |  | Switch |  | LSH | http://www.toronto.ca/TWONTO#level_switch
73794 | THR-ELS-LSH-0014 | Switch,Level-High,Basement North-East Wall,Basement Flood Alarm | THR-ELS-MAINSUB | Electrical Equipment at the Main Substation |  | Switch |  | LSH | http://www.toronto.ca/TWONTO#level_switch
73795 | THR-ELS-LSH-0100 | Switch, Level, High, Sump Pump 0100A/0101, Old Main Sub Station | THR-ELS-CP-0100 | Control Panel,Sump Pump 0100A/0101,Old Main Sub Station | Switch,Level-High-High | Switch |  | LSH | http://www.toronto.ca/TWONTO#level_switch
73800 | THR-ELS-LSL-0001 | Switch,Level-Low,Basement South Center Wall,Basement Sump Pump CP-0102 Stop Float | THR-ELS-CP-0102 | Control Panel,Electrical,Basement South Wall,Basement Sump Pump Control Panel |  | Switch |  | LSL | http://www.toronto.ca/TWONTO#level_switch
73958 | THR-ELS-SW-0010 | Switch, Push Button, Fire Modulator Alarm Sytem, Main Control Room | THR-ELS-ADM | Electrical System, Administration Building | Circuit Breaker | Switch |  | SW | http://www.toronto.ca/TWONTO#disconnect_switch
74070 | THR-ELS-TS-0521 | Transfer Switch, 600V, Manual, Electrical Room, West Substation | THR-ELS-PDP-0602 | Control Panel, Power Distribution Panel, Line 0105, 600V Switchgear, Electrical Room, West Substation | Switch | Switch |  | TS | http://www.toronto.ca/TWONTO#transfer_switch
74071 | THR-ELS-TS-9563B | Transfer Switch, Digester 7-10 Electrical Bldg, Main Floor | THR-ELS-PDP-0602 | Control Panel, Power Distribution Panel, Line 0105, 600V Switchgear, Electrical Room, West Substation | Switch | Switch |  | TS | http://www.toronto.ca/TWONTO#transfer_switch
74112 | THR-EPS-FSL-0110 | Switch, Flow-Low, Water Supply, Heat Exchanger 0111, Plant Service, Effluent Pump, Centrifugaling | THR-EPS-P-0110 | Pump, Centrifugal, Screw | Switch,Flow-Low | Switch |  | FSL | http://www.toronto.ca/TWONTO#flow_switch
74113 | THR-EPS-FSL-0210 | Switch, Flow-Low, Water Supply, Heat Exchanger 0211, Plant Service, Effluent Pump, Centrifugaling | THR-EPS-P-0210 | Pump, Centrifugal, Screw | Switch,Flow-Low | Switch |  | FSL | http://www.toronto.ca/TWONTO#flow_switch
74121 | THR-EPS-LSH-0093 | Switch, Level-High, (Pump, Centrifugal Start) Pump, Centrifugal 0093, Plant Service, Effluent Pump, Centrifugaling | THR-EPS-P-0093 | Pump, Centrifugal, (Sump), Plant Service,Centrifugal truck port, Effluent Pump, Centrifugaling | Switch,Level-High | Switch |  | LSH | http://www.toronto.ca/TWONTO#level_switch
74122 | THR-EPS-LSL-0093 | Switch, Level-Low, (Pump, Centrifugal Stop) Pump, Centrifugal 0093, Plant Service, Effluent Pump, Centrifugaling | THR-EPS-P-0093 | Pump, Centrifugal, (Sump), Plant Service,Centrifugal truck port, Effluent Pump, Centrifugaling | Switch,Level-Low | Switch |  | LSL | http://www.toronto.ca/TWONTO#level_switch
74123 | THR-EPS-LSL-0115 | Switch, Level-Low, Grease Tank 0115, Plant Service, Effluent Pump, Centrifugaling | THR-EPS-P-0110 | Pump, Centrifugal, Screw | Switch,Level-Low | Switch |  | LSL | http://www.toronto.ca/TWONTO#level_switch
74124 | THR-EPS-LSL-0415 | Switch, Level-Low, Grease Tank 0415, Plant Service, Effluent Pump, Centrifugaling | THR-EPS-P-0410 | Pump, Centrifugal, Screw | Switch,Level-Low | Switch |  | LSL | http://www.toronto.ca/TWONTO#level_switch
74136 | THR-EPS-PSH-0110 | Switch, Pressurel-High, Oil Pump, Centrifugal 0111, Plant Service, Effluent Pump, Centrifugaling | THR-EPS-P-0110 | Pump, Centrifugal, Screw | Switch,Pressure-High | Switch |  | PSH | http://www.toronto.ca/TWONTO#pressure_switch
74137 | THR-EPS-PSH-0210 | Switch, Pressurel-High, Oil Pump, Centrifugal 0211, Plant Service, Effluent Pump, Centrifugaling | THR-EPS-P-0210 | Pump, Centrifugal, Screw | Switch,Pressure-High | Switch |  | PSH | http://www.toronto.ca/TWONTO#pressure_switch
74138 | THR-EPS-PSH-0216 | Switch, Pressurel-High, Grease Pump, Centrifugal 0216, Plant Service, Effluent Pump, Centrifugaling | THR-EPS-P-0210 | Pump, Centrifugal, Screw | Switch,Pressure-High | Switch |  | PSH | http://www.toronto.ca/TWONTO#pressure_switch
74139 | THR-EPS-PSH-0310 | Switch, Pressurel-High, Oil Pump, Centrifugal 0311, Plant Service, Effluent Pump, Centrifugaling | THR-EPS-P-0310 | Pump, Centrifugal, Screw | Switch,Pressure-High | Switch |  | PSH | http://www.toronto.ca/TWONTO#pressure_switch
74140 | THR-EPS-PSH-0410 | Switch, Pressurel-High, Oil Pump, Centrifugal 0411, Plant Service, Effluent Pump, Centrifugaling | THR-EPS-P-0410 | Pump, Centrifugal, Screw | Switch,Pressure-High | Switch |  | PSH | http://www.toronto.ca/TWONTO#pressure_switch
74141 | THR-EPS-PSL-0116 | Switch, Pressurel-Low, Grease Pump, Centrifugal 0116, Plant Service, Effluent Pump, Centrifugaling | THR-EPS-P-0110 | Pump, Centrifugal, Screw | Switch,Pressure-Low | Switch |  | PSL | http://www.toronto.ca/TWONTO#pressure_switch
74142 | THR-EPS-PSL-0210 | Switch, Pressurel-Low, Oil Pump, Centrifugal 0211, Plant Service, Effluent Pump, Centrifugaling | THR-EPS-P-0210 | Pump, Centrifugal, Screw | Switch,Pressure-Low | Switch |  | PSL | http://www.toronto.ca/TWONTO#pressure_switch
74143 | THR-EPS-PSL-0310 | Switch, Pressurel-Low, Oil Pump, Centrifugal 0311, Plant Service, Effluent Pump, Centrifugaling | THR-EPS-P-0310 | Pump, Centrifugal, Screw | Switch,Pressure-Low | Switch |  | PSL | http://www.toronto.ca/TWONTO#pressure_switch
74144 | THR-EPS-PSL-0410 | Switch, Pressurel-Low, Oil Pump, Centrifugal 0411, Plant Service, Effluent Pump, Centrifugaling | THR-EPS-P-0410 | Pump, Centrifugal, Screw | Switch,Pressure-Low | Switch |  | PSL | http://www.toronto.ca/TWONTO#pressure_switch
74145 | THR-EPS-PSL-0416 | Switch, Pressurel-Low, Grease Pump, Centrifugal 0416, Plant Service, Effluent Pump, Centrifugaling | THR-EPS-P-0410 | Pump, Centrifugal, Screw | Switch,Pressure-Low | Switch |  | PSL | http://www.toronto.ca/TWONTO#pressure_switch
74146 | THR-EPS-SSL-0110 | Switch, Speed-Low, Pump, Centrifugal 0110, Plant Service, Effluent Pump, Centrifugaling | THR-EPS-P-0110 | Pump, Centrifugal, Screw | Switch,Speed-Low | Switch |  | SSL | http://www.toronto.ca/TWONTO#speed_switch
74147 | THR-EPS-SSL-0210 | Switch, Speed-Low, Pump, Centrifugal 0210, Plant Service, Effluent Pump, Centrifugaling | THR-EPS-P-0210 | Pump, Centrifugal, Screw | Switch,Speed-Low | Switch |  | SSL | http://www.toronto.ca/TWONTO#speed_switch
74148 | THR-EPS-SSL-0410 | Switch, Speed-Low, Pump, Centrifugal 0410, Plant Service, Effluent Pump, Centrifugaling | THR-EPS-P-0410 | Pump, Centrifugal, Screw | Switch,Speed-Low | Switch |  | SSL | http://www.toronto.ca/TWONTO#speed_switch
74203 | THR-FPW-FSL-1041 | Switch, Flow-Low, RAS Pumps Seal Water | THR-FPW-FW | Filtered Plant Water, Flushing Water | Switch,Flow-Low | Switch |  | FSL | http://www.toronto.ca/TWONTO#flow_switch
74206 | THR-FPW-LSHH-0001 | Switch, Level-High High, Clearwell, Filter Water Building | THR-FPW | Filtered Plant Water | Switch,Level-High-High | Switch |  | LSHH | http://www.toronto.ca/TWONTO#level_switch
74207 | THR-FPW-LSHH-0003 | Switch, Level-High High, Sump, Basement Pump, Filter Water Building | THR-FPW | Filtered Plant Water | Switch,Level-High-High | Switch |  | LSHH | http://www.toronto.ca/TWONTO#level_switch
74236 | THR-FPW-PSH-0010 | Switch,Pressurel-High, Pump, Centrifugal 0010, Gallery T21, Flushing Water Piping Detail | THR-FPW-P-0010S | Pump, Centrifugal, Flushing Water, Gallery T21 | Switch,Pressure-High | Switch |  | PSH | http://www.toronto.ca/TWONTO#pressure_switch
74237 | THR-FPW-PSH-4901 | Switch, Pressure-High, Valve Chamber, Raw Plant Water Pumping | THR-FPW-P-4901 | Pump, Submersible, Raw Plant Water | Switch,Pressure-High | Switch |  | PSH | http://www.toronto.ca/TWONTO#pressure_switch
74238 | THR-FPW-PSH-4903 | Switch, Pressure-High, Valve Chamber, Raw Plant Water Pumping | THR-FPW-P-4903 | Pump, Submersible, Plant Water | Switch,Pressure-High | Switch |  | PSH | http://www.toronto.ca/TWONTO#pressure_switch
74239 | THR-FPW-PSL-1031 | Switch, Pressure-Low, RAS Pumps Seal Water | THR-FPW-FW | Filtered Plant Water, Flushing Water | Switch,Pressure-Low | Switch |  | PSL | http://www.toronto.ca/TWONTO#pressure_switch
74240 | THR-FPW-PSL-1032 | Switch, Pressure-Low, WAS Pumps Seal Water | THR-FPW-FW | Filtered Plant Water, Flushing Water | Switch,Pressure-Low | Switch |  | PSL | http://www.toronto.ca/TWONTO#pressure_switch
74241 | THR-FPW-PSL-1034 | Switch, Pressure-Low, Drain Pumps Seal Water | THR-FT-DRN | Final Tank, Drainage, Sump Pumps | Switch,Flow-Low | Switch |  | PSL | http://www.toronto.ca/TWONTO#pressure_switch
74247 | THR-FPW-SEN-0001 | Switch, High Level, Effluent Inlet Channel, Filtered Plant Water Bldg. | THR-FPW | Filtered Plant Water | Switch,Level-High | Switch |  | SEN | http://www.toronto.ca/TWONTO#level_switch
74507 | THR-FT-FSL-2320 | Switch, Flow-Low, Pump 2320, Seal Water, RAS Pumping - North | THR-FT-P-2320 | Pump, Centrifugal, Secondary Treatment, RAS Pumping - North | Switch,Pressure-Low | Switch |  | FSL | http://www.toronto.ca/TWONTO#flow_switch
74508 | THR-FT-FSL-2322 | Switch, Flow-Low, Pump 2322, Seal Water, RAS Pumping - North | THR-FT-P-2322 | Pump, Centrifugal, Secondary Treatment, RAS Pumping - North | Switch,Pressure-Low | Switch |  | FSL | http://www.toronto.ca/TWONTO#flow_switch
74509 | THR-FT-FSL-2520 | Switch, Flow-Low, Pump P-2520 Discharge, FT 16/17 RAS Pumps, South | THR-FT-P-2520 | Pump, Centrifugal, Tank 1600 & 1700, RAS Pumping,Tunnel 23, South | Switch,Pressure-Low | Switch |  | FSL | http://www.toronto.ca/TWONTO#flow_switch
74510 | THR-FT-FSL-2524 | Switch, Flow-Low, Pump P-2524 Discharge, FT 16/17 RAS Pumps,South | THR-FT-P-2524 | Pump, Centrifugal, Tank 1600 & 1700, RAS Pumping,Tunnel 23, South | Switch,Pressure-Low | Switch |  | FSL | http://www.toronto.ca/TWONTO#flow_switch
74511 | THR-FT-FSL-2622 | Switch, Flow-Low, Pump 2622, Seal Water, RAS Pumping - North | THR-FT-P-2622 | Pump, Centrifugal, Secondary Treatment,Tunnel 23 East, RAS Pumping - North | Switch,Pressure-Low | Switch |  | FSL | http://www.toronto.ca/TWONTO#flow_switch
74512 | THR-FT-FSL-2624 | Switch, Flow-Low, Pump 2624, Seal Water, RAS Pumping - North | THR-FT-P-2624 | Pump, Centrifugal, Secondary Treatment,Tunnel 23 East, RAS Pumping - North | Switch,Pressure-Low | Switch |  | FSL | http://www.toronto.ca/TWONTO#flow_switch
74513 | THR-FT-FSL-2720 | Switch, Flow-Low, Pump 2720, Seal Water, RAS Pumping - North | THR-FT-P-2720 | Pump, Centrifugal, Secondary Treatment,Tunnel 23 North, RAS Pumping - North | Switch,Pressure-Low | Switch |  | FSL | http://www.toronto.ca/TWONTO#flow_switch
74514 | THR-FT-FSL-2721 | Switch, Flow-Low, Pump 2721, Seal Water, RAS Pumping - North | THR-FT-P-2721 | Pump, Centrifugal, Secondary Treatment,Tunnel 23 North, RAS Pumping - North | Switch,Pressure-Low | Switch |  | FSL | http://www.toronto.ca/TWONTO#flow_switch
74515 | THR-FT-FSL-2722 | Switch, Flow-Low, Pump 2722, Seal Water, RAS Pumping - North | THR-FT-P-2722 | Pump, Centrifugal, Secondary Treatment,Tunnel 23 North, RAS Pumping - North | Switch,Pressure-Low | Switch |  | FSL | http://www.toronto.ca/TWONTO#flow_switch
74516 | THR-FT-FSL-2723 | Switch, Flow-Low, Pump 2723, Seal Water, RAS Pumping - North | THR-FT-P-2723 | Pump, Centrifugal, Secondary Treatment,Tunnel 23 North, RAS Pumping - North | Switch,Pressure-Low | Switch |  | FSL | http://www.toronto.ca/TWONTO#flow_switch
74517 | THR-FT-FSL-3005S | Switch, Flow-Low, WAW, Tank 0100, Secondary Treatment, Scum Pumping | THR-FT-T-0100 | Tank, Final Settling, Mixed Liquor, Secondary Clarification - South (Tank#01) | Switch,Flow-Low | Switch | 39473 | FSL | http://www.toronto.ca/TWONTO#flow_switch
74518 | THR-FT-FSL-3006S | Switch, Flow-Low, WAW, Tank 0300, Secondary Treatment, Scum Pumping | THR-FT-T-0300 | Tank, Final Settling, Mixed Liquor, Secondary Clarification - South (Tank#03) | Switch,Flow-Low | Switch | 39474 | FSL | http://www.toronto.ca/TWONTO#flow_switch
74519 | THR-FT-FSL-3020 | Switch, Flow-Low, Seal Water, Pump 3020, Secondary Treatment, Scum PumpingPmp. | THR-FT-P-3020 | Pump, Rotary Lobe, Scum from Tank 3000, Scum Pumping | Switch,Flow-Low | Switch | 39475 | FSL | http://www.toronto.ca/TWONTO#flow_switch
74520 | THR-FT-FSL-3035S | Switch, Flow-Low, WAW, Tank 0200, Secondary Treatment, Scum Pumping | THR-FT-T-0200 | Tank, Final Settling, Mixed Liquor, Secondary Clarification - South (Tank#02) | Switch,Flow-Low | Switch | 39476 | FSL | http://www.toronto.ca/TWONTO#flow_switch
74521 | THR-FT-FSL-3046S | Switch, Flow-Low, WHF, Suction, Pump 3040, Secondary Treatment, Scum Pumping | THR-FT-P-3040 | Pump, Rotary Lobe, Scum from Tank 3030, Scum Pumping | Switch,Flow-Low | Switch | 39479 | FSL | http://www.toronto.ca/TWONTO#flow_switch
74522 | THR-FT-FSL-3105S | Switch, Flow-Low, WAW, Tank 0500, Secondary Treatment, Scum Pumping | THR-FT-T-0500S | Tank, Final Settling, Mixed Liquor, Secondary Clarification - South | Switch,Flow-Low | Switch | 39481 | FSL | http://www.toronto.ca/TWONTO#flow_switch
74523 | THR-FT-FSL-3106S | Switch, Flow-Low, WAW, Tank 0700, Secondary Treatment, Scum Pumping | THR-FT-T-0700S | Tank, Final Settling, Mixed Liquor, Secondary Clarification - South | Switch,Flow-Low | Switch | 39482 | FSL | http://www.toronto.ca/TWONTO#flow_switch
74524 | THR-FT-FSL-3120S | Switch, Flow-Low, Seal Water, Pump 3120, Secondary Treatment, Scum Pumping | THR-FT-P-3120S | Pump, Rotary Vane, Scum Tank 3100, System 2A, Scum Pumping | Switch,Flow-Low | Switch | 39483 | FSL | http://www.toronto.ca/TWONTO#flow_switch
74525 | THR-FT-FSL-3135S | Switch, Flow-Low, WAW, Tank 0600, Secondary Treatment, Scum Pumping | THR-FT-T-0600S | Tank, Final Settling, Mixed Liquor, Secondary Treatment, Secondary Clarification - South | Switch,Flow-Low | Switch | 39484 | FSL | http://www.toronto.ca/TWONTO#flow_switch
74526 | THR-FT-FSL-3136S | Switch, Flow-Low, WAW, Tank 0800, Secondary Treatment, Scum Pumping | THR-FT-T-0800S | Tank, Final Settling, Mixed Liquor, Secondary Treatment, Secondary Clarification - South | Switch,Flow-Low | Switch | 39485 | FSL | http://www.toronto.ca/TWONTO#flow_switch
74527 | THR-FT-FSL-3235S | Switch, Flow-Low, WAW, Tank 1000, Secondary Treatment, Scum Pumping | THR-FT-T-1000S | Tank, Final Settling, Mixed Liquor, Secondary Treatment, Secondary Clarification - South | Switch,Flow-Low | Switch | 39490 | FSL | http://www.toronto.ca/TWONTO#flow_switch
74528 | THR-FT-FSL-3320 | Switch, Flow-Low, Seal Water, Pump 3320, Secondary Treatment, Secondary Scum Pumping - North Plant | THR-FT-P-3320 | Pump, Rotary Vane, Scum Tank 3300, System 4, Scum Pumping | Switch,Flow-Low | Switch |  | FSL | http://www.toronto.ca/TWONTO#flow_switch
74529 | THR-FT-FSL-3326 | Switch, Flow-Low, WHF, Pump 3320, Secondary Treatment, Scum Pumping - North | THR-FT-P-3320 | Pump, Rotary Vane, Scum Tank 3300, System 4, Scum Pumping | Switch,Flow-Low | Switch |  | FSL | http://www.toronto.ca/TWONTO#flow_switch
74530 | THR-FT-FSL-3340 | Switch, Flow-Low, Seal Water, Pump 3340, Secondary Treatment, Secondary Scum Pumping - North Plant | THR-FT-P-3340 | Pump, Rotary Vane, Scum Tank 3300, System 4, Scum Pumping | Switch,Flow-Low | Switch |  | FSL | http://www.toronto.ca/TWONTO#flow_switch
74531 | THR-FT-FSL-3346 | Switch, Flow-Low, WHF, Pump 3340, Secondary Treatment, Scum Pumping - North | THR-FT-P-3340 | Pump, Rotary Vane, Scum Tank 3300, System 4, Scum Pumping | Switch,Flow-Low | Switch |  | FSL | http://www.toronto.ca/TWONTO#flow_switch
74532 | THR-FT-FSL-3420 | Switch, Flow-Low, Seal Water, Pump 3420, Secondary Treatment, Secondary Scum Pumping - North Plant | THR-FT-P-3420 | Pump, Rotary Vane, Scum Tank 3400, System 5, Scum Pumping | Switch,Flow-Low | Switch |  | FSL | http://www.toronto.ca/TWONTO#flow_switch
74533 | THR-FT-FSL-3430 | Switch, Flow-Low, Seal Water, Pump 3430, Secondary Treatment, Secondary Scum Pumping - North Plant | THR-FT-P-3430 | Pump, Rotary Vane, Scum Tank 3400, System 5, Scum Pumping | Switch,Flow-Low | Switch |  | FSL | http://www.toronto.ca/TWONTO#flow_switch
74534 | THR-FT-FSL-3436 | Switch, Flow-Low, WHF, Pump 3430, Secondary Treatment, Scum Pumping - North | THR-FT-P-3430 | Pump, Rotary Vane, Scum Tank 3400, System 5, Scum Pumping | Switch,Flow-Low | Switch |  | FSL | http://www.toronto.ca/TWONTO#flow_switch
74535 | THR-FT-FSL-3440 | Switch, Flow-Low, Seal Water, Pump 3440, Secondary Treatment, Secondary Scum Pumping - North Plant | THR-FT-P-3440 | Pump, Rotary Vane, Scum Tank 3400, System 5, Scum Pumping | Switch,Flow-Low | Switch |  | FSL | http://www.toronto.ca/TWONTO#flow_switch
74536 | THR-FT-FSL-3446 | Switch, Flow-Low, WHF, Pump 3440, Secondary Treatment, Scum Pumping - North | THR-FT-P-3440 | Pump, Rotary Vane, Scum Tank 3400, System 5, Scum Pumping | Switch,Flow-Low | Switch |  | FSL | http://www.toronto.ca/TWONTO#flow_switch
74537 | THR-FT-FSL-3536 | Switch, Flow-Low, WHF, Suction, Pump 3530, Secondary Treatment, Scum Pumping | THR-FT-P-3530 | Pump, Rotary Vane, Scum Tank 3500, System 7, Scum Pumping | Switch,Flow-Low | Switch |  | FSL | http://www.toronto.ca/TWONTO#flow_switch
74538 | THR-FT-FSL-3540 | Switch, Flow-Low, Seal Water, Pump 3540, Secondary Treatment, Scum Pumping | THR-FT-P-3540 | Pump, Rotary Vane, Scum Tank 3500, System 7, Scum Pumping | Switch,Flow-Low | Switch |  | FSL | http://www.toronto.ca/TWONTO#flow_switch
74539 | THR-FT-FSL-3605 | Switch, Flow-Low, WAW, Tank 1800, Secondary Treatment, Scum Pumping - North | THR-FT-T-1800 | Tank, Final Settling, Mixed Liquor, Secondary Treatment, Secondary Clarification - North (Tank#18) | Switch,Flow-Low | Switch |  | FSL | http://www.toronto.ca/TWONTO#flow_switch
74540 | THR-FT-FSL-3626 | Switch, Flow-Low, WHF, Pump 3620, Secondary Treatment, Scum Pumping - North | THR-FT-P-3620 | Pump, Rotary Vane, Scum Tank 3600, System 9, Scum Pumping | Switch,Flow-Low | Switch |  | FSL | http://www.toronto.ca/TWONTO#flow_switch
74541 | THR-FT-FSL-3636 | Switch, Flow-Low, WHF, Pump 3630, Secondary Treatment, Scum Pumping - North | THR-FT-P-3630 | Pump, Rotary Vane, Scum Tank 3600, System 9, Scum Pumping | Switch,Flow-Low | Switch |  | FSL | http://www.toronto.ca/TWONTO#flow_switch
74542 | THR-FT-FSL-3720 | Switch, Flow-Low, Seal Water, Pump 3720, Secondary Treatment, Secondary Scum Pumping - North Plant | THR-FT-P-3720 | Pump, Rotary Vane, Scum Tank 3700, System 8, Scum Pumping | Switch,Flow-Low | Switch |  | FSL | http://www.toronto.ca/TWONTO#flow_switch
74543 | THR-FT-FSL-3730 | Switch, Flow-Low, Seal Water, Pump 3730, Secondary Treatment, Secondary Scum Pumping - North Plant | THR-FT-P-3730 | Pump, Rotary Vane, Scum Tank 3700, System 8, Scum Pumping | Switch,Flow-Low | Switch |  | FSL | http://www.toronto.ca/TWONTO#flow_switch
74544 | THR-FT-FSL-3736 | Switch, Flow-Low, WHF, Pump 3730, Secondary Treatment, Scum Pumping - North | THR-FT-P-3730 | Pump, Rotary Vane, Scum Tank 3700, System 8, Scum Pumping | Switch,Flow-Low | Switch |  | FSL | http://www.toronto.ca/TWONTO#flow_switch
74545 | THR-FT-FSL-3740 | Switch, Flow-Low, Seal Water, Pump 3740, Secondary Treatment, Secondary Scum Pumping - North Plant | THR-FT-P-3740 | Pump, Rotary Vane, Scum Tank 3700, System 8, Scum Pumping | Switch,Flow-Low | Switch |  | FSL | http://www.toronto.ca/TWONTO#flow_switch
74546 | THR-FT-FSL-4401 | Switch, Flow-Low, Seal Water, Pump P-4401, RAS Pumping - South | THR-FT-P-2724 | Pump, Centrifugal, Secondary Treatment,Tunnel 23 North, RAS Pumping - North | Switch,Pressure-Low | Switch |  | FSL | http://www.toronto.ca/TWONTO#flow_switch
74547 | THR-FT-FSL-4403 | Switch, Flow-Low, Seal Water, Pump P-4403, RAS Pumping - South | THR-FT-P-2724 | Pump, Centrifugal, Secondary Treatment,Tunnel 23 North, RAS Pumping - North | Switch,Pressure-Low | Switch |  | FSL | http://www.toronto.ca/TWONTO#flow_switch
74548 | THR-FT-FSL-4403 | Switch, Flow-Low, Seal Water, Pump P-4403, RAS Pumping - South | THR-FT-P-4403 | Pump, Centrifugal, RAS, RAS Pumping Station - South | Switch,Pressure-Low | Switch |  | FSL | http://www.toronto.ca/TWONTO#flow_switch
74549 | THR-FT-FSL-4404 | Switch, Flow-Low, Seal Water, Pump P-4404, RAS Pumping - South | THR-FT-P-2724 | Pump, Centrifugal, Secondary Treatment,Tunnel 23 North, RAS Pumping - North | Switch,Pressure-Low | Switch |  | FSL | http://www.toronto.ca/TWONTO#flow_switch
74550 | THR-FT-FSL-4404 | Switch, Flow-Low, Seal Water, Pump P-4404, RAS Pumping - South | THR-FT-P-4404 | Pump, Centrifugal, RAS, RAS Pumping Station - South | Switch,Pressure-Low | Switch |  | FSL | http://www.toronto.ca/TWONTO#flow_switch
74551 | THR-FT-FSL-4405 | Switch, Flow-Low, Seal Water, Pump P-4405, RAS Pumping - South | THR-FT-P-4405 | Pump, Centrifugal, RAS, RAS Pumping Station - South | Switch,Pressure-Low | Switch |  | FSL | http://www.toronto.ca/TWONTO#flow_switch
74552 | THR-FT-FSL-4502 | Switch, Flow-Low, Seal Water, Pump P-4502, WAS Pumping - South | THR-FT-P-4502 | Pump, Centrifugal, WAS, RAS Pumping Station - South | Switch,Pressure-Low | Switch |  | FSL | http://www.toronto.ca/TWONTO#flow_switch
74553 | THR-FT-FSL-4503 | Switch, Flow-Low, Seal Water, Pump P-4503, WAS Pumping - South | THR-FT-P-4503 | Pump, Self-Prime Centrifugal, Drain, RAS Pumping Station - South | Switch,Pressure-Low | Switch |  | FSL | http://www.toronto.ca/TWONTO#flow_switch
74554 | THR-FT-FSL-4504 | Switch, Flow-Low, Seal Water, Pump P-4504, WAS Pumping - South | THR-FT-P-4504 | Pump, Self-Prime Centrifugal, Drain, RAS Pumping Station - South | Switch,Pressure-Low | Switch |  | FSL | http://www.toronto.ca/TWONTO#flow_switch
74555 | THR-FT-FSL-4624 | Switch, Flow-Low, Pump P-4824 Seal Water, Drain Pumping - South | THR-FT-P-4624 | Pump, Centrifugal, Drain, Gallery T20N | Switch,Pressure-Low | Switch |  | FSL | http://www.toronto.ca/TWONTO#flow_switch
74556 | THR-FT-FSL-4625 | Gallery T20N, Seal Water Line for Pump P-4625 | THR-FT-P-4625 | Pump, Centrifugal, Drain, Gallery T20N | Switch,Pressure-Low | Switch |  | FSL | http://www.toronto.ca/TWONTO#flow_switch
74557 | THR-FT-FSL-4710 | Switch, Flow-Low, Seal Water, Pump P-4710, Cross Feed Pumping - South | THR-FT-P-4710 | Pump, Centrifugal, Sludge Cross Feed, RAS Pumping Station - South | Switch,Pressure-Low | Switch |  | FSL | http://www.toronto.ca/TWONTO#flow_switch
74558 | THR-FT-FSL-4730 | Switch, Flow-Low, Seal Water, Pump P-4730, Cross Feed Pumping - South | THR-FT-P-4730 | Pump, Centrifugal, Sludge Cross Feed, RAS Pumping Station - South | Switch,Pressure-Low | Switch |  | FSL | http://www.toronto.ca/TWONTO#flow_switch
74857 | THR-FT-LSH-4820 | Switch, Level-High, Sump, Gallery T-20S, Flood Monitoring System | THR-FT-P-4820 | Pump, Centrifugal, Sump, T20s | Switch,Level-High-High | Switch |  | LSH | http://www.toronto.ca/TWONTO#level_switch
74858 | THR-FT-LSH-4880 | Switch, Level-High, Sump, Gallery T-19, Flood Monitoring System | THR-FT-P-4880 | Pump, Centrifugal, Sump, Gallery T19 | Switch,Level-High-High | Switch |  | LSH | http://www.toronto.ca/TWONTO#level_switch
74859 | THR-FT-LSHH-2655 | High High Level Switch, Pump 2655, Final Tank 21,Tunnel 23 | THR-FT-P-0518 | Pump, Sump, Drainage Pumping for FT-18 & FT-21 | Switch,Level-High-High | Switch |  | LSHH | http://www.toronto.ca/TWONTO#level_switch
74860 | THR-FT-LSHH-2655 | High High Level Switch, Pump 2655, Final Tank 21,Tunnel 23 | THR-FT-P-2655 | Pump, Sump, Portable Plug-in, Drainage Pumping for FT-18 & FT-21 | Switch,Level-High-High | Switch |  | LSHH | http://www.toronto.ca/TWONTO#level_switch
74861 | THR-FT-LSHH-3975 | Switch, Level-High-High,Pump 3975,Sump, Portable Plug-in, Gallery T-19 Between FT 10-12 | THR-FT-P-3981 | Pump, Sump, Flood Monitoring, Finals, Tunnel 20 | Switch,Level-High-High | Switch |  | LSHH | http://www.toronto.ca/TWONTO#level_switch
74862 | THR-FT-LSHH-3977 | Switch, Level-High-High,Pump 3981,Sump,T20 | THR-FT-P-3970A | Pump, Sump, Flood Monitoring, Finals, Tunnel 20, #2 Chamber | Switch,Level-High-High | Switch |  | LSHH | http://www.toronto.ca/TWONTO#level_switch
74863 | THR-FT-LSHH-3977 | Switch, Level-High-High,Pump 3981,Sump,T20 | THR-FT-P-3977A | Pump, Sump, Flood Monitoring, Finals, Tunnel 20 | Switch,Level-High-High | Switch |  | LSHH | http://www.toronto.ca/TWONTO#level_switch
74864 | THR-FT-LSHH-3980 | Switch,High High Level,Sump, Pump 3980, Final Tank,Tunnel 15 | THR-FT-P-3980AS | Pump, Sump, Gallery T-15. Plant Services, Flood Monitoring System | Switch,Level-High-High | Switch |  | LSHH | http://www.toronto.ca/TWONTO#level_switch
74865 | THR-FT-LSHH-3990 | High High Level Switch, Pump 3990, Final Tank,T-13 | THR-FT-P-3990 | Pump, Sump, Final Tanks, Sump Pit No.34,T-13,Plant Services, Flood Monitoring System | Switch,Level-High-High | Switch |  | LSHH | http://www.toronto.ca/TWONTO#level_switch
74866 | THR-FT-LSHH-3990 | High High Level Switch, Pump 3990, Final Tank,T-13 | THR-FT-P-3990S | Pump, Sump, Gallery T-13, Plant Services, Flood Monitoring System | Switch,Level-High-High | Switch |  | LSHH | http://www.toronto.ca/TWONTO#level_switch
74867 | THR-FT-LSHH-4820 | Switch, Level-High-High, Sump, Gallery T-20S, Flood Monitoring System | THR-FT-P-4830 | Pump, Sump, Final Tanks, Sump Pit No.34,T-13,Plant Services, Flood Monitoring System | Switch,Level-High-High | Switch |  | LSHH | http://www.toronto.ca/TWONTO#level_switch
74868 | THR-FT-LSHH-4830 | Switch, Level-High-High, Sump, Gallery T-13, Flood Monitoring System | THR-FT-P-4830 | Pump, Sump, Final Tanks, Sump Pit No.34,T-13,Plant Services, Flood Monitoring System | Switch,Level-High-High | Switch |  | LSHH | http://www.toronto.ca/TWONTO#level_switch
74869 | THR-FT-LSHH-4870 | Switch, Level-High-High, Sump, Gallery T-20N, Flood Monitoring System | THR-FT-P-4870 | Pump, Centrifugal, Sump, T20N | Switch,Level-High-High | Switch |  | LSHH | http://www.toronto.ca/TWONTO#level_switch
74870 | THR-FT-LSHH-4890 | Switch, Level-High-High,Pump 4890/4891,Sump,T17 | THR-FT-P-4890 | Pump, Sump, Flood Monitoring, Finals, Tunnel 17 | Switch,Level-High-High | Switch |  | LSHH | http://www.toronto.ca/TWONTO#level_switch
74871 | THR-FT-LSHH-5698 | High High Level Switch, Pump 5698, Final Tank | THR-FT-P-5698S | Pump, Sump, Gallery T-17 (East End), Plant Services, Flood Monitoring System | Switch,Level-High-High | Switch |  | LSHH | http://www.toronto.ca/TWONTO#level_switch
74872 | THR-FT-LSHH-5711 | Switch, Level-High-High,Pump 5711, Sump, Aeration Gallery, Tunnel 14, South | THR-FT-P-5711 | Pump, Sump, Aeration Gallery, Tunnel 14 South | Switch,Level-High-High | Switch |  | LSHH | http://www.toronto.ca/TWONTO#level_switch
74873 | THR-FT-LSHH-5712 | Switch, Level-High-High,Pump 5712, Sump, Aeration Gallery, Tunnel 14, South | THR-FT-P-5712 | Pump, Sump, Aeration Gallery, Tunnel 14, South | Switch,Level-High-High | Switch |  | LSHH | http://www.toronto.ca/TWONTO#level_switch
74874 | THR-FT-LSHH-6315 | High High Level Switch, Pump 6315, T-21,Final Tank | THR-FT-P-6315 | Pump, Sump, Final Tanks, Gallery T-16, Plant Services, Flood Monitoring System | Switch,Level-High-High | Switch |  | LSHH | http://www.toronto.ca/TWONTO#level_switch
74875 | THR-FT-LSHH-6317 | High High Level Switch, Pump 6317,T16/23 Final Tank | THR-FT-P-6317 | Pump, Sump, Gallery T-16, Plant Services, Flood Monitoring System | Switch,Level-High-High | Switch |  | LSHH | http://www.toronto.ca/TWONTO#level_switch
74876 | THR-FT-LSHH-6318 | Switch, Level-High-High,Pump 6318A/B,Sump, Flood Monitoring, Finals, Tunnel 18 | THR-FT-P-6318A | Pump, Sump, Flood Monitoring, Finals, Tunnel 18 | Switch,Level-High-High | Switch |  | LSHH | http://www.toronto.ca/TWONTO#level_switch
74877 | THR-FT-LSL-4820 | Switch, Level-Low, Sump, Gallery T-20S, Flood Monitoring System | THR-FT-P-4820 | Pump, Centrifugal, Sump, T20s | Switch,Level-High-High | Switch |  | LSL | http://www.toronto.ca/TWONTO#level_switch
74878 | THR-FT-LSL-4850 | Switch, Level-Low, Sump, SP RAS PS, Flood Monitoring System | THR-FT-P-4850 | Pump, Centrifugal, Sump,Sump Pit No. 31,SP RAS PS | Switch,Level-High-High | Switch |  | LSL | http://www.toronto.ca/TWONTO#level_switch
74927 | THR-FT-LSL-4880 | Switch, Level-Low, Sump, Gallery T-19, Flood Monitoring System | THR-FT-P-4880 | Pump, Centrifugal, Sump, Gallery T19 | Switch,Level-High-High | Switch |  | LSL | http://www.toronto.ca/TWONTO#level_switch
75086 | THR-FT-PSH-2521 | Switch, Pressure-Low, Pump P-2521 Discharge, FT 16/17 RAS Pumps | THR-FT-P-2521 | Pump, Centrifugal, Tank 1600 & 1700, RAS Pumping,Tunnel 23, South | Switch,Pressure-High | Switch |  | PSH | http://www.toronto.ca/TWONTO#pressure_switch
75087 | THR-FT-PSH-2522 | Switch, Pressure-Low, Pump P-2522 Discharge, FT 16/17 RAS Pumps | THR-FT-P-2522 | Pump, Centrifugal, Tank 1600 & 1700, RAS Pumping,Tunnel 23, South | Switch,Pressure-High | Switch |  | PSH | http://www.toronto.ca/TWONTO#pressure_switch
75088 | THR-FT-PSH-2524 | Switch, Pressure-Low, Pump P-2524 Discharge, FT 16/17 RAS Pumps | THR-FT-P-2524 | Pump, Centrifugal, Tank 1600 & 1700, RAS Pumping,Tunnel 23, South | Switch,Pressure-High | Switch |  | PSH | http://www.toronto.ca/TWONTO#pressure_switch
75089 | THR-FT-PSH-3041 | Switch, Pressure-High, Pump P-3040 Discharge, Scum Pumping - South | THR-FT-P-3040 | Pump, Rotary Lobe, Scum from Tank 3030, Scum Pumping | Switch,Pressure-High | Switch |  | PSH | http://www.toronto.ca/TWONTO#pressure_switch
75090 | THR-FT-PSH-3120 | Switch, Pressure-High, Discharge, Pump 3120, Secondary Treatment, Scum Pumping | THR-FT-P-3120S | Pump, Rotary Vane, Scum Tank 3100, System 2A, Scum Pumping | Switch,Pressure-High | Switch |  | PSH | http://www.toronto.ca/TWONTO#pressure_switch
75091 | THR-FT-PSH-3320 | Switch, Pressure-High, Discharge, Pump 3320, Secondary Treatment, Scum Pumping - North | THR-FT-P-3320 | Pump, Rotary Vane, Scum Tank 3300, System 4, Scum Pumping | Switch,Pressure-High | Switch |  | PSH | http://www.toronto.ca/TWONTO#pressure_switch
75092 | THR-FT-PSH-3330 | Switch, Pressure-High, Discharge, Pump 3330, Secondary Treatment, Scum Pumping - North | THR-FT-P-3330 | Pump, Rotary Vane, Scum Tank 3300, System 4, Scum Pumping | Switch,Pressure-High | Switch |  | PSH | http://www.toronto.ca/TWONTO#pressure_switch
75093 | THR-FT-PSH-3420 | Switch, Pressure-High, Discharge, Pump 3420, Secondary Treatment, Scum Pumping - North | THR-FT-P-3420 | Pump, Rotary Vane, Scum Tank 3400, System 5, Scum Pumping | Switch,Pressure-High | Switch |  | PSH | http://www.toronto.ca/TWONTO#pressure_switch
75094 | THR-FT-PSH-3430 | Switch, Pressure-High, Discharge, Pump 3430, Secondary Treatment, Scum Pumping - North | THR-FT-P-3430 | Pump, Rotary Vane, Scum Tank 3400, System 5, Scum Pumping | Switch,Pressure-High | Switch |  | PSH | http://www.toronto.ca/TWONTO#pressure_switch
75095 | THR-FT-PSH-3520 | Switch, Pressure-High, Discharge, Pump 3520, Secondary Treatment, Scum Pumping | THR-FT-P-3520 | Pump, Rotary Vane, Scum Tank 3500, System 7, Scum Pumping | Switch,Pressure-High | Switch |  | PSH | http://www.toronto.ca/TWONTO#pressure_switch
75096 | THR-FT-PSH-3530 | Switch, Pressure-High, Discharge, Pump 3530, Secondary Treatment, Scum Pumping | THR-FT-P-3530 | Pump, Rotary Vane, Scum Tank 3500, System 7, Scum Pumping | Switch,Pressure-High | Switch |  | PSH | http://www.toronto.ca/TWONTO#pressure_switch
75097 | THR-FT-PSH-3620 | Switch, Pressure-High, Discharge, Pump 3620, Secondary Treatment, Scum Pumping - North | THR-FT-P-3620 | Pump, Rotary Vane, Scum Tank 3600, System 9, Scum Pumping | Switch,Pressure-High | Switch |  | PSH | http://www.toronto.ca/TWONTO#pressure_switch
75098 | THR-FT-PSH-3640 | Switch, Pressure-High, Discharge, Pump 3640, Secondary Treatment, Scum Pumping - North | THR-FT-P-3640 | Pump, Rotary Vane, Scum Tank 3600, System 9, Scum Pumping | Switch,Pressure-High | Switch |  | PSH | http://www.toronto.ca/TWONTO#pressure_switch
75099 | THR-FT-PSH-3730 | Switch, Pressure-High, Discharge, Pump 3730, Secondary Treatment, Scum Pumping - North | THR-FT-P-3730 | Pump, Rotary Vane, Scum Tank 3700, System 8, Scum Pumping | Switch,Pressure-High | Switch |  | PSH | http://www.toronto.ca/TWONTO#pressure_switch
75100 | THR-FT-PSH-4063S | Switch, Pressure-High, WAS Pump 4063 Discharge, Secondary Treatment, WAS Pumping | THR-FT-P-4063 | Pump, Centrifugal, WAS, Secondary Treatment, WAS Pumping | Switch,Pressure-High | Switch | 39548 | PSH | http://www.toronto.ca/TWONTO#pressure_switch
75101 | THR-FT-PSH-4064S | Switch, Pressure-High, WAS Pump 4064 Discharge, Secondary Treatment, WAS Pumping | THR-FT-P-4064 | Pump, Centrifugal, WAS, Secondary Treatment, WAS Pumping | Switch,Pressure-High | Switch | 39549 | PSH | http://www.toronto.ca/TWONTO#pressure_switch
75102 | THR-FT-PSH-4401 | Switch, Pressure-High, Pump P-4401 Discharge, RAS Pumping - South | THR-FT-P-4401 | Pump, Centrifugal, RAS, RAS Pumping Station - South | Switch,Pressure-High | Switch |  | PSH | http://www.toronto.ca/TWONTO#pressure_switch
75103 | THR-FT-PSH-4403 | Switch, Pressure-High, Pump P-4402 Discharge, RAS Pumping - South | THR-FT-P-4402 | Pump, Centrifugal, RAS, RAS Pumping Station - South | Switch,Pressure-High | Switch |  | PSH | http://www.toronto.ca/TWONTO#pressure_switch
75104 | THR-FT-PSH-4510 | Switch, Pressure-High, Pump P-4501 Discharge, WAS Pumping - South | THR-FT-P-4501 | Pump, Centrifugal, WAS, RAS Pumping Station - South | Switch,Pressure-High | Switch |  | PSH | http://www.toronto.ca/TWONTO#pressure_switch
75105 | THR-FT-PSH-4520 | Switch, Pressure-High, Pump P-4502 Discharge, WAS Pumping - South | THR-FT-P-4502 | Pump, Centrifugal, WAS, RAS Pumping Station - South | Switch,Pressure-High | Switch |  | PSH | http://www.toronto.ca/TWONTO#pressure_switch
75106 | THR-FT-PSH-4530 | Switch, Pressure-High, Pump P-4503 Discharge, WAS Pumping - South | THR-FT-P-4503 | Pump, Self-Prime Centrifugal, Drain, RAS Pumping Station - South | Switch,Pressure-High | Switch |  | PSH | http://www.toronto.ca/TWONTO#pressure_switch
75107 | THR-FT-PSH-4710 | Switch, Pressure-High, Pump P-4710 Discharge, Cross Feed Pumping - South | THR-FT-P-4710 | Pump, Centrifugal, Sludge Cross Feed, RAS Pumping Station - South | Switch,Pressure-High | Switch |  | PSH | http://www.toronto.ca/TWONTO#pressure_switch
75108 | THR-FT-PSH-4720 | Switch, Pressure-High, Pump P-4720 Discharge, Cross Feed Pumping - South | THR-FT-P-4720 | Pump, Centrifugal, Sludge Cross Feed, RAS Pumping Station - South | Switch,Pressure-High | Switch |  | PSH | http://www.toronto.ca/TWONTO#pressure_switch
75109 | THR-FT-PSL-2170 | Switch, Pressure-Low, Pump 2170, Secondary Treatment, RAS Pumping - South | THR-FT-P-2170S | Pump, Centrifugal, Secondary Treatment, RAS Pumping,Tunnel 20, - South | Switch,Pressure-Low | Switch |  | PSL | http://www.toronto.ca/TWONTO#pressure_switch
75110 | THR-FT-PSL-2174 | Switch, Pressure-Low, Pump 2174, Secondary Treatment, RAS Pumping - South | THR-FT-P-2174S | Pump, Centrifugal, Secondary Treatment, RAS Pumping,Tunnel 20,- South | Switch,Pressure-Low | Switch |  | PSL | http://www.toronto.ca/TWONTO#pressure_switch
75111 | THR-FT-PSL-2175 | Switch, Pressure-Low, Pump 2175, Secondary Treatment, RAS Pumping - South | THR-FT-P-2175S | Pump, Centrifugal, RAS from Drain Header to Mixed Liquor Conduit, RAS Pumping,Tunnel 20, South | Switch,Pressure-Low | Switch |  | PSL | http://www.toronto.ca/TWONTO#pressure_switch
75112 | THR-FT-PSL-2176 | Switch, Pressure-Low, Pump 2176, Secondary Treatment, RAS Pumping - South | THR-FT-P-2176S | Pump, Centrifugal, RAS from Drain Header to Mixed Liquor Conduit, RAS Pumping,Tunnel 20, South | Switch,Pressure-Low | Switch |  | PSL | http://www.toronto.ca/TWONTO#pressure_switch
75166 | THR-FT-PSL-2321 | Switch, Pressure-Low, Pump 2321, Secondary Treatment, RAS Pumping - North | THR-FT-P-2321 | Pump, Centrifugal, Secondary Treatment, RAS Pumping - North | Switch,Pressure-Low | Switch |  | PSL | http://www.toronto.ca/TWONTO#pressure_switch
75167 | THR-FT-PSL-2324 | Switch, Pressure-Low, Pump 2324, Secondary Treatment, RAS Pumping - North | THR-FT-P-2324 | Pump, Centrifugal, Secondary Treatment, RAS Pumping - North | Switch,Pressure-Low | Switch |  | PSL | http://www.toronto.ca/TWONTO#pressure_switch
75168 | THR-FT-PSL-2401S | Switch, Pressure-Low, Suction, Pump 2401, RAS Pumping - South | THR-FT-P-2401 | Pump, Centrifugal, Tank 1500, RAS Pumping,Tunnel 20 East of T-15,South | Switch,Pressure-Low | Switch | 39554 | PSL | http://www.toronto.ca/TWONTO#pressure_switch
75169 | THR-FT-PSL-2402S | Switch, Pressure-Low, Suction, Pump 2402, RAS Pumping - South | THR-FT-P-2402S | Pump, Centrifugal, Tank 1500, RAS Pumping,Tunnel 20 East of T-15, South | Switch,Pressure-Low | Switch | 39555 | PSL | http://www.toronto.ca/TWONTO#pressure_switch
75170 | THR-FT-PSL-2521 | Switch, Pressure-Low, Pump P-2521 Discharge, FT 16/17 RAS Pumps- South | THR-FT-P-2521 | Pump, Centrifugal, Tank 1600 & 1700, RAS Pumping,Tunnel 23, South | Switch,Pressure-Low | Switch |  | PSL | http://www.toronto.ca/TWONTO#pressure_switch
75171 | THR-FT-PSL-2522 | Switch, Pressure-Low, Pump P-2522 Discharge, FT 16/17 RAS Pumps- South | THR-FT-P-2522 | Pump, Centrifugal, Tank 1600 & 1700, RAS Pumping,Tunnel 23, South | Switch,Pressure-Low | Switch |  | PSL | http://www.toronto.ca/TWONTO#pressure_switch
75172 | THR-FT-PSL-2522S | Switch, Pressure-Low, Suction, Pump 2522, RAS Pumping - South | THR-FT-P-2522 | Pump, Centrifugal, Tank 1600 & 1700, RAS Pumping,Tunnel 23, South | Switch,Pressure-Low | Switch | 39558 | PSL | http://www.toronto.ca/TWONTO#pressure_switch
75173 | THR-FT-PSL-2622 | Switch, Pressure-Low, Suction, Pump 2622, Secondary Treatment, RAS Pumping - North | THR-FT-P-2622 | Pump, Centrifugal, Secondary Treatment,Tunnel 23 East, RAS Pumping - North | Switch,Pressure-Low | Switch |  | PSL | http://www.toronto.ca/TWONTO#pressure_switch
75174 | THR-FT-PSL-2723 | Switch, Pressure-Low, Pump 2723, Secondary Treatment, RAS Pumping - North | THR-FT-P-2723 | Pump, Centrifugal, Secondary Treatment,Tunnel 23 North, RAS Pumping - North | Switch,Pressure-Low | Switch |  | PSL | http://www.toronto.ca/TWONTO#pressure_switch
75175 | THR-FT-PSL-2724 | Switch, Pressure-Low, Pump 2724, Secondary Treatment, RAS Pumping - North | THR-FT-P-2724 | Pump, Centrifugal, Secondary Treatment,Tunnel 23 North, RAS Pumping - North | Switch,Pressure-Low | Switch |  | PSL | http://www.toronto.ca/TWONTO#pressure_switch
75176 | THR-FT-PSL-3040 | Switch, Pressure-Low, Pump P-3040 Suction, Scum Pumping - South | THR-FT-P-3040 | Pump, Rotary Lobe, Scum from Tank 3030, Scum Pumping | Switch,Pressure-High | Switch |  | PSL | http://www.toronto.ca/TWONTO#pressure_switch
75177 | THR-FT-PSL-3120 | Switch, Pressure-Low, Pump P-3120 Suction, Scum Pumping - South | THR-FT-P-3120 | Pump, Rotary Lobe, Scum from Tank 3100, Scum Pumping | Switch,Pressure-High | Switch |  | PSL | http://www.toronto.ca/TWONTO#pressure_switch
75178 | THR-FT-PSL-3220 | Switch, Pressure-Low, Pump P-3220 Suction, Scum Pumping - South | THR-FT-P-3220 | Pump, Rotary Lobe, Scum from Tank 3200, Scum Pumping | Switch,Pressure-High | Switch |  | PSL | http://www.toronto.ca/TWONTO#pressure_switch
75179 | THR-FT-PSL-3240 | Switch, Pressure-Low, Pump P-3240 Suction, Scum Pumping - South | THR-FT-P-3240 | Pump, Rotary Lobe, Scum from Tank 3230, Scum Pumping | Switch,Pressure-High | Switch |  | PSL | http://www.toronto.ca/TWONTO#pressure_switch
75180 | THR-FT-PSL-3260 | Switch, Pressure-Low, Pump P-3260 Suction, Scum Pumping - South | THR-FT-P-3260 | Pump, Rotary Lobe, Scum from Tank 3250, Scum Pumping | Switch,Pressure-High | Switch |  | PSL | http://www.toronto.ca/TWONTO#pressure_switch
75181 | THR-FT-PSL-4065S | Switch, Pressure-Low, WAS Pump 4065 Suction, Secondary Treatment, WAS Pumping | THR-FT-P-4065 | Pump, Centrifugal, WAS, Secondary Treatment, WAS Pumping | Switch,Pressure-Low | Switch | 39562 | PSL | http://www.toronto.ca/TWONTO#pressure_switch
75182 | THR-FT-PSL-4066S | Switch, Pressure-Low, WAS Pump 4066 Suction, Secondary Treatment, WAS Pumping | THR-FT-P-4066 | Pump, Centrifugal, WAS, Secondary Treatment, WAS Pumping | Switch,Pressure-Low | Switch | 39563 | PSL | http://www.toronto.ca/TWONTO#pressure_switch
75183 | THR-FT-PSL-4404 | Switch, Pressure-Low, Pump P-4403 Suction, RAS Pumping - South | THR-FT-P-4403 | Pump, Centrifugal, RAS, RAS Pumping Station - South | Switch,Pressure-Low | Switch |  | PSL | http://www.toronto.ca/TWONTO#pressure_switch
75184 | THR-FT-PSL-4408 | Switch, Pressure-Low, Pump P-4405 Suction, RAS Pumping - South | THR-FT-P-4405 | Pump, Centrifugal, RAS, RAS Pumping Station - South | Switch,Pressure-Low | Switch |  | PSL | http://www.toronto.ca/TWONTO#pressure_switch
75185 | THR-FT-PSL-4519 | Switch, Pressure-Low, Pump P-4501 Suction, Scum Pumping - South | THR-FT-P-4501 | Pump, Centrifugal, WAS, RAS Pumping Station - South | Switch,Pressure-High | Switch |  | PSL | http://www.toronto.ca/TWONTO#pressure_switch
75186 | THR-FT-PSL-4539 | Switch, Pressure-Low, Pump P-4503 Suction, Scum Pumping - South | THR-FT-P-4503 | Pump, Self-Prime Centrifugal, Drain, RAS Pumping Station - South | Switch,Pressure-High | Switch |  | PSL | http://www.toronto.ca/TWONTO#pressure_switch
75187 | THR-FT-PSL-4602 | Switch, Pressure-Low, Pump P-4602 Suction, Scum Pumping - South | THR-FT-P-4602 | Pump, Self-Prime Centrifugal, Drain, RAS Pumping Station - South | Switch,Pressure-Low | Switch |  | PSL | http://www.toronto.ca/TWONTO#pressure_switch
75188 | THR-FT-PSL-4621 | Switch, Pressure-Low, Pump P-4624 Suction, Scum Pumping - South | THR-FT-P-4624 | Pump, Centrifugal, Drain, Gallery T20N | Switch,Pressure-High | Switch |  | PSL | http://www.toronto.ca/TWONTO#pressure_switch
75189 | THR-FT-PSL-4631 | Switch, Pressure-Low, Pump P-4626 Suction, Scum Pumping - South | THR-FT-P-4626 | Pump, Centrifugal, Drain, Gallery T20N | Switch,Pressure-High | Switch |  | PSL | http://www.toronto.ca/TWONTO#pressure_switch
75190 | THR-FT-PSL-4719 | Switch, Pressure-Low, Pump P-4720 Suction, Cross Feed Pumping - South | THR-FT-P-4720 | Pump, Centrifugal, Sludge Cross Feed, RAS Pumping Station - South | Switch,Pressure-Low | Switch |  | PSL | http://www.toronto.ca/TWONTO#pressure_switch
75191 | THR-FT-PSL-4729 | Switch, Pressure-Low, Pump P-4730 Suction, Cross Feed Pumping - South | THR-FT-P-4730 | Pump, Centrifugal, Sludge Cross Feed, RAS Pumping Station - South | Switch,Pressure-Low | Switch |  | PSL | http://www.toronto.ca/TWONTO#pressure_switch
76246 | THR-NAFT-LSHH | Switch,High High Level, Sump Pumps, North Aeration and Final Tank | THR-FT-DRN | Final Tank, Drainage, Sump Pumps | Switch,Level-High-High | Switch |  |  | http://www.toronto.ca/TWONTO#level_switch
76256 | THR-NGS-PSL-0201 | Switch,Pressure-Low, NG Valve Train, Compressor Building, Gas Compressor (And Dryer) | THR-NGS-CG | Natural Gas System, Co-Generation | Switch,Pressure-Low | Switch |  | PSL | http://www.toronto.ca/TWONTO#pressure_switch
76257 | THR-NGS-PSL-0301 | Switch, Pressure, Low, NG Fuel Train, Compressor 0201 Fuel Gas Train, Gas Compressor Building | THR-BG-C-0201 | Compressor, Centrifugal, Fuel Gas, Compressor Building, Gas Compressor (And Dryer), for COGEN |  | Switch |  | PSL | http://www.toronto.ca/TWONTO#pressure_switch
76258 | THR-NGS-PSL-0801 | Switch,Pressure-Low, Pilot Gas Train for Boiler 0800, North Grit Boilers, Plant Services, Natural Gas Overview | THR-ACC-BO-0800 | Boiler, Low Pressure, North Grit Boilers, Plant Services, Natural Gas Overview (CRN-B9917.5,TSSA UID-65022713, SNo.-5.867338,S-87073) | Switch,Pressure-Low | Switch |  | PSL | http://www.toronto.ca/TWONTO#pressure_switch
76259 | THR-NGS-PSL-0802 | Switch,Pressure-Low, Natural Gas Train for Boiler 0800, North Grit Boilers, Plant Services, Natural Gas Overview | THR-ACC-BO-0800 | Boiler, Low Pressure, North Grit Boilers, Plant Services, Natural Gas Overview (CRN-B9917.5,TSSA UID-65022713, SNo.-5.867338,S-87073) | Switch,Pressure-Low | Switch |  | PSL | http://www.toronto.ca/TWONTO#pressure_switch
76305 | THR-NGS-PSL-0901 | Switch,Pressure-Low, Pilot Gas Train for Boiler 0900, North Grit Boilers, Plant Services, Natural Gas Overview | THR-ACC-BO-0900 | Boiler, Low Pressure, North Grit Boilers, Plant Services, Natural Gas Overview (CRN-B9917.5,TSSA UID-65022712, SNo.-5.867337,S-87072) | Switch,Pressure-Low | Switch |  | PSL | http://www.toronto.ca/TWONTO#pressure_switch
76445 | THR-OCS-FSL-0045 | Switch, Flow, Low, Discharge, Fan 0040, South Biofilter | THR-OCS-FN-0040 | Fan, Centrifugal, Odourous Air, South Biofilter | Switch,Flow-Low | Switch |  | FSL | http://www.toronto.ca/TWONTO#flow_switch
76446 | THR-OCS-FSL-0055 | Switch, Flow, Low, Discharge, Fan 0050, South Biofilter | THR-OCS-FN-0050 | Fan, Centrifugal, Odourous Air, South Biofilter | Switch,Flow-Low | Switch |  | FSL | http://www.toronto.ca/TWONTO#flow_switch
76447 | THR-OCS-FSL-2205 | Switch, Flow, Low, Discharge, Fan 2200, North Biofilter | THR-OCS-FN-2200 | Fan, Centrifugal, Odourous Air, North Biofilter | Switch,Flow-Low | Switch |  | FSL | http://www.toronto.ca/TWONTO#flow_switch
76448 | THR-OCS-FSL-2215 | Switch, Flow, Low, Discharge, Fan 2210, North Biofilter | THR-OCS-FN-2210 | Fan, Centrifugal, Odourous Air, North Biofilter | Switch,Flow-Low | Switch |  | FSL | http://www.toronto.ca/TWONTO#flow_switch
76449 | THR-OCS-FSL-2225 | Switch, Flow, Low, Discharge, Fan 2220, North Biofilter | THR-OCS-FN-2220 | Fan, Centrifugal, Odourous Air, North Biofilter | Switch,Flow-Low | Switch |  | FSL | http://www.toronto.ca/TWONTO#flow_switch
76450 | THR-OCS-FSL-3956B | Switch, Flow-Low, Filtered Air Inlet, Ozone Generator 3956, Ozonator Room, Plant Services, Odour Control System | THR-OCS-OZ-3956S | Ozone Generator, Odour Control System | Switch,Flow-Low | Switch |  | FSL | http://www.toronto.ca/TWONTO#flow_switch
76451 | THR-OCS-FSL-3956D | Switch, Flow-Low, Plant Water to Ozone Generator 3956, Ozonator Room, Plant Services, Odour Control System | THR-OCS-OZ-3956S | Ozone Generator, Odour Control System | Switch,Flow-Low | Switch |  | FSL | http://www.toronto.ca/TWONTO#flow_switch
76452 | THR-OCS-FSL-3957B | Switch, Flow-Low, Filtered Air Inlet, Ozone Generator 3957, Ozonator Room, Plant Services, Odour Control System | THR-OCS-OZ-3957S | Ozone Generator, Odour Control System | Switch,Flow-Low | Switch |  | FSL | http://www.toronto.ca/TWONTO#flow_switch
76455 | THR-OCS-LSLH-0551 | Sensor, Bed Level, Scrubber 0551, Plant Services, Odour Control System | THR-OCS-SB-0551 | Scrubber, Plant Services, Odour Control System | Switch,Level | Switch |  | LSLH | http://www.toronto.ca/TWONTO#level_switch
76486 | THR-OCS-PSH-2927 | Switch, Pressure-High, Pump 2927, Plant Services, Odour Control System | THR-OCS-P-2927 | Pump, Centrifugal, Hypochlorite to Scrubber 0551, Plant Services, Odour Control System | Switch,Pressure-High | Switch |  | PSH | http://www.toronto.ca/TWONTO#pressure_switch
76487 | THR-OCS-PSH-2938 | Switch, Pressure-High, Pump 2938, Plant Services, Odour Control System | THR-OCS-P-2938 | Pump,Centrifugal,Hypochlorite to Scrubber 0552 & Scrubber 0553,Plant Services, Odour Control System | Switch,Pressure-High | Switch |  | PSH | http://www.toronto.ca/TWONTO#pressure_switch
76488 | THR-OCS-PSH-3966 | Switch, Pressure-High, Foul Air Plenum to Atmosphere, Plant Services, Odour Control System | THR-OCS-SB-0555 | Scrubber, Plant Services, Odour Control System | Switch,Pressure-High | Switch |  | PSH | http://www.toronto.ca/TWONTO#pressure_switch
76489 | THR-OCS-PSH-6386 | Switch, Pressure-High, Pump 6386, Plant Services, Odour Control System | THR-OCS-P-6386 | Pump, Centrifugal, Hypochlorite from Storage Tanks to Day Tanks, Plant Services, Odour Control System | Switch,Pressure-High | Switch |  | PSH | http://www.toronto.ca/TWONTO#pressure_switch
76490 | THR-OCS-PSL-3952 | Switch, Pressure-Low, Foul Air Plenum to Atmosphere, Plant Services, Odour Control System | THR-OCS-SB-0554 | Scrubber, Plant Services, Odour Control System | Switch,Pressure-Low | Switch |  | PSL | http://www.toronto.ca/TWONTO#pressure_switch
76497 | THR-OCS-TSH-3956 | Switch, Temperature-High, Outlet to Drain, Ozone Generator 3956, Ozonator Room, Plant Services, Odour Control System | THR-OCS-OZ-3956S | Ozone Generator, Odour Control System | Switch,Pressure-Low | Switch |  | TSH | http://www.toronto.ca/TWONTO#temperature_switch
76806 | THR-PLT-FSL-0101 | Switch, Flow, Low, Flushing Water, Washer Compactor CMP-0100, Headhouse | THR-PLT-CMP-0100 | Compactor, Bar Screen 0102, Prelimiry Treatment | Switch,Flow-Low | Switch |  | FSL | http://www.toronto.ca/TWONTO#flow_switch
76807 | THR-PLT-FSL-1404 | Switch, Flow, Low, Water Scour, Grit Vortex Chamber CYC-1101, Headhouse | THR-PLT-CYC-1101 | Cyclone, Prelimary Treatment, Grit Removal - Vortex Chambers #1 (OLD Tag THR-PLT-CYC-1102) | Switch,Flow-Low | Switch |  | FSL | http://www.toronto.ca/TWONTO#flow_switch
76808 | THR-PLT-FSL-1424 | Switch, Flow, Low, Seal Water, Grit Pump P-1420, Headhouse | THR-PLT-P-1420 | Pump, Centrifugal (Dry), Grit, Vortex Prime Tank T-1400, Headhouse | Switch,Flow-Low | Switch |  | FSL | http://www.toronto.ca/TWONTO#flow_switch
76851 | THR-PLT-FSL-1503 | Switch, Flow, Low, Water Scour, Grit Vortex Chamber CYC-1116, Headhouse | THR-PLT-CYC-1116 | Cyclone, Prelimary Treatment, Grit Removal - Vortex Chambers #2 (OLDTag THR-PLT-CYC-1117) | Switch,Flow-Low | Switch |  | FSL | http://www.toronto.ca/TWONTO#flow_switch
76852 | THR-PLT-FSL-1514 | Switch, Flow, Low, Seal Water, Grit Pump P-1510, Headhouse | THR-PLT-P-1510 | Pump, Centrifugal (Dry), Grit, Vortex Prime Tank T-1500, Headhouse | Switch,Flow-Low | Switch |  | FSL | http://www.toronto.ca/TWONTO#flow_switch
76853 | THR-PLT-FSL-1604 | Switch, Flow, Low, Water Scour, Grit Vortex Chamber CYC-1131, Headhouse | THR-PLT-CYC-1131 | Cyclone, Prelimary Treatment, Grit Removal - Vortex Chambers # 3 (OLD Tag THR-PLT-CYC-1132) | Switch,Flow-Low | Switch |  | FSL | http://www.toronto.ca/TWONTO#flow_switch
76854 | THR-PLT-FSL-1614 | Switch, Flow, Low, Seal Water, Grit Pump P-1610, Headhouse | THR-PLT-P-1610 | Pump, Centrifugal (Dry), Grit, Vortex Prime Tank T-1600, Headhouse | Switch,Flow-Low | Switch |  | FSL | http://www.toronto.ca/TWONTO#flow_switch
76855 | THR-PLT-FSL-1624 | Switch, Flow, Low, Seal Water, Grit Pump P-1620, Headhouse | THR-PLT-P-1620 | Pump, Centrifugal (Dry), Grit, Vortex Prime Tank T-1600, Headhouse | Switch,Flow-Low | Switch |  | FSL | http://www.toronto.ca/TWONTO#flow_switch
76856 | THR-PLT-FSL-1703 | Switch, Flow, Low, Water Scour, Grit Vortex Chamber CYC-1146, Headhouse | THR-PLT-CYC-1146 | Cyclone, Prelimary Treatment, Grit Removal - Vortex Chambers #4 (OLD Tag THR-PLT-CYC-1147) | Switch,Flow-Low | Switch |  | FSL | http://www.toronto.ca/TWONTO#flow_switch
76857 | THR-PLT-FSL-1704 | Switch, Flow, Low, Water Scour, Grit Vortex Chamber CYC-1146, Headhouse | THR-PLT-CYC-1146 | Cyclone, Prelimary Treatment, Grit Removal - Vortex Chambers #4 (OLD Tag THR-PLT-CYC-1147) | Switch,Flow-Low | Switch |  | FSL | http://www.toronto.ca/TWONTO#flow_switch
76858 | THR-PLT-FSL-1714 | Switch, Flow, Low, Seal Water, Grit Pump P-1710, Headhouse | THR-PLT-P-1710 | Pump, Centrifugal (Dry), Grit, Vortex Prime Tank T-1700, Headhouse | Switch,Flow-Low | Switch |  | FSL | http://www.toronto.ca/TWONTO#flow_switch
76859 | THR-PLT-FSL-1724 | Switch, Flow, Low, Seal Water, Grit Pump P-1720, Headhouse | THR-PLT-P-1720 | Pump, Centrifugal (Dry), Grit, Vortex Prime Tank T-1700, Headhouse | Switch,Flow-Low | Switch |  | FSL | http://www.toronto.ca/TWONTO#flow_switch
76860 | THR-PLT-FSL-1803 | Switch, Flow, Low, Water Scour, Grit Vortex Chamber CYC-1161, Headhouse | THR-PLT-CYC-1161 | Cyclone, Prelimary Treatment, Grit Removal - Vortex Chambers #5 (OLD Tag THR-PLT-CYC-1162) | Switch,Flow-Low | Switch |  | FSL | http://www.toronto.ca/TWONTO#flow_switch
76861 | THR-PLT-FSL-1804 | Switch, Flow, Low, Water Scour, Grit Vortex Chamber CYC-1161, Headhouse | THR-PLT-CYC-1161 | Cyclone, Prelimary Treatment, Grit Removal - Vortex Chambers #5 (OLD Tag THR-PLT-CYC-1162) | Switch,Flow-Low | Switch |  | FSL | http://www.toronto.ca/TWONTO#flow_switch
76862 | THR-PLT-FSL-1814 | Switch, Flow, Low, Seal Water, Grit Pump P-1810, Headhouse | THR-PLT-P-1810 | Pump, Centrifugal (Dry), Grit Vortex Prime Tank T-1800, Headhouse | Switch,Flow-Low | Switch |  | FSL | http://www.toronto.ca/TWONTO#flow_switch
76863 | THR-PLT-FSL-1824 | Switch, Flow, Low, Seal Water, Grit Pump P-1820, Headhouse | THR-PLT-P-1820 | Pump, Centrifugal (Dry), Grit Vortex Prime Tank T-1800, Headhouse | Switch,Flow-Low | Switch |  | FSL | http://www.toronto.ca/TWONTO#flow_switch
76864 | THR-PLT-FSL-1903 | Switch, Flow, Low, Water Scour, Grit Vortex Chamber CYC-1176, Headhouse | THR-PLT-CYC-1176 | Cyclone, Prelimary Treatment, Grit Removal - Vortex Chambers# 6(OLD Tag THR-PLT-CYC-1177) | Switch,Flow-Low | Switch |  | FSL | http://www.toronto.ca/TWONTO#flow_switch
76865 | THR-PLT-FSL-1904 | Switch, Flow, Low, Water Scour, Grit Vortex Chamber CYC-1176, Headhouse | THR-PLT-CYC-1176 | Cyclone, Prelimary Treatment, Grit Removal - Vortex Chambers# 6(OLD Tag THR-PLT-CYC-1177) | Switch,Flow-Low | Switch |  | FSL | http://www.toronto.ca/TWONTO#flow_switch
76866 | THR-PLT-FSL-1914 | Switch, Flow, Low, Seal Water, Grit Pump P-1910, Headhouse | THR-PLT-P-1910 | Pump, Centrifugal (Dry), Grit Vortex Chamber CYC-1176, Headhouse | Switch,Flow-Low | Switch |  | FSL | http://www.toronto.ca/TWONTO#flow_switch
76867 | THR-PLT-FSL-1947 | Switch, Flow, Low, Flushing Water, Grit Classifer CL-1940, North Grit Building | THR-PLT-CL-1940 | Classifier, Grit, for Headhouse | Switch,Flow-Low | Switch |  | FSL | http://www.toronto.ca/TWONTO#flow_switch
76868 | THR-PLT-FSL-2170 | Switch, Flow-Low, Discharge, Blower 2170, Preliminary Treatment, Grit Removal - Grit Tanks - North Plant | THR-PLT-BL-2170(SUSP) | Blower, Centrifugal, Foul Air Removal, Tank 0100, Preliminary Treatment, Grit Removal - Grit Tanks - North Plant | Switch,Flow-Low | Switch |  | FSL | http://www.toronto.ca/TWONTO#flow_switch
76869 | THR-PLT-FSL-2202 | Switch, Flow, Low, Water Scour, Aerated Grit Tank T-0100, North Grit Building | THR-PLT-T-0100 | Tank, Grit Removal, Grit Tank, North Grit Building | Switch,Flow-Low | Switch |  | FSL | http://www.toronto.ca/TWONTO#flow_switch
76870 | THR-PLT-FSL-2222 | Switch, Flow, Low, Water Scour, Aerated Grit Tank T-0300, North Grit Building | THR-PLT-T-0300 | Tank, Grit Removal, Grit Tanks, North Grit Building | Switch,Flow-Low | Switch |  | FSL | http://www.toronto.ca/TWONTO#flow_switch
76871 | THR-PLT-FSL-2501 | Switch, Flow, Low, Seal Water, Grit Pump P-2500, North Grit Building | THR-PLT-P-2500 | Pump, Centrifugal (Dry), Grit Tank T-0100, North Grit Building | Switch,Flow-Low | Switch |  | FSL | http://www.toronto.ca/TWONTO#flow_switch
76872 | THR-PLT-FSL-2601 | Switch, Flow, Low, Seal Water, Grit Pump P-2600, North Grit Building | THR-PLT-P-2600 | Pump, Centrifugal (Dry), Grit Tank T-0200, North Grit Building | Switch,Flow-Low | Switch |  | FSL | http://www.toronto.ca/TWONTO#flow_switch
76873 | THR-PLT-FSL-2901 | Switch, Flow, Low, Seal Water, Grit Pump P-2900, North Grit Building | THR-PLT-P-2900 | Pump, Centrifugal (Dry), Grit Tank T-0300, North Grit Building | Switch,Flow-Low | Switch |  | FSL | http://www.toronto.ca/TWONTO#flow_switch
76935 | THR-PLT-HS-0200 | Switch, Hand, Conveyor 0200, Head house, Preliminary Treatment, Screening | THR-PLT-CV-0200 | Conveyor, Screw, Bar Screen 0102, Head house, Preliminary Treatment-S | Switch,Hand | Switch |  | HS | hand_switch
76936 | THR-PLT-HS-0202 | Switch, Hand, Conveyor 0202, Head house, Preliminary Treatment, Screening | THR-PLT-CV-0202 | Conveyor, Screw, Bar Screen 0112, Head house, Preliminary Treatment - S | Switch,Hand | Switch |  | HS | hand_switch
76937 | THR-PLT-HS-0210 | Switch, Hand, Conveyor 0210, Head house, Preliminary Treatment, Screening | THR-PLT-CV-0210 | Conveyor, Screw, Bar Screen 0122, Head house, Preliminary Treatment - S | Switch,Hand | Switch |  | HS | hand_switch
76938 | THR-PLT-HS-0212 | Switch, Hand, Conveyor 0212, Head house, Preliminary Treatment, Screening | THR-PLT-CV-0212 | Conveyor, Screw, Bar Screen 0132, Head house, Preliminary Treatment - S | Switch,Hand | Switch |  | HS | hand_switch
76939 | THR-PLT-HS-0213 | Switch, Hand, Conveyor 0213, Path A,B, Head house, Preliminary Treatment, Screening | THR-PLT-CV-0213 | Conveyor, Screw, Bar Screen 0132, Path A,B, Head house, Preliminary Treatment - S | Switch,Hand | Switch |  | HS | hand_switch
76940 | THR-PLT-HS-0216 | Switch, Hand, Conveyor 0216, Path B, Head house, Preliminary Treatment, Screening | THR-PLT-CV-0216 | Conveyor, Screw, Bar Screen 0122 & Bar Screen 0132, Path A, Head house, Preliminary Treatment - S | Switch,Hand | Switch |  | HS | hand_switch
76941 | THR-PLT-HS-0221 | Switch, Hand, Conveyor 0221, Path A,B, Head house, Preliminary Treatment, Screening | THR-PLT-CV-0221 | Conveyor, Screw, Bar Screen, Path B, Head house, Preliminary Treatment - S | Switch,Hand | Switch |  | HS | hand_switch
76942 | THR-PLT-HS-0224 | Switch, Hand, Conveyor 0224, Path B, Head house, Preliminary Treatment, Screening | THR-PLT-CV-0224 | Conveyor, Screw, Bar Screen 0142, Path B, Head house, Preliminary Treatment - S | Switch,Hand | Switch |  | HS | hand_switch
76943 | THR-PLT-HS-0230 | Switch, Hand, Conveyor 0230, Path A, Head house, Preliminary Treatment, Screening | THR-PLT-CV-0230 | Conveyor, Screw, Bar Screens, Path A, Head house, Preliminary Treatment - S | Switch,Hand | Switch |  | HS | hand_switch
76944 | THR-PLT-HS-0231 | Switch, Hand, Conveyor 0231, Path B, Head house, Preliminary Treatment, Screening | THR-PLT-CV-0231 | Conveyor, Screw, Bar Screens, Path B, Head house, Preliminary Treatment - S | Switch,Hand | Switch |  | HS | hand_switch
76945 | THR-PLT-HS-0240 | Switch, Hand, Conveyor 0240, Path A, Head house, Preliminary Treatment, Screening | THR-PLT-CV-0240 | Conveyor, Screw, Trailer, Inlet, Path A, Head house, Preliminary Treatment - S | Switch,Hand | Switch |  | HS | hand_switch
76946 | THR-PLT-HS-0250 | Switch, Hand, Conveyor 0250, Path B, Head house, Preliminary Treatment, Screening | THR-PLT-CV-0250 | Conveyor, Screw, Trailer, Inlet, Path B, Head house, Preliminary Treatment - S | Switch,Hand | Switch |  | HS | hand_switch
76947 | THR-PLT-HS-1172 | Switch, Hand, Classifier 1172, Preliminary Treatment, Grit Removal - Vortex - South Plant (Head house) | THR-PLT-CL-1172 | Classifier, Cyclone, 1161, Preliminary Treatment, Grit Removal - Vortex | Switch,Hand | Switch |  | HS | hand_switch
76948 | THR-PLT-HS-1187 | Switch, Hand, Classifier 1187, Preliminary Treatment, Grit Removal - Vortex - South Plant (Head house) | THR-PLT-CL-1187 | Classifier, Cyclone, 1177, Preliminary Treatment, Grit Removal - Vortex | Switch,Hand | Switch |  | HS | hand_switch
76949 | THR-PLT-HS-1230 | Switch, Hand, Conveyor 1230, Path A, Preliminary Treatment, Grit Removal - Vortex - South Plant (Head house) | THR-PLT-CV-1230 | Conveyor, Screw, Path 3, Preliminary Treatment, Grit Removal - Vortex - S | Switch,Hand | Switch |  | HS | hand_switch
76950 | THR-PLT-HS-1240 | Switch, Hand, Conveyor 1240, Path A, Preliminary Treatment, Grit Removal - Vortex - South Plant (Head house) | THR-PLT-CV-1240 | Conveyor, Screw, Path 1, Preliminary Treatment, Grit Removal - Vortex - S | Switch,Hand | Switch |  | HS | hand_switch
76951 | THR-PLT-HS-1244 | Switch, Hand, Conveyor 1244, Path A, Preliminary Treatment, Grit Removal - Vortex - South Plant (Head house) | THR-PLT-CV-1244 | Conveyor, Screw, Conveyor, Path B, To Trailer Conveyor 0250 - S | Switch,Hand | Switch |  | HS | hand_switch
76952 | THR-PLT-HS-1246 | Switch, Hand, Conveyor 1246, Path A, Preliminary Treatment, Grit Removal - Vortex - South Plant (Head house) | THR-PLT-CV-1246 | Conveyor, Screw, Conveyor, Path B, To Trailer Conveyor 0250 - S | Switch,Hand | Switch |  | HS | hand_switch
76953 | THR-PLT-HS-1247 | Switch, Hand, Conveyor 1247, Path B, Preliminary Treatment, Grit Removal - Vortex - South Plant (Head house) | THR-PLT-CV-1247 | Conveyor, Screw, Classifiers, Path A, To Trailer Conveyor 0240 - S | Switch,Hand | Switch |  | HS | hand_switch
76954 | THR-PLT-HS-2132 | Switch, Hand, Tank 0300, Preliminary Treatment, Grit Removal - Grit Tanks - North Plant | THR-PLT-T-0300 | Tank, Grit Removal, Grit Tanks, North Grit Building | Switch,Hand | Switch |  | HS | hand_switch
76955 | THR-PLT-HS-2142 | Switch, Hand, Tank 0200, Preliminary Treatment, Grit Removal - Grit Tanks - North Plant | THR-PLT-T-0200 | Tank, Grit Removal, Grit Tank, North Grit Building | Switch,Hand | Switch |  | HS | hand_switch
76999 | THR-PLT-LSH-0102 | Switch, Level-High, Screen 0102, Preliminary Treatment, Screening | THR-PLT-SC-0102 | Bar Screen, Preliminary Treatment | Switch,Level-High | Switch |  | LSH | http://www.toronto.ca/TWONTO#level_switch
77000 | THR-PLT-LSH-0112 | Switch, Level-High, Screen 0112, Preliminary Treatment, Screening | THR-PLT-SC-0112 | Bar Screen, Preliminary Treatment | Switch,Level-High | Switch |  | LSH | http://www.toronto.ca/TWONTO#level_switch
77001 | THR-PLT-LSH-0132 | Switch, Level-High, Screen 0132, Preliminary Treatment, Screening | THR-PLT-SC-0132 | Bar Screen, Preliminary Treatment | Switch,Level-High | Switch |  | LSH | http://www.toronto.ca/TWONTO#level_switch
77002 | THR-PLT-LSH-0142 | Switch, Level-High, Screen 0142, Preliminary Treatment, Screening | THR-PLT-SC-0142 | Bar Screen, Preliminary Treatment | Switch,Level-High | Switch |  | LSH | http://www.toronto.ca/TWONTO#level_switch
77004 | THR-PLT-LSL-1127 | Switch, Level-Low, Grit Classifier 1127, Preliminary Treatment, Grit Removal - Vortex - South Plant (Head house) | THR-PLT-CL-1127 | Classifier, Cyclone, 1117, Preliminary Treatment, Grit Removal - Vortex | Switch,Level-Low | Switch |  | LSL | http://www.toronto.ca/TWONTO#level_switch
77005 | THR-PLT-LSL-1142 | Switch, Level-Low, Grit Classifier 1142, Preliminary Treatment, Grit Removal - Vortex - South Plant (Head house) | THR-PLT-CL-1142 | Classifier, Cyclone, 1132, Preliminary Treatment, Grit Removal - Vortex | Switch,Level-Low | Switch |  | LSL | http://www.toronto.ca/TWONTO#level_switch
77006 | THR-PLT-LSL-1157 | Switch, Level-Low, Grit Classifier 1157, Preliminary Treatment, Grit Removal - Vortex - South Plant (Head house) | THR-PLT-CL-1157 | Classifier, Cyclone, 1147, Preliminary Treatment, Grit Removal - Vortex | Switch,Level-Low | Switch |  | LSL | http://www.toronto.ca/TWONTO#level_switch
77007 | THR-PLT-LSL-2200S | Switch, Level-Low, Tank 0100, Preliminary Treatment, Grit Removal - Grit Tanks - North Plant | THR-PLT-T-0100 | Tank, Grit Removal, Grit Tank, North Grit Building | Switch,Level-Low | Switch | 37982 | LSL | http://www.toronto.ca/TWONTO#level_switch
77008 | THR-PLT-LSL-2210S | Switch, Level-Low, Tank 0200, Preliminary Treatment, Grit Removal - Grit Tanks - North Plant | THR-PLT-T-0200 | Tank, Grit Removal, Grit Tank, North Grit Building | Switch,Level-Low | Switch | 37919 | LSL | http://www.toronto.ca/TWONTO#level_switch
77009 | THR-PLT-LSL-2220S | Switch, Level-Low, Tank 0300, Preliminary Treatment, Grit Removal - Grit Tanks - North Plant | THR-PLT-T-0300 | Tank, Grit Removal, Grit Tanks, North Grit Building | Switch,Level-Low | Switch | 37920 | LSL | http://www.toronto.ca/TWONTO#level_switch
77036 | THR-PLT-PSH-2302 | Switch, Pressure-High, North Grit Drainage Header, Preliminary Treatment, Grit Removal - Grit Tanks - North Plant | THR-PLT-P-2301 | Pump, Centrifugal, Unwatering, Preliminary Treatment, Grit Removal - Grit Tanks - North Plant | Switch,Pressure-High | Switch |  | PSH | http://www.toronto.ca/TWONTO#pressure_switch
77037 | THR-PLT-PSL-1120 | Switch, Pressure-Low, Discharge Air, Blower 1120, Preliminary Treatment, Grit Removal - Vortex Chambers | THR-PLT-BL-1120 | Blower, Centrifugal, Preliminary Treatment, Grit Removal - Vortex Chambers | Switch,Pressure-Low | Switch |  | PSL | http://www.toronto.ca/TWONTO#pressure_switch
77038 | THR-PLT-PSL-1135 | Switch, Pressure-Low, Discharge Air, Blower 1135, Preliminary Treatment, Grit Removal - Vortex Chambers | THR-PLT-BL-1135(SUSP) | Blower, Centrifugal, Preliminary Treatment, Grit Removal - Vortex Chambers | Switch,Pressure-Low | Switch |  | PSL | http://www.toronto.ca/TWONTO#pressure_switch
77039 | THR-PLT-PSL-1180 | Switch, Pressure-Low, Discharge Air, Blower 1180, Preliminary Treatment, Grit Removal - Vortex Chambers | THR-PLT-BL-1180 | Blower, Centrifugal, Preliminary Treatment, Grit Removal - Vortex Chambers | Switch,Pressure-Low | Switch |  | PSL | http://www.toronto.ca/TWONTO#pressure_switch
77040 | THR-PLT-PSL-2120 | Switch, Pressure-Low, Discharge, Blower 2120, Preliminary Treatment, Grit Removal - Grit Tanks - North Plant | THR-PLT-BL-2120 | Blower, Centrifugal, Process Air, Preliminary Treatment, Grit Removal - Grit Tanks - North Plant | Switch,Pressure-Low | Switch |  | PSL | http://www.toronto.ca/TWONTO#pressure_switch
77041 | THR-PLT-PSL-2300 | Switch, Pressure-Low, Suction, Pump 2300, Preliminary Treatment, Grit Removal - Grit Tanks - North Plant | THR-PLT-P-2300 | Pump, Centrifugal, Unwatering, Preliminary Treatment, Grit Removal - Grit Tanks - North Plant | Switch,Pressure-Low | Switch |  | PSL | http://www.toronto.ca/TWONTO#pressure_switch
77042 | THR-PLT-PSL-2301 | Switch, Pressure-Low, Suction, Pump 2301, Preliminary Treatment, Grit Removal - Grit Tanks - North Plant | THR-PLT-P-2301 | Pump, Centrifugal, Unwatering, Preliminary Treatment, Grit Removal - Grit Tanks - North Plant | Switch,Pressure-Low | Switch |  | PSL | http://www.toronto.ca/TWONTO#pressure_switch
77081 | THR-PLT-TSH-2100 | Switch, Temperature-High, Blower 2100, Preliminary Treatment, Grit Removal - Grit Tanks - North Plant | THR-PLT-BL-2100 | Blower, Centrifugal, Process Air, Preliminary Treatment, Grit Removal - Grit Tanks - North Plant | Switch,Temperature-High | Switch |  | TSH | http://www.toronto.ca/TWONTO#temperature_switch
77082 | THR-PLT-TSH-2110 | Switch, Temperature-High, Blower 2110, Preliminary Treatment, Grit Removal - Grit Tanks - North Plant | THR-PLT-BL-2110 | Blower, Centrifugal, Process Air, Preliminary Treatment, Grit Removal - Grit Tanks - North Plant | Switch,Temperature-High | Switch |  | TSH | http://www.toronto.ca/TWONTO#temperature_switch
77083 | THR-PLT-TSH-2120 | Switch, Temperature-High, Blower 2120, Preliminary Treatment, Grit Removal - Grit Tanks - North Plant | THR-PLT-BL-2120 | Blower, Centrifugal, Process Air, Preliminary Treatment, Grit Removal - Grit Tanks - North Plant | Switch,Temperature-High | Switch |  | TSH | http://www.toronto.ca/TWONTO#temperature_switch
77593 | THR-PRM-DRV-2120 | Drive, Variable Frequency P-2120, South Primary Station 3, T-12 basement | THR-PRM-P-2120 | Pump, Centrifugal, Sludge, Primary Station 1 | Switch,Pressure-Low | Switch |  | DRV | http://www.toronto.ca/TWONTO#VFD
77594 | THR-PRM-DRV-2121 | Drive, Variable Frequency P-2121, South Primary Station 3, T-12 basement | THR-PRM-P-2121 | Pump, Centrifugal, Sludge, Primary Station 1 | Switch,Pressure-Low | Switch |  | DRV | http://www.toronto.ca/TWONTO#VFD
77610 | THR-PRM-FSL-2221 | Switch, Flow-Low, Seal Water, Pump 2221, Sludge Pumping - South | THR-PRM-P-2221 | Pump, Centrifugal, Sludge, South Primary Station 2 | Switch,Pressure-Low | Switch |  | FSL | http://www.toronto.ca/TWONTO#flow_switch
77611 | THR-PRM-FSL-2341 | Switch, Flow-Low, Seal Water, Pump 2341, Sludge Pumping - South | THR-PRM-P-2341 | Pump, Centrifugal, Sludge, South Primary Station 3 | Switch,Pressure-Low | Switch |  | FSL | http://www.toronto.ca/TWONTO#flow_switch
77726 | THR-PRM-PSH-2221 | Switch, Pressure-High, Discharge, Pump 2221, Sludge Pumping - South | THR-PRM-P-2221 | Pump, Centrifugal, Sludge, South Primary Station 2 | Switch,Pressure-Low | Switch |  | PSH | http://www.toronto.ca/TWONTO#pressure_switch
77727 | THR-PRM-PSH-2241 | Switch, Pressure-High, Discharge, Pump 2241, Sludge Pumping - South | THR-PRM-P-2241 | Pump, Centrifugal, Sludge, South Primary Station 2 | Switch,Pressure-Low | Switch |  | PSH | http://www.toronto.ca/TWONTO#pressure_switch
77728 | THR-PRM-PSH-2341 | Switch, Pressure-High, Discharge, Pump 2341,Sludge Pumping - South | THR-PRM-P-2341 | Pump, Centrifugal, Sludge, South Primary Station 3 | Switch,Pressure-Low | Switch |  | PSH | http://www.toronto.ca/TWONTO#pressure_switch
77729 | THR-PRM-PSH-3130 | Switch, Pressure-High, Scum Pump 3130, Scum Pumping - South | THR-PRM-P-3130 | Pump, Rotary Lobe, Scum from Tank 3100, Scum Pumping - South | Switch,Pressure-High | Switch |  | PSH | http://www.toronto.ca/TWONTO#pressure_switch
77730 | THR-PRM-PSH-3223 | Switch, Pressure-High, Scum Pump 3223, Scum Pumping - South | THR-PRM-P-3223 | Pump, Rotary Lobe, Scum from Tank 3200, Scum Pumping - South | Switch,Pressure-Low | Switch |  | PSH | http://www.toronto.ca/TWONTO#pressure_switch
77732 | THR-PRM-PSL-2120 | Switch, Pressure-Low, Suction, Pump 2120, Sludge Pumping - South | THR-PRM-P-2120 | Pump, Centrifugal, Sludge, Primary Station 1 | Switch,Pressure-Low | Switch |  | PSL | http://www.toronto.ca/TWONTO#pressure_switch
77733 | THR-PRM-PSL-2121 | Switch, Pressure-Low, Suction, Pump 2121, Sludge Pumping - South | THR-PRM-P-2121 | Pump, Centrifugal, Sludge, Primary Station 1 | Switch,Pressure-Low | Switch |  | PSL | http://www.toronto.ca/TWONTO#pressure_switch
77734 | THR-PRM-PSL-2221 | Switch, Pressure-Low, Suction, Pump 2221, Sludge Pumping - South | THR-PRM-P-2221 | Pump, Centrifugal, Sludge, South Primary Station 2 | Switch,Pressure-Low | Switch |  | PSL | http://www.toronto.ca/TWONTO#pressure_switch
77735 | THR-PRM-PSL-2231 | Switch, Pressure-Low, Suction, Pump 2231, Sludge Pumping - South | THR-PRM-P-2231 | Pump, Centrifugal, Sludge, South Primary Station 2 | Switch,Pressure-Low | Switch |  | PSL | http://www.toronto.ca/TWONTO#pressure_switch
77736 | THR-PRM-PSL-2340 | Switch, Pressure-Low, Suction, Pump 2340, Primary Treatment, Sludge Pumping - South | THR-PRM-P-2340 | Pump, Centrifugal, Sludge, South Primary Station 3 | Switch,Pressure-Low | Switch |  | PSL | http://www.toronto.ca/TWONTO#pressure_switch
77737 | THR-PRM-PSL-2341 | Switch, Pressure-Low, Suction, Pump 2341, Sludge Pumping - South | THR-PRM-P-2341 | Pump, Centrifugal, Sludge, South Primary Station 3 | Switch,Pressure-Low | Switch |  | PSL | http://www.toronto.ca/TWONTO#pressure_switch
77743 | THR-PRM-PSL-3120 | Switch, Pressure-Low, Scum Pump 3120, Scum Pumping - South | THR-PRM-P-3120 | Pump, Rotary Lobe, Scum from Tank 3100, Scum Pumping - South | Switch,Flow-Low | Switch |  | PSL | http://www.toronto.ca/TWONTO#pressure_switch
77744 | THR-PRM-PSL-3223 | Switch, Pressure Low, Scum Pump 3223, Scum Pumping - South | THR-PRM-P-3223 | Pump, Rotary Lobe, Scum from Tank 3200, Scum Pumping - South | Switch,Flow-Low | Switch |  | PSL | http://www.toronto.ca/TWONTO#pressure_switch
77745 | THR-PRM-PSL-3223 | Switch, Pressure Low, Scum Pump 3223, Scum Pumping - South | THR-PRM-T-3200 | Tank, Scum, from Hopper T-0330 & 0730, South Primary Tank | Switch,Flow-Low | Switch |  | PSL | http://www.toronto.ca/TWONTO#pressure_switch
77746 | THR-PRM-PSL-3233 | Switch, Pressure-Low, Scum Pump 3233, Scum Pumping - South | THR-PRM-P-3233 | Pump, Rotary Lobe, Scum from Tank 3200, Scum Pumping - South | Switch,Pressure-Low | Switch |  | PSL | http://www.toronto.ca/TWONTO#pressure_switch
77747 | THR-PRM-PSL-3330 | Switch, Pressure-Low, Diischarge, Pump 3330, Sludge Pumping - South | THR-PRM-P-3330 | Pump, Rotary Lobe, Scum from Tank 3300, Scum Pumping - South | Switch,Pressure-Low | Switch |  | PSL | http://www.toronto.ca/TWONTO#pressure_switch
78125 | THR-PRS-LSH-9001 | Switch, Level High, Sump System, Chemical Building, (TEMPORARY) | THR-PRS-P | Phosphorous Removal System, Pumps | Transmitter,Level | Switch |  | LSH | http://www.toronto.ca/TWONTO#level_switch
78126 | THR-PRS-LSH-9001 | Switch, Level High, Sump System, Chemical Building, (TEMPORARY) | THR-PRS-T-0110S | Tank, Ferrous Chloride Storage, (Future) Chemical Building, Secondary Treatment, Phosphorous Removal | Transmitter,Level | Switch |  | LSH | http://www.toronto.ca/TWONTO#level_switch
78127 | THR-PRS-LSHH-0054 | Switch, Level-High-High, Ferrous Chloride Pumps 0054,0057, Ferrous Chloride System | THR-PRS-P | Phosphorous Removal System, Pumps | Transmitter,Level | Switch |  | LSHH | http://www.toronto.ca/TWONTO#level_switch
78128 | THR-PRS-LSHH-0054 | Switch, Level-High-High, Ferrous Chloride Pumps 0054,0057, Ferrous Chloride System | THR-PRS-P-0054 | Pump, Ferrous Chloride, Primary, Chemical Building | Transmitter,Level | Switch |  | LSHH | http://www.toronto.ca/TWONTO#level_switch
78129 | THR-PRS-LSL-0050 | Switch, Level-Low, Sump Tank, Ferrous Chloride System | THR-PRS-P | Phosphorous Removal System, Pumps | Transmitter,Level | Switch |  | LSL | http://www.toronto.ca/TWONTO#level_switch
78152 | THR-PRS-PDIT-9001 | Transmitter,Pressure,, Differential,Unloading Strainer,Temp. Chemical Building | THR-PRS-P | Phosphorous Removal System, Pumps | Switch,Pressure | Switch |  | PDIT | http://www.toronto.ca/TWONTO#pressure_transmitter
78153 | THR-PRS-PDIT-9001 | Transmitter,Pressure,, Differential,Unloading Strainer,Temp. Chemical Building | THR-PRS-STR-9001 | Strainer, Storage Tank Fill, Chemical Building, (TEMPORARY) | Switch,Pressure | Switch |  | PDIT | http://www.toronto.ca/TWONTO#pressure_transmitter
78154 | THR-PRS-PDIT-9002 | Transmitter,Pressure,, Differential,Unloading Strainer,Temp. Chemical Building | THR-PRS-STR-9003 | Strainer, Storage Tank Fill, Chemical Building, (TEMPORARY) | Switch,Pressure | Switch |  | PDIT | http://www.toronto.ca/TWONTO#pressure_transmitter
78157 | THR-PRS-PSH-0053 | Switch, Pressure-High, Pump P-0053 Discharge, Ferrous Chloride System | THR-PRS-P-0053 | Pump, Ferrous Chloride, Primary Standby, Chemical Building | Switch,Pressure-High | Switch |  | PSH | http://www.toronto.ca/TWONTO#pressure_switch
78158 | THR-PRS-PSH-0054 | Switch, Pressure-High, Pump P-0054 Discharge, Ferrous Chloride System | THR-PRS-P-0054 | Pump, Ferrous Chloride, Primary, Chemical Building | Switch,Pressure-High | Switch |  | PSH | http://www.toronto.ca/TWONTO#pressure_switch
78159 | THR-PRS-PSH-0056 | Switch, Pressure-High, Pump P-0056 Discharge, Ferrous Chloride System | THR-PRS-P-0056 | Pump, Ferrous Chloride, Secondary Standby, Chemical Building | Switch,Pressure-High | Switch |  | PSH | http://www.toronto.ca/TWONTO#pressure_switch
78160 | THR-PRS-PSH-0057 | Switch, Pressure-High, Pump P-0057 Discharge, Ferrous Chloride System | THR-PRS-P-0057 | Pump, Ferrous Chloride, Secondary Standby, Chemical Building | Switch,Pressure-High | Switch |  | PSH | http://www.toronto.ca/TWONTO#pressure_switch
78161 | THR-PRS-PSH-0315S | Switch, Pressure-High, Ferrous Chloride to South Aeration Tank 0100 & South Aeration Tank 0200 Standby Pump Discharge, Chemical Building, Secondary Treatment, Phosphorous Removal | THR-PRS-P-0315S | Pump, Diaphragm, Ferrous Chloride to South Aeration Tank 0100 & Aeration Tank 0200, Chemical Building, Secondary Treatment, Phosphorous Removal | Switch,Pressure-High | Switch | 39855 | PSH | http://www.toronto.ca/TWONTO#pressure_switch
78162 | THR-PRS-PSH-0320S | Switch, Pressure-High, Ferrous Chloride to South Aeration Tank 0200 Feed Pump Discharge, Chemical Building, Secondary Treatment, Phosphorous Removal | THR-PRS-P-0320S | Pump, Diaphragm, Ferrous Chloride to South Aeration Tank 0200, Chemical Building, Secondary Treatment, Phosphorous Removal | Switch,Pressure-High | Switch | 39856 | PSH | http://www.toronto.ca/TWONTO#pressure_switch
78163 | THR-PRS-PSH-0355S | Switch, Pressure-High, Ferrous Chloride to South Aeration Tank 0300 & South Aeration Tank 0400 Standby Pump Discharge, Chemical Building, Secondary Treatment, Phosphorous Removal | THR-PRS-P-0355S | Pump, Diaphragm, Ferrous Chloride to South Aeration Tank 0300 & Aeration Tank 0400, Chemical Building, Secondary Treatment, Phosphorous Removal | Switch,Pressure-High | Switch | 39858 | PSH | http://www.toronto.ca/TWONTO#pressure_switch
78164 | THR-PRS-PSH-0360S | Switch, Pressure-High, Ferrous Chloride to South Aeration Tank 0400 Feed Pump Discharge, Chemical Building, Secondary Treatment, Phosphorous Removal | THR-PRS-P-0360S | Pump, Diaphragm, Ferrous Chloride to South Aeration Tank 0400, Chemical Building, Secondary Treatment, Phosphorous Removal | Switch,Pressure-High | Switch | 39825 | PSH | http://www.toronto.ca/TWONTO#pressure_switch
78165 | THR-PRS-PSH-0380S | Switch, Pressure-High, Ferrous Chloride to South Aeration Tank 0500 Feed Pump Discharge, Chemical Building, Secondary Treatment, Phosphorous Removal | THR-PRS-P-0380S | Pump, Diaphragm, Ferrous Chloride to South Aeration Tank 0500, Chemical Building, Secondary Treatment, Phosphorous Removal | Switch,Pressure-High | Switch | 39826 | PSH | http://www.toronto.ca/TWONTO#pressure_switch
78166 | THR-PRS-PSH-0395S | Switch, Pressure-High, Ferrous Chloride to South Aeration Tank 0500 & North Aeration Tank 0600 Standby Pump Discharge, Chemical Building, Secondary Treatment, Phosphorous Removal | THR-PRS-P-0395S | Pump, Diaphragm, Ferrous Chloride to South Aeration Tank 0500 & North Aeration Tank 0600, Chemical Building, Secondary Treatment, Phosphorous Removal | Switch,Pressure-High | Switch | 39827 | PSH | http://www.toronto.ca/TWONTO#pressure_switch
78167 | THR-PRS-PSH-0435S | Switch, Pressure-High, Ferrous Chloride to North Aeration Tank 0700 & North Aeration Tank 0800 Standby Pump Discharge, Chemical Building, Secondary Treatment, Phosphorous Removal | THR-PRS-P-0435S | Pump, Diaphragm, Ferrous Chloride to North Aeration Tank 0700 & North Aeration Tank 0800, Chemical Building, Secondary Treatment, Phosphorous Removal | Switch,Pressure-High | Switch | 39830 | PSH | http://www.toronto.ca/TWONTO#pressure_switch
78168 | THR-PRS-PSH-0440S | Switch, Pressure-High, Ferrous Chloride to North Aeration Tank 0800 Feed Pump Discharge, Chemical Building, Secondary Treatment, Phosphorous Removal | THR-PRS-P-0440S | Pump, Diaphragm, Ferrous Chloride to North Aeration Tank 0800, Chemical Building, Secondary Treatment, Phosphorous Removal | Switch,Pressure-High | Switch | 39831 | PSH | http://www.toronto.ca/TWONTO#pressure_switch
78169 | THR-PRS-PSL-0056 | Switch, Pressure-Low, Pump P-0056 Suction, Ferrous Chloride System | THR-PRS-P-0056 | Pump, Ferrous Chloride, Secondary Standby, Chemical Building | Switch,Pressure-Low | Switch |  | PSL | http://www.toronto.ca/TWONTO#pressure_switch
78201 | THR-PRS-PSL-0174S | Switch, Pressure-Low, Ferrous Chloride to Aeration Tank Pumps Suction Header, Chemical Building, Secondary Treatment, Phosphorous Removal | THR-PRS-P | Phosphorous Removal System, Pumps | Switch,Pressure-Low | Switch | 39832 | PSL | http://www.toronto.ca/TWONTO#pressure_switch
78202 | THR-PRS-PSL-9001 | Switch, Pressure-Low, Pumps Suction Header, Chemical Building, (TEMPORARY) | THR-PRS-P | Phosphorous Removal System, Pumps | Switch,Pressure-Low | Switch |  | PSL | http://www.toronto.ca/TWONTO#pressure_switch
78216 | THR-PRS-TSH-0171S | Switch, Temperature-High, Ferrous Chloride to Aeration Tank Pumps Suction Header, Chemical Building, Secondary Treatment, Phosphorous Removal | THR-PRS-P | Phosphorous Removal System, Pumps | Switch,Temperature-High | Switch | 39866 | TSH | http://www.toronto.ca/TWONTO#temperature_switch
78217 | THR-PRS-TSL-0170S | Switch, Temperature-Low, Ferrous Chloride to Aeration Tank Pumps Suction Header, Chemical Building, Secondary Treatment, Phosphorous Removal | THR-PRS-P | Phosphorous Removal System, Pumps | Switch,Temperature-Low | Switch | 39868 | TSL | http://www.toronto.ca/TWONTO#temperature_switch
78295 | THR-SAFT-LSHH | Switch,High High Level, Sump Pumps, South Aeration and Final Tank | THR-GRK-DRN-WA3 | Drains, Floor, Gratings,Work Area 3 | Switch,Level-High-High | Switch |  |  | http://www.toronto.ca/TWONTO#level_switch
79360 | THR-THK-LSH-1001 | Switch, Level High, WAS Storage Tank | THR-THK-T-1001 | Tank, WAS Storage, STB | Switch,Level-High | Switch |  | LSH | http://www.toronto.ca/TWONTO#level_switch
79361 | THR-THK-LSH-1002 | Switch, Level High, WAS Storage Tank | THR-THK-T-1002 | Tank, WAS Storage, STB | Switch,Level-High | Switch |  | LSH | http://www.toronto.ca/TWONTO#level_switch
79362 | THR-THK-LSH-2001 | Switch, Level High, WAS Storage Tank | THR-THK-T-2001 | Tank, WAS Storage, STB | Switch,Level-High | Switch |  | LSH | http://www.toronto.ca/TWONTO#level_switch
79363 | THR-THK-LSH-5002 | Switch, Level High, TWAS Holding Tank | THR-THK-T-5002 | Tank, TWAS Holding | Switch,Level-High | Switch |  | LSH | http://www.toronto.ca/TWONTO#level_switch
79364 | THR-THK-LSH-5004 | Switch, Level High, TWAS Holding Tank | THR-THK-T-5004 | Tank, TWAS Holding | Switch,Level-High | Switch |  | LSH | http://www.toronto.ca/TWONTO#level_switch
79365 | THR-THK-LSH-6002 | Switch, Level High, Centrate Tank | THR-THK-T-6002 | Tank, Centrate from Centrifuges | Switch,Level-High | Switch |  | LSH | http://www.toronto.ca/TWONTO#level_switch
79366 | THR-THK-LSHH-0553 | Level Switch, High, High, Sump Pump Well STB Basement, NW Corner | THR-THK-CP-1101 | Control Panel, Sump Pump 0553, STB Basement, NW Corner | Switch,Level-High-High | Switch |  | LSHH | http://www.toronto.ca/TWONTO#level_switch
79367 | THR-THK-LSHH-4818 | Switch, Level-High-High,Pump 6471,Sump, T11 North to Thickening building | THR-THK-P-6471 | Pump, Sump, T11 North to Thickening building | Switch,Level-High-High | Switch |  | LSHH | http://www.toronto.ca/TWONTO#level_switch
79451 | THR-THK-PSH-5040 | Switch, Pressure High, TWAS Transfer P-5040 | THR-THK-P-5040 | TWAS Transfer Pump | Switch,Pressure-High | Switch |  | PSH | http://www.toronto.ca/TWONTO#pressure_switch
79452 | THR-THK-PSH-5050 | Switch, Pressure High, TWAS Transfer P-5050 | THR-THK-P-5050 | TWAS Transfer Pump | Switch,Pressure-High | Switch |  | PSH | http://www.toronto.ca/TWONTO#pressure_switch
79453 | THR-THK-PSH-5060 | Switch, Pressure High, TWAS Transfer P-5060 | THR-THK-P-5060 | TWAS Transfer Pump | Switch,Pressure-High | Switch |  | PSH | http://www.toronto.ca/TWONTO#pressure_switch
79454 | THR-THK-PSH-6011B | Switch, Pressure High, Centrate Pump-6011 | THR-THK-P-6011 | Centrate Transfer Pump | Switch,Pressure-High | Switch |  | PSH | http://www.toronto.ca/TWONTO#pressure_switch
79455 | THR-THK-PSH-6012B | Switch, Pressure High, Centrate Pump-6012 | THR-THK-P-6012 | Centrate Transfer Pump | Switch,Pressure-High | Switch |  | PSH | http://www.toronto.ca/TWONTO#pressure_switch
79456 | THR-THK-PSH-6013B | Switch, Pressure, High, Centrate Pump-6013 | THR-THK-P-6013 | Centrate Transfer Pump | Switch,Pressure-High | Switch |  | PSH | http://www.toronto.ca/TWONTO#pressure_switch
79457 | THR-THK-PSH-6014B | Switch, Pressure, High, Centrate Pump-6014 | THR-THK-P-6014 | Centrate Transfer Pump | Switch,Pressure-High | Switch |  | PSH | http://www.toronto.ca/TWONTO#pressure_switch
79458 | THR-THK-PSL-3020 | Switch, Pressure Low, Centrifuge Feed Pump-3020 | THR-THK-P-3020 | Centrifuge Feed Pump | Switch,Pressure-Low | Switch |  | PSL | http://www.toronto.ca/TWONTO#pressure_switch
79459 | THR-THK-PSL-3030 | Switch, Pressure Low, Centrifuge Feed Pump-3030 | THR-THK-P-3030 | Centrifuge Feed Pump | Switch,Pressure-Low | Switch |  | PSL | http://www.toronto.ca/TWONTO#pressure_switch
79460 | THR-THK-PSL-3040 | Switch, Pressure Low, Centrifuge Feed Pump-3040 | THR-THK-P-3040 | Centrifuge Feed Pump | Switch,Pressure-Low | Switch |  | PSL | http://www.toronto.ca/TWONTO#pressure_switch
79461 | THR-THK-PSL-3060 | Switch, Pressure Low, Centrifuge Feed Pump-3060 | THR-THK-P-3060 | Centrifuge Feed Pump | Switch,Pressure-Low | Switch |  | PSL | http://www.toronto.ca/TWONTO#pressure_switch
79462 | THR-THK-PSL-5020 | Switch, Pressure Low, TWAS Transfer P-5020 | THR-THK-P-5020 | TWAS Transfer Pump | Switch,Pressure-Low | Switch |  | PSL | http://www.toronto.ca/TWONTO#pressure_switch
79463 | THR-THK-PSL-5030 | Switch, Pressure Low, TWAS Transfer P-5030 | THR-THK-P-5030 | TWAS Transfer Pump | Switch,Pressure-Low | Switch |  | PSL | http://www.toronto.ca/TWONTO#pressure_switch
79464 | THR-THK-PSL-5040 | Switch, Pressure Low, TWAS Transfer P-5040 | THR-THK-P-5040 | TWAS Transfer Pump | Switch,Pressure-Low | Switch |  | PSL | http://www.toronto.ca/TWONTO#pressure_switch
79465 | THR-THK-PSL-5050 | Switch, Pressure Low, TWAS Transfer P-5050 | THR-THK-P-5050 | TWAS Transfer Pump | Switch,Pressure-Low | Switch |  | PSL | http://www.toronto.ca/TWONTO#pressure_switch
79466 | THR-THK-PSL-5070 | Switch, Pressure Low, TWAS Transfer P-5070 | THR-THK-P-5070 | TWAS Transfer Pump | Switch,Pressure-Low | Switch |  | PSL | http://www.toronto.ca/TWONTO#pressure_switch
79467 | THR-THK-PSL-5080 | Switch, Pressure Low, TWAS Transfer P-5080 | THR-THK-P-5080 | TWAS Transfer Pump | Switch,Pressure-Low | Switch |  | PSL | http://www.toronto.ca/TWONTO#pressure_switch
79468 | THR-THK-PSL-6014A | Indicator, Pressure, Suction, Centrate Pump-6014 | THR-THK-P-6014 | Centrate Transfer Pump | Switch,Pressure-Low | Switch |  | PSL | http://www.toronto.ca/TWONTO#pressure_switch
79469 | THR-THK-PSL-7010 | Switch, Pressure, Low, Suction, MTI Transfer Pump | THR-THK-P-7010 | MTI Transfer Pump | Switch,Pressure-Low | Switch |  | PSL | http://www.toronto.ca/TWONTO#pressure_switch
79470 | THR-THK-PSL-7020 | Switch, Pressure, Low, Suction, MTI Transfer Pump | THR-THK-P-7020 | MTI Transfer Pump | Switch,Pressure-Low | Switch |  | PSL | http://www.toronto.ca/TWONTO#pressure_switch
80179 | TNT-ACC-FSL-5201 | Switch,Flow,Low, Boiler #5200 | TNT-ACC-BO-5200 | Boiler, Hot Water | Switch,Flow | Switch |  | FSL | http://www.toronto.ca/TWONTO#flow_switch
80321 | TNT-ACC-TS-5101 | Switch,Temerature, Boiler #5100 | TNT-ACC-BO-5100 | Boiler, Hot Water | Switch,Temperature | Switch |  | TS | http://www.toronto.ca/TWONTO#temperature_switch
80322 | TNT-ACC-TS-5102 | Switch,Temperature, Boiler #5100 | TNT-ACC-BO-5100 | Boiler, Hot Water | Switch,Temperature | Switch |  | TS | http://www.toronto.ca/TWONTO#temperature_switch
80323 | TNT-ACC-TS-5201 | Switch,Temperature, Boiler #5200 | TNT-ACC-BO-5200 | Boiler, Hot Water | Switch,Temperature | Switch |  | TS | http://www.toronto.ca/TWONTO#temperature_switch
80324 | TNT-ACC-TSH-0001 | Switch,Temperature,High, Boiler #5200 | TNT-ACC-BO-5200 | Boiler, Hot Water | Switch,Temperature | Switch |  | TSH | http://www.toronto.ca/TWONTO#temperature_switch
80325 | TNT-ACC-TSH-5101 | Switch,Temperature,High, Boiler #51200 | TNT-ACC-BO-5100 | Boiler, Hot Water | Switch,Temperature | Switch |  | TSH | http://www.toronto.ca/TWONTO#temperature_switch
80570 | TNT-AER-FSL-2201 | Flow Switch, Low, Mabr Blower 2 - Flow Switch Low, Aeration | TNT-AER-BL-2200 | Blower, Rotary Compressor, Mabr Blower 2, Aeration | Switch,Flow | Switch |  | FSL | http://www.toronto.ca/TWONTO#flow_switch
80589 | TNT-AER-PSL-2001 | Pressure Switch, Low, Mabr Compressors - Effluent Pressure Level Switch 1, Aeration | TNT-AER-C-2100 | Compressor, Reciprocating, Mabr Compressor 1, Aeration | Switch,Pressure-Low | Switch |  | PSL | http://www.toronto.ca/TWONTO#pressure_switch
80763 | TNT-CSO-FSL-2301 | Switch, Flow, Low Neat Polymer Flow, Polymer Make-Down Skid No. 3 | TNT-CSO-P-2301 | Pump, Progressive Cavity, Neat Polymer Metering, Polymer Make-Down Skid No. 3 | Switch,Flow-Low | Switch |  | FSL | http://www.toronto.ca/TWONTO#flow_switch
80764 | TNT-CSO-FSL-2401 | Switch, Flow, Low Neat Polymer Flow, Polymer Make-Down Skid No. 4 | TNT-CSO-P-2401 | Pump, Progressive Cavity, Neat Polymer Metering, Polymer Make-Down Skid No. 4 | Switch,Flow-Low | Switch |  | FSL | http://www.toronto.ca/TWONTO#flow_switch
80765 | TNT-CSO-FSL-2501 | Switch, Flow, Low Neat Polymer Flow, Polymer Make-Down Skid No. 5 | TNT-CSO-P-2501 | Pump, Progressive Cavity, Neat Polymer Metering, Polymer Make-Down Skid No. 5 | Switch,Flow-Low | Switch |  | FSL | http://www.toronto.ca/TWONTO#flow_switch
80770 | TNT-CSO-LSL-0001 | Switch, Level Low, Inlet Channel | TNT-CSO | Combined Sewer Overflow and storage system | Switch,Level-Low | Switch |  | LSL | http://www.toronto.ca/TWONTO#level_switch
80771 | TNT-CSO-LSL-0301 | Switch, Level, Dry Pit Pumping Station, | TNT-CSO-P-0300 | Pump, Centrifugal, Dry Pit Sump, Dry Pit Pump Station | Switch,Level | Switch |  | LSL | http://www.toronto.ca/TWONTO#level_switch
80772 | TNT-CSO-LSL-0401 | Switch, Level Low, Maintenance Hole No. 1 | TNT-CSO-TJB1 | Maintenance Hole#MH1 | Switch,Level-Low | Switch |  | LSL | http://www.toronto.ca/TWONTO#level_switch
80841 | TNT-CSO-ZS-0402 | Switch, Limit, Cell 1, TPB-0402 | TNT-CSO-TPB-0404 | Tipping Bucket, CSO Storage Tank Flushing | Switch,Position | Switch |  | ZS | http://www.toronto.ca/TWONTO#position_switch
80842 | TNT-CSO-ZS-0403 | Switch, Limit, Cell 2, TPB-0403 | TNT-CSO-TPB-0404 | Tipping Bucket, CSO Storage Tank Flushing | Switch,Position | Switch |  | ZS | http://www.toronto.ca/TWONTO#position_switch
80843 | TNT-CSO-ZS-0404 | Switch, Limit, Cell 3, TPB-0404 | TNT-CSO-TPB-0404 | Tipping Bucket, CSO Storage Tank Flushing | Switch,Position | Switch |  | ZS | http://www.toronto.ca/TWONTO#position_switch
80885 | TNT-DCL-LSH-0301 | Switch, Level, High, Containment | TNT-DCL-P-0300 | Pump, Metering | Switch,Level-High | Switch |  | LSH | http://www.toronto.ca/TWONTO#level_switch
80887 | TNT-DCL-PSH-0301 | Switch, Pressure, High | TNT-DCL-P-0300 | Pump, Metering | Switch,Pressure-High | Switch |  | PSH | http://www.toronto.ca/TWONTO#pressure_switch
80942 | TNT-DIG-PSH-5110 | Switch, Pressure, High | TNT-DIG-BL-5100 | Digester Gas header-Boiler BO-5100 | Switch,Pressure | Switch |  | PSH | http://www.toronto.ca/TWONTO#pressure_switch
81108 | TNT-DIS-FS-0701 | Switch, Flow | TNT-DIS-P-0700 | Pump,Chlorination Dosing | Switch,Flow | Switch |  | FS | http://www.toronto.ca/TWONTO#flow_switch
81109 | TNT-DIS-FS-0801 | Switch, Flow | TNT-DIS-P-0800 | Pump,Chlorination Dosing | Switch,Flow | Switch |  | FS | http://www.toronto.ca/TWONTO#flow_switch
81112 | TNT-DIS-LSH-0701 | Switch, Level,High | TNT-DIS-P-0700 | Pump,Chlorination Dosing | Switch,Level-High | Switch |  | LSH | http://www.toronto.ca/TWONTO#level_switch
81113 | TNT-DIS-LSH-0801 | Switch, Level,High | TNT-DIS-P-0800 | Pump,Chlorination Dosing | Switch,Level-High | Switch |  | LSH | http://www.toronto.ca/TWONTO#level_switch
81296 | TNT-ELS-TS-6004A | Power Distribution, Automatic Transfer Switch, 600v PDP-6001 & 6002 | TNT-ELS-PDP-6001 | 600V Power Distribution Panel | Switchgear,Indoor | Switch |  | TS | http://www.toronto.ca/TWONTO#transfer_switch
81297 | TNT-ELS-TS-6004B | Power Distribution, Automatic Transfer Switch, 600v PDP-6001 & 6002 | TNT-ELS-PDP-6002 | 600V Power Distribution Panel | Switchgear,Indoor | Switch |  | TS | http://www.toronto.ca/TWONTO#transfer_switch
81299 | TNT-ELS-TS-6104A | Power Distribution, Automatic Transfer Switch, 600v | TNT-ELS-MCC-6104 | Control Centre, Motor, Electrical Sub-Station | Switchgear,Indoor | Switch |  | TS | http://www.toronto.ca/TWONTO#transfer_switch
81300 | TNT-ELS-TS-6104B | Power Distribution, Automatic Transfer Switch, 600v | TNT-ELS-MCC-6104 | Control Centre, Motor, Electrical Sub-Station | Switchgear,Indoor | Switch |  | TS | http://www.toronto.ca/TWONTO#transfer_switch
81332 | TNT-FT-LS-1201 | Switch, Level, | TNT-FT-T-1200 | SumpTank # 2 | Switch,Level | Switch |  | LS | http://www.toronto.ca/TWONTO#level_switch
81333 | TNT-FT-LSH-1301 | Switch, Level,High | TNT-FT-T-1300 | SumpTank # 3 | Switch,Level | Switch |  | LSH | http://www.toronto.ca/TWONTO#level_switch
81334 | TNT-FT-LSH-1401 | Switch, Level,High | TNT-FT-T-1400 | SumpTank # 4 | Switch,Level | Switch |  | LSH | http://www.toronto.ca/TWONTO#level_switch
81335 | TNT-FT-LSL-1401 | Switch, Level,Low | TNT-FT-T-1400 | SumpTank # 4 | Switch,Level | Switch |  | LSL | http://www.toronto.ca/TWONTO#level_switch
81437 | TNT-MCS-LS-0101 | Switch, Level, Sump Well | TNT-MCS-T-0100 | Tank, Reservoir, Sump Well | Switch,Level | Switch |  | LS | http://www.toronto.ca/TWONTO#level_switch
81438 | TNT-MCS-LSH-0201 | Switch,Level,High | TNT-MCS-T-0200 | Tank, Reservoir, Sump Well | Switch,Level-High | Switch |  | LSH | http://www.toronto.ca/TWONTO#level_switch
81524 | TNT-PLT-LS-1102 | Switch, Level | TNT-PLT-T-1100 | Tank, Wet Well,Drainage | Switch,Level | Switch |  | LS | http://www.toronto.ca/TWONTO#level_switch
81545 | TNT-PRM-LS-0504 | Switch, Level Indicating, | TNT-PRM-T-0500 | Wet Well, Primary Sludge | Switch,Level | Switch |  | LS | http://www.toronto.ca/TWONTO#level_switch
81547 | TNT-PRM-PSH-1101 | Switch, Pressure, High, Pump Discharge | TNT-PRM-P-1101 | Pump, Primary Sludge # 1 | Switch,Pressure | Switch |  | PSH | http://www.toronto.ca/TWONTO#pressure_switch
81548 | TNT-PRM-PSH-1201 | Switch, Pressure, High, Pump Discharge | TNT-PRM-P-1201 | Pump, Primary Sludge # 2 | Switch,Pressure | Switch |  | PSH | http://www.toronto.ca/TWONTO#pressure_switch
81600 | TNT-PWA-PSH-0001 | Switch, Pressure-High, Effluent Water System | TNT-PWA-P-0002 | Pump, Centrifugal Single Speed, Effluent Water Pump, Effluent Water System | Switch,Pressure-High | Switch |  | PSH | http://www.toronto.ca/TWONTO#pressure_switch
81601 | TNT-PWA-PSL-0001 | Switch, Pressure-Low, Effluent Water System | TNT-PWA-P-0002 | Pump, Centrifugal Single Speed, Effluent Water Pump, Effluent Water System | Switch,Pressure-Low | Switch |  | PSL | http://www.toronto.ca/TWONTO#pressure_switch
81680 | TNT-STR-FSL-1201 | Switsh,Flow,Low, C.W to Gland | TNT-STR-P-1201 | Pump, Return Sludge # 2 | Switch,Flow | Switch |  | FSL | http://www.toronto.ca/TWONTO#flow_switch
81681 | TNT-STR-FSL-1301 | Switsh,Flow,Low, C.W to Gland | TNT-STR-P-1301 | Pump, Return Sludge # 3 | Switch,Flow | Switch |  | FSL | http://www.toronto.ca/TWONTO#flow_switch
81682 | TNT-STR-FSL-1801 | Switsh,Flow,Low, C.W to Gland | TNT-STR-P-1801 | Pump, Return Sludge # 8 | Switch,Flow | Switch |  | FSL | http://www.toronto.ca/TWONTO#flow_switch
82308 | WTR-029B-LSH-0016 | Switch, Level, High, Flood Alarm, Chamber 029B-16, Dupont & Davenport | CH 029B 16 | Chamber | Switch,Level-High | Switch |  | LSH | http://www.toronto.ca/TWONTO#level_switch
82313 | WTR-037-LSH-0001 | Switch, Level, High, Flood Alarm, Chamber 037-01, Gerrard & Kingswood | CH 037 01 | Chamber | Switch,Level-High | Switch |  | LSH | http://www.toronto.ca/TWONTO#level_switch
82567 | WTR-108-LSH-0001 | Switch, Level, High, Flood Alarm, Chamber 108-01, Queen & Nursewood | CH 108 01 | Chamber | Switch,Level-High | Switch |  | LSH | http://www.toronto.ca/TWONTO#level_switch
82777 | WTR-153-LSH-0002 | Switch, Level, High, Flood Alarm, Chamber 153-02, Celeste & Kingston | CH 153 02 | Chamber | Switch,Level-High | Switch |  | LSH | http://www.toronto.ca/TWONTO#level_switch
82937 | WTR-176-LSH-0009A | Switch, Level, High, Flood Alarm, Chamber 176-09, New Toronto St & Kipling Avenue | CH 176 09 | Chamber | Switch,Level-High | Switch |  | LSH | http://www.toronto.ca/TWONTO#level_switch
82942 | WTR-176-TSL-0009A | Switch, Temperature, Low, Chamber 176-09, New Toronto St & Kipling Avenue | CH 176 09 | Chamber | Switch,Temperature-Low | Switch |  | TSL | http://www.toronto.ca/TWONTO#temperature_switch
83095 | WTR-194-LSH-0701 | Switch, Level High, Flood Alarm | WTR-194-CH-0006A | Chamber,Revenue Meter,Keele-Steeles (Magmeter) | Control Panel,Instrumentation | Switch |  | LSH | http://www.toronto.ca/TWONTO#level_switch
83298 | WTR-250-LSH-3B01 | Switch, Level High, Flood Alarm | WTR-250-CP-3B01 | Control Panel, Electrical | Control Panel,Instrumentation | Switch |  | LSH | http://www.toronto.ca/TWONTO#level_switch
83470 | WTR-282-LSH-0201 | Switch, Level High, Flood Alarm | WTR-282-CH-0003 | Chamber,Revenue Meter,Yonge-Elgin (Magmeter) | Transmitter,Pressure | Switch |  | LSH | http://www.toronto.ca/TWONTO#level_switch
83471 | WTR-282-LSH-0201 | Switch, Level High, Flood Alarm | WTR-282-CP-0201 | Control Panel, Electrical, Revenue Meter | Transmitter,Pressure | Switch |  | LSH | http://www.toronto.ca/TWONTO#level_switch
83569 | FHA-SM-PDS-0100 | Switch, Pressure Differential, High/Low, Cl2/SO2 Scrubber SB-0100, Filter Building, East Pipe Gallery | FHA-SES-SCRUBBER | Scrubber System | Switch | Switch |  | PDS | http://www.toronto.ca/TWONTO#pressure_switch
83761 | WTR-307-LSH-1601 | Switch, Level High, Flood Alarm | WTR-307-CH-0016 | Chamber,Revenue Meter,Adesso-Steeles (Magmeter) | Transmitter,Pressure | Switch |  | LSH | http://www.toronto.ca/TWONTO#level_switch
83817 | WTR-316-LSH-0601 | Switch, Level High, Flood Alarm | WTR-316-CP-0601 | Control Panel, Electrical | Transmitter,Pressure | Switch |  | LSH | http://www.toronto.ca/TWONTO#level_switch
83837 | WTR-317-LSH-0401 | Switch, Level High, Flood Alarm | WTR-317-CH-0004 | Chamber,Revenue Meter,Keele Reservoir, Valve House, North of the Station | Control Panel,Instrumentation | Switch |  | LSH | http://www.toronto.ca/TWONTO#level_switch
83901 | FHA-TRW-TSH-0001 | Switch, Temperature, High, Pump Building First Floor, South Vault | FHA-TRW-TWP | Treated Water Pumping | Switch,Temperature-High | Switch |  | TSH | http://www.toronto.ca/TWONTO#temperature_switch
83902 | FHA-TRW-TSL-0001 | Switch, Temperature, Low, Pump Building, First Floor, South Vault | FHA-TRW-TWP | Treated Water Pumping | Switch,Temperature-Low | Switch |  | TSL | http://www.toronto.ca/TWONTO#temperature_switch
83983 | WTR-333-LSH-0013 | Switch, Level, High, Flood Alarm, Chamber 333-13, Lessard Park | CH 333 13 | Chamber (LessardPark) | Switch,Level-High | Switch |  | LSH | http://www.toronto.ca/TWONTO#level_switch
84237 | WTR-365-LSH-0601 | Switch, Level High, Flood Alarm | WTR-365-CH-0006 | Chamber,Revenue Meter,Dufferin-Steeles (Magmeter) | Transmitter,Pressure | Switch |  | LSH | http://www.toronto.ca/TWONTO#level_switch
84559 | WTR-PAH-PS-0002 | Switch, Pressure, (High/Low), Line to District 5E | WTR-PAH-TRW | Treated Water (Transmission) | Switch | Switch |  | PS | http://www.toronto.ca/TWONTO#pressure_switch
84560 | WTR-PAH-PSL-0001 | Switch, Pressure, (High/Low), Line from District 4 | WTR-PAH-TRW | Treated Water (Transmission) | Switch | Switch |  | PSL | http://www.toronto.ca/TWONTO#pressure_switch
84570 | WTR-PAH-TSH-0001 | Switch, Temperature-High, Building Alarm | WTR-PAH-AUX | Auxiliary Equipment (Building Facilities) | Switch,Temperature-High | Switch |  | TSH | http://www.toronto.ca/TWONTO#temperature_switch
84590 | WTR-PAH-ZS-0001 | Position Switch, open/close | WTR-PAH-AUX | Auxiliary Equipment (Building Facilities) | Switch,Position | Switch |  | ZS | http://www.toronto.ca/TWONTO#position_switch
84591 | WTR-PAH-ZS-0002 | Position Switch, open/close | WTR-PAH-AUX | Auxiliary Equipment (Building Facilities) | Switch,Position | Switch |  | ZS | http://www.toronto.ca/TWONTO#position_switch
84620 | WTR-PDS-LSH-0001 | Switch,Level High,Flood Alarm | WTR-PDS-P-0001 | Pump, Submersible, Sump, Dorset PS | Switch,Level-High | Switch |  | LSH | http://www.toronto.ca/TWONTO#level_switch
84621 | WTR-PDS-LSH-0001S | Switch,Level High,Flood Alarm | WTR-PDSS | Dorset Pumping station (Chamber Replaced with Pod) | Switch,Level-High | Switch | 38625 | LSH | http://www.toronto.ca/TWONTO#level_switch
84640 | WTR-PDS-PSL-0001 | Switch,Pressure,Low,Suction | WTR-PDS-TRW | Treated Water (Transmission) | Switch,Pressure-Low | Switch |  | PSL | http://www.toronto.ca/TWONTO#pressure_switch
84641 | WTR-PDS-PSL-0002S | Switch,Pressure,Low,Discharge | WTR-PDS-TRW | Treated Water (Transmission) | Switch,Pressure-Low | Switch | 38632 | PSL | http://www.toronto.ca/TWONTO#pressure_switch
84642 | WTR-PDS-PSL-0002S | Switch,Pressure,Low,Discharge | WTR-PDSS | Dorset Pumping station (Chamber Replaced with Pod) | Switch,Pressure-Low | Switch | 38632 | PSL | http://www.toronto.ca/TWONTO#pressure_switch
84649 | WTR-PDS-TSH-0002 | Switch, Temperature, High, Heat Detector, Dorset PS | WTR-PDS-AUX | Auxiliary Equipment (Building Facilities) | Sensor,Temperature | Switch |  | TSH | http://www.toronto.ca/TWONTO#temperature_switch
84650 | WTR-PDS-TSH-0002S | Switch,Temperature,High | WTR-PDS-AUX | Auxiliary Equipment (Building Facilities) | Switch | Switch | 38634 | TSH | http://www.toronto.ca/TWONTO#temperature_switch
84651 | WTR-PDS-TSH-0002S | Switch,Temperature,High | WTR-PDSS | Dorset Pumping station (Chamber Replaced with Pod) | Switch | Switch | 38634 | TSH | http://www.toronto.ca/TWONTO#temperature_switch
84653 | WTR-PDS-TSL-0001S | Switch,Temperature,Low | WTR-PDSS | Dorset Pumping station (Chamber Replaced with Pod) | Switch | Switch | 38635 | TSL | http://www.toronto.ca/TWONTO#temperature_switch
84729 | WTR-PEG-LSH-0002 | Switch, Level, High, Flood Alarm, Eglinton Pumping Station, Basement | WTR-PEG-CH-04 | Chamber, Pump 0400 Discharge Header, Eglinton Pumping Station, Basement | Switch,Level-High | Switch |  | LSH | http://www.toronto.ca/TWONTO#level_switch
84730 | WTR-PEG-LSL-0100 | Switch,Level-Low, Pump 0100 | WTR-PEG-P-0100 | Pump, Centrifugal, District 3E | Switch,Level-Low | Switch |  | LSL | http://www.toronto.ca/TWONTO#level_switch
84731 | WTR-PEG-LSL-0200 | Switch,Level-Low, Pump 0200 | WTR-PEG-P-0200 | Pump, Centrifugal, District 3E | Switch,Level-Low | Switch |  | LSL | http://www.toronto.ca/TWONTO#level_switch
84732 | WTR-PEG-LSL-0300 | Switch,Level-Low, Pump 0300 | WTR-PEG-P-0300 | Pump, Centrifugal, District 3E | Switch,Level-Low | Switch |  | LSL | http://www.toronto.ca/TWONTO#level_switch
84733 | WTR-PEG-LSL-0400 | Switch,Level-Low, Pump 0400 | WTR-PEG-P-0400 | Pump, Centrifugal, District 4 | Switch,Level-Low | Switch |  | LSL | http://www.toronto.ca/TWONTO#level_switch
84799 | WTR-PEG-PSH-0003 | Switch,Pressure-High, Discharge to District 4 | WTR-PEG-TRW | Treated Water (Transmission) | Switch,Pressure-High | Switch |  | PSH | http://www.toronto.ca/TWONTO#pressure_switch
84800 | WTR-PEG-PSL-0001 | Switch,Pressure-Low, Suction Header | WTR-PEG-TRW | Treated Water (Transmission) | Switch,Pressure-Low | Switch |  | PSL | http://www.toronto.ca/TWONTO#pressure_switch
84805 | WTR-PEG-SW-0001 | Switch, Basement South | WTR-PEG-ELS | Electrical System | Switch | Switch |  | SW | http://www.toronto.ca/TWONTO#disconnect_switch
84808 | WTR-PEG-TSH-0002 | Switch, Temperature-High, Building | WTR-PEG-AUX | Auxiliary Equipment (Building Facilities) | Switch,Temperature-High | Switch |  | TSH | http://www.toronto.ca/TWONTO#temperature_switch
84809 | WTR-PEG-TSL-0001 | Switch, Temperature-Low, Building | WTR-PEG-AUX | Auxiliary Equipment (Building Facilities) | Switch,Temperature-Low | Switch |  | TSL | http://www.toronto.ca/TWONTO#temperature_switch
84852 | WTR-PEG-ZS-0005 | Switch, Position,Door Security | WTR-PEG-AUX | Auxiliary Equipment (Building Facilities) | Switch,Position | Switch |  | ZS | http://www.toronto.ca/TWONTO#position_switch
84853 | WTR-PEG-ZS-0006 | Switch, Position,Door Security | WTR-PEG-AUX | Auxiliary Equipment (Building Facilities) | Switch,Position | Switch |  | ZS | http://www.toronto.ca/TWONTO#position_switch
85035 | WTR-PEL-FSL-0301 | Switch, Flow-Low, Fan 0301 | WTR-PEL-FN-0301 | Fan, Supply, Air, Pump 0300 | Switch,Flow-Low | Switch |  | FSL | http://www.toronto.ca/TWONTO#flow_switch
85036 | WTR-PEL-FSL-0401 | Switch, Flow-Low, Fan 0401 | WTR-PEL-FN-0401 | Fan, Supply, Air, Pump 0400 | Switch,Flow-Low | Switch |  | FSL | http://www.toronto.ca/TWONTO#flow_switch
85037 | WTR-PEL-FSL-0501 | Switch, Flow-Low, Fan 0501 | WTR-PEL-FN-0501 | Fan, Supply, Air, Pump 0500 | Switch,Flow-Low | Switch |  | FSL | http://www.toronto.ca/TWONTO#flow_switch
85038 | WTR-PEL-FSL-0701 | Switch, Flow-Low, Fan 0701 | WTR-PEL-FN-0701 | Fan, Supply, Air, Pump 0700 | Switch,Flow-Low | Switch |  | FSL | http://www.toronto.ca/TWONTO#flow_switch
85119 | WTR-PEL-LS-0002 | Switch, Level-High-High, Surge Tank 0002 | WTR-PEL-T-0002 | Tank, Surge | Switch,Level-High-High | Switch |  | LS | http://www.toronto.ca/TWONTO#level_switch
85120 | WTR-PEL-LS-0003 | Switch, Level-High, Surge Tank 0002 | WTR-PEL-T-0002 | Tank, Surge | Switch,Level-High | Switch |  | LS | http://www.toronto.ca/TWONTO#level_switch
85121 | WTR-PEL-LSH-1012 | Switch, Level, High, Leak Diesel Fuel Storage Tank T-1010, Generator Building, Bulk Fuel Storage Room | WTR-PEL-T-1010 | Tank, Non-Pressurized, Diesel Fuel Storage, Generator Building, Bulk Fuel Storage Room | Switch,Level-High | Switch |  | LSH | http://www.toronto.ca/TWONTO#level_switch
85122 | WTR-PEL-LSH-1021 | Switch, Level, High, Diesel Fuel Storage Tank T-1020, Generator Building, Bulk Fuel Storage Room | WTR-PEL-T-1020 | Tank, Non-Pressurized, Diesel Fuel Storage, Generator Building, Bulk Fuel Storage Room | Switch,Level-High | Switch |  | LSH | http://www.toronto.ca/TWONTO#level_switch
85123 | WTR-PEL-LSH-1061 | Switch, Flood, Basement, Ellesmere PS | WTR-PEL-AUX | Auxilliary Equipment (Building Facilities) | Switch,Level-High | Switch |  | LSH | http://www.toronto.ca/TWONTO#level_switch
85124 | WTR-PEL-LSH-1101 | Switch, Level, High, Diesel Fuel Day Tank T-1100, Generator Building, Product Handling Room | WTR-PEL-T-1100 | Tank, Non-Pressurized, Diesel Fuel Day, Generator Building, Product Handling Room | Switch,Level-High | Switch |  | LSH | http://www.toronto.ca/TWONTO#level_switch
85125 | WTR-PEL-LSH-1302 | Switch, Level, High, Fuel Day Tank T-1300, Generator Building, Product Handling Room | WTR-PEL-T-1300 | Tank, Non-Pressurized, Diesel Fuel Day, Generator Building, Product Handling Room | Switch,Level-High | Switch |  | LSH | http://www.toronto.ca/TWONTO#level_switch
85126 | WTR-PEL-LSHH-1021 | Switch, Level, High High, Diesel Fuel Storage Tank T-1020, Generator Building, Bulk Fuel Storage Room | WTR-PEL-T-1020 | Tank, Non-Pressurized, Diesel Fuel Storage, Generator Building, Bulk Fuel Storage Room | Switch,Level-High-High | Switch |  | LSHH | http://www.toronto.ca/TWONTO#level_switch
85127 | WTR-PEL-LSHH-1101 | Switch, Level, High High, Diesel Fuel Day Tank T-1100, Generator Building, Product Handling Room | WTR-PEL-T-1100 | Tank, Non-Pressurized, Diesel Fuel Day, Generator Building, Product Handling Room | Switch,Level-High-High | Switch |  | LSHH | http://www.toronto.ca/TWONTO#level_switch
85128 | WTR-PEL-LSHH-1102 | Switch, Level, High High, Diesel Fuel Day Tank T-1100, Generator Building, Product Handling Room | WTR-PEL-T-1100 | Tank, Non-Pressurized, Diesel Fuel Day, Generator Building, Product Handling Room | Switch,Level-High-High | Switch |  | LSHH | http://www.toronto.ca/TWONTO#level_switch
85129 | WTR-PEL-LSHH-1302 | Switch, Level, High High, Diesel Fuel Day Tank T-1300, Generator Building, Product Handling Room | WTR-PEL-T-1300 | Tank, Non-Pressurized, Diesel Fuel Day, Generator Building, Product Handling Room | Switch,Level-High-High | Switch |  | LSHH | http://www.toronto.ca/TWONTO#level_switch
85130 | WTR-PEL-LSL-0300 | Switch, Level-Low, Pump 0300 | WTR-PEL-P-0300 | Pump, Centrifugal, Water | Switch,Level-Low | Switch |  | LSL | http://www.toronto.ca/TWONTO#level_switch
85131 | WTR-PEL-LSL-0500 | Switch, Level-Low, Pump 0500 | WTR-PEL-P-0500 | Pump, Centrifugal, Water | Switch,Level-Low | Switch |  | LSL | http://www.toronto.ca/TWONTO#level_switch
85132 | WTR-PEL-LSL-0800 | Switch, Level-Low, Pump 0800 | WTR-PEL-P-0800 | Pump, Centrifugal, Water | Switch,Level-Low | Switch |  | LSL | http://www.toronto.ca/TWONTO#level_switch
85133 | WTR-PEL-LSL-1021 | Switch, Level, Low, Diesel Fuel Storage Tank T-1020, Generator Building, Bulk Fuel Storage Room | WTR-PEL-T-1020 | Tank, Non-Pressurized, Diesel Fuel Storage, Generator Building, Bulk Fuel Storage Room | Switch,Level-Low | Switch |  | LSL | http://www.toronto.ca/TWONTO#level_switch
85134 | WTR-PEL-LSL-1201 | Switch, Level, Low, Diesel Fuel Day Tank T-1200, Generator Building, Product Handling Room | WTR-PEL-T-1200 | Tank, Non-Pressurized, Diesel Fuel Day, Generator Building, Product Handling Room | Switch,Level-Low | Switch |  | LSL | http://www.toronto.ca/TWONTO#level_switch
85135 | WTR-PEL-LSL-1301 | Switch, Level, Low, Diesel Fuel Day Tank T-1300, Generator Building, Product Handling Room | WTR-PEL-T-1300 | Tank, Non-Pressurized, Diesel Fuel Day, Generator Building, Product Handling Room | Switch,Level-Low | Switch |  | LSL | http://www.toronto.ca/TWONTO#level_switch
85136 | WTR-PEL-LSL-1501 | Switch, Level, Low, New Oil Tank T-1500, Generator Building, Product Handling Room | WTR-PEL-T-1500 | Tank, Non-Pressurized, New Oil, Generator Building, Product Handling Room | Switch,Level-Low | Switch |  | LSL | http://www.toronto.ca/TWONTO#level_switch
85137 | WTR-PEL-LSL-1601 | Switch, Level, Low, New Oil Tank T-1600, Generator Building, Generator Room | WTR-PEL-T-1600 | Tank, Non-Pressurized, New Oil, Generator Building, Product Handling Room | Switch,Level-Low | Switch |  | LSL | http://www.toronto.ca/TWONTO#level_switch
85196 | WTR-PEL-PS-0002 | Switch, Pressure High/Low,, Water to District 4 | WTR-PEL-TRW | Treated Water (Transmission) | Switch,Pressure | Switch |  | PS | http://www.toronto.ca/TWONTO#pressure_switch
85197 | WTR-PEL-PSH-0003 | Switch, Pressure-High, Water to District 2E | WTR-PEL-TRW | Treated Water (Transmission) | Switch,Pressure-High | Switch |  | PSH | http://www.toronto.ca/TWONTO#pressure_switch
85198 | WTR-PEL-PSL-0005 | Switch, Pressure-Low, Air Header | WTR-PEL-TRW | Treated Water (Transmission) | Switch,Pressure-Low | Switch |  | PSL | http://www.toronto.ca/TWONTO#pressure_switch
85226 | WTR-PEL-TS-0001 | Transfer Switch, MCC Room, 120 VAC | WTR-PEL-ELS | Electrical System | Switch | Switch |  | TS | http://www.toronto.ca/TWONTO#transfer_switch
85227 | WTR-PEL-TSH-0001 | Switch, Temperature-High, Building Alarm | WTR-PEL-AUX | Auxilliary Equipment (Building Facilities) | Switch,Temperature-High | Switch |  | TSH | http://www.toronto.ca/TWONTO#temperature_switch
85228 | WTR-PEL-TSH-1001 | Switch, Temperature High, Generator Building, Electrical Room | WTR-PEL-AUX | Auxilliary Equipment (Building Facilities) | Switch,Temperature-High | Switch |  | TSH | http://www.toronto.ca/TWONTO#temperature_switch
85229 | WTR-PEL-TSL-0401 | Switch, Temperature-Low, Fan 0401 | WTR-PEL-FN-0401 | Fan, Supply, Air, Pump 0400 | Switch,Temperature-Low | Switch |  | TSL | http://www.toronto.ca/TWONTO#temperature_switch
85230 | WTR-PEL-TSL-0501 | Switch, Temperature-Low, Fan 0501 | WTR-PEL-FN-0501 | Fan, Supply, Air, Pump 0500 | Switch,Temperature-Low | Switch |  | TSL | http://www.toronto.ca/TWONTO#temperature_switch
85231 | WTR-PEL-TSL-0701 | Switch, Temperature-Low, Fan 0701 | WTR-PEL-FN-0701 | Fan, Supply, Air, Pump 0700 | Switch,Temperature-Low | Switch |  | TSL | http://www.toronto.ca/TWONTO#temperature_switch
85276 | FHA-WWW-HS-2420 | Switch, Emergency Rope Switch, CV-2420, RMF,Centrifuge Room | FHA-WWW-CV-2420 | Conveyor, Cross Over, RMF, Centrifuge Service Platform | Switch | Switch |  | HS | hand_switch
85277 | FHA-WWW-HS-2430 | Switch, Emergency Rope Switch, CV-2430, RMF, Dewatering Cake Loading Area | FHA-WWW-CV-2430 | Conveyor, Bin 1 Loading, RMF, Dewatering Cake Loading Area | Switch | Switch |  | HS | hand_switch
85278 | FHA-WWW-HS-2510 | Switch, Emergency Rope Switch, CV-2510, RMF,Centrifuge Room | FHA-WWW-CV-2510 | Conveyor, Centrifuge CF-2501, RMF, Centrifuge Service Platform | Switch | Switch |  | HS | hand_switch
85279 | FHA-WWW-HS-2530 | Switch, Emergency Rope Switch, CV-2530, RMF, Dewatering Cake Loading Area | FHA-WWW-CV-2530 | Conveyor, Bin 2 Loading, RMF, Dewatering Cake Loading Area | Switch | Switch |  | HS | hand_switch
85374 | FHA-WWW-MSL-2420 | Switch, Motion-Low, CV-2410, RMF, Centrifuge Room | FHA-WWW-CF-2401 | Centrifuge, Dewatering, RMF, Centrifuge Service Platform | Switch | Switch |  | MSL | http://www.toronto.ca/TWONTO#motion_sensor_element
85375 | FHA-WWW-MSL-2510 | Switch, Motion-Low, CV-2520, RMF,Centrifuge Room | FHA-WWW-CF-2501 | Centrifuge, Dewatering, RMF, Centrifuge Service Platform | Switch | Switch |  | MSL | http://www.toronto.ca/TWONTO#motion_sensor_element
85376 | FHA-WWW-MSL-2530 | Switch, Motion-Low, CV-2530, RMF, Dewatering Cake Loading Area | FHA-WWW-CF-2501 | Centrifuge, Dewatering, RMF, Centrifuge Service Platform | Switch | Switch |  | MSL | http://www.toronto.ca/TWONTO#motion_sensor_element
85440 | WTR-PEL-ZS-0003 | Switch, Position,Door Security | WTR-PEL-AUX | Auxilliary Equipment (Building Facilities) | Switch,Position | Switch |  | ZS | http://www.toronto.ca/TWONTO#position_switch
85441 | WTR-PEL-ZS-0004 | Switch, Position,Door Security | WTR-PEL-AUX | Auxilliary Equipment (Building Facilities) | Switch,Position | Switch |  | ZS | http://www.toronto.ca/TWONTO#position_switch
85442 | WTR-PEL-ZS-0005 | Switch, Position,Door Security | WTR-PEL-AUX | Auxilliary Equipment (Building Facilities) | Switch,Position | Switch |  | ZS | http://www.toronto.ca/TWONTO#position_switch
85443 | WTR-PEL-ZS-0006 | Switch, Position,Door Security | WTR-PEL-AUX | Auxilliary Equipment (Building Facilities) | Switch,Position | Switch |  | ZS | http://www.toronto.ca/TWONTO#position_switch
85444 | WTR-PEL-ZS-0010 | Switch, Position,Door Security | WTR-PEL-AUX | Auxilliary Equipment (Building Facilities) | Switch,Position | Switch |  | ZS | http://www.toronto.ca/TWONTO#position_switch
85659 | WTR-PHL-LSH-0001 | Switch, Level-High, Building Flood Alarm, South pump room, basement, West Side | WTR-PHL-AUX | Auxiliary Equipment (Building Facilities) | Switch,Level-High | Switch |  | LSH | http://www.toronto.ca/TWONTO#level_switch
85660 | WTR-PHL-LSH-0002 | Switch, Level-High, Building Flood Alarm,North Pump room, basement, south side | WTR-PHL-AUX | Auxiliary Equipment (Building Facilities) | Switch,Level-High | Switch |  | LSH | http://www.toronto.ca/TWONTO#level_switch
85756 | WTR-PHL-PSL-0002 | Switch, Pressure-Low, Line to District 2 | WTR-PHL-TRW | Treated Water (Transmission) | Switch,Pressure-Low | Switch |  | PSL | http://www.toronto.ca/TWONTO#pressure_switch
85757 | WTR-PHL-PSL-0003 | Switch, Pressure-Low, Line to Local Distribution and District 3 | WTR-PHL-TRW | Treated Water (Transmission) | Switch,Pressure-Low | Switch |  | PSL | http://www.toronto.ca/TWONTO#pressure_switch
85761 | WTR-PHL-SW-0101 | Switch, Load Break, Incoming Line 1 (Primary) | WTR-PHL-TR-0101 | Transformer, Power, Line 1, 13.8 kV/4.16 kV | Load Break Switch | Switch |  | SW | http://www.toronto.ca/TWONTO#load_break_disconnect_switch
85784 | WTR-PHL-TS-2201 | Transfer Switch , Trans. Feed | WTR-PHL-PDP-0201 | Switchgear, 600v Bus T2 | Switch | Switch |  | TS | http://www.toronto.ca/TWONTO#transfer_switch
85785 | WTR-PHL-TSH-0001 | Switch, Temperature-High, Building Alarm | WTR-PHL-AUX | Auxiliary Equipment (Building Facilities) | Switch,Temperature-High | Switch |  | TSH | http://www.toronto.ca/TWONTO#temperature_switch
85838 | WTR-PHL-ZS-0001 | Switch, Position,Door Security | WTR-PHL-AUX | Auxiliary Equipment (Building Facilities) | Switch,Position | Switch |  | ZS | http://www.toronto.ca/TWONTO#position_switch
85839 | WTR-PHL-ZS-0002 | Switch, Position,Door Security | WTR-PHL-AUX | Auxiliary Equipment (Building Facilities) | Switch,Position | Switch |  | ZS | http://www.toronto.ca/TWONTO#position_switch
85840 | WTR-PHL-ZS-0004 | Switch, Position,Door Security | WTR-PHL-AUX | Auxiliary Equipment (Building Facilities) | Switch,Position | Switch |  | ZS | http://www.toronto.ca/TWONTO#position_switch
85841 | WTR-PHL-ZS-0007 | Switch, Position,Door Security | WTR-PHL-AUX | Auxiliary Equipment (Building Facilities) | Switch,Position | Switch |  | ZS | http://www.toronto.ca/TWONTO#position_switch
85842 | WTR-PHL-ZS-0009 | Switch, Position,Door Security | WTR-PHL-AUX | Auxiliary Equipment (Building Facilities) | Switch,Position | Switch |  | ZS | http://www.toronto.ca/TWONTO#position_switch
85843 | WTR-PHL-ZS-0012 | Switch, Position,Door Security | WTR-PHL-AUX | Auxiliary Equipment (Building Facilities) | Switch,Position | Switch |  | ZS | http://www.toronto.ca/TWONTO#position_switch
85844 | WTR-PHL-ZS-0013 | Switch, Position,Door Security | WTR-PHL-AUX | Auxiliary Equipment (Building Facilities) | Switch,Position | Switch |  | ZS | http://www.toronto.ca/TWONTO#position_switch
85845 | WTR-PHL-ZS-0014 | Switch, Position,Door Security | WTR-PHL-AUX | Auxiliary Equipment (Building Facilities) | Switch,Position | Switch |  | ZS | http://www.toronto.ca/TWONTO#position_switch
85846 | WTR-PHL-ZS-0015 | Switch, Position,Door Security | WTR-PHL-AUX | Auxiliary Equipment (Building Facilities) | Switch,Position | Switch |  | ZS | http://www.toronto.ca/TWONTO#position_switch
85847 | WTR-PHL-ZS-0018 | Switch, Position,Door Security | WTR-PHL-AUX | Auxiliary Equipment (Building Facilities) | Switch,Position | Switch |  | ZS | http://www.toronto.ca/TWONTO#position_switch
85908 | WTR-PJO-PSH-0001 | Switch, Pressure, (High), Line to District 3 | WTR-PJO-TRW | Treated Water (Transmission) | Switch | Switch |  | PSH | http://www.toronto.ca/TWONTO#pressure_switch
85909 | WTR-PJO-PSL-0002 | Switch, Pressure, (Low), Line to District 4W | WTR-PJO-TRW | Treated Water (Transmission) | Switch | Switch |  | PSL | http://www.toronto.ca/TWONTO#pressure_switch
86167 | WTR-PJS-LSH-0002 | Switch, Level-High, Building Flood | WTR-PJS-AUX | Auxiliary Equipment (Building Facilities) | Switch,Level-High | Switch |  | LSH | http://www.toronto.ca/TWONTO#level_switch
86168 | WTR-PJS-LSH-0004 | Switch, Level, High, Flood Alarm, CH3 (12A), John Street Pumping Station, Basement | WTR-PJS-CH-03 | Chamber, Isolation to Harris Surge Tank (V 12A), John Street Pumping Station, Basement | Switch,Level-High | Switch |  | LSH | http://www.toronto.ca/TWONTO#level_switch
86169 | WTR-PJS-LSH-0101 | Switch, Level-High, Spadina Surge Tank | WTR-PJS-T-0101 | Tank, (Surge), Spadina Main | Switch,Level-High | Switch |  | LSH | http://www.toronto.ca/TWONTO#level_switch
86170 | WTR-PJS-LSH-0102 | Switch, Level-High, John Street Surge Tank 1 | WTR-PJS-T-0102 | Tank, (Surge), John St #1 | Switch,Level-High | Switch |  | LSH | http://www.toronto.ca/TWONTO#level_switch
86171 | WTR-PJS-LSH-1702 | Switch, Level-High, Chamber 4 | WTR-PJS-AUX | Auxiliary Equipment (Building Facilities) | Switch,Level-High | Switch |  | LSH | http://www.toronto.ca/TWONTO#level_switch
86172 | WTR-PJS-LSH-2001 | Switch, Level-High, Sump | WTR-PJS-AUX | Auxiliary Equipment (Building Facilities) | Switch,Level-High | Switch |  | LSH | http://www.toronto.ca/TWONTO#level_switch
86173 | WTR-PJS-LSHH-0101 | Switch, Level-High-High, Spadina Surge Tank | WTR-PJS-T-0101 | Tank, (Surge), Spadina Main | Switch,Level-High-High | Switch |  | LSHH | http://www.toronto.ca/TWONTO#level_switch
86174 | WTR-PJS-LSHH-0102 | Switch,Level-High-High, John Street Surge Tank 1 | WTR-PJS-T-0102 | Tank, (Surge), John St #1 | Switch,Level-High-High | Switch |  | LSHH | http://www.toronto.ca/TWONTO#level_switch
86175 | WTR-PJS-LSHH-0103 | Switch, Level-High-High, John Street Surge Tank 2 | WTR-PJS-T-0103 | Tank, (Surge), John St #2 | Switch,Level-High-High | Switch |  | LSHH | http://www.toronto.ca/TWONTO#level_switch
86176 | WTR-PJS-LSL-0100 | Switch, Level-Low, Pump 0100 | WTR-PJS-P-0100 | Pump, Centrifugal, To DLWC | Switch,Level-Low | Switch |  | LSL | http://www.toronto.ca/TWONTO#level_switch
86177 | WTR-PJS-LSL-0102 | Switch, Level-Low, John Street Surge Tank 1 | WTR-PJS-T-0102 | Tank, (Surge), John St #1 | Switch,Level-Low | Switch |  | LSL | http://www.toronto.ca/TWONTO#level_switch
86178 | WTR-PJS-LSL-0103 | Switch, Level-Low, John Street Surge Tank 2 | WTR-PJS-T-0103 | Tank, (Surge), John St #2 | Switch,Level-Low | Switch |  | LSL | http://www.toronto.ca/TWONTO#level_switch
86179 | WTR-PJS-LSL-0200 | Switch, Level-Low, (Priming Status Switch), Pump 0200 | WTR-PJS-P-0200 | Pump, Centrifugal, To DLWC | Switch,Level-Low | Switch |  | LSL | http://www.toronto.ca/TWONTO#level_switch
86180 | WTR-PJS-LSL-0400 | Switch, Level-Low, (Priming Status Switch), Pump 0400 | WTR-PJS-P-0400 | Pump, Centrifugal, To DLWC | Switch,Level-Low | Switch |  | LSL | http://www.toronto.ca/TWONTO#level_switch
86181 | WTR-PJS-LSL-0500 | Switch, Level-Low, (Priming Status Switch), Pump 0500 | WTR-PJS-P-0500 | Pump, Centrifugal, To DLWC | Switch,Level-Low | Switch |  | LSL | http://www.toronto.ca/TWONTO#level_switch
86182 | WTR-PJS-LSL-0600 | Switch, Level-Low, (Priming Status Switch), Pump 0600 | WTR-PJS-P-0600 | Pump, Centrifugal | Switch,Level-Low | Switch |  | LSL | http://www.toronto.ca/TWONTO#level_switch
86183 | WTR-PJS-LSL-0700 | Switch, Level-Low, (Priming Status Switch), Pump0700 | WTR-PJS-P-0700 | Pump, Centrifugal | Switch,Level-Low | Switch |  | LSL | http://www.toronto.ca/TWONTO#level_switch
86184 | WTR-PJS-LSL-0800 | Switch, Level-Low, (Priming Status Switch), Pump 0800 | WTR-PJS-P-0800 | Pump, Centrifugal | Switch,Level-Low | Switch |  | LSL | http://www.toronto.ca/TWONTO#level_switch
86185 | WTR-PJS-LSL-0900 | Switch, Level-Low, (Priming Status Switch), Pump0900 | WTR-PJS-P-0900 | Pump, Centrifugal | Switch,Level-Low | Switch |  | LSL | http://www.toronto.ca/TWONTO#level_switch
86186 | WTR-PJS-LSLL-0102 | Switch, Level-Low-Low, John Street Surge Tank 1 | WTR-PJS-T-0102 | Tank, (Surge), John St #1 | Switch,Level-Low-Low | Switch |  | LSLL | http://www.toronto.ca/TWONTO#level_switch
86307 | WTR-PJS-PSH-0002 | Switch, Pressure-High, Line to Spadina Main | WTR-PJS-TRW | Treated Water (Transmission) | Switch,Pressure-High | Switch |  | PSH | http://www.toronto.ca/TWONTO#pressure_switch
86308 | WTR-PJS-PSH-0004 | Switch, Pressure-High | WTR-PJS-TRW | Treated Water (Transmission) | Switch,Pressure-High | Switch |  | PSH | http://www.toronto.ca/TWONTO#pressure_switch
86309 | WTR-PJS-PSL-0001 | Switch, Pressure-Low, Island Surge Tank | WTR-PJS-T-0001 | Island Suction Surge Tank | Switch,Pressure-Low | Switch |  | PSL | http://www.toronto.ca/TWONTO#pressure_switch
86310 | WTR-PJS-PSL-0004 | Switch, Pressure-Low | WTR-PJS-TRW | Treated Water (Transmission) | Switch,Pressure-Low | Switch |  | PSL | http://www.toronto.ca/TWONTO#pressure_switch
86311 | WTR-PJS-PSL-0005 | Switch, Pressure-Low, Harris Surge Tank | WTR-PJS-T-0002 | Harris Suction Surge Tank | Switch,Pressure-Low | Switch |  | PSL | http://www.toronto.ca/TWONTO#pressure_switch
86312 | WTR-PJS-PSL-0102 | Switch, Pressure-Low, John Street Surge Tank 1 | WTR-PJS-T-0102 | Tank, (Surge), John St #1 | Switch,Pressure-Low | Switch |  | PSL | http://www.toronto.ca/TWONTO#pressure_switch
86313 | WTR-PJS-PSL-0103 | Switch, Pressure-Low, John Street Surge Tank 2 | WTR-PJS-T-0103 | Tank, (Surge), John St #2 | Switch,Pressure-Low | Switch |  | PSL | http://www.toronto.ca/TWONTO#pressure_switch
86369 | WTR-PJS-TSH-0001 | Switch, Temperature-High, Bulding | WTR-PJS-AUX | Auxiliary Equipment (Building Facilities) | Switch,Temperature-High | Switch |  | TSH | http://www.toronto.ca/TWONTO#temperature_switch
86370 | WTR-PJS-TSL-0001 | Switch, Temperature-High, Building Temperature Low | WTR-PJS-AUX | Auxiliary Equipment (Building Facilities) | Switch,Temperature-Low | Switch |  | TSL | http://www.toronto.ca/TWONTO#temperature_switch
86476 | WTR-PJS-ZS-0009 | Position Switch, open/close | WTR-PJS-AUX | Auxiliary Equipment (Building Facilities) | Switch,Position | Switch |  | ZS | http://www.toronto.ca/TWONTO#position_switch
86514 | WTR-PKL-FS-0002 | Switch,Flow,Station Flow Directional Switch District 6 | WTR-PKL-TRW | Treated Water (Transmission) | Switch,Flow | Switch |  | FS | http://www.toronto.ca/TWONTO#flow_switch
86531 | WTR-PKL-LSH-0001 | Switch,Level-High, Building Flood Alarm | WTR-PKL-TRW | Treated Water (Transmission) | Switch,Level-High | Switch |  | LSH | http://www.toronto.ca/TWONTO#level_switch
86532 | WTR-PKL-LSL-0100 | Switch,Level-Low,Priming Status Switch,Pump 0100 | WTR-PKL-P-0100 | Pump, Centrifugal, District 5 | Switch,Level-Low | Switch |  | LSL | http://www.toronto.ca/TWONTO#level_switch
86533 | WTR-PKL-LSL-0300 | Switch,Level-Low,Priming Status Switch,Pump 0300 | WTR-PKL-P-0300 | Pump, Centrifugal, District 5 | Switch,Level-Low | Switch |  | LSL | http://www.toronto.ca/TWONTO#level_switch
86534 | WTR-PKL-LSL-0400 | Switch,Level-Low,Priming Status Switch,Pump 0400 | WTR-PKL-P-0400 | Pump, Centrifugal, District 6 | Switch,Level-Low | Switch |  | LSL | http://www.toronto.ca/TWONTO#level_switch
86535 | WTR-PKL-LSL-0700 | Switch,Level-Low,Priming Status Switch,Pump 0700 | WTR-PKL-P-0700 | Pump, Centrifugal, District 6 | Switch,Level-Low | Switch |  | LSL | http://www.toronto.ca/TWONTO#level_switch
86536 | WTR-PKL-LSL-0801 | Switch,Level-Low,Pump 0801 & Pump 0802 | WTR-PKL-CP-0801 | Control Panel,Operator,Pump 0801 & Pump 0802 | Switch,Level-Low | Switch |  | LSL | http://www.toronto.ca/TWONTO#level_switch
86561 | WTR-PKL-PSH-0001 | Switch,Pressure-High,Sucton Side of Pump 0100 | WTR-PKL-TRW | Treated Water (Transmission) | Switch,Pressure-High | Switch |  | PSH | http://www.toronto.ca/TWONTO#pressure_switch
86562 | WTR-PKL-PSH-0002 | Switch,Pressure-High, Line to District 5 | WTR-PKL-TRW | Treated Water (Transmission) | Switch,Pressure-High | Switch |  | PSH | http://www.toronto.ca/TWONTO#pressure_switch
86563 | WTR-PKL-PSH-0003 | Switch,Pressure-High,Main 194 to District 6 | WTR-PKL-TRW | Treated Water (Transmission) | Switch,Pressure-High | Switch |  | PSH | http://www.toronto.ca/TWONTO#pressure_switch
86564 | WTR-PKL-PSH-0901 | Switch,Pressure-High,Vacuum Pump System | WTR-PKL-AUX | Auxiliary Equipment (Building Facilities) | Switch,Pressure-High | Switch |  | PSH | http://www.toronto.ca/TWONTO#pressure_switch
86565 | WTR-PKL-PSL-0002 | Switch,Pressure-Low, Line to District 5 | WTR-PKL-TRW | Treated Water (Transmission) | Switch,Pressure-Low | Switch |  | PSL | http://www.toronto.ca/TWONTO#pressure_switch
86566 | WTR-PKL-PSL-0003 | Switch,Pressure-Low,Main 194 to District 6 | WTR-PKL-TRW | Treated Water (Transmission) | Switch,Pressure-Low | Switch |  | PSL | http://www.toronto.ca/TWONTO#pressure_switch
86575 | WTR-PKL-TSH-0001 | Switch,Temperature-High, Building Alarm | WTR-PKL-AUX | Auxiliary Equipment (Building Facilities) | Switch,Temperature-High | Switch |  | TSH | http://www.toronto.ca/TWONTO#temperature_switch
86576 | WTR-PKL-TSH-0002 | Switch,Temperature-High,Building | WTR-PKL-AUX | Auxiliary Equipment (Building Facilities) | Switch,Temperature-High | Switch |  | TSH | http://www.toronto.ca/TWONTO#temperature_switch
86577 | WTR-PKL-TSH-0003 | Switch, Temperature-High, Station | WTR-PKL-AUX | Auxiliary Equipment (Building Facilities) | Switch,Temperature-Low | Switch |  | TSH | http://www.toronto.ca/TWONTO#temperature_switch
86616 | WTR-PKL-ZS-0001 | Switch, Position,Door Security | WTR-PKL-AUX | Auxiliary Equipment (Building Facilities) | Switch,Position | Switch |  | ZS | http://www.toronto.ca/TWONTO#position_switch
86617 | WTR-PKL-ZS-0002 | Switch, Position,Door Security | WTR-PKL-AUX | Auxiliary Equipment (Building Facilities) | Switch,Position | Switch |  | ZS | http://www.toronto.ca/TWONTO#position_switch
86618 | WTR-PKL-ZS-0003 | Switch, Position,Door Security | WTR-PKL-AUX | Auxiliary Equipment (Building Facilities) | Switch,Position | Switch |  | ZS | http://www.toronto.ca/TWONTO#position_switch
86653 | WTR-PKN-LS-0600 | Switch, Level | WTR-PKN-AUX | Auxiliary Equipment (Building Facilities) | Switch,Level-High | Switch |  | LS | http://www.toronto.ca/TWONTO#level_switch
86654 | WTR-PKN-LSH-0001 | Switch, Level-High, Flood | WTR-PKN-AUX | Auxiliary Equipment (Building Facilities) | Switch,Level-High | Switch |  | LSH | http://www.toronto.ca/TWONTO#level_switch
86668 | WTR-PKN-PS-0002 | Switch, Pressure-Low, Water Transmission To District 5 | WTR-PKN-TRW | Treated Water (Transmission) | Switch,Pressure-Low | Switch |  | PS | http://www.toronto.ca/TWONTO#pressure_switch
86669 | WTR-PKN-PSL-0001 | Switch, Pressure-Low, Water Transmission From District 4 and Milliken Reservoir, Kennedy Pumping Station | WTR-PKN-TRW | Treated Water (Transmission) | Switch,Pressure-Low | Switch |  | PSL | http://www.toronto.ca/TWONTO#pressure_switch
86670 | WTR-PKN-PSL-0003 | Switch, Pressure-Low, Pressurization Fan Thermostat | WTR-PKN-AUX | Auxiliary Equipment (Building Facilities) | Switch,Pressure-Low | Switch |  | PSL | http://www.toronto.ca/TWONTO#pressure_switch
86684 | WTR-PKN-TSH-0001 | Switch, Temperature, High, Smoke Alarm, Kennedy Pumping Station | WTR-PKN-AUX | Auxiliary Equipment (Building Facilities) | Switch,Temperature-High | Switch |  | TSH | http://www.toronto.ca/TWONTO#temperature_switch
86685 | WTR-PKN-TSH-0001 | Switch, Temperature, High, Smoke Alarm, Kennedy Pumping Station | WTR-SUSPENDED | Suspended Obsolete entity for storage purpose | Switch,Temperature-High | Switch |  | TSH | http://www.toronto.ca/TWONTO#temperature_switch
86686 | WTR-PKN-TSH-0002 | Switch, Temperature-High, Building | WTR-PKN-AUX | Auxiliary Equipment (Building Facilities) | Switch,Temperature-High | Switch |  | TSH | http://www.toronto.ca/TWONTO#temperature_switch
86687 | WTR-PKN-TSL-0001 | Switch, Temperature-Low, Building | WTR-PKN-AUX | Auxiliary Equipment (Building Facilities) | Switch,Temperature-Low | Switch |  | TSL | http://www.toronto.ca/TWONTO#temperature_switch
86688 | WTR-PKN-TSL-0003 | Switch, Temperature-Low, AHU 0901 | WTR-PKN-AHU-0901 | Air Handling Unit | Switch,Temperature-Low | Switch | 33810 | TSL | http://www.toronto.ca/TWONTO#temperature_switch
86712 | WTR-PKN-VSH-0202 | Switch, Vibration-High, Pump 0200 Outer | WTR-PKN-P-0200 | Pump, Centrifugal | Switch | Switch |  | VSH | http://www.toronto.ca/TWONTO#vibration_sensor_element
86713 | WTR-PKN-VSH-0203 | Switch, Vibration-High, Motor 0200 Outer | WTR-PKN-P-0200 | Pump, Centrifugal | Switch | Switch |  | VSH | http://www.toronto.ca/TWONTO#vibration_sensor_element
86714 | WTR-PKN-VSH-0204 | Switch, Vibration-High, Motor 0200 Inner | WTR-PKN-P-0200 | Pump, Centrifugal | Switch | Switch |  | VSH | http://www.toronto.ca/TWONTO#vibration_sensor_element
86716 | WTR-PKN-ZS-0001 | Position Switch, open/close | WTR-PKN-AUX | Auxiliary Equipment (Building Facilities) | Switch,Position | Switch |  | ZS | http://www.toronto.ca/TWONTO#position_switch
86717 | WTR-PKN-ZS-0002 | Position Switch, open/close | WTR-PKN-AUX | Auxiliary Equipment (Building Facilities) | Switch,Position | Switch |  | ZS | http://www.toronto.ca/TWONTO#position_switch
86718 | WTR-PKN-ZS-0003 | Position Switch, open/close | WTR-PKN-AUX | Auxiliary Equipment (Building Facilities) | Switch,Position | Switch |  | ZS | http://www.toronto.ca/TWONTO#position_switch
86827 | WTR-PLW-LSH-0002 | Switch, Level-High, Flood Alarm, Building | WTR-PLW-AUX | Auxilliary Equipment (Building Facilities) |  | Switch |  | LSH | http://www.toronto.ca/TWONTO#level_switch
86866 | WTR-PLW-PSHL-0002 | Switch, Pressure, (High/Low), Line to District 5W | WTR-PLW-TRW | Treated Water (Transmission) | Switch | Switch |  | PSHL | http://www.toronto.ca/TWONTO#pressure_switch
86883 | WTR-PLW-TSH-0001 | Switch, Temperature-High, Building Alarm | WTR-PLW-AUX | Auxilliary Equipment (Building Facilities) | Switch,Temperature-High | Switch |  | TSH | http://www.toronto.ca/TWONTO#temperature_switch
86884 | WTR-PLW-TSL-0001 | Switch, Temperature-Low, Building | WTR-PLW-AUX | Auxilliary Equipment (Building Facilities) | Switch,Temperature-Low | Switch |  | TSL | http://www.toronto.ca/TWONTO#temperature_switch
86918 | WTR-PLW-ZS-0001 | Switch, Position,Door Security | WTR-PLW-AUX | Auxilliary Equipment (Building Facilities) | Switch,Position | Switch |  | ZS | http://www.toronto.ca/TWONTO#position_switch
86919 | WTR-PLW-ZS-0002 | Switch, Position,Door Security | WTR-PLW-AUX | Auxilliary Equipment (Building Facilities) | Switch,Position | Switch |  | ZS | http://www.toronto.ca/TWONTO#position_switch
86920 | WTR-PLW-ZS-0003 | Switch, Position,Door Security | WTR-PLW-AUX | Auxilliary Equipment (Building Facilities) | Switch,Position | Switch |  | ZS | http://www.toronto.ca/TWONTO#position_switch
86921 | WTR-PLW-ZS-0004 | Switch, Position,Door Security | WTR-PLW-AUX | Auxilliary Equipment (Building Facilities) | Switch,Position | Switch |  | ZS | http://www.toronto.ca/TWONTO#position_switch
86984 | WTR-PMI-DS-0502 | Switch, Fused Disconnect, Water Transmission | WTR-PMI-AUX | Auxiliary Equipment (Building Facilities) | Damper/Louver | Switch |  | DS | http://www.toronto.ca/TWONTO#disconnect_switch
87072 | WTR-PMI-LSH-0001 | Switch, Level-High, Station Flood Alarm Unit, | WTR-PMI-TRW | Treated Water (Transmission) | Switch,Level-High | Switch |  | LSH | http://www.toronto.ca/TWONTO#level_switch
87073 | WTR-PMI-LSH-0002 | Switch, Level-High, Flood, | WTR-PMI-AUX | Auxiliary Equipment (Building Facilities) | Switch,Level-High | Switch |  | LSH | http://www.toronto.ca/TWONTO#level_switch
87074 | WTR-PMI-LSH-0003 | Instrument, Level Switch, High, Water Transmission | WTR-PMI-AUX | Auxiliary Equipment (Building Facilities) |  | Switch |  | LSH | http://www.toronto.ca/TWONTO#level_switch
87075 | WTR-PMI-LSH-0004 | Instrument, Level Switch, High, Water Transmission | WTR-PMI-AUX | Auxiliary Equipment (Building Facilities) |  | Switch |  | LSH | http://www.toronto.ca/TWONTO#level_switch
87076 | WTR-PMI-LSH-0006 | Switch, Level-High, Flood, | WTR-PMI-30P-05 | Chamber | Switch,Level-High | Switch |  | LSH | http://www.toronto.ca/TWONTO#level_switch
87077 | WTR-PMI-LSHH-0801 | Switch, Level-High-High, Sump Pump, South Lower Level Gallery, | WTR-PMI-AUX | Auxiliary Equipment (Building Facilities) | Switch,Level-High-High | Switch |  | LSHH | http://www.toronto.ca/TWONTO#level_switch
87078 | WTR-PMI-LSHH-0802 | Switch, Level-High, Sump Pump, South Lower Level Gallery, | WTR-PMI-AUX | Auxiliary Equipment (Building Facilities) | Switch,Level-High | Switch |  | LSHH | http://www.toronto.ca/TWONTO#level_switch
87079 | WTR-PMI-LSHH-0803 | Switch, Level-High, Sump Pump, South Lower Level Gallery, | WTR-PMI-AUX | Auxiliary Equipment (Building Facilities) | Switch,Level-High | Switch |  | LSHH | http://www.toronto.ca/TWONTO#level_switch
87080 | WTR-PMI-LSHH-0902 | Switch, Level-High, Sump Pump, South Lower Level Gallery, | WTR-PMI-AUX | Auxiliary Equipment (Building Facilities) | Switch,Level-High | Switch |  | LSHH | http://www.toronto.ca/TWONTO#level_switch
87081 | WTR-PMI-LSL-0100 | Instrument, Level Switch, Low, Water Transmission | WTR-PMI-AUX | Auxiliary Equipment (Building Facilities) | Switch,Level-Low | Switch |  | LSL | http://www.toronto.ca/TWONTO#level_switch
87082 | WTR-PMI-LSL-0400 | Switch, Level-Low, Pump 0400, | WTR-PMI-P-0400 | Pump, Centrifugal, District 5, East Pump Room | Switch,Level-Low | Switch |  | LSL | http://www.toronto.ca/TWONTO#level_switch
87083 | WTR-PMI-LSL-0700 | Switch, Level-Low, Pump 0700 | WTR-PMI-P-0700 | Pump, Centrifugal, Water Transmission (VFD), West Pump Room | Switch,Level-Low | Switch |  | LSL | http://www.toronto.ca/TWONTO#level_switch
87084 | WTR-PMI-LSL-0800 | Switch, Level-Low, Pump 0800 | WTR-PMI-P-0800 | Pump, Centrifugal, Water Transmission, West Pump Room | Switch,Level-Low | Switch |  | LSL | http://www.toronto.ca/TWONTO#level_switch
87085 | WTR-PMI-LSL-1100 | Switch, Level-Low, Pump 1100 | WTR-PMI-P-1100 | Pump, Centrifugal, Water Transmission, West Pump Room | Switch,Level-Low | Switch |  | LSL | http://www.toronto.ca/TWONTO#level_switch
87183 | WTR-PMI-PHL-0007 | Pressure Switch, High, | WTR-PMI-TRW | Treated Water (Transmission) |  | Switch |  | PHL | http://www.toronto.ca/TWONTO#pressure_switch
87192 | WTR-PMI-PS-0002 | Switch, Pressure, Low/High, Discharge, District 6S, | WTR-PMI-TRW | Treated Water (Transmission) | Switch | Switch |  | PS | http://www.toronto.ca/TWONTO#pressure_switch
87193 | WTR-PMI-PSH-0006 | Pressure Switch, High, | WTR-PMI-TRW | Treated Water (Transmission) |  | Switch |  | PSH | http://www.toronto.ca/TWONTO#pressure_switch
87205 | WTR-PMI-TSH-0002 | Switch, Temperature-High, Building Temp., | WTR-PMI-AUX | Auxiliary Equipment (Building Facilities) | Switch,Temperature-High | Switch |  | TSH | http://www.toronto.ca/TWONTO#temperature_switch
87206 | WTR-PMI-TSH-0005 | Switch, Temperature, High, Water Transmission | WTR-PMI-AUX | Auxiliary Equipment (Building Facilities) | Switch,Temperature-High | Switch |  | TSH | http://www.toronto.ca/TWONTO#temperature_switch
87207 | WTR-PMI-TSH-0007 | Switch, Temperature-High, Mechanical Room, Ventilation, | WTR-PMI-AUX | Auxiliary Equipment (Building Facilities) | Switch,Temperature-High | Switch |  | TSH | http://www.toronto.ca/TWONTO#temperature_switch
87208 | WTR-PMI-TSH-0008 | Switch, Temperature-High, Operation Deck, | WTR-PMI-AUX | Auxiliary Equipment (Building Facilities) | Switch,Temperature-High | Switch |  | TSH | http://www.toronto.ca/TWONTO#temperature_switch
87209 | WTR-PMI-TSL-0001 | Switch, Temperature-Low, Building Temp., | WTR-PMI-AUX | Auxiliary Equipment (Building Facilities) | Switch,Temperature-Low | Switch |  | TSL | http://www.toronto.ca/TWONTO#temperature_switch
87210 | WTR-PMI-TSL-0004 | Switch, Temperature, Low, Water Transmission | WTR-PMI-AUX | Auxiliary Equipment (Building Facilities) |  | Switch |  | TSL | http://www.toronto.ca/TWONTO#temperature_switch
87211 | WTR-PMI-TSL-0006 | Switch, Temperature, Low, Water Transmission | WTR-PMI-AUX | Auxiliary Equipment (Building Facilities) |  | Switch |  | TSL | http://www.toronto.ca/TWONTO#temperature_switch
87212 | WTR-PMI-TSL-0007 | Switch, Temperature-Low, Mechanical Room, Ventilation, | WTR-PMI-AUX | Auxiliary Equipment (Building Facilities) | Switch,Temperature-Low | Switch |  | TSL | http://www.toronto.ca/TWONTO#temperature_switch
87213 | WTR-PMI-TSL-0010 | Instrument, Temperature Switch, Low, Water Transmission | WTR-PMI-AUX | Auxiliary Equipment (Building Facilities) |  | Switch |  | TSL | http://www.toronto.ca/TWONTO#temperature_switch
87287 | WTR-PMI-ZS-0003 | Switch, Position,Door Security | WTR-PMI-AUX | Auxiliary Equipment (Building Facilities) | Switch,Position | Switch |  | ZS | http://www.toronto.ca/TWONTO#position_switch
87288 | WTR-PMI-ZS-0005 | Switch, Position,Door Security | WTR-PMI-AUX | Auxiliary Equipment (Building Facilities) | Switch,Position | Switch |  | ZS | http://www.toronto.ca/TWONTO#position_switch
87289 | WTR-PMI-ZS-0006 | Switch, Position,Door Security | WTR-PMI-AUX | Auxiliary Equipment (Building Facilities) | Switch,Position | Switch |  | ZS | http://www.toronto.ca/TWONTO#position_switch
87290 | WTR-PMI-ZS-0008 | Switch, Position,Door Security | WTR-PMI-AUX | Auxiliary Equipment (Building Facilities) | Switch,Position | Switch |  | ZS | http://www.toronto.ca/TWONTO#position_switch
87291 | WTR-PMI-ZS-0010 | Switch, Position,Door Security | WTR-PMI-AUX | Auxiliary Equipment (Building Facilities) | Switch,Position | Switch |  | ZS | http://www.toronto.ca/TWONTO#position_switch
87292 | WTR-PMI-ZS-0011 | Switch, Position,Door Security | WTR-PMI-AUX | Auxiliary Equipment (Building Facilities) | Switch,Position | Switch |  | ZS | http://www.toronto.ca/TWONTO#position_switch
87293 | WTR-PMI-ZS-0013 | Switch, Position,Door Security | WTR-PMI-AUX | Auxiliary Equipment (Building Facilities) | Switch,Position | Switch |  | ZS | http://www.toronto.ca/TWONTO#position_switch
87294 | WTR-PMI-ZS-0016 | Switch, Position,Door Security | WTR-PMI-AUX | Auxiliary Equipment (Building Facilities) | Switch,Position | Switch |  | ZS | http://www.toronto.ca/TWONTO#position_switch
87295 | WTR-PMI-ZS-0017 | Switch, Position,Door Security | WTR-PMI-AUX | Auxiliary Equipment (Building Facilities) | Switch,Position | Switch |  | ZS | http://www.toronto.ca/TWONTO#position_switch
87296 | WTR-PMI-ZS-0018 | Switch, Position,Door Security | WTR-PMI-AUX | Auxiliary Equipment (Building Facilities) | Switch,Position | Switch |  | ZS | http://www.toronto.ca/TWONTO#position_switch
87297 | WTR-PMI-ZS-0019 | Switch, Position,Door Security | WTR-PMI-AUX | Auxiliary Equipment (Building Facilities) | Switch,Position | Switch |  | ZS | http://www.toronto.ca/TWONTO#position_switch
87298 | WTR-PMI-ZS-0022 | Switch, Position,Door Security | WTR-PMI-AUX | Auxiliary Equipment (Building Facilities) | Switch,Position | Switch |  | ZS | http://www.toronto.ca/TWONTO#position_switch
87299 | WTR-PMI-ZS-0023 | Switch, Position,Door Security | WTR-PMI-AUX | Auxiliary Equipment (Building Facilities) | Switch,Position | Switch |  | ZS | http://www.toronto.ca/TWONTO#position_switch
87300 | WTR-PMI-ZS-0024 | Switch, Position,Door Security | WTR-PMI-AUX | Auxiliary Equipment (Building Facilities) | Switch,Position | Switch |  | ZS | http://www.toronto.ca/TWONTO#position_switch
87301 | WTR-PMI-ZS-0025 | Switch, Position,Door Security | WTR-PMI-AUX | Auxiliary Equipment (Building Facilities) | Switch,Position | Switch |  | ZS | http://www.toronto.ca/TWONTO#position_switch
87367 | WTR-PPD-LSH-0001 | Switch, Level-High, Flood Switch | WTR-PPD-AUX | Auxiliary Equipment (Building Facilities) | Switch,Level-High | Switch |  | LSH | http://www.toronto.ca/TWONTO#level_switch
87368 | WTR-PPD-LSH-0002 | Switch, Level-High, Sump Switch | WTR-PPD-AUX | Auxiliary Equipment (Building Facilities) | Switch,Level-High | Switch |  | LSH | http://www.toronto.ca/TWONTO#level_switch
87406 | WTR-PPD-PSH-0002 | Switch, Pressure-High, Line To District 1 | WTR-PPD-TRW | Treated Water (Transmission) | Switch,Pressure-High | Switch |  | PSH | http://www.toronto.ca/TWONTO#pressure_switch
87407 | WTR-PPD-PSH-0003 | Switch, Pressure-High, Line to District 2 | WTR-PPD-TRW | Treated Water (Transmission) | Switch,Pressure-High | Switch |  | PSH | http://www.toronto.ca/TWONTO#pressure_switch
87449 | WTR-PPD-PSL-0003 | Switch, Pressure-Low, Line to District 2 | WTR-PPD-TRW | Treated Water (Transmission) | Switch,Pressure-Low | Switch |  | PSL | http://www.toronto.ca/TWONTO#pressure_switch
87463 | WTR-PPD-TSL-0001 | Switch, Temperature-Low, Building | WTR-PPD-AUX | Auxiliary Equipment (Building Facilities) | Switch,Temperature-Low | Switch |  | TSL | http://www.toronto.ca/TWONTO#temperature_switch
87494 | WTR-PPD-ZS-0001 | Position Switch, open/close | WTR-PPD-AUX | Auxiliary Equipment (Building Facilities) | Switch,Position | Switch |  | ZS | http://www.toronto.ca/TWONTO#position_switch
87495 | WTR-PPD-ZS-0002 | Position Switch, open/close | WTR-PPD-AUX | Auxiliary Equipment (Building Facilities) | Switch,Position | Switch |  | ZS | http://www.toronto.ca/TWONTO#position_switch
87496 | WTR-PPD-ZS-0003 | Position Switch, open/close | WTR-PPD-AUX | Auxiliary Equipment (Building Facilities) | Switch,Position | Switch |  | ZS | http://www.toronto.ca/TWONTO#position_switch
87603 | WTR-PRH-FS-1101 | Switch, Air Flow, SCR-1100 ,Generator Room | WTR-PRH-SCR-1100 | Selective Catalytic Reduction, Reactor, Generator Room | Switch,Flow | Switch |  | FS | http://www.toronto.ca/TWONTO#flow_switch
87604 | WTR-PRH-FS-1201 | Switch, Air Flow, SCR-1200, Generator Room | WTR-PRH-SCR-1200 | Selective Catalytic Reduction, Reactor , Generator Room | Switch,Flow | Switch |  | FS | http://www.toronto.ca/TWONTO#flow_switch
87635 | WTR-PRH-LSH-0002 | Switch, Level, High, Fuel Vault Room Flood Alarm | WTR-PRH-AUX | Auxiliary Equipment (Building Facilities) | Switch,Level-High | Switch |  | LSH | http://www.toronto.ca/TWONTO#level_switch
87636 | WTR-PRH-LSH-0003 | Switch, Level High, Transfer Pump Containment, Fuel Vault Room | WTR-PRH-AUX | Auxiliary Equipment (Building Facilities) | Switch,Level-High | Switch |  | LSH | http://www.toronto.ca/TWONTO#level_switch
87637 | WTR-PRH-LSH-0004 | Switch, Level High, Generator 1100 Containment, Generator Room | WTR-PRH-GEN-1100 | Generator, Diesel, Generator Room | Switch,Level-High | Switch |  | LSH | http://www.toronto.ca/TWONTO#level_switch
87638 | WTR-PRH-LSH-0007 | Switch, Level High, Fuel Day Tank Containment Generator Room | WTR-PRH-AUX | Auxiliary Equipment (Building Facilities) | Switch,Level-High | Switch |  | LSH | http://www.toronto.ca/TWONTO#level_switch
87639 | WTR-PRH-LSL-0001 | Switch, Level Low, UREA Storage Tank | WTR-PRH-AUX | Auxiliary Equipment (Building Facilities) | Switch,Level-Low | Switch |  | LSL | http://www.toronto.ca/TWONTO#level_switch
87640 | WTR-PRH-LSL-1010 | Switch, Level Low, Diesel Fuel Storage Tank | WTR-PRH-AUX | Auxiliary Equipment (Building Facilities) | Switch,Level-Low | Switch |  | LSL | http://www.toronto.ca/TWONTO#level_switch
87641 | WTR-PRH-LSL-1020 | Switch, Level Low, Diesel Fuel Storage Tank | WTR-PRH-AUX | Auxiliary Equipment (Building Facilities) | Switch,Level-Low | Switch |  | LSL | http://www.toronto.ca/TWONTO#level_switch
87642 | WTR-PRH-LSL-1102 | Switch, Level Low, Radiator AC Expansion Tank | WTR-PRH-AUX | Auxiliary Equipment (Building Facilities) | Switch,Level-Low | Switch |  | LSL | http://www.toronto.ca/TWONTO#level_switch
87643 | WTR-PRH-LSL-1201 | Switch, Level Low, Radiator JW Expansion Tank | WTR-PRH-AUX | Auxiliary Equipment (Building Facilities) | Switch,Level-Low | Switch |  | LSL | http://www.toronto.ca/TWONTO#level_switch
87644 | WTR-PRH-LSL-1202 | Switch, Level Low, Radiator AC Expansion Tank | WTR-PRH-AUX | Auxiliary Equipment (Building Facilities) | Switch,Level-Low | Switch |  | LSL | http://www.toronto.ca/TWONTO#level_switch
87645 | WTR-PRH-LSLL-1100 | Switch, Level Low Low, Fuel Day Tank | WTR-PRH-AUX | Auxiliary Equipment (Building Facilities) | Switch,Level-Low-Low | Switch |  | LSLL | http://www.toronto.ca/TWONTO#level_switch
87680 | WTR-PRH-PSH-0002 | Switch, Pressure-High, Line to District 4 | WTR-PRH-TRW | Treated Water (Transmission) | Switch,Pressure-High | Switch |  | PSH | http://www.toronto.ca/TWONTO#pressure_switch
87681 | WTR-PRH-PSH-0003 | Switch, Pressure High, Basement, Transfer Pump P-0001/P-0002 Common Pipe | WTR-PRH-ELS | Electrical System | Switch,Pressure-High | Switch |  | PSH | http://www.toronto.ca/TWONTO#pressure_switch
87682 | WTR-PRH-PSH-1010 | Switch, Vacuum, Diesel Fuel Storage Tank | WTR-PRH-T-1100 | Tank, Bulk Fuel Storage, Generator Room | Vacuum | Switch |  | PSH | http://www.toronto.ca/TWONTO#pressure_switch
87704 | WTR-PRH-TSH-0002 | Switch, Temperature-High, Building | WTR-PRH-AUX | Auxiliary Equipment (Building Facilities) | Switch,Temperature-High | Switch |  | TSH | http://www.toronto.ca/TWONTO#temperature_switch
87705 | WTR-PRH-TSH-0003 | Switch, Temperature High, Generator Room | WTR-PRH-P-0300 | Pump, Centrifugal | Switch,Temperature-High | Switch |  | TSH | http://www.toronto.ca/TWONTO#temperature_switch
87706 | WTR-PRH-TSH-0004 | Switch, Temperature, High, TSH-0004, Switchgear Room | WTR-PRH-RPU-0001 | Control Panel, Process Control Unit, RPU 0001 | Switch,Temperature-High | Switch |  | TSH | http://www.toronto.ca/TWONTO#temperature_switch
87707 | WTR-PRH-TSL-0003 | Switch, Temperature, Low, TSL-0003, Generator Room | WTR-PRH-RPU-0002 | Remote Processing Unit, Control Panel, Switchgear Room | Switch,Temperature-Low | Switch |  | TSL | http://www.toronto.ca/TWONTO#temperature_switch
87708 | WTR-PRH-TSL-0101-TAL | Switch, Temperature, Low, Heat Tracing HTR-0101, Roof | WTR-PRH-P-0300 | Pump, Centrifugal | Switch,Temperature-Low | Switch |  | TSL | http://www.toronto.ca/TWONTO#temperature_switch
87709 | WTR-PRH-TSL-0102-TAL | Switch, Temperature, Low, Heat Tracing HT-0102, Roof | WTR-PRH-P-0300 | Pump, Centrifugal | Switch,Temperature-Low | Switch |  | TSL | http://www.toronto.ca/TWONTO#temperature_switch
87729 | WTR-PRH-ZS-0002 | Switch, Position,Door Security | WTR-PRH-AUX | Auxiliary Equipment (Building Facilities) | Switch,Position | Switch |  | ZS | http://www.toronto.ca/TWONTO#position_switch
87730 | WTR-PRH-ZS-0003 | Switch, Position,Door Security | WTR-PRH-AUX | Auxiliary Equipment (Building Facilities) | Switch,Position | Switch |  | ZS | http://www.toronto.ca/TWONTO#position_switch
87731 | WTR-PRH-ZS-0005 | Switch, Position,Door Security | WTR-PRH-AUX | Auxiliary Equipment (Building Facilities) | Switch,Position | Switch |  | ZS | http://www.toronto.ca/TWONTO#position_switch
87732 | WTR-PRH-ZS-0006 | Switch, Position,Door Security | WTR-PRH-AUX | Auxiliary Equipment (Building Facilities) | Switch,Position | Switch |  | ZS | http://www.toronto.ca/TWONTO#position_switch
87843 | WTR-PRV-LSL-0001 | Switch, Level, Flood | WTR-PRV-AUX | Auxiliary Equipment (Building Facilities) | Switch,Level-High | Switch |  | LSL | http://www.toronto.ca/TWONTO#level_switch
87844 | WTR-PRV-LSL-0100 | Switch,Level-Low,Pump 0100 | WTR-PRV-P-0100 | Pump,Centrifugal | Switch,Level-Low | Switch |  | LSL | http://www.toronto.ca/TWONTO#level_switch
87920 | WTR-PRV-PS-0002 | Switch,Pressure-Low,Water Transmission To District 4W South | WTR-PRV-TRW | Treated Water (Transmission) | Switch,Pressure-Low | Switch |  | PS | http://www.toronto.ca/TWONTO#pressure_switch
87921 | WTR-PRV-PS-0601 | Switch,Pressure-High,Oil,Pump 0601 | WTR-PRV-P-0601 | Pump,Centrifugal,Oil Lubrication,Pump 0600 Bearings | Switch,Pressure-High | Switch |  | PS | http://www.toronto.ca/TWONTO#pressure_switch
87922 | WTR-PRV-PSH-0701 | Switch,Pressure-High,Service Water,Tank 0700 | WTR-PRV-AUX | Auxiliary Equipment (Building Facilities) | Switch,Pressure-High | Switch |  | PSH | http://www.toronto.ca/TWONTO#pressure_switch
87923 | WTR-PRV-PSL-0001 | Switch,Pressure-Low,Water Transmission From District 2 | WTR-PRV-TRW | Treated Water (Transmission) | Switch,Pressure-Low | Switch |  | PSL | http://www.toronto.ca/TWONTO#pressure_switch
87934 | WTR-PRV-TSH-0001 | Switch,Temperature-High,Building | WTR-PRV-AUX | Auxiliary Equipment (Building Facilities) | Switch,Temperature-High | Switch |  | TSH | http://www.toronto.ca/TWONTO#temperature_switch
87935 | WTR-PRV-TSH-0002 | Switch,Temperature-High, Building Alarm | WTR-PRV-AUX | Auxiliary Equipment (Building Facilities) | Switch,Temperature-High | Switch |  | TSH | http://www.toronto.ca/TWONTO#temperature_switch
87971 | WTR-PRV-ZS-0001 | Switch, Position,Door Security | WTR-PRV-AUX | Auxiliary Equipment (Building Facilities) | Switch,Position | Switch |  | ZS | http://www.toronto.ca/TWONTO#position_switch
88017 | WTR-PSA-LSH-0701 | Switch, Level-High, Pump 0701 | WTR-PSA-P-0701 | Pump, Sump | Switch,Level-High | Switch |  | LSH | http://www.toronto.ca/TWONTO#level_switch
88018 | WTR-PSA-LSHH-0701 | Switch, Level-High-High,Pump 0701 | WTR-PSA-P-0701 | Pump, Sump | Switch,Level-High | Switch |  | LSHH | http://www.toronto.ca/TWONTO#level_switch
88050 | WTR-PSA-SW-0101 | Switch, Incoming Primary Line 1 | WTR-PSA-TR-0101 | Transformer, Power, Line 1, 27.6 kV/4.16 kV | Switch | Switch |  | SW | http://www.toronto.ca/TWONTO#disconnect_switch
88063 | WTR-PSA-TS-0904 | Switch | WTR-PSA-ELS | Electrical System | Switch | Switch |  | TS | ?
88064 | WTR-PSA-TS-0905 | Switch | WTR-PSA-ELS | Electrical System | Switch | Switch |  | TS | ?
88101 | WTR-PSA-TSH-0801 | Switch, Temperature-High, Discharge, AHU 0801 | WTR-PSA-AHU-0801 | Air Handling Unit | Switch,Temperature-High | Switch |  | TSH | http://www.toronto.ca/TWONTO#temperature_switch
88102 | WTR-PSA-TSH-0901 | Switch, Temperature-High | WTR-PSA-AUX | Auxiliary Equipment (Building Facilities) | Switch,Temperature-High | Switch |  | TSH | http://www.toronto.ca/TWONTO#temperature_switch
88103 | WTR-PSA-TSL-0801 | Switch, Temperature-Low, Suction, AHU 0801 | WTR-PSA-AHU-0801 | Air Handling Unit | Switch,Temperature-Low | Switch |  | TSL | http://www.toronto.ca/TWONTO#temperature_switch
88104 | WTR-PSA-TSL-0901 | Switch, Temperature-Low | WTR-PSA-AUX | Auxiliary Equipment (Building Facilities) | Switch,Temperature-Low | Switch |  | TSL | http://www.toronto.ca/TWONTO#temperature_switch
88105 | WTR-PSA-TSLL-0901 | Switch, Temperature-Low | WTR-PSA-AUX | Auxiliary Equipment (Building Facilities) | Switch,Temperature-Low | Switch |  | TSLL | http://www.toronto.ca/TWONTO#temperature_switch
88127 | WTR-PSA-ZS-0001 | Position Switch, open/close | WTR-PSA-AUX | Auxiliary Equipment (Building Facilities) | Switch,Position | Switch |  | ZS | http://www.toronto.ca/TWONTO#position_switch
88254 | WTR-PSC-LSH-0002 | Switch, Level-High, Reservoir Overflow | WTR-PSC-AUX | Auxiliary Equipment (Building Facilities) | Switch,Level-High | Switch |  | LSH | http://www.toronto.ca/TWONTO#level_switch
88255 | WTR-PSC-LSL-1100 | Switch, Level-Low, Pump 1100 to Vacuum Air System | WTR-PSC-P-1100 | Pump, Centrifugal, District 3E | Switch,Level-Low | Switch |  | LSL | http://www.toronto.ca/TWONTO#level_switch
88256 | WTR-PSC-LSL-1200 | Switch, Level-Low, Pump 1200 to Vacuum Air System | WTR-PSC-P-1200 | Pump, Centrifugal, District 3E | Switch,Level-Low | Switch |  | LSL | http://www.toronto.ca/TWONTO#level_switch
88257 | WTR-PSC-LSL-1800 | Switch, Level-Low, Pump 1800 to Vacuum Air System | WTR-PSC-P-1800 | Pump, Centrifugal, District 4 | Switch,Level-Low | Switch |  | LSL | http://www.toronto.ca/TWONTO#level_switch
88258 | WTR-PSC-LSL-1900 | Switch, Level-Low, Pump 1900 to Vacuum Air System | WTR-PSC-P-1900 | Pump, Centrifugal, District 4 | Switch,Level-Low | Switch |  | LSL | http://www.toronto.ca/TWONTO#level_switch
88304 | WTR-PSC-PS-0501 | Switch, Vacuum | WTR-PSC-C-0001 | Vacuum, Pump System, Vacuum Pump | Switch,Pressure | Switch |  | PS | http://www.toronto.ca/TWONTO#pressure_switch
88305 | WTR-PSC-PSH-0002 | Switch, Pressure-High, Discharge to District 4 | WTR-PSC-TRW | Treated Water (Transmission) | Switch,Pressure-High | Switch |  | PSH | http://www.toronto.ca/TWONTO#pressure_switch
88306 | WTR-PSC-PSL-0002 | Switch, Pressure-Low, Discharge to District 4 | WTR-PSC-TRW | Treated Water (Transmission) | Switch,Pressure-Low | Switch |  | PSL | http://www.toronto.ca/TWONTO#pressure_switch
88311 | WTR-PSC-SW-0003 | Switch, Splitter | WTR-PSC-ELS | Electrical System | Switch | Switch |  | SW | http://www.toronto.ca/TWONTO#disconnect_switch
88312 | WTR-PSC-SW-0101 | Switch, Transformer 0301 Disconnect | WTR-PSC-ELS | Electrical System | Switch | Switch |  | SW | http://www.toronto.ca/TWONTO#disconnect_switch
88313 | WTR-PSC-SW-0101 | Switch, Transformer 0301 Disconnect | WTR-PSC-TR-0301 | Transformer, Power, SST1 | Switch | Switch |  | SW | http://www.toronto.ca/TWONTO#disconnect_switch
88334 | WTR-PSC-TR-2202 | Switch, Transformer Load | WTR-PSC-ELS | Electrical System | Switch | Switch |  | TR | http://www.toronto.ca/TWONTO#transformer
88368 | WTR-PSC-ZS-0003 | Switch, Position,Door Security | WTR-PSC-AUX | Auxiliary Equipment (Building Facilities) | Switch,Position | Switch |  | ZS | http://www.toronto.ca/TWONTO#position_switch
88369 | WTR-PSC-ZS-0004 | Switch, Position,Door Security | WTR-PSC-AUX | Auxiliary Equipment (Building Facilities) | Switch,Position | Switch |  | ZS | http://www.toronto.ca/TWONTO#position_switch
88370 | WTR-PSC-ZS-0005 | Switch, Position,Door Security | WTR-PSC-AUX | Auxiliary Equipment (Building Facilities) | Switch,Position | Switch |  | ZS | http://www.toronto.ca/TWONTO#position_switch
88371 | WTR-PSC-ZS-0006 | Reservoir Access Alarm, Hatch 1 | WTR-PSC-AUX | Auxiliary Equipment (Building Facilities) | Switch,Position | Switch |  | ZS | http://www.toronto.ca/TWONTO#position_switch
88372 | WTR-PSC-ZS-0007 | Reservoir Access Alarm, Hatch 2 | WTR-PSC-AUX | Auxiliary Equipment (Building Facilities) | Switch,Position | Switch |  | ZS | http://www.toronto.ca/TWONTO#position_switch
88373 | WTR-PSC-ZS-0008 | Reservoir Access Alarm, Hatch 3 | WTR-PSC-AUX | Auxiliary Equipment (Building Facilities) | Switch,Position | Switch |  | ZS | http://www.toronto.ca/TWONTO#position_switch
88374 | WTR-PSC-ZS-0009 | Reservoir Access Alarm, Hatch 4 | WTR-PSC-AUX | Auxiliary Equipment (Building Facilities) | Switch,Position | Switch |  | ZS | http://www.toronto.ca/TWONTO#position_switch
88444 | WTR-PTH-LSH-0002 | Switch, Level High, Flood Alarm | WTR-PTH-FIT-0001 | Transmitter, Flow, Water Transmission to District 5 (Revenue), Magmeter | Transmitter,Pressure | Switch |  | LSH | http://www.toronto.ca/TWONTO#level_switch
88459 | WTR-PTH-PS-0002 | Switch, Pressure-Low, Water Transmission to District 5 | WTR-PTH-TRW | Treated Water (Transmission) | Switch,Pressure-Low | Switch |  | PS | http://www.toronto.ca/TWONTO#pressure_switch
88460 | WTR-PTH-PSL-0001 | Switch, Pressure-Low, Water Transmission from District 4 | WTR-PTH-TRW | Treated Water (Transmission) | Switch,Pressure-Low | Switch |  | PSL | http://www.toronto.ca/TWONTO#pressure_switch
88468 | WTR-PTH-TSH-0401 | Switch, Temperature-High, AHU 0401 | WTR-PTH-AHU-0401 | Air Handling Unit | Switch,Temperature-High | Switch |  | TSH | http://www.toronto.ca/TWONTO#temperature_switch
88469 | WTR-PTH-TSL-0402 | Switch, Temperature-Low, AHU 0401 | WTR-PTH-AHU-0401 | Air Handling Unit | Switch,Temperature-Low | Switch |  | TSL | http://www.toronto.ca/TWONTO#temperature_switch
88470 | WTR-PTH-TSL-0403 | Switch, Temperature-Low, AHU 0401 | WTR-PTH-AHU-0401 | Air Handling Unit | Switch,Temperature-Low | Switch |  | TSL | http://www.toronto.ca/TWONTO#temperature_switch
88487 | WTR-PTH-ZS-0002 | Switch, Position,Door Security | WTR-PTH-AUX | Auxiliary Equipment (Building Facilities) | Switch,Position | Switch |  | ZS | http://www.toronto.ca/TWONTO#position_switch
88596 | WTR-PWT-LSHH-1100 | Switch, Level, High High, Fuel Day Tank | WTR-PWT-GEN-1100 | Generator, Diesel, Standby Power, Outdoor, West Tor PS | Switch,Level-High-High | Switch |  | LSHH | http://www.toronto.ca/TWONTO#level_switch
88597 | WTR-PWT-LSL-1010 | Switch, Level, Low, Fuel Bulk Storage Tank | WTR-PWT-T-1010 | Tank, Fuel, Bulk Storage, Pumping Station, Outdoor Generator Enclosure | Switch,Level-Low | Switch |  | LSL | http://www.toronto.ca/TWONTO#level_switch
88598 | WTR-PWT-LSL-1100 | Switch, Level, Low, Fuel Day Tank | WTR-PWT-GEN-1100 | Generator, Diesel, Standby Power, Outdoor, West Tor PS | Switch,Level-Low | Switch |  | LSL | http://www.toronto.ca/TWONTO#level_switch
88599 | WTR-PWT-LSLL-1010 | Switch, Level, Low Low, Fuel Bulk Storage Tank | WTR-PWT-T-1010 | Tank, Fuel, Bulk Storage, Pumping Station, Outdoor Generator Enclosure | Switch,Level-Low-Low | Switch |  | LSLL | http://www.toronto.ca/TWONTO#level_switch
88600 | WTR-PWT-LSLL-1100 | Switch, Level, Low Low, Fuel Day Tank | WTR-PWT-GEN-1100 | Generator, Diesel, Standby Power, Outdoor, West Tor PS | Switch,Level-Low-Low | Switch |  | LSLL | http://www.toronto.ca/TWONTO#level_switch
88632 | WTR-PWT-PSH-0002 | Switch, Pressure-High, Main 98 to District 3 | WTR-PWT-TRW | Treated Water (Transmission) | Switch,Pressure-High | Switch |  | PSH | http://www.toronto.ca/TWONTO#pressure_switch
88633 | WTR-PWT-PSL-0002 | Switch, Pressure-Low, Main 98 to District 3 | WTR-PWT-TRW | Treated Water (Transmission) | Switch,Pressure-Low | Switch |  | PSL | http://www.toronto.ca/TWONTO#pressure_switch
88644 | WTR-PWT-TSH-0001 | Switch, Temperature-High, Building Alarm | WTR-PWT-AUX | Auxiliary Equipment (Building Facilities) | Switch,Temperature-High | Switch |  | TSH | http://www.toronto.ca/TWONTO#temperature_switch
88645 | WTR-PWT-TSH-0002 | Switch, Temperature-High, Building | WTR-PWT-AUX | Auxiliary Equipment (Building Facilities) | Switch,Temperature-High | Switch |  | TSH | http://www.toronto.ca/TWONTO#temperature_switch
88675 | WTR-PWT-ZS-0001 | Position Switch, open/close | WTR-PWT-AUX | Auxiliary Equipment (Building Facilities) | Switch,Position | Switch |  | ZS | http://www.toronto.ca/TWONTO#position_switch
88676 | WTR-PWT-ZS-0003 | Position Switch, open/close | WTR-PWT-AUX | Auxiliary Equipment (Building Facilities) | Switch,Position | Switch |  | ZS | http://www.toronto.ca/TWONTO#position_switch
88691 | WTR-RBV-LSH-0101 | Switch, Level-High, Tank 0100 | WTR-RBV-T-0100 | Tank, Reservoir, (Northwest Basin) | Switch,Level-High | Switch |  | LSH | http://www.toronto.ca/TWONTO#level_switch
88692 | WTR-RBV-LSH-0201 | Switch, Level-High, Tank 0200 | WTR-RBV-T-0200 | Tank, Reservoir, (Southwest Basin) | Switch,Level-High | Switch |  | LSH | http://www.toronto.ca/TWONTO#level_switch
88697 | WTR-RBV-PSH-0001 | Switch, Pressure-High, Pump 0001 | WTR-RBV-AUX | Auxiliary Equipment (Building Facilities) | Switch,Pressure-High | Switch |  | PSH | http://www.toronto.ca/TWONTO#pressure_switch
88703 | WTR-RBV-TSH-0001 | Switch, Temperature-High, Pump 0001 | WTR-RBV-AUX | Auxiliary Equipment (Building Facilities) | Switch,Temperature-High | Switch |  | TSH | http://www.toronto.ca/TWONTO#temperature_switch
88719 | WTR-RBV-ZS-0001 | Switch, Position,Door Security | WTR-RBV-AUX | Auxiliary Equipment (Building Facilities) | Switch,Position | Switch |  | ZS | http://www.toronto.ca/TWONTO#position_switch
88765 | WTR-RDF-LSH-0401 | Switch, Level-High, Tank 0400 | WTR-RDF-T-0400 | Tank, Reservoir | Switch,Level-High | Switch |  | LSH | http://www.toronto.ca/TWONTO#level_switch
88818 | FHO-ACC-FS-0102 | Switch, Flow, Loss of Airflow AHU-0101 Outlet, S1 Admin Building AHU Room | FHO-ACC-AHU-0101 | Air Handling Unit, Administration Ofices HVAC, S1 Admin Building AHU Room |  | Switch |  | FS | http://www.toronto.ca/TWONTO#flow_switch
88819 | FHO-ACC-FS-0103 | Switch, Flow, Loss of Airflow FN-0107 Outlet, Admin Building, S1, AHU Room | FHO-ACC-FN-0107 | Fan, Supply, Wokshop Ventilation System, S1 Admin Building AHU Room |  | Switch |  | FS | http://www.toronto.ca/TWONTO#flow_switch
88820 | FHO-ACC-FS-0104 | Switch, Flow, Loss of Airflow FN-0107 to Staff WashRoom, S1 Admin Building AHU Room | FHO-ACC-FN-0107 | Fan, Supply, Wokshop Ventilation System, S1 Admin Building AHU Room |  | Switch |  | FS | http://www.toronto.ca/TWONTO#flow_switch
88821 | FHO-ACC-FS-0105 | Switch, Flow, Loss of Airflow FN-0109 Outlet, S1 Admin Building Mechanical Room | FHO-ACC-FN-0109 | Fan, Supply, Gallery Ventilation System, S1 Admin Building AHU Room |  | Switch |  | FS | http://www.toronto.ca/TWONTO#flow_switch
88822 | FHO-ACC-FS-0106 | Switch, Flow, Loss of Airflow AHU-0102 Outlet, S1 Admin Building AHU Room | FHO-ACC-AHU-0102 | Air Handling Unit, Admin Building Lobby Air Conditioning System, Admin Building, S1, AHU Room |  | Switch |  | FS | http://www.toronto.ca/TWONTO#flow_switch
88839 | WTR-RDF-PSH-0401 | Switch, Pressure-High, Pump 0401 | WTR-RDF-P-0401 | Pump, Centrifugal, Water to Sprinkler System, South Valve House | Switch,Pressure-High | Switch |  | PSH | http://www.toronto.ca/TWONTO#pressure_switch
88843 | WTR-RDF-SW-0001 | Switch, Power to Control Panel 0001 and Lighting Panel 0001 | WTR-RDF-ELS | Electrical System | Switch | Switch |  | SW | http://www.toronto.ca/TWONTO#disconnect_switch
88870 | WTR-RDF-ZS-0002 | Switch, Position, Door Security, South Access House | WTR-RDF-AUX | Auxiliary Equipment (Building Facilities) | Switch,Position | Switch |  | ZS | http://www.toronto.ca/TWONTO#position_switch
88871 | WTR-RDF-ZS-0005 | Switch, Position,Door Security | WTR-RDF-AUX | Auxiliary Equipment (Building Facilities) | Switch,Position | Switch |  | ZS | http://www.toronto.ca/TWONTO#position_switch
88872 | WTR-RDF-ZS-0006 | Switch, Position,Door Security | WTR-RDF-AUX | Auxiliary Equipment (Building Facilities) | Switch,Position | Switch |  | ZS | http://www.toronto.ca/TWONTO#position_switch
88873 | WTR-RDF-ZS-0007 | Switch, Position,Door Security | WTR-RDF-AUX | Auxiliary Equipment (Building Facilities) | Switch,Position | Switch |  | ZS | http://www.toronto.ca/TWONTO#position_switch
88874 | WTR-RDF-ZS-0102 | Switch, Position,Door Security | WTR-RDF-AUX | Auxiliary Equipment (Building Facilities) | Switch,Position | Switch |  | ZS | http://www.toronto.ca/TWONTO#position_switch
88875 | WTR-RDF-ZS-0201 | Switch, Position,Door Security | WTR-RDF-AUX | Auxiliary Equipment (Building Facilities) | Switch,Position | Switch |  | ZS | http://www.toronto.ca/TWONTO#position_switch
88876 | WTR-RDF-ZS-0202 | Switch, Position,Door Security | WTR-RDF-AUX | Auxiliary Equipment (Building Facilities) | Switch,Position | Switch |  | ZS | http://www.toronto.ca/TWONTO#position_switch
88877 | WTR-RDF-ZS-0203 | Switch, Position,Door Security | WTR-RDF-AUX | Auxiliary Equipment (Building Facilities) | Switch,Position | Switch |  | ZS | http://www.toronto.ca/TWONTO#position_switch
88878 | WTR-RDF-ZS-0302 | Switch, Position,Door Security | WTR-RDF-AUX | Auxiliary Equipment (Building Facilities) | Switch,Position | Switch |  | ZS | http://www.toronto.ca/TWONTO#position_switch
88879 | WTR-RDF-ZS-0304 | Switch, Position,Door Security | WTR-RDF-AUX | Auxiliary Equipment (Building Facilities) | Switch,Position | Switch |  | ZS | http://www.toronto.ca/TWONTO#position_switch
88880 | WTR-RDF-ZS-0305 | Switch, Position,Door Security | WTR-RDF-AUX | Auxiliary Equipment (Building Facilities) | Switch,Position | Switch |  | ZS | http://www.toronto.ca/TWONTO#position_switch
88881 | WTR-RDF-ZS-0307 | Switch, Position,Door Security | WTR-RDF-AUX | Auxiliary Equipment (Building Facilities) | Switch,Position | Switch |  | ZS | http://www.toronto.ca/TWONTO#position_switch
88882 | WTR-RDF-ZS-0402 | Switch, Position,Door Security | WTR-RDF-AUX | Auxiliary Equipment (Building Facilities) | Switch,Position | Switch |  | ZS | http://www.toronto.ca/TWONTO#position_switch
88883 | WTR-RDF-ZS-0404 | Switch, Position,Door Security | WTR-RDF-AUX | Auxiliary Equipment (Building Facilities) | Switch,Position | Switch |  | ZS | http://www.toronto.ca/TWONTO#position_switch
88884 | WTR-RDF-ZS-0405 | Switch, Position,Door Security | WTR-RDF-AUX | Auxiliary Equipment (Building Facilities) | Switch,Position | Switch |  | ZS | http://www.toronto.ca/TWONTO#position_switch
88885 | WTR-RDF-ZS-0406 | Switch, Position,Door Security | WTR-RDF-AUX | Auxiliary Equipment (Building Facilities) | Switch,Position | Switch |  | ZS | http://www.toronto.ca/TWONTO#position_switch
88886 | WTR-RDF-ZS-0407 | Switch, Position,Door Security | WTR-RDF-AUX | Auxiliary Equipment (Building Facilities) | Switch,Position | Switch |  | ZS | http://www.toronto.ca/TWONTO#position_switch
88907 | WTR-REG-LSH-0101 | Switch, Level-High, Tank 0100 | WTR-REG-T-0100 | Tank, Reservoir, West Basin | Switch,Level-High | Switch |  | LSH | http://www.toronto.ca/TWONTO#level_switch
88908 | WTR-REG-LSH-0201 | Switch, Level-High, Tank 0200 | WTR-REG-T-0200 | Tank, Reservoir, East Basin | Switch,Level-High | Switch |  | LSH | http://www.toronto.ca/TWONTO#level_switch
88922 | FHO-ACC-FS-0201 | Switch, Flow, Air, AHU-0201 Outlet, Ammonia Area HVAC,Chemical Building, North Penthouse | FHO-ACC-AHU-0201 | Air Handling Unit, Ammonia Area HVAC, Chemical Building North Penthouse |  | Switch |  | FS | http://www.toronto.ca/TWONTO#flow_switch
88923 | FHO-ACC-FS-0203 | Switch, Flow, Supply Air AHU-0202, Chemical Building, North Penthouse | FHO-ACC-AHU-0202 | Air Handling Unit, General Chemical Building HVAC, Chemical Building, North Penthouse, N/E Corner |  | Switch |  | FS | http://www.toronto.ca/TWONTO#flow_switch
88924 | FHO-ACC-FS-0301 | Switch, Flow, Air, Chlorine Area Supply Fan FN-0305 Outlet, Chemical Building, L2, South Penthouse | FHO-ACC-FN-0305 | Fan, Supply, Chlorine Area Ventilation System, L2 Chemical Building, South Penthouse |  | Switch |  | FS | http://www.toronto.ca/TWONTO#flow_switch
88925 | FHO-ACC-FS-0302 | Switch, Flow, Air, Scrubber Fan CL-FN-0001 Outlet, L2 Chemical Building, South Penthouse | FHO-CL-FN-0001 | Fan, Exhaust, Cl2/SO2 Scrubber to Exhaust Stack, Chemical Building, Cl2/SO4 Scrubber Room |  | Switch |  | FS | http://www.toronto.ca/TWONTO#flow_switch
88926 | FHO-ACC-FS-0601 | Switch, Flow, Air, Raw Water Area Supply Fan FN-0601 Outlet, Admin Building, L2, Mechanical Room | FHO-ACC-FN-0601 | Fan, Fresh Air Supply, Raw Water Dehumidifier, L2 Admin Building, East Wing, Mechanical Room |  | Switch |  | FS | http://www.toronto.ca/TWONTO#flow_switch
88927 | FHO-ACC-FS-0801 | Switch, Flow, Air Supply to Waste Water Blower Room, TWPS, S5, Waste Water Blower Room | FHO-MCS-HVAC | Plant HVAC |  | Switch |  | FS | http://www.toronto.ca/TWONTO#flow_switch
88928 | FHO-ACC-FS-0901 | Switch, Flow, Air, Supply Fan FN-0903, Filter Building, S2, HVAC Room | FHO-ACC-FN-0903 | Fan, Fresh Air Supply, Electrical Room, Filter Bldg, S2, West of Pipe Gallery, HVAC Room |  | Switch |  | FS | http://www.toronto.ca/TWONTO#flow_switch
88929 | FHO-ACC-FS-1001 | Switch, Flow, Air, Filter Gallery Supply Fan FN-1001 Outlet, S2 TW Reservoir Gallery, South | FHO-ACC-FN-1001 | Fan. Fresh Air Supply Filter Gallery, Treated Water Reservoir Gallery, South |  | Switch |  | FS | http://www.toronto.ca/TWONTO#flow_switch
88930 | FHO-ACC-FS-1514 | Switch, Flow, Air, FN-1514 Outlet, Ozone Building, S2, Sampling Area No.1 | FHO-ACC-FN-1514 | Blower, Centrifugal SWSI Stainless Steel, Exhaust, Ozone Building, S2, Sampling Area No.1 |  | Switch |  | FS | http://www.toronto.ca/TWONTO#flow_switch
88931 | FHO-ACC-FS-1515 | Switch, Flow, Air, FN-1515 Outlet, Ozone Building, S2, Sampling Area No.2 | FHO-ACC-FN-1515 | Blower, Centrifugal SWSI Stainless Steel, Exhaust, Ozone Building, S2, Sampling Area No.2 |  | Switch |  | FS | http://www.toronto.ca/TWONTO#flow_switch
88932 | FHO-ACC-FS-1522 | Switch,Flow,Air,FN-1522 Outlet,Filter 9-13 Gallery Ventilation, Ozone Building, L1,Mechanical Room 2 | FHO-ACC-FN-1522 | Fan, Exhaust, Filter 9-13 Gallery Ventilation, Ozone Building, L1, Mechanical Room 2 |  | Switch |  | FS | http://www.toronto.ca/TWONTO#flow_switch
88933 | FHO-ACC-FS-1541 | Switch, Flow, Air, AHU-1541 Outlet, Ozone Building, L1, Mechanical Room 1 | FHO-ACC-AHU-1541 | Air Handling Unit, Ozone Equipment Room Ventilation, Ozone Building, L1, Mechanical Room 1 |  | Switch |  | FS | http://www.toronto.ca/TWONTO#flow_switch
88934 | FHO-ACC-FS-1552 | Switch, Flow, Air, FN-1552 Outlet, Ozone Building, L1, Electrical Room | FHO-ACC-FN-1552 | Fan, Centrifugal Square Inline, Electrical Room Exhaust, Ozone Building, Electrical Room |  | Switch |  | FS | http://www.toronto.ca/TWONTO#flow_switch
88935 | FHO-ACC-FS-1561 | Switch, Flow, Air, FN-1561 Outlet, Ozone Building, L1, Mechanocal Room 1 | FHO-ACC-FN-1561 | Fan, Centrifugal Square Inline, Mechanical Room 1 Exhaust, Ozone Building, Mechanical Room 1 |  | Switch |  | FS | http://www.toronto.ca/TWONTO#flow_switch
88936 | FHO-ACC-FS-1562 | Switch, Flow, Air, FN-1562 Outlet, Ozone Building, L1, Mechanocal Room 2 | FHO-ACC-FN-1562 | Fan, Centrifugal Square Inline, Mechanical Room 1 Exhaust, Ozone Building, Mechanical Room 2 |  | Switch |  | FS | http://www.toronto.ca/TWONTO#flow_switch
88937 | FHO-ACC-FS-1568 | Switch, Flow, Air, FN-1568 Outlet, Ozone Building, L1, Equipment Storage Room 3 | FHO-ACC-FN-1568 | Fan, Exhaust, Ozone Building, L1, Equipment Storage Room 3 |  | Switch |  | FS | http://www.toronto.ca/TWONTO#flow_switch
88938 | FHO-ACC-FS-1641 | Switch, Flow, Air, Fan FN-1641 Outlet, Standby Power Building, S4 Hallway, North | FHO-ACC-FN-1641 | Fan, Centrifugal Square Inline, Hallway Supply, Standby Power Building, S4, Hallway, North |  | Switch |  | FS | http://www.toronto.ca/TWONTO#flow_switch
88939 | FHO-ACC-FS-1642 | Switch, Flow, Air, Fan FN-1642 Outlet, Standby Power Building, S4, CCS Room, N/W | FHO-ACC-FN-1642 | Fan, Centrifugal Square Exhaust, Standby Power Building, S4, CCS Room, N/W |  | Switch |  | FS | http://www.toronto.ca/TWONTO#flow_switch
88940 | FHO-ACC-FS-1701 | Switch, Flow, Air, Fan FN-1701 Outlet, Filter Building, L1, West End | FHO-ACC-FN-1701 | Fan, Exhaust, West Filter Area, Filter Building, L1, West End |  | Switch |  | FS | http://www.toronto.ca/TWONTO#flow_switch
88941 | FHO-ACC-FS-1704 | Switch, Flow, Air, AHU-1702 Outlet, Filter Building, L1, Filter Gallery, East | FHO-ACC-FN-1702 | Fan, Exhaust, East Filter Area, Filter Building, L1, East End |  | Switch |  | FS | http://www.toronto.ca/TWONTO#flow_switch
89005 | WTR-REG-ZS-0003 | Switch, Position,Door Security | WTR-REG-AUX | Auxiliary Equipment (Building Facilities) | Switch,Position | Switch |  | ZS | http://www.toronto.ca/TWONTO#position_switch
89015 | WTR-REL-LSH-0101 | Switch, Level-High, Tank 0100 | WTR-REL-T-0100 | Tank, South-East Basin (Cell 1) | Switch,Level-High | Switch |  | LSH | http://www.toronto.ca/TWONTO#level_switch
89016 | WTR-REL-LSH-0401 | Switch, Level-High, Pump 0402 | WTR-REL-P-0402 | Pump, Sump, Centrifugal | Switch,Level-High | Switch |  | LSH | http://www.toronto.ca/TWONTO#level_switch
89017 | WTR-REL-LSH-0501 | Switch, Level-High, Pump 0501 | WTR-REL-P-0501 | Pump, Sump, Centrifugal | Switch,Level-High | Switch |  | LSH | http://www.toronto.ca/TWONTO#level_switch
89018 | WTR-REL-LSH-0502 | Switch, Level-High, Pump 0502 | WTR-REL-P-0502 | Pump, Sump, Centrifugal | Switch,Level-High | Switch |  | LSH | http://www.toronto.ca/TWONTO#level_switch
89019 | WTR-REL-LSL-0401 | Switch, Level-Low, Pump 0402 | WTR-REL-P-0402 | Pump, Sump, Centrifugal | Switch,Level-Low | Switch |  | LSL | http://www.toronto.ca/TWONTO#level_switch
89039 | WTR-RKL-LSH-0001 | Switch, Level-High, Building Flood Alarm | WTR-RKL-AUX | Auxiliary Equipment (Building Facilities) | Switch,Level-High | Switch |  | LSH | http://www.toronto.ca/TWONTO#level_switch
89132 | WTR-RLL-LSH-0001 | Switch, Level-High, Flood Level | WTR-RLL-AUX | Auxiliary Equipment (Building Facilities) | Switch,Level-High | Switch |  | LSH | http://www.toronto.ca/TWONTO#level_switch
89133 | WTR-RLL-LSH-0002 | Switch, Tank Overflow Alarm | WTR-RLL-TRW | Treated Water (Transmission) | Switch,Level-High | Switch |  | LSH | http://www.toronto.ca/TWONTO#level_switch
89134 | WTR-RLL-LSH-0003 | Switch, Level-High, P-0001 | WTR-RLL-TRW | Treated Water (Transmission) | Switch,Level-High | Switch |  | LSH | http://www.toronto.ca/TWONTO#level_switch
89137 | WTR-RLL-SW-0001 | Switch, Hand, Electrical System, LP-0001 | WTR-RLL-ELS | Electrical System | Switch,Hand | Switch |  | SW | http://www.toronto.ca/TWONTO#disconnect_switch
89139 | WTR-RLL-TSH-0001 | Switch, Temperature-High, Building Alarm | WTR-RLL-AUX | Auxiliary Equipment (Building Facilities) | Switch,Temperature-High | Switch |  | TSH | http://www.toronto.ca/TWONTO#temperature_switch
89140 | WTR-RLL-TSL-0001 | Switch, Temperature-Low, Building | WTR-RLL-AUX | Auxiliary Equipment (Building Facilities) | Switch,Temperature-Low | Switch |  | TSL | http://www.toronto.ca/TWONTO#temperature_switch
89219 | WTR-RLW-ZS-0001 | Switch, Position,Door Security | WTR-RLW-AUX | Auxiliary Equipment (Building Facilities) | Switch,Position | Switch |  | ZS | http://www.toronto.ca/TWONTO#position_switch
89222 | WTR-RMA-LSH-0101 | Switch, Level-High, Tank 0100 | WTR-RMA-T-0100 | Tank, Reservoir | Switch,Level-High | Switch | 36098 | LSH | http://www.toronto.ca/TWONTO#level_switch
89223 | WTR-RMA-LSH-0201 | Switch, Level-High, Tank 0200 | WTR-RMA-T-0200 | Tank, Reservoir | Switch,Level-High | Switch | 36099 | LSH | http://www.toronto.ca/TWONTO#level_switch
89253 | WTR-RMI-DS-0201 | Switch, Fused Disconnect, Water Transmission | WTR-RMI-ELS | Electrical System |  | Switch |  | DS | http://www.toronto.ca/TWONTO#disconnect_switch
89267 | WTR-RMI-LSH-0001 | Instrument, Level Switch, High, Water Transmission | WTR-RMI-AUX | Auxiliary Equipment (Building Facilities) | Switch,Level-High | Switch |  | LSH | http://www.toronto.ca/TWONTO#level_switch
89268 | WTR-RMI-LSH-0002 | Switch, Level-High, Pump 0002 | WTR-RMI-AUX | Auxiliary Equipment (Building Facilities) | Switch,Level-High | Switch |  | LSH | http://www.toronto.ca/TWONTO#level_switch
89269 | WTR-RMI-LSH-0101 | Switch, Level-High, Tank 0100 | WTR-RMI-T-0100 | Tank, Reservoir (South-East Basin) | Switch,Level-High | Switch |  | LSH | http://www.toronto.ca/TWONTO#level_switch
89270 | WTR-RMI-LSH-0201 | Switch, Level-High, Tank 0200 | WTR-RMI-T-0200 | Tank, Reservoir (North-East Basin) | Switch,Level-High | Switch |  | LSH | http://www.toronto.ca/TWONTO#level_switch
89271 | WTR-RMI-LSH-0301 | Instrument, Level Switch, High, Tank 0300 | WTR-RMI-AUX | Auxiliary Equipment (Building Facilities) |  | Switch |  | LSH | http://www.toronto.ca/TWONTO#level_switch
89272 | WTR-RMI-LSH-0401 | Instrument, Level Switch, High, Tank 0400 | WTR-RMI-AUX | Auxiliary Equipment (Building Facilities) |  | Switch |  | LSH | http://www.toronto.ca/TWONTO#level_switch
89291 | WTR-RMI-TSL-0001 | Switch, Temperature-Low, (Building) | WTR-RMI-AUX | Auxiliary Equipment (Building Facilities) | Switch,Temperature-Low | Switch |  | TSL | http://www.toronto.ca/TWONTO#temperature_switch
89292 | WTR-RMI-TSL-0013 | Instrument, Temperature Switch, Low, Water Transmission | WTR-RMI-AUX | Auxiliary Equipment (Building Facilities) |  | Switch |  | TSL | http://www.toronto.ca/TWONTO#temperature_switch
89321 | WTR-RMI-ZS-0001 | Switch, Position,Door Security | WTR-RMI-AUX | Auxiliary Equipment (Building Facilities) | Switch,Position | Switch |  | ZS | http://www.toronto.ca/TWONTO#position_switch
89322 | WTR-RMI-ZS-0006 | Switch, Position,Door Security | WTR-RMI-AUX | Auxiliary Equipment (Building Facilities) | Switch,Position | Switch |  | ZS | http://www.toronto.ca/TWONTO#position_switch
89323 | WTR-RMI-ZS-0007 | Switch, Position,Door Security | WTR-RMI-AUX | Auxiliary Equipment (Building Facilities) | Switch,Position | Switch |  | ZS | http://www.toronto.ca/TWONTO#position_switch
89324 | WTR-RMI-ZS-0008 | Switch, Position,Door Security | WTR-RMI-AUX | Auxiliary Equipment (Building Facilities) | Switch,Position | Switch |  | ZS | http://www.toronto.ca/TWONTO#position_switch
89325 | WTR-RMI-ZS-0009 | Switch, Position,Door Security | WTR-RMI-AUX | Auxiliary Equipment (Building Facilities) | Switch,Position | Switch |  | ZS | http://www.toronto.ca/TWONTO#position_switch
89326 | WTR-RMI-ZS-0010 | Switch, Position,Door Security | WTR-RMI-AUX | Auxiliary Equipment (Building Facilities) | Switch,Position | Switch |  | ZS | http://www.toronto.ca/TWONTO#position_switch
89327 | WTR-RMI-ZS-0013 | Switch, Position,Door Security | WTR-RMI-AUX | Auxiliary Equipment (Building Facilities) | Switch,Position | Switch |  | ZS | http://www.toronto.ca/TWONTO#position_switch
89328 | WTR-RMI-ZS-0014 | Switch, Position,Door Security | WTR-RMI-AUX | Auxiliary Equipment (Building Facilities) | Switch,Position | Switch |  | ZS | http://www.toronto.ca/TWONTO#position_switch
89329 | WTR-RMI-ZS-0015 | Switch, Position,Door Security | WTR-RMI-AUX | Auxiliary Equipment (Building Facilities) | Switch,Position | Switch |  | ZS | http://www.toronto.ca/TWONTO#position_switch
89330 | WTR-RMI-ZS-0016 | Switch, Position,Door Security | WTR-RMI-AUX | Auxiliary Equipment (Building Facilities) | Switch,Position | Switch |  | ZS | http://www.toronto.ca/TWONTO#position_switch
89331 | WTR-RMI-ZS-0021 | Switch, Position,Door Security,Access House | WTR-RMI-AUX | Auxiliary Equipment (Building Facilities) | Switch,Position | Switch |  | ZS | http://www.toronto.ca/TWONTO#position_switch
89332 | WTR-RMI-ZS-0022 | Switch, Position,Door Security,Access House | WTR-RMI-AUX | Auxiliary Equipment (Building Facilities) | Switch,Position | Switch |  | ZS | http://www.toronto.ca/TWONTO#position_switch
89333 | WTR-RMI-ZS-0024 | Switch, Position,Door Security,Access House | WTR-RMI-AUX | Auxiliary Equipment (Building Facilities) | Switch,Position | Switch |  | ZS | http://www.toronto.ca/TWONTO#position_switch
89334 | WTR-RMI-ZS-0027 | Instrument, Door Contact, Water Transmission | WTR-RMI-AUX | Auxiliary Equipment (Building Facilities) |  | Switch |  | ZS | http://www.toronto.ca/TWONTO#position_switch
89335 | WTR-RMI-ZS-0028 | Instrument, Door Contact, Water Transmission | WTR-RMI-AUX | Auxiliary Equipment (Building Facilities) |  | Switch |  | ZS | http://www.toronto.ca/TWONTO#position_switch
89336 | WTR-RMI-ZS-0034 | Instrument, Door Contact, Water Transmission | WTR-RMI-AUX | Auxiliary Equipment (Building Facilities) |  | Switch |  | ZS | http://www.toronto.ca/TWONTO#position_switch
89337 | WTR-RMI-ZS-0035 | Instrument, Door Contact, Water Transmission | WTR-RMI-AUX | Auxiliary Equipment (Building Facilities) |  | Switch |  | ZS | http://www.toronto.ca/TWONTO#position_switch
89338 | WTR-RMI-ZS-0036 | Instrument, Door Contact, Water Transmission | WTR-RMI-AUX | Auxiliary Equipment (Building Facilities) |  | Switch |  | ZS | http://www.toronto.ca/TWONTO#position_switch
89339 | WTR-RMI-ZS-0045 | Instrument, Door Position Switch, Water Transmission | WTR-RMI-AUX | Auxiliary Equipment (Building Facilities) |  | Switch |  | ZS | http://www.toronto.ca/TWONTO#position_switch
89340 | WTR-RMI-ZS-0046 | Instrument, Door Position Switch, Water Transmission | WTR-RMI-AUX | Auxiliary Equipment (Building Facilities) |  | Switch |  | ZS | http://www.toronto.ca/TWONTO#position_switch
89341 | WTR-RMI-ZS-0050 | Instrument, Door Position Switch, Water Transmission | WTR-RMI-AUX | Auxiliary Equipment (Building Facilities) |  | Switch |  | ZS | http://www.toronto.ca/TWONTO#position_switch
89342 | WTR-RMI-ZS-0052 | Instrument, Door Position Switch, Water Transmission | WTR-RMI-AUX | Auxiliary Equipment (Building Facilities) |  | Switch |  | ZS | http://www.toronto.ca/TWONTO#position_switch
89343 | WTR-RMI-ZS-0053 | Instrument, Door Position Switch, Water Transmission | WTR-RMI-AUX | Auxiliary Equipment (Building Facilities) |  | Switch |  | ZS | http://www.toronto.ca/TWONTO#position_switch
89345 | WTR-RMP-LSH-0101S | Switch, Level-High, South Basin | WTR-RMP-T-0100S | Tank, Reservoir, (South Basin) | Switch,Level-High | Switch | 38603 | LSH | http://www.toronto.ca/TWONTO#level_switch
89349 | WTR-RMT-LSH-0001 | Switch, Level-High | WTR-RMT-TRW | Treated Water (Transmission) | Switch,Level-High | Switch |  | LSH | http://www.toronto.ca/TWONTO#level_switch
89365 | WTR-RRG-LSH-0001 | Switch, Level-High, Flood | WTR-RRG-AUX | Auxiliary Equipment (Building Facilities) | Switch,Level-High | Switch |  | LSH | http://www.toronto.ca/TWONTO#level_switch
89370 | WTR-RRG-SW-0002 | Switch, Hand | WTR-RRG-ELS | Electrical System | Switch | Switch |  | SW | http://www.toronto.ca/TWONTO#disconnect_switch
89371 | WTR-RRG-TSL-0001 | Switch, Temperature-Low, Building | WTR-RRG-AUX | Auxiliary Equipment (Building Facilities) | Switch,Temperature-Low | Switch |  | TSL | http://www.toronto.ca/TWONTO#temperature_switch
89455 | WTR-RRH-LSH-0001 | Switch, Level-High, (Flood Alarm) | WTR-RRH-AUX | Auxiliary Equipment (Building Facilities) | Switch,Level-High | Switch |  | LSH | http://www.toronto.ca/TWONTO#level_switch
89456 | WTR-RRH-LSH-0101 | Switch, Level, High, Rosehill Reservoir, Tank T-0100 | WTR-RRH-T-0100 | Tank, Reservoir, (West Basin) | Switch,Level | Switch |  | LSH | http://www.toronto.ca/TWONTO#level_switch
89457 | WTR-RRH-LSHH-0401 | Switch, Level, High, High, Rosehill Reservoir, Interconnection Chamber | WTR-RRH-P-0401 | Pump, Submersible, Rosehill Reservoir, Interconnection Chamber | Switch,Level | Switch |  | LSHH | http://www.toronto.ca/TWONTO#level_switch
89480 | WTR-RRH-TSL-0001 | Switch, Temperature-Low, Building | WTR-RRH-AUX | Auxiliary Equipment (Building Facilities) | Switch,Temperature-Low | Switch |  | TSL | http://www.toronto.ca/TWONTO#temperature_switch
89550 | WTR-RRH-ZS-0001 | Sensor, Door, Security, East Door, Rosehill Reservoir, Valve House, Electrical Room | WTR-RRH-AUX | Auxiliary Equipment (Building Facilities) | Sensor,Position | Switch |  | ZS | http://www.toronto.ca/TWONTO#position_switch
89551 | WTR-RRH-ZS-0001 | Sensor, Door, Security, East Door, Rosehill Reservoir, Valve House, Electrical Room | WTR-RRH-CP-0001 | Control Panel, Security Alarms, Rosehill Reservoir, Valve House | Sensor,Position | Switch |  | ZS | http://www.toronto.ca/TWONTO#position_switch
89552 | WTR-RRH-ZS-0002 | Sensor, Door, Security, North Door, Rosehill Reservoir, Valve House, Storage Room | WTR-RRH-AUX | Auxiliary Equipment (Building Facilities) | Sensor,Position | Switch |  | ZS | http://www.toronto.ca/TWONTO#position_switch
89553 | WTR-RRH-ZS-0002 | Sensor, Door, Security, North Door, Rosehill Reservoir, Valve House, Storage Room | WTR-RRH-CP-0001 | Control Panel, Security Alarms, Rosehill Reservoir, Valve House | Sensor,Position | Switch |  | ZS | http://www.toronto.ca/TWONTO#position_switch
89554 | WTR-RRH-ZS-0003 | Sensor, Door, Security, Overhead Door, Rosehill Reservoir, Valve House | WTR-RRH-CP-0001 | Control Panel, Security Alarms, Rosehill Reservoir, Valve House | Sensor,Position | Switch |  | ZS | http://www.toronto.ca/TWONTO#position_switch
89555 | WTR-RRH-ZS-0004 | Sensor, Door, Security, North Door, Rosehill Reservoir, Access House | WTR-RRH-CP-0002 | Control Panel, Security Alarms, Rosehill Reservoir, Access House | Sensor,Position | Switch |  | ZS | http://www.toronto.ca/TWONTO#position_switch
89556 | WTR-RRH-ZS-0008 | Sensor, Latch, Security, North Door, Rosehill Reservoir, Valve House, Storage Room | WTR-RRH-CP-0001 | Control Panel, Security Alarms, Rosehill Reservoir, Valve House | Sensor,Position | Switch |  | ZS | http://www.toronto.ca/TWONTO#position_switch
89579 | WTR-RRV-LSH-0201 | Switch, Level-High, Tank 0200 | WTR-RRV-T-0200 | Tank, Reservoir, (North West Basin) | Switch,Level-High | Switch |  | LSH | http://www.toronto.ca/TWONTO#level_switch
89590 | WTR-RRV-TSL-0001 | Switch, Temperature-Low, (Building) | WTR-RRV-AUX | Auxiliary Equipment (Building Facilities) | Switch,Temperature-Low | Switch |  | TSL | http://www.toronto.ca/TWONTO#temperature_switch
89597 | WTR-RRV-ZS-0001 | Switch, Position,Door Security | WTR-RRV-AUX | Auxiliary Equipment (Building Facilities) | Switch,Position | Switch |  | ZS | http://www.toronto.ca/TWONTO#position_switch
89598 | WTR-RRV-ZS-0002 | Switch, Position,Door Security | WTR-RRV-AUX | Auxiliary Equipment (Building Facilities) | Switch,Position | Switch |  | ZS | http://www.toronto.ca/TWONTO#position_switch
89618 | WTR-RST-LSH-0101 | Switch, Level-High, Tank 0100, Reservoir Cell | WTR-RST-T-0100 | Tank, Reservoir, (East Basin) | Switch,Level-High | Switch |  | LSH | http://www.toronto.ca/TWONTO#level_switch
89619 | WTR-RST-LSH-0101S | Switch, Level-High, Tank 0100 | WTR-RST-T-0100 | Tank, Reservoir, (East Basin) | Switch,Level-High | Switch | 38668 | LSH | http://www.toronto.ca/TWONTO#level_switch
89628 | WTR-RST-TSL-0001 | Switch, Temperature-Low, Building | WTR-RST-AUX | Auxiliary Equipment (Building Facilities) | Switch,Temperature-Low | Switch |  | TSL | http://www.toronto.ca/TWONTO#temperature_switch
89644 | WTR-RST-ZS-0001 | Switch, Position,Door Security | WTR-RST-AUX | Auxiliary Equipment (Building Facilities) | Switch,Position | Switch |  | ZS | http://www.toronto.ca/TWONTO#position_switch
89645 | WTR-RST-ZS-0002 | Switch, Position,Door Security | WTR-RST-AUX | Auxiliary Equipment (Building Facilities) | Switch,Position | Switch |  | ZS | http://www.toronto.ca/TWONTO#position_switch
89646 | WTR-RST-ZS-0003 | Switch, Position,Door Security | WTR-RST-AUX | Auxiliary Equipment (Building Facilities) | Switch,Position | Switch |  | ZS | http://www.toronto.ca/TWONTO#position_switch
89655 | WTR-RWA-LSH-0001 | Switch, Level-High, Flood Alarm, Building | WTR-RWA-AUX | Auxiliary Equipment (Building Facilities) | Switch,Level-High | Switch |  | LSH | http://www.toronto.ca/TWONTO#level_switch
89667 | WTR-RWB-LSH-0001S | Switch, Level-High, Overflow Alarm | WTR-RWB-TRWS | Treated Water (Transmission) | Switch,Level-High | Switch | 35937 | LSH | http://www.toronto.ca/TWONTO#level_switch
89685 | WTR-RWL-TSH-0002 | Switch, Temperature-High, Fan 0001 | WTR-RWL-FN-0001 | Fan, Control Room | Switch,Temperature-High | Switch |  | TSH | http://www.toronto.ca/TWONTO#temperature_switch
89995 | YTF-ACC-LSH-0001 | Switch, Level-High-High, A Building Sump, Miscellaneous Devices | YTF-ACC | HVAC Equipment | Switch,Level-High-High | Switch |  | LSH | http://www.toronto.ca/TWONTO#level_switch
89996 | YTF-ACC-LSL-0201 | Switch, Level-Low, Generator Fuel Tank, Miscellaneous Devices | YTF-ACC | HVAC Equipment | Switch,Level-Low | Switch |  | LSL | http://www.toronto.ca/TWONTO#level_switch
90111 | YTF-ELS-SW-0203 | Switch, Isoaltion, Normal Operation, Utility Power, Transfer Switch and Generator | YTF-ELS | Electrical Equipment | Switch | Switch |  | SW | http://www.toronto.ca/TWONTO#disconnect_switch
90112 | YTF-ELS-SW-0204 | Switch, Isoaltion, YTF-ELS-DP-0204, Transfer Switch and Generator | YTF-ELS | Electrical Equipment | Switch | Switch |  | SW | http://www.toronto.ca/TWONTO#disconnect_switch
90113 | YTF-ELS-SW-0206 | Switch, Isoaltion, Generator Bypass, Generator Power, Transfer Switch and Generator | YTF-ELS | Electrical Equipment | Switch | Switch |  | SW | http://www.toronto.ca/TWONTO#disconnect_switch
90278 | FHO-ACC-ZS-0101 | Switch, Overhead Door DR-0201 Closed Limit Switch, Admin Building, S2, Loading Bay | FHO-GRK-DR-0201 | Door, Overhead, Admin Building S2 Loading Bay West Door |  | Switch |  | ZS | http://www.toronto.ca/TWONTO#position_switch
90279 | FHO-ACC-ZS-0102 | Switch, Overhead Door DR-0201 Opened Limit Switch, Admin Building, S2, Loading Bay | FHO-GRK-DR-0201 | Door, Overhead, Admin Building S2 Loading Bay West Door |  | Switch |  | ZS | http://www.toronto.ca/TWONTO#position_switch
90444 | FHO-AM-FS-0202 | Switch, Flow, Water Supply to Ammonia Scrubber, Chemical Building, North Penthouse | FHO-AM-SB-0001 | Scrubber, Ammonia, Chemical Building, North Penthouse |  | Switch |  | FS | http://www.toronto.ca/TWONTO#flow_switch
90445 | FHO-AM-FSL-0001 | Switch, Flow-Low, Inlet, Siphon Breaker, Ammonia to Primary TRW W-Chem Mix Channel, S2,Mix Gallery,S | FHO-AM SCRUBBER-SU | Ammonia Scrubber System | Switch,Flow-Low | Switch |  | FSL | http://www.toronto.ca/TWONTO#flow_switch
90449 | FHO-AM-LSH-0002 | Switch, Level, Right Sensor, Ammonia Spill Containment, S4, Ammonia Storage Room, Pit, N/E | FHO-AM | Ammoniation | Switch,Level-High | Switch |  | LSH | http://www.toronto.ca/TWONTO#level_switch
90450 | FHO-AM-LSL-0002 | Switch, Level-Low, Ammonia Dispersion, Secondary TRWS Channel, Ozone Building, S2, Dispersion Pump Room | FHO-AM-T-0201 | Tank, Aqua Ammonia, Ammonia System, S4 Ammonia Storage Room | Switch,Level-Low | Switch |  | LSL | http://www.toronto.ca/TWONTO#level_switch
90545 | FHO-BW-FSL-1401 | Switch, Flow-Low, Seal Water, Backwash Pump P-1401, S2, Backwash Pump Gallery | FHO-BW-P-1401 | Pump, Backwash Pump 14, S2 Wash Water Pump Gallery |  | Switch |  | FSL | http://www.toronto.ca/TWONTO#flow_switch
90546 | FHO-BW-FSL-1501 | Switch, Flow-Low, Seal Water, Backwash Pump P-1501, S2, Backwash Pump Gallery | FHO-BW-P-1501 | Pump, Backwash Pump 15, S2 Wash Water Pump Gallery |  | Switch |  | FSL | http://www.toronto.ca/TWONTO#flow_switch
90547 | FHO-BW-FSL-1601 | Switch, Flow-Low, Seal Water, Backwash Pump P-1601, S2, Backwash Pump Gallery | FHO-BW-P-1601 | Pump, Backwash Pump 16, S2 Wash Water Pump Gallery |  | Switch |  | FSL | http://www.toronto.ca/TWONTO#flow_switch
90641 | FHO-CCS-LSH-0001 | Switch, Level-High, Phosphoric Acid Spill Containment, S4, Corrosion Control Tank Room | FHO-CCS-T-0101 | Tank, Phosphoric Acid Storage Tank, S4,Corrossion Control Tank Room |  | Switch |  | LSH | http://www.toronto.ca/TWONTO#level_switch
90642 | FHO-CCS-LSH-0201 | Switch, Level, High, Phosphoric Acid Storage Tank T-0201, S4,Corrossion Control Tank Room | FHO-FL-T-0201 | Tank, Fluoride Storage Tank 2, Fluoride System, S4 Fluoride Room |  | Switch |  | LSH | http://www.toronto.ca/TWONTO#level_switch
90751 | FHO-CLA-PSH-0101 | Sensor, Liquid Pressure, Evaporator Suction Pre Chlorination Train 1, Chemical Bldg, L1,Machine Room | FHO-CLA-CHL-0101 | Chlorinator, Pre Chlorination Train 1, Chemical Building, L1, Machine Room | Switch,Pressure-High | Switch |  | PSH | http://www.toronto.ca/TWONTO#pressure_switch
90752 | FHO-CLA-PSH-0102 | Switch, Pressure, Evaporator Discharge Pre Chlorination Train 1, Chemical Building, L1,Machine Room | FHO-CLA-CHL-0101 | Chlorinator, Pre Chlorination Train 1, Chemical Building, L1, Machine Room | Switch,Pressure-High | Switch |  | PSH | http://www.toronto.ca/TWONTO#pressure_switch
90753 | FHO-CLA-PSH-0201 | Switch, Liquid Pressure, Evaporator Suction, Pre Chlorination Train 2,Chemical Bldg, L1,Machine Room | FHO-CLA-CHL-0201-KQ | Pre Chlorination Train 2 | Switch,Pressure-High | Switch |  | PSH | http://www.toronto.ca/TWONTO#pressure_switch
90754 | FHO-CLA-PSH-0202 | Switch, Pressure, Evaporator Discharge Pre Chlorination Train 2, Chemical Building, L1,Machine Room | FHO-CLA-CHL-0201 | Chlorinator, Pre Chlorination Train 2, Chemical Building, L1, Machine Room | Switch,Pressure-High | Switch |  | PSH | http://www.toronto.ca/TWONTO#pressure_switch
90755 | FHO-CLA-PSH-0202 | Switch, Pressure, Evaporator Discharge Pre Chlorination Train 2, Chemical Building, L1,Machine Room | FHO-CLA-CHL-0201-KQ | Pre Chlorination Train 2 | Switch,Pressure-High | Switch |  | PSH | http://www.toronto.ca/TWONTO#pressure_switch
90756 | FHO-CLA-PSL-0101 | Switch, Liquid Pressure, Pre Chlorination Header Train 1, S2 Chem. Storage Rm | FHO-CLA-CHL-0101-KQ | Pre Chlorination Train 1 | Switch,Pressure-Low | Switch |  | PSL | http://www.toronto.ca/TWONTO#pressure_switch
90757 | FHO-CLA-PSL-0102 | Switch, Pressure on Liquid Header Post Chlorination Train 1, Chemical Bldg, L1,Machine Room | FHO-CLA-CHL-0101-KQ | Pre Chlorination Train 1 | Switch,Pressure-Low | Switch |  | PSL | http://www.toronto.ca/TWONTO#pressure_switch
90758 | FHO-CLA-PSL-0201 | Switch, Liquid Pressure, Pre Chlorination Header Train 2, S2 Chem. Storage Rm | FHO-CLA-CHL-0201-KQ | Pre Chlorination Train 2 | Switch,Pressure-Low | Switch |  | PSL | http://www.toronto.ca/TWONTO#pressure_switch
90759 | FHO-CLA-PSL-0202 | Switch, Pressure on Liquid Header Post Chlorination Train 2, Chemical Bldg, L1,Machine Room | FHO-CLA-CHL-0101 | Chlorinator, Pre Chlorination Train 1, Chemical Building, L1, Machine Room | Switch,Pressure-Low | Switch |  | PSL | http://www.toronto.ca/TWONTO#pressure_switch
90857 | FHO-CLB-FSL-0002A | Switch, Flow, Primary Post Resid. Analyzer Supply, AIT-0001A, Filter Pipe Gallery1-8, Upper Lvl. S/E | FHO CLEARWELL | Sampling | Switch,Flow-Low | Switch |  | FSL | http://www.toronto.ca/TWONTO#flow_switch
90870 | FHO-CLB-PSH-0101 | Switch, Pressure, Post ChlorinationTrain 1 Evaporator Inlet, Chemical Bldg, Main Floor, Machine Rm | FHO-CLB-CHL-0101 | Chlorinator, Post Chlorination Train 1 West, Chemical Building, L1, Evaporator Room | Switch,Pressure-High | Switch |  | PSH | http://www.toronto.ca/TWONTO#pressure_switch
90871 | FHO-CLB-PSH-0101 | Switch, Pressure, Post ChlorinationTrain 1 Evaporator Inlet, Chemical Bldg, Main Floor, Machine Rm | FHO-CLB-CHL-0101-KQ | Post ChlorinationTrain 1 | Switch,Pressure-High | Switch |  | PSH | http://www.toronto.ca/TWONTO#pressure_switch
90872 | FHO-CLB-PSH-0102 | Switch,Pressure High,Post Chl. West Train 1,Vent from Evaporator to Emerg.Vent Header,Chem.Supp.Rm. | FHO-CLB-CHL-0101-KQ | Post ChlorinationTrain 1 | Switch,Pressure-High | Switch |  | PSH | http://www.toronto.ca/TWONTO#pressure_switch
90873 | FHO-CLB-PSH-0301 | Switch, Pressure, Post ChlorinationTrain 3 Evapororator Inlet, Chemical Bldg, Main Floor, Machine Rm | FHO-CLB | Post Chlorination System | Switch,Pressure-High | Switch |  | PSH | http://www.toronto.ca/TWONTO#pressure_switch
90874 | FHO-CLB-PSH-0301 | Switch, Pressure, Post ChlorinationTrain 3 Evapororator Inlet, Chemical Bldg, Main Floor, Machine Rm | FHO-CLB-CHL-0301 | Chlorinator, Post Chlorination East Train 3, Chemical Building, L1, Evaporator Room | Switch,Pressure-High | Switch |  | PSH | http://www.toronto.ca/TWONTO#pressure_switch
90875 | FHO-CLB-PSL-0101 | Switch,Pressure Low,Outlet from Post East Chlorine Train 1 Tanks to Expansion Tank,Chem.Storage Rm. | FHO-CLB-CHL-0101-KQ | Post ChlorinationTrain 1 | Switch,Pressure-Low | Switch |  | PSL | http://www.toronto.ca/TWONTO#pressure_switch
90876 | FHO-CLB-PSL-0201 | Switch,Pressure Low,Outlet from Post East Chlorine Train 2 Tanks to Expansion Tank,Chem.Storage Rm. | FHO-CLB-CHL-0201 | Chlorinator, Post Chlorination Train 2 West, Chemical Building, L1, Evaporator Room | Switch,Pressure-Low | Switch |  | PSL | http://www.toronto.ca/TWONTO#pressure_switch
90877 | FHO-CLB-PSL-0201 | Switch,Pressure Low,Outlet from Post East Chlorine Train 2 Tanks to Expansion Tank,Chem.Storage Rm. | FHO-CLB-CHL-0201-KQ | Post Chlorination Train 2 | Switch,Pressure-Low | Switch |  | PSL | http://www.toronto.ca/TWONTO#pressure_switch
90878 | FHO-CLB-PSL-0202 | Switch, Pressure Low, Post East, Train 2, Outlet from Evaporator,Chem Bldg. Main Floor, Machine Rm | FHO-CLB-CHL-0201-KQ | Post Chlorination Train 2 | Switch,Pressure-Low | Switch |  | PSL | http://www.toronto.ca/TWONTO#pressure_switch
90879 | FHO-CLB-PSL-0301 | Switch,Pressure Low,Outlet from Post East Chlorine Train 3 Tanks to Expansion Tank,Chem.Storage Rm. | FHO-CLB-CHL-0301 | Chlorinator, Post Chlorination East Train 3, Chemical Building, L1, Evaporator Room | Switch,Pressure-Low | Switch |  | PSL | http://www.toronto.ca/TWONTO#pressure_switch
90880 | FHO-CLB-PSL-0301 | Switch,Pressure Low,Outlet from Post East Chlorine Train 3 Tanks to Expansion Tank,Chem.Storage Rm. | FHO-CLC-CHL-0201-KQ | Trim ChlorinationTrain 2 | Switch,Pressure-Low | Switch |  | PSL | http://www.toronto.ca/TWONTO#pressure_switch
90881 | FHO-CLB-PSL-0302 | Switch, Pressure Low, Post East, Train 3, Outlet from Evaporator,Main Floor, Chemical Supply Room | FHO-CLB-CHL-0301 | Chlorinator, Post Chlorination East Train 3, Chemical Building, L1, Evaporator Room | Switch,Pressure-Low | Switch |  | PSL | http://www.toronto.ca/TWONTO#pressure_switch
90882 | FHO-CLB-PSL-0302 | Switch, Pressure Low, Post East, Train 3, Outlet from Evaporator,Main Floor, Chemical Supply Room | FHO-CLC-CHL-0201-KQ | Trim ChlorinationTrain 2 | Switch,Pressure-Low | Switch |  | PSL | http://www.toronto.ca/TWONTO#pressure_switch
90997 | FHO-CLC-PSH-0102 | Switch,Pressure High,Trim Chlorine Train 1 Vent from Evaporator to Emerg.Vent Header, ChemicalSupp.Room | FHO-CLC-CHL-0101-KQ | Trim Chlorination Train 1 | Switch,Pressure-High | Switch |  | PSH | http://www.toronto.ca/TWONTO#pressure_switch
90998 | FHO-CLC-PSL-0101 | Switch, Liquid Pressure, Trim Chlorination Header Train 1, S2 Chemical Storage Room | FHO-CLC-CHL-0101 | Chlorinator, Trim Chlorination Train 1, Chemical Building, L1, Machine Room | Switch,Pressure-Low | Switch |  | PSL | http://www.toronto.ca/TWONTO#pressure_switch
90999 | FHO-CLC-PSL-0101 | Switch, Liquid Pressure, Trim Chlorination Header Train 1, S2 Chemical Storage Room | FHO-CLC-CHL-0101-KQ | Trim Chlorination Train 1 | Switch,Pressure-Low | Switch |  | PSL | http://www.toronto.ca/TWONTO#pressure_switch
91000 | FHO-CLC-PSL-0102 | Switch, Pressure Low, Trim Chlorination, Outlet from Evaporator,Chem Bldg. Main Floor, Machine Rm | FHO-CLC-CHL-0101-KQ | Trim Chlorination Train 1 | Switch,Pressure-Low | Switch |  | PSL | http://www.toronto.ca/TWONTO#pressure_switch
91047 | FHO-DCL-FSL-0401 | Switch, Flow, Discharge Header Before SO2 Sampling Analyzers, S2 TW Trans. channel Gallery E-wall, S | FHO BEFORE SO2 | Sampling | Switch,Flow-Low | Switch |  | FSL | http://www.toronto.ca/TWONTO#flow_switch
91048 | FHO-DCL-FSL-0402 | Switch, Flow, Residual Chlorine Analyzer Before SO2 AIT-0001, S2 TW Trans. channel Gallery E-wall, S | FHO BEFORE SO2 | Sampling | Switch,Flow-Low | Switch |  | FSL | http://www.toronto.ca/TWONTO#flow_switch
91049 | FHO-DCL-FSL-0501 | Switch, Flow, Header to Residual Chlorine Analyzers,S2 South TW Transfer Channel Gallery E-Wall | FHO AFTER SO2 | Sampling | Switch,Flow | Switch |  | FSL | http://www.toronto.ca/TWONTO#flow_switch
91050 | FHO-DCL-FSL-0502B | Switch, Flow, Residual Chlorine Analyzer Seco. AIT-0002B,S2 South TW Transfer Channel Gallery E-Wall | FHO AFTER SO2 | Sampling | Switch,Flow | Switch |  | FSL | http://www.toronto.ca/TWONTO#flow_switch
91060 | FHO-DCL-PSH-0202 | Switch, Pressure-High, Vent Header Dechlorination Train 2 Evaporator, Chemical Bldg, Machine Room | FHO-DCL-SO-0201-KQ | Dechlorination Train 2 | Switch,Pressure-High | Switch |  | PSH | http://www.toronto.ca/TWONTO#pressure_switch
91061 | FHO-DCL-PSH-0301 | Switch, Pressure-High, Liquid Header Inlet to Dechlorination Evap. Train 3, Chemical Bldg,Machine Rm | FHO-DCL-SO-0301-KQ | Dechlorination Train 3 | Switch,Pressure-High | Switch |  | PSH | http://www.toronto.ca/TWONTO#pressure_switch
91062 | FHO-DCL-PSH-0302 | Switch, Pressure-High, Vent Header Dechlorination Train 3 Evaporator, Chemical Bldg, Machine Room | FHO-DCL-SO-0301 | Sulphonator, Dechlorination Train 3, Chemical Building, Main Floor, Machine Room | Switch,Pressure-High | Switch |  | PSH | http://www.toronto.ca/TWONTO#pressure_switch
91063 | FHO-DCL-PSL-0201 | Switch, Pressure-Low, Expansion Tank Header, Liquid Supply Dechlor.Train 2, S2 Chemical Storage Rm | FHO-DCL-SO-0201 | Sulphonator, Dechlorination Train 2, Chemical Building, Main Floor, Machine Room | Switch,Pressure-Low | Switch |  | PSL | http://www.toronto.ca/TWONTO#pressure_switch
91064 | FHO-DCL-PSL-0202 | Switch, Pressure-Low, Gaseous Supply Header to Dechlorination Train 2 Sulphonator, Chem. Machine Rm | FHO-DCL-SO-0201 | Sulphonator, Dechlorination Train 2, Chemical Building, Main Floor, Machine Room | Switch,Pressure-Low | Switch |  | PSL | http://www.toronto.ca/TWONTO#pressure_switch
91065 | FHO-DCL-PSL-0202 | Switch, Pressure-Low, Gaseous Supply Header to Dechlorination Train 2 Sulphonator, Chem. Machine Rm | FHO-DCL-SO-0201-KQ | Dechlorination Train 2 | Switch,Pressure-Low | Switch |  | PSL | http://www.toronto.ca/TWONTO#pressure_switch
91067 | FHO-DCL-PSL-0302 | Switch, Pressure-Low, Gaseous Supply Header to Dechlorination Train 3 Sulphonator, Chem. Machine Rm | FHO-DCL-SO-0301 | Sulphonator, Dechlorination Train 3, Chemical Building, Main Floor, Machine Room | Switch,Pressure-Low | Switch |  | PSL | http://www.toronto.ca/TWONTO#pressure_switch
91068 | FHO-DCL-PSL-0302 | Switch, Pressure-Low, Gaseous Supply Header to Dechlorination Train 3 Sulphonator, Chem. Machine Rm | FHO-DCL-SO-0301-KQ | Dechlorination Train 3 | Switch,Pressure-Low | Switch |  | PSL | http://www.toronto.ca/TWONTO#pressure_switch
91144 | FHO-DEW-LS-0003 | Switch, Level, Sump Pumps P-0501 & P-0601 Control, Filter 1-8 Building, S2, Reservoir Gallery South | FHO-DEW | Dewatering & Drainage | Switch,Level | Switch |  | LS | http://www.toronto.ca/TWONTO#level_switch
91146 | FHO-DEW-LS-1001 | Switch, Level, Sump Pump P-1001 Control, Chemical Building, S4, Fluoride Room | FHO-DEW | Dewatering & Drainage | Switch,Level | Switch |  | LS | http://www.toronto.ca/TWONTO#level_switch
91147 | FHO-DEW-LS-1101 | Switch, Level, Sump Pump P-1101 Control, Chemical Building, S4 Ammonia Room | FHO-DEW | Dewatering & Drainage | Switch,Level | Switch |  | LS | http://www.toronto.ca/TWONTO#level_switch
91148 | FHO-DEW-LS-1601 | Switch, Level, Sump Pumps P-1601 & P-1701 Controls, Standby Power Bldg, S4, Surge Tank Room | FHO-DEW-P-1601 | Pump, Centrifugal, Submersible, DeWatering Well, Standby Power Building, S4, Surge Tank Room |  | Switch |  | LS | http://www.toronto.ca/TWONTO#level_switch
91149 | FHO-DEW-LS-1801 | Switch, Level, Foundation Drain Sump Pumps P-1801 & P-1902 Control, Ozone Building, S2, Outside, N Wall | FHO-DEW-P-1801 | Pump, Centrifugal, Submersible, Foundation Drain Well, Ozone Building, S2, Outside, North Wall |  | Switch |  | LS | http://www.toronto.ca/TWONTO#level_switch
91150 | FHO-DEW-LS-2001 | Switch, Level, Basement Drain Sump Pump P-2001 Control, Ozone Building, S2, Outside, North Wall | FHO-DEW-P-2001 | Pump, Centrifugal, Submersible, Basement Drain Sump, Ozone Building, S2, Outside, North Wall |  | Switch |  | LS | http://www.toronto.ca/TWONTO#level_switch
91151 | FHO-DEW-LS-2101 | Switch, Level, Sump Pumps P-2101 & P-2102 Control, Ozone Building, S2, Raw Water Process Room | FHO-DEW-P-2101 | Pump, Submersible, Centrifugal, DeWatering, Foundation Drain, S2, Raw Water Process Room |  | Switch |  | LS | http://www.toronto.ca/TWONTO#level_switch
91152 | FHO-DEW-LS-2201 | Switch, Level, Sump Pumps P-2201 & P-2202 Control, Ozone Building, S2, Pipe Gallery 2, S/E of T-2100 | FHO-DEW-P-2201 | Pump, Submersible, Centrifugal, Drain Sump Well, Ozone Building, S2, Pipe Gallery 2, S/E of T-2100 |  | Switch |  | LS | http://www.toronto.ca/TWONTO#level_switch
91288 | FHO-DOZ-LSL-0100 | Switch, Level, Low, LOX Tank T-0100, LOX Storage Area | FHO-DOZ-T-0100 | Tank, Liquid Oxigen, LOX Storage Area |  | Switch |  | LSL | http://www.toronto.ca/TWONTO#level_switch
91352 | FHO-DOZ-PS-1150 | Power Supply Unit, Ozone Generator OZ-1100, Ozone Building, L1, Ozone Equipment Room | FHO-DOZ-GEN | FHO OZONE GENERATION SYSTEM | Generator,Electricity | Switch |  | PS | power_supply
91353 | FHO-DOZ-PS-1250 | Power Supply Unit, Ozone Generator OZ-1200, Ozone Building, L1, Ozone Equipment Room | FHO-DOZ-GEN | FHO OZONE GENERATION SYSTEM | Generator,Electricity | Switch |  | PS | power_supply
91354 | FHO-DOZ-PS-1250 | Power Supply Unit, Ozone Generator OZ-1200, Ozone Building, L1, Ozone Equipment Room | FHO-DOZ-OZ-1200 | Ozonator, Ozone Generator 2, Ozone Building, L1, Ozone Equipment Room, Ozone Generator Skid | Generator,Electricity | Switch |  | PS | power_supply
91357 | FHO-DOZ-PSH-0500 | Switch, Pressure, High, Air Storage Tank T-0500, Ozone Building, S2, RW Process Room, Nitrogen Skid | FHO-DOZ-T-0500 | Tank, Air Storage, Ozone Building, S2, Raw Water Process Room, Nitrogen Skid | Switch,Pressure-High | Switch |  | PSH | http://www.toronto.ca/TWONTO#pressure_switch
91358 | FHO-DOZ-PSL-5020 | Switch,Pressure,Low,Cooling Water Expansion Tank T-5002,Ozone Building,L1,Ozone Equipment Room | FHO-DOZ-T-5002 | Tank, Closed Loop Cooling Water Expansion, Ozone Building,L1,Ozone Equipment Room,Cooling Water Skid | Switch,Pressure-Low | Switch |  | PSL | http://www.toronto.ca/TWONTO#pressure_switch
91406 | FHO-DOZ-TSH-4404 | Switch, Temperature, High, Off-Gas Preheater,Ozone Building, L1, Ozone Equipment Room | FHO-DOZ-OFFGAS | OFFGAS DESTRUCTION |  | Switch |  | TSH | http://www.toronto.ca/TWONTO#temperature_switch
91407 | FHO-DOZ-TSH-4504 | Switch, Temperature, High, Off-Gas Preheater,Ozone Building, L1, Ozone Equipment Room | FHO-DOZ-OFFGAS | OFFGAS DESTRUCTION |  | Switch |  | TSH | http://www.toronto.ca/TWONTO#temperature_switch
91409 | FHO-DOZ-TSL-4104 | Switch, Temperature, Low, Off-Gas Preheater HTR-4104 Outlet,Ozone Building, L1, Ozone Equipment Room | FHO-DOZ-HTR-4104 | Heater, Off-Gas Preheater,Off Gas Distruct Skid 4100, Ozone Building, L1, Ozone Equipment Room | Switch,Temperature-Low | Switch |  | TSL | http://www.toronto.ca/TWONTO#temperature_switch
91410 | FHO-DOZ-TSL-4204 | Switch, Temperature, Low, Off-Gas Preheater HTR-4204 Outlet,Ozone Building, L1, Ozone Equipment Room | FHO-DOZ-HTR-4204 | Heater, Off-Gas Preheater,Off Gas Distruct Skid 4200, Ozone Building, L1, Ozone Equipment Room | Switch,Temperature-Low | Switch |  | TSL | http://www.toronto.ca/TWONTO#temperature_switch
91411 | FHO-DOZ-TSL-4304 | Switch, Temperature, Low, Off-Gas Preheater HTR-4304 Outlet,Ozone Building, L1, Ozone Equipment Room | FHO-DOZ-HTR-4304 | Heater, Off-Gas Preheater, Off Gas Distruct Skid 4300, Ozone Building, L1, Ozone Equipment Room | Switch,Temperature-Low | Switch |  | TSL | http://www.toronto.ca/TWONTO#temperature_switch
91412 | FHO-DOZ-TSL-4404 | Switch, Temperature, Low, Off-Gas Preheater HTR-4404 Outlet,Ozone Building, L1, Ozone Equipment Room | FHO-DOZ-HTR-4404 | Heater, Off-Gas Preheater, Off Gas Distruct Skid 4400, Ozone Building, L1, Ozone Equipment Room | Switch,Temperature-Low | Switch |  | TSL | http://www.toronto.ca/TWONTO#temperature_switch
91837 | FHO-ELS-LSL-0001SUSP | Switch, Level Low, Tank 0001, Emergency Power System, Near Outdoor Substation | FHO-EPG-T-0001 | Tank, Diesel Storage, Underground, Near Outdoor Substation |  | Switch | 42117 | LSL | http://www.toronto.ca/TWONTO#level_switch
92514 | FHO-FEQ-FSH-0001 | Switch, Flow-High, Fire System, Ozone Fire Room | FHO-SES-FEQ-1000 | Fire Equipment, Built In |  | Switch |  | FSH | http://www.toronto.ca/TWONTO#flow_switch
92515 | FHO-FEQ-FSH-0004 | Switch, Flow-High, Fire System, Admin Building, S5, Cable Tray Room, East | FHO-SES-FEQ-1000 | Fire Equipment, Built In |  | Switch |  | FSH | http://www.toronto.ca/TWONTO#flow_switch
92645 | FHO-FL-FSL-0002 | Switch,Flow Low,Diluted Fluoride Solution to E.Chem.Mixing Conduit,Filter 9-13 Pipe Gallery, S Wall | FHO-FL | Fluoridation | Switch,Flow-Low | Switch |  | FSL | http://www.toronto.ca/TWONTO#flow_switch
92646 | FHO-FL-FSL-0301 | Switch, Flow, Reservoir Sampling Pump Main Discharge Header, S2, Sluice Gate Hall East | FHO RESERVOIR | Sampling | Switch,Flow-Low | Switch |  | FSL | http://www.toronto.ca/TWONTO#flow_switch
92647 | FHO-FL-FSL-0303 | Switch, Flow, Sample Line to Fluoride Residual Analyzer FL-AIT-0002, S2, Sluice Gate Hall East | FHO RESERVOIR | Sampling | Switch,Flow-Low | Switch |  | FSL | http://www.toronto.ca/TWONTO#flow_switch
92748 | FHO-FLO-FSL-0001 | Switch, Flow, Flocculation Sampling Pumps Main Discharge Header, Filter Pipe Gallery 1-8, N/W | FHO PRE FILTERED | Sampling | Switch,Flow-Low | Switch |  | FSL | http://www.toronto.ca/TWONTO#flow_switch
92956 | FHO-FLT-FSL-5001 | Switch, Flow, Filtered Water Sample Header to Analyzer, Filter Pipe Gallery1-8, Lower Lvl, S/E | FHO FILTERED WATER | Composite Sampling | Switch,Flow-Low | Switch |  | FSL | http://www.toronto.ca/TWONTO#flow_switch
92957 | FHO-FLT-FSL-5002 | Switch, Flow, Filtered Water Sample to FLT-AIT-5001, Filter Pipe Gallery1-8,Upper Lvl, S/E | FHO FILTERED WATER | Composite Sampling | Switch,Flow-Low | Switch |  | FSL | http://www.toronto.ca/TWONTO#flow_switch
93513 | FHO-MCS-PSL-0101 | Switch, Pressure, Low, Service Water to Vacuum Priming Pump P-0101, S3, Compressor Room | FHO-MCS-P-0101 | Pump, Centrifugal, Vacuum Tanks T-0101&0201, S3, Compressor Room | Switch,Pressure-Low | Switch |  | PSL | http://www.toronto.ca/TWONTO#pressure_switch
93514 | FHO-MCS-PSL-0201 | Switch, Pressure, Low, Service Water to Vacuum Priming Pump P-0201, S3, Compressor Room | FHO-MCS-P-0201 | Pump, Centrifugal, Vacuum Tanks T-0101&0201, S3, Compressor Room | Switch,Pressure-Low | Switch |  | PSL | http://www.toronto.ca/TWONTO#pressure_switch
93515 | FHO-MCS-PSL-0201 | Switch, Pressure, Low, Service Water to Vacuum Priming Pump P-0201, S3, Compressor Room | FHO-MCS-P-0201-KQ | Vacuum Priming Pump 2 | Switch,Pressure-Low | Switch |  | PSL | http://www.toronto.ca/TWONTO#pressure_switch
93516 | FHO-MCS-PSL-0301 | Switch, Pressure, Low, Service Water to Vacuum Priming Pump P-0301, S3, Compressor Room | FHO-MCS-P-0301 | Pump, Centrifugal, Vacuum Tanks T-0101&0201, S3, Compressor Room | Switch,Pressure-Low | Switch |  | PSL | http://www.toronto.ca/TWONTO#pressure_switch
93517 | FHO-MCS-PSL-0301 | Switch, Pressure, Low, Service Water to Vacuum Priming Pump P-0301, S3, Compressor Room | FHO-MCS-P-0301-KQ | Vacuum Priming Pump 3 | Switch,Pressure-Low | Switch |  | PSL | http://www.toronto.ca/TWONTO#pressure_switch
93775 | FHO-PLT-PSH-0201 | Switch, Pressure High, Discharge, Pretreatment Chemical Dispersion Pump 0201,Ozone Building,S2 Level | FHO-PLT-P-0101 | Pump, Centrifugal, Pretreatment Chemical Dispersion,Ozone Building, S2, Ozone Pipe Gallery #2 | Switch,Pressure-High | Switch |  | PSH | http://www.toronto.ca/TWONTO#pressure_switch
93987 | FHO-RW-FSL-0006 | Switch, Flow,Supply Header from On-shore Sampling System to Raw Water Analyzers, S10, Basement | FHO RAW H2O | Raw water Sampling | Switch,Flow-Low | Switch |  | FSL | http://www.toronto.ca/TWONTO#flow_switch
93997 | FHO-RW-LSL-2401 | Switch, Level, Low, Raw Water Pump P-2401 Loss of Prime, S9, RW Pump Room | FHO-RW-P-2401 | Pump, Centrifugal, RW Pump 2401. S9, RW Pump Room |  | Switch |  | LSL | http://www.toronto.ca/TWONTO#level_switch
94030 | FHO-RW-PSL-1801 | Switch, Pressure, Low, Raw Water Pump P-1801 Loss of Prime, S9 RW Pump Room | FHO-RW-P-1801 | Pump, Centrifugal, RW Pump 1801. S9, RW Pump Room |  | Switch |  | PSL | http://www.toronto.ca/TWONTO#pressure_switch
94031 | FHO-RW-PSL-1901 | Switch, Pressure, Low, Raw Water Pump P-1901 Loss of Prime, S9 RW Pump Room | FHO-RW-P-1901 | Pump, Centrifugal, RW Pump 1901. S9, RW Pump Room |  | Switch |  | PSL | http://www.toronto.ca/TWONTO#pressure_switch
94219 | FHO-SBS-FSH-0001 | Switch, Flow, High, Rupture Disk, SBS-SC-0001, Chemical Building, S2, Chlorine Storage Room, | FHO-SBS | Ozone Quenching |  | Switch |  | FSH | http://www.toronto.ca/TWONTO#flow_switch
94221 | FHO-SBS-LSH-0002 | Switch, Level High, SBS Tank Spill Containment,S4 Level, SBS Tank Room | FHO-SBS | Ozone Quenching | Switch,Level-High | Switch |  | LSH | http://www.toronto.ca/TWONTO#level_switch
95132 | FHO-TRW-FSL-0005 | Switch,Flow,Low,Secondary TRW Suction Channel Sampling Line,Ozone Building,S2,Dispersion Pump Room | FHO-TRW | Treated Water System | Switch,Flow-Low | Switch |  | FSL | http://www.toronto.ca/TWONTO#flow_switch
95133 | FHO-TRW-FSL-0101 | Switch, Flow, Low, Output Sampling Pumps Discharge, TRW Building, S5, Basement, Valve Chamber Hall | FHO TRW OUTPUT | Treated Water Output Sampling | Switch,Flow-Low | Switch |  | FSL | http://www.toronto.ca/TWONTO#flow_switch
95134 | FHO-TRW-FSL-0102 | Switch,Flow,Low,Sample to Chlorine Residual Analyzer AIT-0001,TRW Bldg.,S5,Bsmnt.,Valve Chamber Hall | FHO TRW OUTPUT | Treated Water Output Sampling | Switch,Flow-Low | Switch |  | FSL | http://www.toronto.ca/TWONTO#flow_switch
95135 | FHO-TRW-FSL-0103 | Switch, Flow, Low, Sample to Turbidity and Fluoride Analyser, TRW Bldg, S5, Bsmnt,Valve Chamber Hall | FHO TRW OUTPUT | Treated Water Output Sampling | Switch,Flow-Low | Switch |  | FSL | http://www.toronto.ca/TWONTO#flow_switch
95136 | FHO-TRW-FSL-0104 | Switch, Flow, Low, Sample to Chloramination Analyzers, TRW Building, S5, Basement,Valve Chamber Hall | FHO TRW OUTPUT | Treated Water Output Sampling | Switch,Flow-Low | Switch |  | FSL | http://www.toronto.ca/TWONTO#flow_switch
95137 | FHO-TRW-FSL-0106 | Switch, Flow, Low, pH Analyzer AIT-0010 Inlet, TRW Building, S5, Basement, Valve Chamber Hall | FHO TRW OUTPUT | Treated Water Output Sampling |  | Switch |  | FSL | http://www.toronto.ca/TWONTO#flow_switch
95162 | FHO-TRW-LSH-0001 | Switch, Level, High, Surge Tank T-0001, Surge Building, S4, Tank Room | FHO-TRW-T-0001 | Tank, Surge, District 1E1, Surge Building, S4, Tank Room | Switch,Level-High | Switch |  | LSH | http://www.toronto.ca/TWONTO#level_switch
95163 | FHO-TRW-LSH-0001 | Switch, Level, High, Surge Tank T-0001, Surge Building, S4, Tank Room | FHO-TRW-T-0001-KQ | Surge Tank 1 | Switch,Level-High | Switch |  | LSH | http://www.toronto.ca/TWONTO#level_switch
95164 | FHO-TRW-LSH-0002 | Switch, Level, High, Surge Tank T-0002, Surge Building, S4, Tank Room | FHO-TRW-T-0002 | Tank, Surge, District 1E2, Surge Building, S4, Tank Room | Switch,Level-High | Switch |  | LSH | http://www.toronto.ca/TWONTO#level_switch
95165 | FHO-TRW-LSH-0003 | Switch, Level, High, Surge Tank T-0003, Surge Building, S4, Tank Room | FHO-TRW-T-0003 | Tank, Surge, District 2E1, Surge Building, S4, Tank Room | Switch,Level-High | Switch |  | LSH | http://www.toronto.ca/TWONTO#level_switch
95172 | FHO-TRW-LSL-0001 | Switch, Level, High, Surge Tank T-0001, Surge Building, S4, Tank Room | FHO-TRW-T-0001 | Tank, Surge, District 1E1, Surge Building, S4, Tank Room | Switch,Level-Low | Switch |  | LSL | http://www.toronto.ca/TWONTO#level_switch
95173 | FHO-TRW-LSL-0001 | Switch, Level, High, Surge Tank T-0001, Surge Building, S4, Tank Room | FHO-TRW-T-0001-KQ | Surge Tank 1 | Switch,Level-Low | Switch |  | LSL | http://www.toronto.ca/TWONTO#level_switch
95174 | FHO-TRW-LSL-0002 | Switch, Level, High, Surge Tank T-0002, Surge Building, S4, Tank Room | FHO-TRW-T-0002-KQ | Surge Tank 2 | Switch,Level-Low | Switch |  | LSL | http://www.toronto.ca/TWONTO#level_switch
95175 | FHO-TRW-LSL-0003 | Switch, Level, High, Surge Tank T-0003, Surge Building, S4, Tank Room | FHO-TRW-T-0003-KQ | Surge Tank 3 | Switch,Level-Low | Switch |  | LSL | http://www.toronto.ca/TWONTO#level_switch
95176 | FHO-TRW-LSL-0100 | Switch, Level, Low, Pump P-0100 Loss of Prime, Treated Water Building, S3, Pump Room | FHO-TRW-P-0100 | Pump, Centrifugal, Treated Water Building, S3, Treated Water Pump Room | Switch,Level-Low | Switch |  | LSL | http://www.toronto.ca/TWONTO#level_switch
95177 | FHO-TRW-LSL-0500 | Switch, Level, Low, Pump P-0500 Loss of Prime, Treated Water Building, S3, Pump Room | FHO-TRW-P-0500 | Pump, Centrifugal, Treated Water Building, S3, Treated Water Pump Room |  | Switch |  | LSL | http://www.toronto.ca/TWONTO#level_switch
95178 | FHO-TRW-LSL-0600 | Switch, Level, Low, Pump P-0600 Loss of Prime, Treated Water Building, S3, Pump Room | FHO-TRW-P-0600 | Pump, Centrifugal, Treated Water Building, S3, Treated Water Pump Room | Switch,Level-Low | Switch |  | LSL | http://www.toronto.ca/TWONTO#level_switch
95179 | FHO-TRW-LSL-0800 | Switch, Level, Low, Pump P-0800 Loss of Prime, Treated Water Building, S3, Pump Room | FHO-TRW-P-0800 | Pump, Centrifugal, Treated Water Building, S3, Treated Water Pump Room | Switch,Level-Low | Switch |  | LSL | http://www.toronto.ca/TWONTO#level_switch
95180 | FHO-TRW-LSL-0800 | Switch, Level, Low, Pump P-0800 Loss of Prime, Treated Water Building, S3, Pump Room | FHO-TRW-P-0800-KQ | TRW Pump Unit 8 | Switch,Level-Low | Switch |  | LSL | http://www.toronto.ca/TWONTO#level_switch
95183 | FHO-TRW-LSL-1000 | Switch, Level, Low, Pump P-1000 Loss of Prime, Treated Water Building, S3, Pump Room | FHO-TRW-P-1000 | Pump, Centrifugal, Treated Water Building, S3, Treated Water Pump Room | Switch,Level-Low | Switch |  | LSL | http://www.toronto.ca/TWONTO#level_switch
95185 | FHO-TRW-LSL-2900 | Switch, Level, Low, Pump P-2900 Loss of Prime, Treated Water Building, S3, Pump Room | FHO-TRW-P-2900 | Pump, Centrifugal, Treated Water Building, S3, Treated Water Pump Room |  | Switch |  | LSL | http://www.toronto.ca/TWONTO#level_switch
95241 | FHO-TRW-PSH-0001 | Switch, Pressure, High, RW & TW Pumps Priming Header, TRW Building, S3, Compressor Room | FHO-TRW-VP | Vacuum Priming | Switch,Pressure-High | Switch |  | PSH | http://www.toronto.ca/TWONTO#pressure_switch
95242 | FHO-TRW-PSH-0003 | Switch, High Pressure, Air Supply Header, Surge Protection System, Surge Bldg, S2, Compressore Rm, E | FHO-TRW- SURGE | Surge Protection System | Switch,Pressure-High | Switch |  | PSH | http://www.toronto.ca/TWONTO#pressure_switch
95243 | FHO-TRW-PSL-0005 | Switch, Pressure, Low, Priming Pump Control, TRW Building, S3, Compressor Room | FHO-TRW-VP | Vacuum Priming | Switch,Pressure-Low | Switch |  | PSL | http://www.toronto.ca/TWONTO#pressure_switch
95280 | FHO-TRW-TSH-0001 | Switch, Temperature, High, TRW Building, S3, TRW Pump Room, South Wall | FHO TRW PUMPING | Treated Water Pumping | Transmitter,Temperature | Switch |  | TSH | http://www.toronto.ca/TWONTO#temperature_switch
95281 | FHO-TRW-TSL-0001 | Switch, Temperature, Low, TRW Building, S3, TRW Pump Room, South Wall | FHO TRW PUMPING | Treated Water Pumping | Transmitter,Temperature | Switch |  | TSL | http://www.toronto.ca/TWONTO#temperature_switch
95552 | FHO-WWW-LSH-0102 | Switch, Level-High, Clarifier 1, Clarifier Building, S4, Basement | FHO-WWW-T-0102 | Tank, Clarifier 0102, Waste Water System, Clarifier Building, West |  | Switch |  | LSH | http://www.toronto.ca/TWONTO#level_switch
95581 | FHO-WWW-PSH-0001 | Switch, Pressure-High, Sludge Transfer to Highland Creek, Clarifier Building, S4, Basement | FHO-WWW-P-0501 | Pump, Sludge Transfer to Highland Creek, Clarifier Building, S4, Basement |  | Switch |  | PSH | http://www.toronto.ca/TWONTO#pressure_switch
95582 | FHO-WWW-PSH-0601 | Switch, Pressure High, Discharge WW Blower WWW-BL-0601, S5 Blower Room | FHO-WWW-BL-0601 | Blower, Process Air to Waste Water Tank 1, S5 Blower Room | Switch,Pressure-High | Switch |  | PSH | http://www.toronto.ca/TWONTO#pressure_switch
95583 | FHO-WWW-PSH-0701 | Switch, Pressure High, Discharge WW Blower WWW-BL-0701, S5 Blower Room | FHO-WWW-BL-0701 | Blower, Back-up to Process Air to Waste Water Tank # 1 & 2, S5 Blower Room | Switch,Pressure-High | Switch |  | PSH | http://www.toronto.ca/TWONTO#pressure_switch
95691 | FHO-WWW-XSH-0101 | Switch, Torque, High, Rake, Clarifier 1 | FHO-WWW-T-0102-KQ | Clarifier 1 | Sensor,Position | Switch |  | XSH | http://www.toronto.ca/TWONTO#torque_switch
95692 | FHO-WWW-XSH-0201 | Switch, Torque, High, Rake Drive, Clarifier 2 | FHO-WWW-T-0202 | Tank, Clarifier 0202, Waste Water System, Clarifier Building, East | Sensor,Position | Switch |  | XSH | http://www.toronto.ca/TWONTO#torque_switch
96022 | FIS-AM-FSL-0102 | Switch, Flow, Low, Ammonia Feed Line to Reservoir, Meter & Sampling Building, Upper Level, North | FIS-AM | Ammoniation | Sensor,Flow | Switch |  | FSL | http://www.toronto.ca/TWONTO#flow_switch
96023 | FIS-AM-FSL-0801 | Switch, Flow, Low, Inlet Water, Ammonia Scrubber SB-0801, Ammonia & Fluoride Building, Main Floor, Scrubber Room | FIS-AM-SB-0801 | Scrubber, Ammonia, Ammonia & Fluoride Building, Main Floor, Scrubber Room |  | Switch |  | FSL | http://www.toronto.ca/TWONTO#flow_switch
96028 | FIS-AM-LSH-0001 | Switch, Level, High, Ammonia Tank T-0101 Spill Containment, Ammonia & Fluoride Building,Storage Room | FIS-AM | Ammoniation | Switch,Level-High | Switch |  | LSH | http://www.toronto.ca/TWONTO#level_switch
96029 | FIS-AM-LSH-0003 | Switch, Level, High, Ammonia Tank T-0201 Spill Containment, Ammonia & Fluoride Building,Storage Room | FIS-AM-T-0201 | Tank, Ammonia Bulk Storage, Ammonia & Fluoride Building, Storage Room |  | Switch |  | LSH | http://www.toronto.ca/TWONTO#level_switch
96030 | FIS-AM-LSHH-0201 | Switch, Level, High High, Tank 0201, Aqua Ammonia Storage | FIS-AM-T-0201 | Tank, Ammonia Bulk Storage, Ammonia & Fluoride Building, Storage Room |  | Switch |  | LSHH | http://www.toronto.ca/TWONTO#level_switch
96084 | FIS-AMT-ST-0001 | Transmitter, Wind Speed, Filter Building Roof, Weather Monitoring Station AMT-WS-0001 | FIS-AMT-WS-0001 | Weather Monitoring Station, Filter Building Roof |  | Switch |  | ST | http://www.toronto.ca/TWONTO#instrument_transmitter
96127 | FIS-BW-LSL-0101 | Switch, Level, Low, Backwash Pump P-0101 Priming, Filter Building, Pump Room | FIS-BW-P-0101 | Circuit Breaker,4.16 kV,Filter Building,Mezzanine,West,Solid State Starter,FIS-BW-P-0101 |  | Switch |  | LSL | http://www.toronto.ca/TWONTO#level_switch
96133 | FIS-BW-TSH-0101 | Switch, Temperature, High, Motor Outboard Bearing, Backwash Pump P-0101, Filter Building, Pump Room | FIS-BW-P-0101 | Circuit Breaker,4.16 kV,Filter Building,Mezzanine,West,Solid State Starter,FIS-BW-P-0101 |  | Switch |  | TSH | http://www.toronto.ca/TWONTO#temperature_switch
96134 | FIS-BW-TSH-0102 | Switch, Temperature, High, Motor Inboard Bearing, Backwash Pump P-0101, Filter Building, Pump Room | FIS-BW-P-0101 | Circuit Breaker,4.16 kV,Filter Building,Mezzanine,West,Solid State Starter,FIS-BW-P-0101 |  | Switch |  | TSH | http://www.toronto.ca/TWONTO#temperature_switch
96135 | FIS-BW-TSH-0201 | Switch, Temperature, High, Motor Outboard Bearing, Backwash Pump P-0201, Filter Building, Pump Room | FIS-BW-P-0201 | Circuit Breaker,4.16 kV,Filter Building,Mezzanine,East,Solid State Starter,FIS-BW-P-0201 |  | Switch |  | TSH | http://www.toronto.ca/TWONTO#temperature_switch
96136 | FIS-BW-TSH-0202 | Switch, Temperature, High, Motor Inboard Bearing, Backwash Pump P-0201, Filter Building, Pump Room | FIS-BW-P-0201 | Circuit Breaker,4.16 kV,Filter Building,Mezzanine,East,Solid State Starter,FIS-BW-P-0201 |  | Switch |  | TSH | http://www.toronto.ca/TWONTO#temperature_switch
96137 | FIS-BW-TSH-0204 | Switch, Temperature, High, Pump Outboard Bearing, Backwash Pump P-0201, Filter Building, Pump Room | FIS-BW-P-0201 | Circuit Breaker,4.16 kV,Filter Building,Mezzanine,East,Solid State Starter,FIS-BW-P-0201 |  | Switch |  | TSH | http://www.toronto.ca/TWONTO#temperature_switch
96138 | FIS-BW-TSH-0205 | Switch, Temperature, High, Pump Casing Temperature, Backwash Pump P-0201, Filter Building, Pump Room | FIS-BW-P-0201 | Circuit Breaker,4.16 kV,Filter Building,Mezzanine,East,Solid State Starter,FIS-BW-P-0201 |  | Switch |  | TSH | http://www.toronto.ca/TWONTO#temperature_switch
96247 | FIS-CLA-FSL-0001 | Switch, Flow, Low, Pre-Filtered Residual Chlorine Analyser AIT-0001, Filter Building, Pump Room E | FIS-CLA | Pre-Chorination System | Transmitter,Flow | Switch |  | FSL | http://www.toronto.ca/TWONTO#flow_switch
96248 | FIS-CLA-FSL-0001 | Switch, Flow, Low, Pre-Filtered Residual Chlorine Analyser AIT-0001, Filter Building, Pump Room E | FIS-CLA-AIT-0001 | Analyzer, Chlorine, Pre-Filtered Residual, Filter Building, Pump Room East | Transmitter,Flow | Switch |  | FSL | http://www.toronto.ca/TWONTO#flow_switch
96250 | FIS-CLA-PSH-0101 | Switch, Pressure, High, Pre-Chlorine Train 1,Rupture Disc Outlet, Gaseous Chemical Bldg,Storage Rm | FIS-CLA-CHL-0101 | Chlorinator, Pre Chlorination Train 1, Gaseous Chemical Building, Machine Room | Sensor,Pressure | Switch |  | PSH | http://www.toronto.ca/TWONTO#pressure_switch
96251 | FIS-CLA-PSH-0102 | Switch, Pressure, High, Pre-Chlorine Evaporator EV-0101 Discharge, Gaseous Chemical Bldg, Machine Rm | FIS-CLA-CHL-0101 | Chlorinator, Pre Chlorination Train 1, Gaseous Chemical Building, Machine Room | Sensor,Pressure | Switch |  | PSH | http://www.toronto.ca/TWONTO#pressure_switch
96252 | FIS-CLA-PSL-0102 | Switch, Pressure, Low, Pre-Chlorine Evaporator EV-0101 Discharge, Gaseous Chemical Bldg,Storage Room | FIS-CLA-CHL-0101 | Chlorinator, Pre Chlorination Train 1, Gaseous Chemical Building, Machine Room | Sensor,Pressure | Switch |  | PSL | http://www.toronto.ca/TWONTO#pressure_switch
96305 | FIS-CLB-FSL-0001 | Switch, Flow, Low, After Post Residual Chlorine Analyser AIT-0001A, Filter Building, Pump Room East | FIS-CLB | Post-Chlorination | Sensor,Level | Switch |  | FSL | http://www.toronto.ca/TWONTO#flow_switch
96306 | FIS-CLB-FSL-0002 | Switch, Flow, Low, Before SO2 Analysers AIT-0002A & B, Chemical Sampling Bldg, Upper Level, N Wall | FIS-CLB | Post-Chlorination | Sensor,Level | Switch |  | FSL | http://www.toronto.ca/TWONTO#flow_switch
96307 | FIS-CLB-FSL-0002 | Switch, Flow, Low, Before SO2 Analysers AIT-0002A & B, Chemical Sampling Bldg, Upper Level, N Wall | FIS-CLB-AIT-0002B | Analyzer, Chlorine, Standby Before SO2 Residual Chemical Sampling Building, Upper Level | Sensor,Level | Switch |  | FSL | http://www.toronto.ca/TWONTO#flow_switch
96314 | FIS-CLB-PSH-0101 | Switch, Pressure, High,Post-Chlorine Train 1,Rupture Disc Outlet Gaseous Chemical Bldg,Storage Rm | FIS-CLB-T-0102 | Tank, Expansion, Cl2 Liquid to Evaporator EV-0101, Gaseous Chemical Building,Storage Room | Sensor,Pressure | Switch |  | PSH | http://www.toronto.ca/TWONTO#pressure_switch
96315 | FIS-CLB-PSH-0102 | Switch, Pressure, High, Post-Chlorine Evaporator EV-0101 Discharge,Gaseous Chemical Bldg, Machine Rm | FIS-CLC-CHL-0101 | Chemical Feeder, Gas, Chlorine, Trim Chlorination, Chlorination System | Sensor,Pressure | Switch |  | PSH | http://www.toronto.ca/TWONTO#pressure_switch
96316 | FIS-CLB-PSH-0202 | Switch, Pressure, High, Post-Chlorine Evaporator EV-0201 Discharge,Gaseous Chemical Bldg, Machine Rm | FIS-CLB-CHL-0201 | Chlorinator, Post Chlorination Train 2, Gaseous Chemical Building, Machine Room | Sensor,Pressure | Switch |  | PSH | http://www.toronto.ca/TWONTO#pressure_switch
96319 | FIS-CLB-PSL-0101 | Switch, Pressure, Low, Post-Chlorine Gas, WCS-0101 Discharge, Gaseous Chemical Bldg, Storage Room | FIS-CLB-EV-0101 | Evaporator, Post Chlorination Train 1, Gaseous Chemical Building, Storage Room | Sensor,Pressure | Switch |  | PSL | http://www.toronto.ca/TWONTO#pressure_switch
96320 | FIS-CLB-PSL-0101 | Switch, Pressure, Low, Post-Chlorine Gas, WCS-0101 Discharge, Gaseous Chemical Bldg, Storage Room | FIS-CLC-CHL-0101 | Chemical Feeder, Gas, Chlorine, Trim Chlorination, Chlorination System | Sensor,Pressure | Switch |  | PSL | http://www.toronto.ca/TWONTO#pressure_switch
96321 | FIS-CLB-PSL-0201 | Switch, Pressure, Low, Post-Chlorine Gas, WCS-0201 Discharge, Gaseous Chemical Bldg, Storage Room | FIS-CLB-CHL-0201 | Chlorinator, Post Chlorination Train 2, Gaseous Chemical Building, Machine Room | Sensor,Pressure | Switch |  | PSL | http://www.toronto.ca/TWONTO#pressure_switch
96322 | FIS-CLB-PSL-0201 | Switch, Pressure, Low, Post-Chlorine Gas, WCS-0201 Discharge, Gaseous Chemical Bldg, Storage Room | FIS-CLB-EV-0201 | Evaporator, Post Chlorination Train 2, Gaseous Chemical Building, Storage Room | Sensor,Pressure | Switch |  | PSL | http://www.toronto.ca/TWONTO#pressure_switch
96332 | FIS-CLB-TSL-0101 | Switch, Temperature, Low, Post-Chlorine EV-0101 Discharge, Gaseous Chemical Building, Main Floor, Machine Room | FIS-CLB-EV-0101 | Evaporator, Post Chlorination Train 1, Gaseous Chemical Building, Storage Room |  | Switch |  | TSL | http://www.toronto.ca/TWONTO#temperature_switch
96421 | FIS-DCL-FSL-0001 | Switch, Flow, Low, After SO2 Sample to Analysers AIT-0001A & 0001B, Sampling Building, Upper Level | FIS-DCL-AIT-0001B | Analyzer, Chlorine, Standby After SO2 Residual, Chemical Sampling Building, Upper Level | Valve | Switch |  | FSL | http://www.toronto.ca/TWONTO#flow_switch
96427 | FIS-DCL-PSH-0101 | Switch, Pressure, High, SO2 Train 1, Rupture Disc Outlet, Gaseous Chemical Building, Storage Room | FIS-DCL-T-0101 | Tank, Expansion, SO2 Liquid to Evaporator EV-0101, Gaseous Chemical Building,Storage Room | Sensor,Level | Switch |  | PSH | http://www.toronto.ca/TWONTO#pressure_switch
96428 | FIS-DCL-PSH-0201 | Switch, Pressure, High, SO2 Train 2, Rupture Disc Outlet, Gaseous Chemical Building, Storage Room | FIS-DCL-SO-0201 | Sulphonator, Gaseous Chemical Building, Machine Room | Sensor,Level | Switch |  | PSH | http://www.toronto.ca/TWONTO#pressure_switch
96429 | FIS-DCL-PSL-0101 | Switch, Pressure, Low, SO2 Gas, WCS-0101 Discharge, Gaseous Chemical Building, Storage Room | FIS-DCL | De-Chlorination | Sensor,Level | Switch |  | PSL | http://www.toronto.ca/TWONTO#pressure_switch
96430 | FIS-DCL-PSL-0102 | Switch, Pressure, Low, SO2 Evaporator EV-0101 Discharge, Gaseous Chemical Building, Storage Room | FIS-DCL-SO-0201 | Sulphonator, Gaseous Chemical Building, Machine Room | Valve | Switch |  | PSL | http://www.toronto.ca/TWONTO#pressure_switch
96431 | FIS-DCL-PSL-0201 | Switch, Pressure, Low, SO2 Gas, WCS-0201 Discharge, Gaseous Chemical Building, Storage Room | FIS-DCL-SO-0201 | Sulphonator, Gaseous Chemical Building, Machine Room | Sensor,Level | Switch |  | PSL | http://www.toronto.ca/TWONTO#pressure_switch
96432 | FIS-DCL-PSL-0201 | Switch, Pressure, Low, SO2 Gas, WCS-0201 Discharge, Gaseous Chemical Building, Storage Room | FIS-DCL-T-0201 | Tank, Expansion, SO2 Liquid to Evaporator EV-0101, Gaseous Chemical Building,Storage Room | Sensor,Level | Switch |  | PSL | http://www.toronto.ca/TWONTO#pressure_switch
96497 | FIS-DEW-LS-0001 | Switch, Level, Assembly, Tank T-0001 Dewatering Pumps Control, Filter Building, Pump Room East Side | FIS-DEW-P-0001A | Pump, Submersible, Vertical Turbine, Tank T- 0001, Filter Building, Pump Room, East Side |  | Switch |  | LS | http://www.toronto.ca/TWONTO#level_switch
96498 | FIS-DEW-LS-0002 | Switch,Level,Assembly,Tank T-0002 Dewatering Pump Control,Workshop Bldg,Below Machine Shop Mezzanine | FIS-DEW-P-0006A | Pump, Submersible, Dewatering Tank T-0002, Workshop Building, Below Machine Shop Mezzanine |  | Switch |  | LS | http://www.toronto.ca/TWONTO#level_switch
96499 | FIS-DEW-LSH-0003 | Switch, Level, High, Main Sump Pit Tank T-0005, Filter Building, Sub Basement | FIS-DEW | Dewatering & Drainage | Sensor,Level | Switch |  | LSH | http://www.toronto.ca/TWONTO#level_switch
96500 | FIS-DEW-LSH-0003 | Switch, Level, High, Main Sump Pit Tank T-0005, Filter Building, Sub Basement | FIS-DEW-T-0005 | Tank, Dewatering Chamber, Filter Building Sub Basement, Main Sump Pit Area | Sensor,Level | Switch |  | LSH | http://www.toronto.ca/TWONTO#level_switch
96501 | FIS-DEW-LSH-0004 | Switch, Level, High, Low Lift Pumps & Screen Room Drain Sump Tank T-0003, Pump Building, Pump Room | FIS-DEW | Dewatering & Drainage | Sensor,Level | Switch |  | LSH | http://www.toronto.ca/TWONTO#level_switch
96502 | FIS-DEW-LSH-0004 | Switch, Level, High, Low Lift Pumps & Screen Room Drain Sump Tank T-0003, Pump Building, Pump Room | FIS-DEW-T-0003 | Tank, Low Lift Pumps & Screen Room Drain Sump, Raw Water Pump Building, Pump Room, South | Sensor,Level | Switch |  | LSH | http://www.toronto.ca/TWONTO#level_switch
96503 | FIS-DEW-LSH-0005 | Switch, Level, High, Main Sump Pit Area Tank T-0006, Filter Complex, Entrance | FIS-DEW | Dewatering & Drainage | Sensor,Level | Switch |  | LSH | http://www.toronto.ca/TWONTO#level_switch
96504 | FIS-DEW-LSH-0005 | Switch, Level, High, Main Sump Pit Area Tank T-0006, Filter Complex, Entrance | FIS-DEW-T-0006 | Tank, Dewatering Chamber, Main Sump Pit Area, Admin Bldg Entrance | Sensor,Level | Switch |  | LSH | http://www.toronto.ca/TWONTO#level_switch
96505 | FIS-DEW-LSH-0006 | Switch, Level, High, Maintenance Hole No.5 Tank T-0004, Metering Building, Maintenance Hole No.5 | FIS-DEW | Dewatering & Drainage | Sensor,Level | Switch |  | LSH | http://www.toronto.ca/TWONTO#level_switch
96506 | FIS-DEW-LSH-0006 | Switch, Level, High, Maintenance Hole No.5 Tank T-0004, Metering Building, Maintenance Hole No.5 | FIS-DEW-T-0004 | Tank, Dewatering, Maintenance Hole No.5, Flow Metering Building | Sensor,Level | Switch |  | LSH | http://www.toronto.ca/TWONTO#level_switch
96635 | FIS-ELS-DS-0616 | Switch, Disconnect,600V, Polymer Skids Feed, Polymer Storage Room | FIS-ELS-TR-0616 | Transformer, 15kVA,600/120/208V, RMF Polymer Storage & Feeder Building, Polymer Storage Room | Switch | Switch |  | DS | http://www.toronto.ca/TWONTO#disconnect_switch
96636 | FIS-ELS-DS-0616A | Disconnect Switch, Polymer Skid 1, RMF Polymer Storage & Feeder Building, Polymer Storage Room | FIS-ELS-TR-0616 | Transformer, 15kVA,600/120/208V, RMF Polymer Storage & Feeder Building, Polymer Storage Room | Switch | Switch |  | DS | http://www.toronto.ca/TWONTO#disconnect_switch
96637 | FIS-ELS-DS-0616B | Disconnect Switch, Polymer Skid 2, RMF Polymer Storage & Feeder Building, Polymer Storage Room | FIS-ELS-MCC-0600 | MCC,600 V,Filter Building,Mezzanine,West | Switch | Switch |  | DS | http://www.toronto.ca/TWONTO#disconnect_switch
96640 | FIS-ELS-ESP-0611 | Splitter, Electrical, 600V, Chemical Mixing Building, East Wall | FIS-ELS-MCC-0600 | MCC,600 V,Filter Building,Mezzanine,West |  | Switch |  | ESP | ?
96721 | FIS-ELS-LS-2103 | Switch, Level, Float, Fuel Oil Day Tank T-2102 Spill Containment, Workshop Building, Main Floor, Generator Room | FIS-ELS-T-2102 | Tank, 450 L, Generator GEN-2100 Fuel Oil Day Tank, Workshop Building, Generator Room |  | Switch |  | LS | http://www.toronto.ca/TWONTO#level_switch
96723 | FIS-ELS-LSH-2001 | Switch, Level, High, Fuel Oil Storage Tanks Spill Containment, Workshop Building, Storage Tank Room | FIS-ELS-T-2201 | Tank, 2500 L, Generator GEN-02200 Fuel Oil Storage, Workshop Building, Fuel Storage Tank Room |  | Switch |  | LSH | http://www.toronto.ca/TWONTO#level_switch
96794 | FIS-ELS-PS-2102 | Switch, Pressure, High, Fuel Oil Day Tank T-2102, Workshop Building, Generator Room | FIS-ELS-T-2102 | Tank, 450 L, Generator GEN-2100 Fuel Oil Day Tank, Workshop Building, Generator Room |  | Switch |  | PS | http://www.toronto.ca/TWONTO#pressure_switch
96795 | FIS-ELS-PS-2201 | Switch, Pressure, High, Fuel Oil Storage Tank T 2201, Workshop Building, Storage Tank Room | FIS-ELS-T-2201 | Tank, 2500 L, Generator GEN-02200 Fuel Oil Storage, Workshop Building, Fuel Storage Tank Room |  | Switch |  | PS | http://www.toronto.ca/TWONTO#pressure_switch
97067 | FIS-FL-FSL-0001 | Switch, Flow, Low, Sampling to Fluoride Residual Analyser AIT-0001, Filter Building, Pump Room East | FIS-FL-AIT-0001 | Analyzer, Fluoride Residual, Filter Complex, Basement Floor, Pump Room East | Switch,Flow-Low | Switch |  | FSL | http://www.toronto.ca/TWONTO#flow_switch
97072 | FIS-FL-LSH-0001 | Switch, Level, High, Tanks T-0101 & 0201 Spill Containment, Ammonia & Fluoride Building,Storage Room | FIS-FL | Fluoridation | Switch,Level-High | Switch |  | LSH | http://www.toronto.ca/TWONTO#level_switch
97073 | FIS-FL-LSH-0003 | Switch, Level, High, Tanks T-0301 Spill Containment, Ammonia & Fluoride Building, Main Floor,T-0301 Room | FIS-FL | Fluoridation | Switch,Level-High | Switch |  | LSH | http://www.toronto.ca/TWONTO#level_switch
97143 | FIS-FLT-FSL-0001-SUS | Switch, Flow-Low, SMP, AIT 0001, Filter Building Pump Room, Sampling Pumps - Filter Pipe Gallery | FIS-FLT | Filtration |  | Switch | 38235 | FSL | http://www.toronto.ca/TWONTO#flow_switch
97144 | FIS-FLT-FSL-0002SUS | Switch, Flow, Low, Filter Composite Particle Counter Analyser AIT 0002, Filter Building, Pump Room E | FIS-FLT | Filtration | Switch,Flow-Low | Switch | 38916 | FSL | http://www.toronto.ca/TWONTO#flow_switch
97145 | FIS-FLT-FSL-0002SUS | Switch, Flow, Low, Filter Composite Particle Counter Analyser AIT 0002, Filter Building, Pump Room E | FIS-FLT-AIT-0002SUS | Analyzer, Particle Counter, Filter Composite Sampling, Filter Building, Pump Room East | Switch,Flow-Low | Switch | 38916 | FSL | http://www.toronto.ca/TWONTO#flow_switch
97146 | FIS-FLT-FSL-0004 | Switch, Flow, Low, Filter Composite pH Analyser AIT 0004, Filter Building, Pump Room East | FIS-FLT-AIT-0004 | Analyzer, pH, Filter Composite Sampling, Filter Building, Pump Room East | Switch,Flow-Low | Switch |  | FSL | http://www.toronto.ca/TWONTO#flow_switch
97162 | FIS-FLT-TSH-0001-SUS | Switch, Temperature-High, Surface Wash Pump Motor 0001, Backwash Pumps | FIS-SUSPENDED | Obsolete Entities/Processes | Switch,Temperature-High | Switch | 38239 | TSH | http://www.toronto.ca/TWONTO#temperature_switch
97396 | FIS-PCL-FSL-0003 | Switch, Flow, Low, PACL Dosing Line 1 to Raw Water Flume, Workshop Building, Main Floor, Chemical Storage Room, South Wal | FIS-PCL-P-0101 | Pump, Metering, PACL Dosing, Workshop Building, Chemical Storage |  | Switch |  | FSL | http://www.toronto.ca/TWONTO#flow_switch
97397 | FIS-PCL-FSL-0201-SUS | Switch, Flow-Low, PACL To Mixer 0201, Raw Water Pumping Station | FIS-PCL | PACL System | Sensor,Level | Switch | 38273 | FSL | http://www.toronto.ca/TWONTO#flow_switch
97398 | FIS-PCL-FSL-0202-SUS | Switch, Flow-Low, PACL to Backwash Pumps Discharge Header | FIS-SUSPENDED | Obsolete Entities/Processes | Sensor,Level | Switch | 38274 | FSL | http://www.toronto.ca/TWONTO#flow_switch
97399 | FIS-PCL-FSL-0301-SUS | Switch, Flow-Low, PACL, To Mixer 0301, Raw Water Pumping Station | FIS-SUSPENDED | Obsolete Entities/Processes |  | Switch | 38275 | FSL | http://www.toronto.ca/TWONTO#flow_switch
97400 | FIS-PCL-FSL-0401-SUS | Switch, Flow-Low, PACL, To Mixer 0401, Raw Water Pumping Station | FIS-SUSPENDED | Obsolete Entities/Processes |  | Switch | 38276 | FSL | http://www.toronto.ca/TWONTO#flow_switch
97401 | FIS-PCL-FSL-0501-SUS | Switch, Flow-Low, PACL, To Mixer 0501, Raw Water Pumping Station | FIS-PCL | PACL System |  | Switch | 38277 | FSL | http://www.toronto.ca/TWONTO#flow_switch
97406 | FIS-PCL-LSHH-0201 | Switch, Level, High High, Float, PACL Tank T-0201, Workshop Building, Chemical Storage | FIS-PCL-T-0201 | Tank, PACL Storage, Workshop Building, Chemical Storage | Switch,Level-High | Switch |  | LSHH | http://www.toronto.ca/TWONTO#level_switch
97515 | FIS-POL-FE-1001 | Switch,Flow-Low, Service Water Low Flow Alarm, Mixing Chamber Inlet, Skid 1000, Polymer Storage room | FIS-POL-P-1001 | Pump,Diaphragm, Skid 1000, Polymer Storage room | Switch,Flow-Low | Switch |  | FE | http://www.toronto.ca/TWONTO#flow_switch
97628 | FIS-RW-FSL-0002-SUS | Switch, Flow-Low, Chlorine Intake Valve Chamber Upper Level, Sampling Pumps Intake | FIS-RW | Raw Water Production | Switch,Flow-Low | Switch | 38337 | FSL | http://www.toronto.ca/TWONTO#flow_switch
97629 | FIS-RW-FSL-0002-SUS | Switch, Flow-Low, Chlorine Intake Valve Chamber Upper Level, Sampling Pumps Intake | FIS-RW-AIT-0002-SUS | Analyzer, Chlorine, Intake Valve Chamber Upper Level, Sampling Pumps Intake | Switch,Flow-Low | Switch | 38337 | FSL | http://www.toronto.ca/TWONTO#flow_switch
97630 | FIS-RW-FSL-0003 | Switch, Flow, Low, PH Analyser AIT-0003 Inlet, Intake Valve Chamber Upper Level | FIS-RW | Raw Water Production | Switch,Flow-Low | Switch |  | FSL | http://www.toronto.ca/TWONTO#flow_switch
97631 | FIS-RW-FSL-0004-SUS | Switch, Flow-Low, Turbidity, Intake Valve Chamber Upper Level, Sampling Pumps Intake | FIS-RW | Raw Water Production | Switch,Flow-Low | Switch | 38338 | FSL | http://www.toronto.ca/TWONTO#flow_switch
97632 | FIS-RW-FSL-0004-SUS | Switch, Flow-Low, Turbidity, Intake Valve Chamber Upper Level, Sampling Pumps Intake | FIS-RW-AIT-0004 | Analyzer, Turbidity, Intake Valve Chamber Upper Level, Sampling Pumps Intake | Switch,Flow-Low | Switch | 38338 | FSL | http://www.toronto.ca/TWONTO#flow_switch
97633 | FIS-RW-FSL-0004-SUS | Switch, Flow-Low, Turbidity, Intake Valve Chamber Upper Level, Sampling Pumps Intake | FIS-SUSPENDED | Obsolete Entities/Processes | Switch,Flow-Low | Switch | 38338 | FSL | http://www.toronto.ca/TWONTO#flow_switch
97634 | FIS-RW-FSL-0006SUS | Switch, Flow, Low, Particle Counter AIT-0006, Intake Valve Chamber Upper Level,Sampling Pumps Intake | FIS-RW-AIT-0006SUS | Analyzer, Particle Counter, Intake Valve Building, Upper Level, Sampling Pumps Intake | Switch,Flow-Low | Switch | 38917 | FSL | http://www.toronto.ca/TWONTO#flow_switch
97635 | FIS-RW-FSL-0007-SUS | Switch, Flow-Low, Deep Well Submersible Sampling Pump 0001, Intake & Intake Valve Chamber | FIS-RW-P-0001-SUS | Pump, Submersible, Deep Well Raw Water Sampling, Intake Valve Chamber Upper Level, Intake & Intake Valve Chamber | Switch,Flow-Low | Switch | 38340 | FSL | http://www.toronto.ca/TWONTO#flow_switch
97636 | FIS-RW-FSL-0007-SUS | Switch, Flow-Low, Deep Well Submersible Sampling Pump 0001, Intake & Intake Valve Chamber | FIS-SUSPENDED | Obsolete Entities/Processes | Switch,Flow-Low | Switch | 38340 | FSL | http://www.toronto.ca/TWONTO#flow_switch
97637 | FIS-RW-FSL-0008-SUS | Switch, Flow-Low, Deep Well Submersible Sampling Pump 0002, Intake & Intake Valve Chamber | FIS-RW-P-0002-SUS | Pump, Submersible, Deep Well Raw Water Sampling, Intake Valve Chamber Upper Level, Intake & Intake Valve Chamber | Switch,Flow-Low | Switch | 38341 | FSL | http://www.toronto.ca/TWONTO#flow_switch
97638 | FIS-RW-FSL-0009-SUS | Switch, Flow-Low, Deep Well Submersible Sampling Pump 0003, Intake & Intake Valve Chamber | FIS-RW | Raw Water Production | Switch,Flow-Low | Switch | 38342 | FSL | http://www.toronto.ca/TWONTO#flow_switch
97639 | FIS-RW-FSL-0009-SUS | Switch, Flow-Low, Deep Well Submersible Sampling Pump 0003, Intake & Intake Valve Chamber | FIS-SUSPENDED | Obsolete Entities/Processes | Switch,Flow-Low | Switch | 38342 | FSL | http://www.toronto.ca/TWONTO#flow_switch
97640 | FIS-RW-FSL-0601 | Switch, Flow, Low, Sampling Pump P-0601 Discharge, Intake Valve Chamber , Lower Level | FIS-RW-SAMP | Sampling | Switch,Flow-Low | Switch |  | FSL | http://www.toronto.ca/TWONTO#flow_switch
97641 | FIS-RW-FSL-0701 | Switch, Flow, Low, Sampling Pump P-0701 Discharge, Intake Valve Chamber , Lower Level | FIS-RW | Raw Water Production | Switch,Flow-Low | Switch |  | FSL | http://www.toronto.ca/TWONTO#flow_switch
97642 | FIS-RW-FSL-0701 | Switch, Flow, Low, Sampling Pump P-0701 Discharge, Intake Valve Chamber , Lower Level | FIS-RW-SAMP | Sampling | Switch,Flow-Low | Switch |  | FSL | http://www.toronto.ca/TWONTO#flow_switch
97658 | FIS-RW-LSL-0001-SUS | Switch, Level-Low, Deep Well Submersible Sampling Pump 0001, Intake & Intake Valve Chamber | FIS-RW-SAMP | Sampling | Switch,Level-Low | Switch | 38344 | LSL | http://www.toronto.ca/TWONTO#level_switch
97672 | FIS-RW-PSH-0101 | Switch, Pressure-High/Low, Seal Water, Pump 0101, Raw Water Pumping Station | FIS-RW-P-0101 | Circuit Breaker,4.16 kV,Raw Water Pump Station,Upper Level,West,Solid State Starter,FIS-RW-P-0101 | Switch,Pressure-High | Switch |  | PSH | http://www.toronto.ca/TWONTO#pressure_switch
97673 | FIS-RW-PSH-0301 | Switch, Pressure-High, Seal Water, Pump 0301, Raw Water Pumping Station, Pump Room | FIS-RW-P-0301 | Circuit Breaker,4.16 kV,Raw Water Pump Station,Upper Level,West,Solid State Starter,FIS-RW-P-0301 | Switch,Pressure-High | Switch |  | PSH | http://www.toronto.ca/TWONTO#pressure_switch
97674 | FIS-RW-PSH-0401 | Switch, Pressure-High, Seal Water, Pump 0401, Raw Water Pumping Station, Pump Room | FIS-RW-P-0401 | Circuit Breaker,4.16 kV,Raw Water Pump Station,Upper Level,East,Solid State Starter,FIS-RW-P-0401 | Switch,Pressure-High | Switch |  | PSH | http://www.toronto.ca/TWONTO#pressure_switch
97675 | FIS-RW-PSH-0501 | Switch, Pressure-High, Seal Water, Pump 0501, Raw Water Pumping Station, Pump Room | FIS-RW-P-0501 | Circuit Breaker,4.16 kV,Raw Water Pump Station,Upper Level,East,Solid State Starter,FIS-RW-P-0501 | Switch,Pressure-High | Switch |  | PSH | http://www.toronto.ca/TWONTO#pressure_switch
97676 | FIS-RW-PSL-0401-SUS | Switch, Pressure-Low, Seal Water, Pump 0401, Raw Water Pumping Station | FIS-RW-P-0401 | Circuit Breaker,4.16 kV,Raw Water Pump Station,Upper Level,East,Solid State Starter,FIS-RW-P-0401 | Switch,Pressure-High | Switch | 38351 | PSL | http://www.toronto.ca/TWONTO#pressure_switch
97677 | FIS-RW-PSL-0401-SUS | Switch, Pressure-Low, Seal Water, Pump 0401, Raw Water Pumping Station | FIS-SUSPENDED | Obsolete Entities/Processes | Switch,Pressure-High | Switch | 38351 | PSL | http://www.toronto.ca/TWONTO#pressure_switch
97825 | FIS-SA-PS-0201-SUS | Switch, Pressure-High, Instrument Air, Compressor 0200, Service Air Monitoring | FIS-SA-C-0200 | Compressor, Reciprocating, Constant Speed, Insturment Air to Dryer 0201, Filter Building, Service Air Monitoring | Switch,Pressure-High | Switch | 38401 | PS | http://www.toronto.ca/TWONTO#pressure_switch
97861 | FIS-SBS-LSHH-0201 | Switch, Level, High High, Float, SBS Tank T-0201, Workshop Building, Chemical Storage | FIS-SBS-T-0201 | Tank, SBS Storage, Workshop Building, Chemical Storage | Switch,Level-High | Switch |  | LSHH | http://www.toronto.ca/TWONTO#level_switch
97998 | FIS-SES-FSH-1011 | Switch,Flow-High, Eyewash Shower, Polymer room | FIS-SES-SQ-1011 | Safety,Plant,Safety Gloves - Pair 11 | Switch,Flow-High | Switch |  | FSH | http://www.toronto.ca/TWONTO#flow_switch
98406 | FIS-TRW-FSL-0001 | Switch, Flow, Low, Treated Water Output Sample to AIT-0001 & 0004, Sampling Bldg, Upper Lvl, N Wall | FIS-TRW-AIT-0001 | Analyzer, Chlorine, TRW Output Residual (Secondary), Chemical Sampling Building, Upper Level | Switch,Flow-Low | Switch |  | FSL | http://www.toronto.ca/TWONTO#flow_switch
98407 | FIS-TRW-FSL-0001 | Switch, Flow, Low, Treated Water Output Sample to AIT-0001 & 0004, Sampling Bldg, Upper Lvl, N Wall | FIS-TRW-AIT-0002 | Analyzer, Turbidity, TRW Output Sampling Building, Upper Floor, North East Wall, Sampling Pumps Metering Room | Switch,Flow-Low | Switch |  | FSL | http://www.toronto.ca/TWONTO#flow_switch
98408 | FIS-TRW-FSL-0002 | Switch, Flow, Low, Treated Water Output Sample to AIT-0002 & 0003, Sampling Bldg, Upper Lvl, E Wall | FIS-TRW | Treated Water Production | Switch,Flow-Low | Switch |  | FSL | http://www.toronto.ca/TWONTO#flow_switch
98409 | FIS-TRW-FSL-0002 | Switch, Flow, Low, Treated Water Output Sample to AIT-0002 & 0003, Sampling Bldg, Upper Lvl, E Wall | FIS-TRW-AIT-0001 | Analyzer, Chlorine, TRW Output Residual (Secondary), Chemical Sampling Building, Upper Level | Switch,Flow-Low | Switch |  | FSL | http://www.toronto.ca/TWONTO#flow_switch
98410 | FIS-TRW-FSL-0002 | Switch, Flow, Low, Treated Water Output Sample to AIT-0002 & 0003, Sampling Bldg, Upper Lvl, E Wall | FIS-TRW-AIT-0002 | Analyzer, Turbidity, TRW Output Sampling Building, Upper Floor, North East Wall, Sampling Pumps Metering Room | Switch,Flow-Low | Switch |  | FSL | http://www.toronto.ca/TWONTO#flow_switch
98467 | FIS-TRW-TSH-0301 | Switch, Temperature-High, TRW-P-0300, Workshop Building, High Lift Pumping Station | FIS-TRW-P-0300 | Pump, Centrifugal, Treated Water to Island Distribution System, Workshop Building, High Lift PS |  | Switch |  | TSH | http://www.toronto.ca/TWONTO#temperature_switch
98656 | FIS-WWW-LSH-0001 | Switch, Level-High, WasteWater, To East Raw Water Intake, Intake & Intake Valve Chamber, Lower Level | FIS-BW | Backwash System | Switch,Level-High | Switch |  | LSH | http://www.toronto.ca/TWONTO#level_switch
98657 | FIS-WWW-LSH-0001 | Switch, Level-High, WasteWater, To East Raw Water Intake, Intake & Intake Valve Chamber, Lower Level | FIS-WWW | Waste Water | Switch,Level-High | Switch |  | LSH | http://www.toronto.ca/TWONTO#level_switch
98658 | FIS-WWW-LSHH-0502 | Switch,Level-High-High, Pump Well, Settling Basin 0501 | FIS-WWW-T-0501 | Tank, RMF Settling Basin 5, Filter Backwash Waste, Settling Basin Area | Switch,Level-High-High | Switch |  | LSHH | http://www.toronto.ca/TWONTO#level_switch
98659 | FIS-WWW-LSHH-0701 | Switch,Level-High-High, Pump Well, Settling Basin 0701 | FIS-WWW-T-0701 | Tank, RMF Settling Basin 7, Filter Backwash Waste, Settling Basin Area | Switch,Level-High-High | Switch |  | LSHH | http://www.toronto.ca/TWONTO#level_switch
98660 | FIS-WWW-LSHH-0901 | Switch, Level-High-High, Settling Basin 0901 | FIS-WWW-T-0901 | Tank, RMF Settling Basin 9, Filter Backwash Waste, Settling Basin Area | Switch,Level-High-High | Switch |  | LSHH | http://www.toronto.ca/TWONTO#level_switch
105502 | SWM-PBL-FA-0001S | Switch, Temperature-High | COL-W-OBSOLETE | Col West Obsolete Entities | Fire Prevention,Alarm | Switch | 42935 | FA | http://www.toronto.ca/TWONTO#temperature_switch
105512 | SWM-PBL-LSH-0103 | Switch, Level-High | SWM-PBL-MISC | Miscellaneous Equipment | Switch,Level | Switch |  | LSH | http://www.toronto.ca/TWONTO#level_switch
105513 | SWM-PBL-LSH-0104 | Switch, Level-High | SWM-PBL-MISC | Miscellaneous Equipment | Switch,Level | Switch |  | LSH | http://www.toronto.ca/TWONTO#level_switch
105514 | SWM-PBL-LSH-0105 | Switch, Level-High | SWM-PBL | Bloor Storm Pumping Station | Switch,Level | Switch |  | LSH | http://www.toronto.ca/TWONTO#level_switch
105515 | SWM-PBL-LSH-0105 | Switch, Level-High | SWM-PBL-MISC | Miscellaneous Equipment | Switch,Level | Switch |  | LSH | http://www.toronto.ca/TWONTO#level_switch
105516 | SWM-PBL-LSHH-0106 | Switch, Level High-High | SWM-PBL | Bloor Storm Pumping Station | Switch,Level | Switch |  | LSHH | http://www.toronto.ca/TWONTO#level_switch
105517 | SWM-PBL-LSHH-0106 | Switch, Level High-High | SWM-PBL-MISC | Miscellaneous Equipment | Switch,Level | Switch |  | LSHH | http://www.toronto.ca/TWONTO#level_switch
105518 | SWM-PBL-LSL-0102 | Switch, Level-Low | SWM-PBL | Bloor Storm Pumping Station | Switch,Level | Switch |  | LSL | http://www.toronto.ca/TWONTO#level_switch
105519 | SWM-PBL-LSLL-0101 | Switch, Level Low-Low | SWM-PBL-MISC | Miscellaneous Equipment | Switch,Level | Switch |  | LSLL | http://www.toronto.ca/TWONTO#level_switch
105526 | SWM-PBL-SW-0001 | Switch, Main Electrical Disconnect | SWM-PBL | Bloor Storm Pumping Station | Switch | Switch |  | SW | http://www.toronto.ca/TWONTO#disconnect_switch
105527 | SWM-PBL-SW-0002 | Switch, Generator | SWM-PBL-MISC | Miscellaneous Equipment | Switch | Switch |  | SW | http://www.toronto.ca/TWONTO#disconnect_switch
105528 | SWM-PBL-SW-0003 | Switch, Transformer | SWM-PBL | Bloor Storm Pumping Station | Switch | Switch |  | SW | http://www.toronto.ca/TWONTO#disconnect_switch
105529 | SWM-PBL-SW-0003 | Switch, Transformer | SWM-PBL-MISC | Miscellaneous Equipment | Switch | Switch |  | SW | http://www.toronto.ca/TWONTO#disconnect_switch
105530 | SWM-PBL-SW-0004 | Switch, Main Electrical Disconnect | SWM-PBL-MISC | Miscellaneous Equipment | Switch | Switch |  | SW | http://www.toronto.ca/TWONTO#disconnect_switch
105638 | SWM-PIT-LSH-0001 | Switch, Level-High | SWM-PBL-MISC | Miscellaneous Equipment | Switch,Level | Switch |  | LSH | http://www.toronto.ca/TWONTO#level_switch
105639 | SWM-PIT-LSH-0101 | Switch, Level-High | SWM-PIT | Islington Storm Pumping Station | Switch,Level | Switch |  | LSH | http://www.toronto.ca/TWONTO#level_switch
105640 | SWM-PIT-LSH-0101 | Switch, Level-High | SWM-PIT-MISC | Miscellaneous Equipment | Switch,Level | Switch |  | LSH | http://www.toronto.ca/TWONTO#level_switch
105641 | SWM-PIT-LSH-0103 | Switch, Level-High | SWM-PIT | Islington Storm Pumping Station | Switch,Level | Switch |  | LSH | http://www.toronto.ca/TWONTO#level_switch
105642 | SWM-PIT-LSH-0103 | Switch, Level-High | SWM-PIT-MISC | Miscellaneous Equipment | Switch,Level | Switch |  | LSH | http://www.toronto.ca/TWONTO#level_switch
105643 | SWM-PIT-LSHH-0104 | Switch, Level High-High | SWM-PIT-MISC | Miscellaneous Equipment | Switch,Level | Switch |  | LSHH | http://www.toronto.ca/TWONTO#level_switch
105646 | SWM-PIT-SW-0001 | Switch, Main Electrical Disconnect | SWM-PIT-MISC | Miscellaneous Equipment | Switch | Switch |  | SW | http://www.toronto.ca/TWONTO#disconnect_switch
105647 | SWM-PIT-SW-0003 | Switch, Electric Heaters | SWM-PIT | Islington Storm Pumping Station | Switch | Switch |  | SW | http://www.toronto.ca/TWONTO#disconnect_switch
105648 | SWM-PIT-SW-0004 | Switch, Transformer | SWM-PIT | Islington Storm Pumping Station | Switch | Switch |  | SW | http://www.toronto.ca/TWONTO#disconnect_switch
105649 | SWM-PIT-SW-0004 | Switch, Transformer | SWM-PIT-MISC | Miscellaneous Equipment | Switch | Switch |  | SW | http://www.toronto.ca/TWONTO#disconnect_switch
105650 | SWM-PIT-TS-0001 | Switch, Transfer | SWM-PIT | Islington Storm Pumping Station | Switch | Switch |  | TS | http://www.toronto.ca/TWONTO#transfer_switch
105651 | SWM-PIT-TS-0001 | Switch, Transfer | SWM-PIT-MISC | Miscellaneous Equipment | Switch | Switch |  | TS | http://www.toronto.ca/TWONTO#transfer_switch
105689 | SWM-PMG-LSH-0103 | Switch, Level-High | SWM-PMG-MISC | Miscellaneous Equipment | Switch,Level | Switch |  | LSH | http://www.toronto.ca/TWONTO#level_switch
105690 | SWM-PMG-LSH-0104 | Switch, Level-High | SWM-PMG-MISC | Miscellaneous Equipment | Switch,Level | Switch |  | LSH | http://www.toronto.ca/TWONTO#level_switch
105691 | SWM-PMG-LSH-0105 | Switch, Level-High | SWM-PMG-MISC | Miscellaneous Equipment | Switch,Level | Switch |  | LSH | http://www.toronto.ca/TWONTO#level_switch
105692 | SWM-PMG-LSH-0106 | Switch, Level-High | SWM-PMG-MISC | Miscellaneous Equipment | Switch,Level | Switch |  | LSH | http://www.toronto.ca/TWONTO#level_switch
105693 | SWM-PMG-LSL-0102 | Switch, Level-Low | SWM-PMG-MISC | Miscellaneous Equipment | Switch | Switch |  | LSL | http://www.toronto.ca/TWONTO#level_switch
105694 | SWM-PMG-LSLL-0101 | Switch, Level Low-Low | SWM-PMG | Martin Grove Storm Pumping Station | Switch,Level | Switch |  | LSLL | http://www.toronto.ca/TWONTO#level_switch
105695 | SWM-PMG-LSLL-0101 | Switch, Level Low-Low | SWM-PMG-MISC | Miscellaneous Equipment | Switch,Level | Switch |  | LSLL | http://www.toronto.ca/TWONTO#level_switch
105701 | SWM-PMG-SW-0002 | Switch, Transformer | SWM-PMG | Martin Grove Storm Pumping Station | Switch | Switch |  | SW | http://www.toronto.ca/TWONTO#disconnect_switch
105704 | SWM-PMG-TSH-0001 | Switch, Temperature-High | SWM-PMG | Martin Grove Storm Pumping Station | Switch | Switch |  | TSH | http://www.toronto.ca/TWONTO#temperature_switch
105705 | SWM-PMG-TSH-0001 | Switch, Temperature-High | SWM-PMG-MISC | Miscellaneous Equipment | Switch | Switch |  | TSH | http://www.toronto.ca/TWONTO#temperature_switch
105706 | SWM-PMG-TSL-0002 | Switch, Temperature-Low | SWM-PMG | Martin Grove Storm Pumping Station | Switch | Switch |  | TSL | http://www.toronto.ca/TWONTO#temperature_switch
105707 | SWM-PMG-TSL-0002 | Switch, Temperature-Low | SWM-PMG-MISC | Miscellaneous Equipment | Switch | Switch |  | TSL | http://www.toronto.ca/TWONTO#temperature_switch
105744 | SWM-PNQ-LS-0102 | Switch, Level | SWM-PNQ | North Queen Storm Pumping Station | Switch,Level | Switch |  | LS | http://www.toronto.ca/TWONTO#level_switch
105745 | SWM-PNQ-LSH-0103 | Switch, Level-High | SWM-PNQ-MISC | Miscellaneous Equipment | Switch,Level | Switch |  | LSH | http://www.toronto.ca/TWONTO#level_switch
105746 | SWM-PNQ-LSLL-0101 | Switch, Level-Low Low | SWM-PNQ | North Queen Storm Pumping Station | Switch | Switch |  | LSLL | http://www.toronto.ca/TWONTO#level_switch
105747 | SWM-PNQ-LSLL-0101 | Switch, Level-Low Low | SWM-PNQ-MISC | Miscellaneous Equipment | Switch | Switch |  | LSLL | http://www.toronto.ca/TWONTO#level_switch
105756 | SWM-PNQ-TS-0001 | Switch, Transfer | SWM-PNQ | North Queen Storm Pumping Station | Switch | Switch |  | TS | http://www.toronto.ca/TWONTO#transfer_switch
105757 | SWM-PNQ-TSH-0001 | Switch, Temperature-High | SWM-PNQ | North Queen Storm Pumping Station | Switch | Switch |  | TSH | http://www.toronto.ca/TWONTO#temperature_switch
105758 | SWM-PNQ-TSH-0001 | Switch, Temperature-High | SWM-PNQ-MISC | Miscellaneous Equipment | Switch | Switch |  | TSH | http://www.toronto.ca/TWONTO#temperature_switch
105846 | SWM-PWI-LSH-0103 | Switch, Level-High | SWM-PWI-MISC | Miscellaneous Equipment | Switch,Level | Switch |  | LSH | http://www.toronto.ca/TWONTO#level_switch
105847 | SWM-PWI-LSHH-0104 | Switch, Level High-High | SWM-PWI-MISC | Miscellaneous Equipment | Switch,Level | Switch |  | LSHH | http://www.toronto.ca/TWONTO#level_switch
105848 | SWM-PWI-LSL-0102 | Switch, Level-Low | SWM-PWI | Wilson Storm Pumping Station | Switch,Level | Switch |  | LSL | http://www.toronto.ca/TWONTO#level_switch
105849 | SWM-PWI-LSLL-0101 | Switch, Level Low-Low | SWM-PWI | Wilson Storm Pumping Station | Switch,Level | Switch |  | LSLL | http://www.toronto.ca/TWONTO#level_switch
105873 | SWM-SOS-CB-0001 | Breaker, Main Incoming Power | SWM-SOS | Old Sheppard Park Storm Water Tank | Circuit Breaker | Switch |  | CB | http://www.toronto.ca/TWONTO#breaker
106404 | TAB-ACC-FLS-0311 | Switch,Flow,Low,Water to Heat Exchanger | TAB-ACC-P-0311 | Pump, Circulating, Hot Water, Heat Exchanger | Switch,Flow | Switch |  | FLS | http://www.toronto.ca/TWONTO#flow_switch
106405 | TAB-ACC-FLS-1014 | Switch,Flow,Low,Water to Pump | TAB-ACC-P-1014 | Pump, Hot Water Circulating, Pri Tank 10-12 & Grit Tank 13-16 Process and Space Heating | Switch,Flow | Switch |  | FLS | http://www.toronto.ca/TWONTO#flow_switch
106602 | TAB-ACC-FS-0060 | Switch,Flow,Feed Water Pump, Boiler #6 | TAB-ACC-P-0060 | Pump, Feed Water, Plant Hot Water Boiler # 6, PB-6 | Switch,Flow | Switch |  | FS | http://www.toronto.ca/TWONTO#flow_switch
106603 | TAB-ACC-FS-1303 | Switch,Air Flow,North Substation,Battery Room,East Wall | TAB-ACC-FN-1303 | Fan, Exhaust, New North Sub Station, | Switch,Flow | Switch |  | FS | http://www.toronto.ca/TWONTO#flow_switch
106604 | TAB-ACC-FS-8220 | Switch,Flow,Glycol From Pump | TAB-ACC-P-8220 | Pump, Circulating, M Bldg | Switch,Flow | Switch |  | FS | http://www.toronto.ca/TWONTO#flow_switch
106606 | TAB-ACC-FSL-0030 | Switch,Flow,Low,Feed Water Pump, Boiler No3 | TAB-ACC-P-0030 | Pump, Feed Water, Hot Water Boiler #3 | Switch,Flow | Switch |  | FSL | http://www.toronto.ca/TWONTO#flow_switch
106607 | TAB-ACC-FSL-0050 | Switch, Flow, Low, Air, Exhaust Fan 0050, Grit Bldg. Rooftop | TAB-ACC-FN-0050 | Fan, Exhaust, Exist. Screen Room Roof | Switch,Flow-Low | Switch |  | FSL | http://www.toronto.ca/TWONTO#flow_switch
106608 | TAB-ACC-FSL-0060 | Switch, Flow, Low, Air, Exhaust Fan 0060, Grit Bldg. Rooftop | TAB-ACC-FN-0060A | Fan, Forced Draft, Hot Water Boiler #6 | Switch,Flow-Low | Switch |  | FSL | http://www.toronto.ca/TWONTO#flow_switch
106609 | TAB-ACC-FSL-0090 | Switch, Flow, Low, Air, Exhaust Fan 0090, Grit Bldg. Rooftop | TAB-ACC-FN-0090 | Fan, Exhaust, Grit Building Rooftop | Switch,Flow-Low | Switch |  | FSL | http://www.toronto.ca/TWONTO#flow_switch
106610 | TAB-ACC-FSL-0130 | Switch, Flow, Low, Air, Supply Fan 0130, Vestibule 112A, Exist. Screen Room | TAB-ACC-FN-0130 | Fan, Supply, Vestibule Pressurization, Vestibule 112A | Switch,Flow-Low | Switch |  | FSL | http://www.toronto.ca/TWONTO#flow_switch
106611 | TAB-ACC-FSL-0140 | Switch, Flow, Low, Air, Supply Fan 0140, Vestibule 112B, Exist. Screen Room | TAB-ACC-FN-0120 | Fan, Supply, Vestibule Pressurization, Vestibule 112 | Switch,Flow-Low | Switch |  | FSL | http://www.toronto.ca/TWONTO#flow_switch
106612 | TAB-ACC-FSL-0150 | Switch, Flow, Low, Air, Supply Fan 0150, Vestibule 116, Exist. Screen Room | TAB-ACC-FN-0150 | Fan, Supply, Vestibule Pressurization, Vestibule 116 | Switch,Flow-Low | Switch |  | FSL | http://www.toronto.ca/TWONTO#flow_switch
106613 | TAB-ACC-FSL-0160 | Switch, Flow, Low, Air, Supply Fan 0160, Vestibule 118, Exist. Screen Room | TAB-ACC-FN-0160 | Fan, Supply, Vestibule Pressurization, Vestibule 116 | Switch,Flow-Low | Switch |  | FSL | http://www.toronto.ca/TWONTO#flow_switch
106614 | TAB-ACC-FSL-0211 | Switch,Flow,Low,Water to Heat Exchanger | TAB-ACC-P-0211 | Pump, Circulating, Primary Hot Water,Heat Exchanger | Switch,Flow | Switch |  | FSL | http://www.toronto.ca/TWONTO#flow_switch
106615 | TAB-ACC-FSL-0212 | Switch,Flow,Low,City Water to Heat Exchanger | TAB-ACC-P-0212 | Pump,Circulating, City water, Admin. Domestic Hot Water, P20-2, | Switch,Flow | Switch |  | FSL | http://www.toronto.ca/TWONTO#flow_switch
106616 | TAB-ACC-FSL-0230 | Switch, Flow, Low, Air, Exhaust Fan 0230, Old Primary Treatment Bldg. | TAB-ACC-FN-0192 | Fan, Exhaust, Primary Treatment Bldg. (FN-0191A) | Switch,Flow-Low | Switch |  | FSL | http://www.toronto.ca/TWONTO#flow_switch
106617 | TAB-ACC-FSL-0230 | Switch, Flow, Low, Air, Exhaust Fan 0230, Old Primary Treatment Bldg. | TAB-ACC-FN-0230 | Fan, Exhaust, Primary Treatment Bldg. Rooftop | Switch,Flow-Low | Switch |  | FSL | http://www.toronto.ca/TWONTO#flow_switch
106618 | TAB-ACC-FSL-0232 | Switch, Flow, Low, Air, Exhaust Fan 0232, Old Primary Treatment Bldg. | TAB-ACC-FN-0232 | Fan, Exhaust, Primary Treatment Bldg. Rooftop | Switch,Flow-Low | Switch |  | FSL | http://www.toronto.ca/TWONTO#flow_switch
106619 | TAB-ACC-FSL-0234 | Switch, Flow, Low, Air, Exhaust Fan 0234, Old Primary Treatment Bldg. | TAB-ACC-FN-0234 | Fan, Exhaust, Primary Treatment Bldg. Rooftop | Switch,Flow-Low | Switch |  | FSL | http://www.toronto.ca/TWONTO#flow_switch
106620 | TAB-ACC-FSL-0312 | Switch,Flow,Low,City Water to Heat Exchanger | TAB-ACC-P-0312 | Pump, Circulating, City water, Admin. Domestic Hot Water, P21-2, | Switch,Flow | Switch |  | FSL | http://www.toronto.ca/TWONTO#flow_switch
106621 | TAB-ACC-FSL-0380 | Switch, Flow, Low, Air, Fan 0380, Ferrous Chloride Room | TAB-ACC-FN-0380 | Fan, Supply, Ferrous Chloride Room, D. Bldg. | Switch,Flow-Low | Switch |  | FSL | http://www.toronto.ca/TWONTO#flow_switch
106622 | TAB-ACC-FSL-0611 | Switch,Flow,Low,Water to Pump | TAB-ACC-P-0611 | Pump, Hot Water Circulating, Secondary Loop 3, Admin Reheat Coils-P3-1 | Switch,Flow | Switch |  | FSL | http://www.toronto.ca/TWONTO#flow_switch
106623 | TAB-ACC-FSL-0811 | Switch,Flow,Low,Water to Pump | TAB-ACC-P-0811 | Pump, Hot Water Circulating, Secondary Loop 2, Admin Radiant Heating, P2-1 | Switch,Flow | Switch |  | FSL | http://www.toronto.ca/TWONTO#flow_switch
106624 | TAB-ACC-FSL-0812 | Switch,Flow,Low,Water to Pump | TAB-ACC-P-0812 | Pump, Hot Water Circulating, Secondary Loop 2, Admin Radiant Heating P2-2 | Switch,Flow | Switch |  | FSL | http://www.toronto.ca/TWONTO#flow_switch
106625 | TAB-ACC-FSL-0910 | Switch, Flow, Low, Air, Supply Fan 0910, Vest. 003, Primary Treatment Bldg. | TAB-ACC-FN-0910 | Fan, Supply, Vestibule Pressurization, Vestibule 003 | Switch,Flow-Low | Switch |  | FSL | http://www.toronto.ca/TWONTO#flow_switch
106626 | TAB-ACC-FSL-0920 | Switch, Flow, Low, Air, Supply Fan 0920, Vest.122, Primary Treatment Bldg. | TAB-ACC-FN-0920 | Fan, Supply, Vestibule Pressurization, Vestibule 122 | Switch,Flow-Low | Switch |  | FSL | http://www.toronto.ca/TWONTO#flow_switch
106627 | TAB-ACC-FSL-0950 | Switch, Flow, Low, Air, Supply Fan 0950, Old Primary Treatment Bldg. | TAB-ACC-AHU-0950 | Air Handling Unit, Old D Bldg. Rooftop | Switch,Flow-Low | Switch |  | FSL | http://www.toronto.ca/TWONTO#flow_switch
106628 | TAB-ACC-FSL-1013 | Switch,Flow,Low,Water to Pump | TAB-ACC-P-1013 | Pump, Hot Water Circulating, P24-3, Pri Tank 10-12 & Grit Tank 13-16 Process and Space Heating | Switch,Flow | Switch |  | FSL | http://www.toronto.ca/TWONTO#flow_switch
106629 | TAB-ACC-FSL-1210 | Switch,Flow,Low,Water From Pump | TAB-ACC-P-1210 | Pump, Hot Water Circulating, Floatation Bldg-P-25-1 | Switch,Flow | Switch |  | FSL | http://www.toronto.ca/TWONTO#flow_switch
106630 | TAB-ACC-FSL-1211 | Switch,Flow,Low,Water to Pump | TAB-ACC-P-1211 | Pump, Hot Water Circulating, Floatation Bldg-P25-2 | Switch,Flow | Switch |  | FSL | http://www.toronto.ca/TWONTO#flow_switch
106631 | TAB-ACC-FSL-1231 | Switch,Flow,Low,Glycol from Pump | TAB-ACC-P-1231 | Pump, Glycol Circulating, Floatation Bldg, PG 25-2 | Switch,Flow | Switch |  | FSL | http://www.toronto.ca/TWONTO#flow_switch
106632 | TAB-ACC-FSL-1250 | Swtich, Flow, Low, Air, Supply Fan 1255, Vestibule 101, Loading Bay Rooftop | TAB-ACC-FN-1255 | Fan, Supply, Vestibule Pressurization, Vestibule 101(1250) | Switch,Flow-Low | Switch |  | FSL | http://www.toronto.ca/TWONTO#flow_switch
106633 | TAB-ACC-FSL-1310 | Switch, Flow, Low, Air Supply Fan 1310, Screen Area Rooftop | TAB-ACC-AHU-1300 | Air Handling Unit, D Bldg Roof | Switch,Flow-Low | Switch |  | FSL | http://www.toronto.ca/TWONTO#flow_switch
106634 | TAB-ACC-FSL-1320 | Switch, Flow, Low, Air, Exhaust Fan 1320, Screen Area Rooftop | TAB-ACC-AHU-1300 | Air Handling Unit, D Bldg Roof | Switch,Flow-Low | Switch |  | FSL | http://www.toronto.ca/TWONTO#flow_switch
106635 | TAB-ACC-FSL-1401 | Switch, Flow-Low, Pump, Secondary Hot Water Circulating | TAB-ACC-P-1401 | Pump,Centrifugal, Secondary Hot Water Circulating | Switch,Flow-Low | Switch |  | FSL | http://www.toronto.ca/TWONTO#flow_switch
106636 | TAB-ACC-FSL-1402 | Switch, Flow-Low, Pump, Secondary Hot Water Circulating | TAB-ACC-P-1410 | Pump,Centrifugal, Secondary Hot Water Circulating | Switch,Flow-Low | Switch |  | FSL | http://www.toronto.ca/TWONTO#flow_switch
106637 | TAB-ACC-FSL-1403 | Switch, Flow-Low, Pump, Tertiary Glycol Circulating | TAB-ACC-P-1440 | Pump,Centrifugal, Tertiary Glycol Circulating | Switch,Flow-Low | Switch |  | FSL | http://www.toronto.ca/TWONTO#flow_switch
106638 | TAB-ACC-FSL-1410 | Switch, Flow, Low, Air, Supply Fan 1410, Loading Bay Rooftop | TAB-ACC-AHU-1400 | Air Handling Unit, D Bldg Roof | Switch,Flow-Low | Switch |  | FSL | http://www.toronto.ca/TWONTO#flow_switch
106639 | TAB-ACC-FSL-1420 | Switch, Flow, Low, Air, Exhaust Fan 1420, Loading Bay Rooftop | TAB-ACC-AHU-1400 | Air Handling Unit, D Bldg Roof | Switch,Flow-Low | Switch |  | FSL | http://www.toronto.ca/TWONTO#flow_switch
106640 | TAB-ACC-FSL-1700 | Switch, Flow, Low, Air, Supply Fan 1700, Loading Bay Rooftop | TAB-ACC-AHU-1700 | Air Handling Unit, D Bldg Roof | Switch,Flow-Low | Switch |  | FSL | http://www.toronto.ca/TWONTO#flow_switch
106641 | TAB-ACC-FSL-1750 | Switch, Flow, Low, Air, Supply Fan 1750, Vest. 209, Screen Platform | TAB-ACC-FN-1750 | Fan, Supply, Vestibule Pressurization, Vestibule 209 | Switch,Flow-Low | Switch |  | FSL | http://www.toronto.ca/TWONTO#flow_switch
106642 | TAB-ACC-FSL-1800 | Switch, Flow, Low, Air, Supply Fan 1800, Loading Bay Rooftop | TAB-ACC-AHU-1800 | Air Handling Unit, D Bldg Roof | Switch,Flow-Low | Switch |  | FSL | http://www.toronto.ca/TWONTO#flow_switch
106643 | TAB-ACC-FSL-1810 | Switch,Flow,Low,Water From Pump | TAB-ACC-P-1810 | Pump, Hot Water Circulating, Blower Bldg,,P28-1 | Switch,Flow | Switch |  | FSL | http://www.toronto.ca/TWONTO#flow_switch
106644 | TAB-ACC-FSL-1811 | Switch,Flow,Low,Water From Pump | TAB-ACC-P-1811 | Pump, Hot Water Circulating, Blower Bldg,,P28-1 | Switch,Flow | Switch |  | FSL | http://www.toronto.ca/TWONTO#flow_switch
106645 | TAB-ACC-FSL-1830 | Switch,Flow,Low,Glycol from Pump | TAB-ACC-P-1830 | Pump, Glycol Circulating, Blower Bldg,PG-28-1 | Switch,Flow | Switch |  | FSL | http://www.toronto.ca/TWONTO#flow_switch
106646 | TAB-ACC-FSL-1831 | Switch,Flow,Low,Glycol from Pump | TAB-ACC-P-1831 | Pump, Glycol Circulating, Blower Bldg,PG-28-2 | Switch,Flow | Switch |  | FSL | http://www.toronto.ca/TWONTO#flow_switch
106647 | TAB-ACC-FSL-1850 | Switch, Flow, Low, Air, Supply Fan 1855, Vest. 101A, Blower Room | TAB-ACC-FN-1750 | Fan, Supply, Vestibule Pressurization, Vestibule 209 | Switch,Flow-Low | Switch |  | FSL | http://www.toronto.ca/TWONTO#flow_switch
106648 | TAB-ACC-FSL-1900 | Switch, Flow, Low, Air, Supply Fan 1900, Loading Bay Rooftop | TAB-ACC-AHU-1900 | Air Handling Unit, D Bldg Roof | Switch,Flow-Low | Switch |  | FSL | http://www.toronto.ca/TWONTO#flow_switch
106649 | TAB-ACC-FSL-2051 | Switch,Flow,Low,Glycol From Pump | TAB-ACC-P-2051 | Pump, Circulating,Glycol,Aeration and Chemical Gallery,PG37-2 | Switch,Flow | Switch |  | FSL | http://www.toronto.ca/TWONTO#flow_switch
106650 | TAB-ACC-FSL-2812 | Switch,Flow,Low,Water From Pump | TAB-ACC-P-2811 | Pump, Hot Water Circulating,Secondary Loop 7, Dewatering Space Heating, P7-2, | Switch,Flow | Switch |  | FSL | http://www.toronto.ca/TWONTO#flow_switch
106651 | TAB-ACC-FSL-3011 | Switch,Flow,Low,Water From Pump | TAB-ACC-P-3011 | Pump, Hot Water Circulating,Chlorination Bldg Space Heating,(P8-2) | Switch,Flow | Switch |  | FSL | http://www.toronto.ca/TWONTO#flow_switch
106652 | TAB-ACC-FSL-3411 | Switch,Flow,Low,Water From Pump | TAB-ACC-P-3411 | Pump, Circulating, Hot water,Filter Bldg, S-6 & S-7,P38-1, | Switch,Flow | Switch |  | FSL | http://www.toronto.ca/TWONTO#flow_switch
106653 | TAB-ACC-FSL-3412 | Switch,Flow,Low,Water From Pump | TAB-ACC-P-3412 | Pump, Circulating, Hot Water,Filter Bldg, S-6 & S-7, P38-2, | Switch,Flow | Switch |  | FSL | http://www.toronto.ca/TWONTO#flow_switch
106654 | TAB-ACC-FSL-3431 | Switch,Flow,Low,Glycol From Pump | TAB-ACC-P-3431 | Pump, Circulating, Glycol,Filter Bldg, S-6 & S-7,PG38-1, | Switch,Flow | Switch |  | FSL | http://www.toronto.ca/TWONTO#flow_switch
106655 | TAB-ACC-FSL-3611 | Switch,Flow,Low,Water From Pump | TAB-ACC-P-3611 | Pump, Circulating, Hot Water , Secondary Loop 5, Old Admin Bldg, P5-1, | Switch,Flow | Switch |  | FSL | http://www.toronto.ca/TWONTO#flow_switch
106656 | TAB-ACC-FSL-3612 | Switch,Flow,Low,Water From Pump | TAB-ACC-P-3612 | Pump,Circulating, Hot Water ,Secondary Loop 5,Old Admin Bldg, P5-2, | Switch,Flow | Switch |  | FSL | http://www.toronto.ca/TWONTO#flow_switch
106657 | TAB-ACC-FSL-3650 | Switch, Flow, Low | TAB-ACC-P-3650 | Pump, Circulation Glycol | Switch,Flow-Low | Switch |  | FSL | http://www.toronto.ca/TWONTO#flow_switch
106658 | TAB-ACC-FSL-3651 | Switch, Flow, Low | TAB-ACC-P-3650 | Pump, Circulation Glycol | Switch,Flow-Low | Switch |  | FSL | http://www.toronto.ca/TWONTO#flow_switch
106659 | TAB-ACC-FSL-3810 | Switch,Flow,Low,Water From Pump | TAB-ACC-P-3810 | Pump, Circulating, Hot Water ,P29/30/31-1 | Switch,Flow | Switch |  | FSL | http://www.toronto.ca/TWONTO#flow_switch
106660 | TAB-ACC-FSL-3880 | Switch,Flow,Low,Glycol From Pump | TAB-ACC-P-3880 | Pump,Clrculating, Glycol , PG29/30/31-1 | Switch,Flow | Switch |  | FSL | http://www.toronto.ca/TWONTO#flow_switch
106661 | TAB-ACC-FSL-3881 | Switch,Flow,Low,Glycol From Pump | TAB-ACC-P-3881 | Pump, Circulating, Glycol, PG29/30/31-1 | Switch,Flow | Switch |  | FSL | http://www.toronto.ca/TWONTO#flow_switch
106662 | TAB-ACC-FSL-4010 | Switch,Flow,Water From Pump | TAB-ACC-P-4010 | Pump, Booster, Primary Loop, SILO Bldg Heating, Bsmt North-East Corner,P22-1 | Switch,Flow | Switch |  | FSL | http://www.toronto.ca/TWONTO#flow_switch
106663 | TAB-ACC-FSL-4011 | Switch,Flow,Low,Water From Pump | TAB-ACC-P-4011 | Pump, Booster, Primary Loop, SILO Bldg Heating, P22-2 | Switch,Flow | Switch |  | FSL | http://www.toronto.ca/TWONTO#flow_switch
106664 | TAB-ACC-FSL-4410 | Switch,Flow,Low,Water From Pump | TAB-ACC-P-4410 | Pump , Circulating , Hot Water System | Switch,Flow | Switch |  | FSL | http://www.toronto.ca/TWONTO#flow_switch
106665 | TAB-ACC-FSL-4450 | Switch,Flow,Glycol from Pump | TAB-ACC-P-4450 | Pump , Circulating , Glycol water System | Switch,Flow | Switch |  | FSL | http://www.toronto.ca/TWONTO#flow_switch
106666 | TAB-ACC-FSL-4451 | Switch,Flow,Low,Glycol from Pump | TAB-ACC-P-4451 | Pump , Circulating , Glycol water System | Switch,Flow | Switch |  | FSL | http://www.toronto.ca/TWONTO#flow_switch
106667 | TAB-ACC-FSL-4502 | Switch,Flow, Low, Discharge | TAB-ACC-AHU-4502 | AHU, Digester 1-4, Drip Trap Room | Switch,Flow-Low | Switch |  | FSL | http://www.toronto.ca/TWONTO#flow_switch
106668 | TAB-ACC-FSL-4504 | Switch, Flow, Low, Discharge | TAB-ACC-AHU-4504 | AHU, Digester 1-4, Pump Room | Switch,Flow-Low | Switch |  | FSL | http://www.toronto.ca/TWONTO#flow_switch
106669 | TAB-ACC-FSL-4506 | Switch, Flow, Low, Exhaust Fan Inlet | TAB-ACC-FN-4506 | Fan, Exhaust, Drip Trap Room Exhaust Dig .1~4 | Switch,Flow-Low | Switch |  | FSL | http://www.toronto.ca/TWONTO#flow_switch
106670 | TAB-ACC-FSL-4507 | Switch, Flow, Low, Exhaust Fan Inlet | TAB-ACC-FN-4507 | Fan, Exhaust, Sldge Heater Room Exhaust Dig .1~4 | Switch,Flow-Low | Switch |  | FSL | http://www.toronto.ca/TWONTO#flow_switch
106671 | TAB-ACC-FSL-4509 | Switch, Flow, Low, Exhaust Fan Inlet | TAB-ACC-FN-4509 | Fan, Exhaust, Pump Room Exhaust Dig .1~4 | Switch,Flow-Low | Switch |  | FSL | http://www.toronto.ca/TWONTO#flow_switch
106672 | TAB-ACC-FSL-4510 | Switch, Flow, Low, Exhaust Fan Inlet | TAB-ACC-FN-4510 | Fan, Exhaust, Pump Room Exhaust Dig .1~4 | Switch,Flow-Low | Switch |  | FSL | http://www.toronto.ca/TWONTO#flow_switch
106673 | TAB-ACC-FSL-4511 | Switch, Flow, Low, Exhaust Fan Inlet | TAB-ACC-FN-4511 | Fan, Exhaust, Pump Room Heat Relief Exhaust Dig .1~4 | Switch,Flow-Low | Switch |  | FSL | http://www.toronto.ca/TWONTO#flow_switch
106674 | TAB-ACC-FSL-4512 | Switch, Flow, Low, Exhaust Fan Inlet | TAB-ACC-FN-4512 | Fan, Exhaust, Pump Room Heat Relief Exhaust Dig .1~4 | Switch,Flow-Low | Switch |  | FSL | http://www.toronto.ca/TWONTO#flow_switch
106675 | TAB-ACC-FSL-4535 | Switch, Flow, Low, Pump Discharge | TAB-ACC-P-4534A | Pump, Hydronic Heating, Glycol, Digester 1~4, PGXX-1 | Switch,Flow-Low | Switch |  | FSL | http://www.toronto.ca/TWONTO#flow_switch
106676 | TAB-ACC-FSL-4611 | Switch,Flow,Low,Water From Pump | TAB-ACC-P-4611 | Pump, Circulating, Hot Water, Dig 19-22 Space Heating,,P16-1, | Switch,Flow | Switch |  | FSL | http://www.toronto.ca/TWONTO#flow_switch
106677 | TAB-ACC-FSL-4812 | Switch,Flow,Low,Hot water From Pump | TAB-ACC-P-4812 | Pump, Circulating, Hot Water ,Dig 19-22 Sludge Heating,P17-2, | Switch,Flow | Switch |  | FSL | http://www.toronto.ca/TWONTO#flow_switch
106678 | TAB-ACC-FSL-4901 | Switch, Flow-Low, Secondary Hot Water loop, Seawall Tunnel, East | TAB-ACC-P-4901 | Pump, Centrifugal, Hot Water Pump, Seawall Tunnel, East | Switch,Flow-Low | Switch |  | FSL | http://www.toronto.ca/TWONTO#flow_switch
106679 | TAB-ACC-FSL-4903 | Switch, Low-Low, Tertiary Pump, Seawall Tunnel, East | TAB-ACC-P-4903 | Pump, Tertiary, Glycol, Seawall Tunnel, East | Switch,Flow-Low | Switch |  | FSL | http://www.toronto.ca/TWONTO#flow_switch
106680 | TAB-ACC-FSL-5010 | Switch,Flow,Water From Pump | TAB-ACC-P-5010 | Pump, Circulating, Hot Water , P15-1, New Gas Control Building Basement, Mid Section | Switch,Flow | Switch |  | FSL | http://www.toronto.ca/TWONTO#flow_switch
106681 | TAB-ACC-FSL-5050 | Switch,Flow,Low,Hot Water From Pump | TAB-ACC-P-5050 | Pump, Circulating, Glycol, HWCP -3, New Gas Control Building Basement, Mid Section | Switch,Flow | Switch |  | FSL | http://www.toronto.ca/TWONTO#flow_switch
106682 | TAB-ACC-FSL-5211 | Switch,Flow,Low,Water From Pump | TAB-ACC-P-5211 | Pump, Circulating, Hot Water , Dig 13-16 Space Heating, P13-1, | Switch,Flow | Switch |  | FSL | http://www.toronto.ca/TWONTO#flow_switch
106683 | TAB-ACC-FSL-5411 | Switch,Flow,Low,Water From Pump | TAB-ACC-P-5411 | Pump, Hot Water Circulating, P.W.P.S. Space Heating, P11-1 | Switch,Flow | Switch |  | FSL | http://www.toronto.ca/TWONTO#flow_switch
106684 | TAB-ACC-FSL-5412 | Switch,Flow,Low,Water From Pump | TAB-ACC-P-5412 | Pump, Hot Water Circulating, P.W.P.S. Space Heating,P11-2, | Switch,Flow | Switch |  | FSL | http://www.toronto.ca/TWONTO#flow_switch
106685 | TAB-ACC-FSL-5811 | Switch,Flow,Water From Pump | TAB-ACC-P-5811 | Pump, Booster, Primary Loop, Bio-Solids Loading Bldg,P12-2 | Switch,Flow | Switch |  | FSL | http://www.toronto.ca/TWONTO#flow_switch
106686 | TAB-ACC-FSL-5854 | Switch,Flow,Low,Pump Discharge | TAB-ACC-P-5854 | Pump,Glycol Make Up | Switch,Flow | Switch |  | FSL | http://www.toronto.ca/TWONTO#flow_switch
106687 | TAB-ACC-FSL-5883 | Switch,Flow,Water From Pump | TAB-ACC-P-5883 | Pump, Glycol, Recirculation, Bio-Solid Loading Bay | Switch,Flow | Switch |  | FSL | http://www.toronto.ca/TWONTO#flow_switch
106688 | TAB-ACC-FSL-6012 | Switch,Flow,Low,Water From Pump | TAB-ACC-P-6012 | Pump, Circulating, Hot Water,Dig 13-16 Sludge Heating, P14-2, | Switch,Flow | Switch |  | FSL | http://www.toronto.ca/TWONTO#flow_switch
106689 | TAB-ACC-FSL-6103 | Switch,Flow, Low, Discharge | TAB-ACC-AHU-6103 | AHU, Digester 5-8 Sludge Heat. Room | Switch,Flow-Low | Switch |  | FSL | http://www.toronto.ca/TWONTO#flow_switch
106690 | TAB-ACC-FSL-6104 | Switch,Flow, Low, | TAB-ACC-AHU-6104 | AHU, Digester 5-8 Pump Room | Switch,Flow-Low | Switch |  | FSL | http://www.toronto.ca/TWONTO#flow_switch
106691 | TAB-ACC-FSL-6105 | Switch, Flow, Low, Exhausht | TAB-ACC-FN-6105 | Fan, Exhaust, Digester 5-8 Drip Trap room | Switch,Flow-Low | Switch |  | FSL | http://www.toronto.ca/TWONTO#flow_switch
106692 | TAB-ACC-FSL-6108 | Switch, Flow, Low, Exhausht | TAB-ACC-FN-6108 | Fan, Exhaust, Digester 5-8 Sludge Heater room | Switch,Flow-Low | Switch |  | FSL | http://www.toronto.ca/TWONTO#flow_switch
106693 | TAB-ACC-FSL-6112 | Switch, Flow, Low, Exhausht | TAB-ACC-FN-6112 | Fan, Exhaust, Digester 5-8 Pump Room Heat Relief | Switch,Flow-Low | Switch |  | FSL | http://www.toronto.ca/TWONTO#flow_switch
106694 | TAB-ACC-FSL-6211 | Switch,Flow,Low,Water From Pump | TAB-ACC-P-6211 | Pump, Hot Water Circulating, , Dig 5 - 12 Process & Space Heating,P1-1 | Switch,Flow | Switch |  | FSL | http://www.toronto.ca/TWONTO#flow_switch
106695 | TAB-ACC-FSL-6301 | Switch, Flow Switch-Low, AHU-6301, Mechanical Room, Dig 9-12 Control Building. | TAB-ACC-AHU-6301 | Air Handling Unit, Gas Room Ventilation, Mechanical Room, Dig 9-12 Control Building. | Switch,Flow-Low | Switch |  | FSL | http://www.toronto.ca/TWONTO#flow_switch
106696 | TAB-ACC-FSL-6303 | Switch, Flow Switch-Low, AHU-6303, Mechanical Room, Dig 9-12 Control Building. | TAB-ACC-AHU-6303 | Air Handling Unit, Sludge Heating Room Ventilation, Mechanical Room, Dig 9-12 Control Building. | Switch,Flow-Low | Switch |  | FSL | http://www.toronto.ca/TWONTO#flow_switch
106697 | TAB-ACC-FSL-6305 | Switch, Flow Switch-Low, FN-6305, Roof, Dig 9-12 Control Building. | TAB-ACC-FN-6305 | Fan, Exhaust, Centrifugal, Explosion Proof, Gas Room Exhaust, Roof, Dig 9-12 Control Building. | Switch,Flow-Low | Switch |  | FSL | http://www.toronto.ca/TWONTO#flow_switch
106698 | TAB-ACC-FSL-6306 | Switch, Flow Switch-Low, FN-6306, Roof, Dig 9-12 Control Building. | TAB-ACC-FN-6306 | Fan, Exhaust, Centrifugal, Explosion Proof, Gas Room Exhaust, Roof, Dig 9-12 Control Building. | Switch,Flow-Low | Switch |  | FSL | http://www.toronto.ca/TWONTO#flow_switch
106699 | TAB-ACC-FSL-6307 | Switch, Flow Switch-Low, FN-6308, Roof, Dig 9-12 Control Building. | TAB-ACC-FN-6308 | Fan, Exhaust, Centrifugal, Sludge Heating Room Exhaust, Roof, Dig 9-12 Control Building. | Switch,Flow-Low | Switch |  | FSL | http://www.toronto.ca/TWONTO#flow_switch
106700 | TAB-ACC-FSL-6309 | Switch, Flow Switch-Low, FN-6310, Ground Floor, Dig 9-12 Control Building. | TAB-ACC-FN-6310 | Fan, Exhaust, Centrifugal, Basement Exhaust, Ground Mount, Dig 9-12 Control Building. | Switch,Flow-Low | Switch |  | FSL | http://www.toronto.ca/TWONTO#flow_switch
106701 | TAB-ACC-FSL-6312 | Switch, Flow Switch-Low, FN-6319, Roof, Dig 9-12 Control Building. | TAB-ACC-FN-6319 | Fan, Exhaust, Centrifugal, Mechanical Room Exhaust, Roof, Dig 9-12 Control Building. | Switch,Flow-Low | Switch |  | FSL | http://www.toronto.ca/TWONTO#flow_switch
106702 | TAB-ACC-FSL-6319 | Switch, Flow Switch-Low, FN-6320, Sludge Heating Room, Dig 9-12 Control Building. | TAB-ACC-FN-6320 | Fan, Supply, Propeller Type, Sludge Heating Room Heat Relief Ventilation, Sludge Heating Room, Dig 9-12 Control Building. | Switch,Flow-Low | Switch |  | FSL | http://www.toronto.ca/TWONTO#flow_switch
106703 | TAB-ACC-FSL-6321 | Switch, Flow Switch-Low, MAU-0313, Roof, Dig 9-12 Control Building. | TAB-ACC-MAU-6313 | Air Handling Unit, Supply Make Up Air Unit, Basement Heat Relief Ventilation, Roof, Dig 9-12 Control Building. | Switch,Flow-Low | Switch |  | FSL | http://www.toronto.ca/TWONTO#flow_switch
106704 | TAB-ACC-FSL-6322 | Switch, Flow Switch-Low, P-6320/ P-6330, Mechanical Room, Dig 9-12 Control Building. | TAB-ACC-P-6320 | Pump, Centrifugal, Glycol Circulating, Mechanical Room, Dig 9-12 Control Building. | Switch,Flow-Low | Switch |  | FSL | http://www.toronto.ca/TWONTO#flow_switch
106705 | TAB-ACC-FSL-6323 | Switch, Flow Switch-Low, FN-6307, Roof, Dig 9-12 Control Building. | TAB-ACC-FN-6307 | Fan, Exhaust, Centrifugal, Sludge Heating Room Exhaust, Roof, Dig 9-12 Control Building. | Switch,Flow-Low | Switch |  | FSL | http://www.toronto.ca/TWONTO#flow_switch
106706 | TAB-ACC-FSL-7310 | Suction Diffuser/Strainer, Inlet, Boiler 0030, Plant Wide Heating System | TAB-ACC-P-7310 | Pump, Centrifugal, Hot Water, Boiler 0030, Plant Wide Heating System | Switch,Flow-Low | Switch |  | FSL | http://www.toronto.ca/TWONTO#flow_switch
106783 | TAB-ACC-HS-4513 | Switch, Occupancy, Dig 1-4 Drip room | TAB-ACC-AHU-DIG | AHUs/Supply Fans Dig. Bldg. | Switch | Switch |  | HS | hand_switch
106784 | TAB-ACC-HS-4536 | Switch, Occupancy, Dig 1-4 Heat room | TAB-ACC-AHU-DIG | AHUs/Supply Fans Dig. Bldg. | Switch | Switch |  | HS | hand_switch
106785 | TAB-ACC-HS-4537 | Switch, Occupancy, Dig 1-4 Pump room | TAB-ACC-AHU-DIG | AHUs/Supply Fans Dig. Bldg. | Switch | Switch |  | HS | hand_switch
107149 | TAB-ACC-LS-0795 | Switch,Level | TAB-ACC-T-0795 | Tank, Chemical Mixing- Boiler No.20 (0500) | Switch,Level | Switch |  | LS | http://www.toronto.ca/TWONTO#level_switch
107150 | TAB-ACC-LS-7201 | Switch, Level, Z Bldg 2nd Flr, Deaerator 2 | TAB-ACC-MEQ-7201 | Tank, Deaerator No.2 | Switch,Level | Switch |  | LS | http://www.toronto.ca/TWONTO#level_switch
107151 | TAB-ACC-LS-7301 | Switch, Level, Z Bldg 2nd Flr, Flash Tank 7301 | TAB-ACC-T-7302 | Tank, Float Chamber | Switch,Level | Switch |  | LS | http://www.toronto.ca/TWONTO#level_switch
107152 | TAB-ACC-LS-7401 | Switch, Level, Z Bldg 2nd Flr, Flash Tank 7401 | TAB-ACC-T-7402 | Tank, Float Chamber | Switch,Level | Switch |  | LS | http://www.toronto.ca/TWONTO#level_switch
107153 | TAB-ACC-LS-8801 | Switch, Level, Z Bldg, Bsmt North West, T-8801 | TAB-ACC-T-8801 | Tank, Condensation, Main | Tank | Switch |  | LS | http://www.toronto.ca/TWONTO#level_switch
107154 | TAB-ACC-LSH-0170 | Switch,Level,high | TAB-ACC-P-0170B | Pump, Sump, Digester 1-4 | Switch,Level-High | Switch |  | LSH | http://www.toronto.ca/TWONTO#level_switch
107155 | TAB-ACC-LSH-0270 | Switch,Level,high | TAB-ACC-P-0270B | Pump, Sump, Digester 5-8 | Switch,Level-High | Switch |  | LSH | http://www.toronto.ca/TWONTO#level_switch
107156 | TAB-ACC-LSH-0870 | Switch,Level,Low | TAB-ACC-P-0870B | Pump, Sump,Eqalizing tank Bldg-Sludge Pump Room | Switch,Level-High | Switch |  | LSH | http://www.toronto.ca/TWONTO#level_switch
107157 | TAB-ACC-LSL--1401 | Switch,Level-Low, Glycol Make-up Tank | TAB-ACC-T-1470 | Tank, Glycol Make-up | Switch,Level-Low | Switch |  |  | http://www.toronto.ca/TWONTO#level_switch
107159 | TAB-ACC-LSL-0165 | Switch,Level,Low, primary Hot Loop Expansion Tanks | TAB-ACC-T-0140 | Tank #1, Expansion, Primary Loop | Switch,Level | Switch |  | LSL | http://www.toronto.ca/TWONTO#level_switch
107160 | TAB-ACC-LSL-0170 | Switch,Level,Low | TAB-ACC-P-0170A | Pump, Sump, Digester 1-4 | Switch,Level-Low | Switch |  | LSL | http://www.toronto.ca/TWONTO#level_switch
107161 | TAB-ACC-LSL-0270 | Switch,Level,Low | TAB-ACC-P-0270A | Pump, Sump, Digester 5-8 | Switch,Level-Low | Switch |  | LSL | http://www.toronto.ca/TWONTO#level_switch
107162 | TAB-ACC-LSL-0870 | Switch,Level,Low | TAB-ACC-P-0870A | Pump, Sump,Eqalizing tank Bldg-Sludge Pump Room | Switch,Level-Low | Switch |  | LSL | http://www.toronto.ca/TWONTO#level_switch
107163 | TAB-ACC-LSL-1222 | Switch,Level,Low,Glycol Make Up Line | TAB-ACC-T-1222 | Tank, Make Up, Glycol Make Up Line | Switch,Level | Switch |  | LSL | http://www.toronto.ca/TWONTO#level_switch
107164 | TAB-ACC-LSL-1822 | Switch,Level, Low,Glycol Make Up Line Tank | TAB-ACC-T-1822 | Tank, Make Up, Glycol Make Up Line | Switch,Level | Switch |  | LSL | http://www.toronto.ca/TWONTO#level_switch
107165 | TAB-ACC-LSL-2100S | Level Switch Low, Glycol Low Level Switch | TAB-ACC-T-2101 | Tank, Glycol Expansion Tank |  | Switch | 45509 | LSL | http://www.toronto.ca/TWONTO#level_switch
107166 | TAB-ACC-LSL-2230 | Level Switch Low, Glycol Low Level Switch | TAB-ACC-T-2221 | Tank, Hot Water Air Separator |  | Switch |  | LSL | http://www.toronto.ca/TWONTO#level_switch
107167 | TAB-ACC-LSL-3872 | Switch,Level,Low,Glycol Make Up Line tank | TAB-ACC-T-3872 | Tank, Make Up, Glycol Make Up Line | Switch,Level | Switch |  | LSL | http://www.toronto.ca/TWONTO#level_switch
107168 | TAB-ACC-LSL-4422 | Switch,Level,Low,Glycol Make Up Line Tank | TAB-ACC-T-4422 | Tank, Make Up, Glycol Make Up Line | Switch,Level | Switch |  | LSL | http://www.toronto.ca/TWONTO#level_switch
107169 | TAB-ACC-LSL-4551 | Switch, Level, Low, | TAB-ACC-T-0151 | Tank, Glycol Feed | Switch,Level-Low | Switch |  | LSL | http://www.toronto.ca/TWONTO#level_switch
107170 | TAB-ACC-LSL-4901 | Switch, Level-Low, Glycol Makeup Tank, Seawall Tunnel, East | TAB-ACC-T-4903 | Tank, Glycol Makeup, Seawall Tunnel, East | Switch,Level-Low | Switch |  | LSL | http://www.toronto.ca/TWONTO#level_switch
107171 | TAB-ACC-LSL-6151 | Switch, Level, Low, | TAB-ACC-T-6151 | Tank, Feed & Mixing, Glycol | Switch,Level-Low | Switch |  | LSL | http://www.toronto.ca/TWONTO#level_switch
107172 | TAB-ACC-LSL-8212 | Switch,Level,Low,Glycol Make Up Line tank | TAB-ACC-HE-8210 | Heat Exchanger,M Bldg Space Heating, | Switch,Level | Switch |  | LSL | http://www.toronto.ca/TWONTO#level_switch
107308 | TAB-ACC-PDS-1244C | Switch,Pressure ,Supply Air, AHU1244 | TAB-ACC-AHU-1244 | Air Handing unit,Flotation Bldg | Switch,Pressure | Switch |  | PDS | http://www.toronto.ca/TWONTO#pressure_switch
107309 | TAB-ACC-PDS-1250A | Switch,Pressure ,Filter, AHU1250 | TAB-ACC-AHU-1250 | Air Handing unit,Flotation Bldg | Switch,Pressure | Switch |  | PDS | http://www.toronto.ca/TWONTO#pressure_switch
107310 | TAB-ACC-PDS-1836B | Switch,Pressure ,Supply Air, AHU1836 | TAB-ACC-AHU-1836 | AHU, Blower Bldg | Switch,Pressure | Switch |  | PDS | http://www.toronto.ca/TWONTO#pressure_switch
107311 | TAB-ACC-PDS-1837B | Switch,Pressure ,Supply Air, AHU1837 | TAB-ACC-AHU-1837 | AHU, Blower Bldg | Switch,Pressure | Switch |  | PDS | http://www.toronto.ca/TWONTO#pressure_switch
107312 | TAB-ACC-PDS-1840A | Switch,Pressure ,Filter, AHU11840 | TAB-ACC-AHU-1840 | AHU, Blower Bldg | Switch,Pressure | Switch |  | PDS | http://www.toronto.ca/TWONTO#pressure_switch
107313 | TAB-ACC-PDS-1840B | Switch,Pressure Differential ,Supply Air, AHU1840 | TAB-ACC-AHU-1840 | AHU, Blower Bldg | Switch,Pressure | Switch |  | PDS | http://www.toronto.ca/TWONTO#pressure_switch
107314 | TAB-ACC-PDS-1845A | Switch,Pressure ,Filter, AHU11845 | TAB-ACC-AHU-1845 | AHU, Blower Bldg | Switch,Pressure | Switch |  | PDS | http://www.toronto.ca/TWONTO#pressure_switch
107315 | TAB-ACC-PDS-1847A | Switch,Pressure ,Filter, AHU11847 | TAB-ACC-AHU-1847 | AHU, Blower Bldg | Switch,Pressure | Switch |  | PDS | http://www.toronto.ca/TWONTO#pressure_switch
107316 | TAB-ACC-PDS-1848A | Switch,Pressure ,Filter, AHU1848 | TAB-ACC-AHU-1848 | AHU, Blower Bldg | Switch,Pressure | Switch |  | PDS | http://www.toronto.ca/TWONTO#pressure_switch
107317 | TAB-ACC-PDS-1850B | Switch,Pressure ,Supply Air, AHU1850 | TAB-ACC-AHU-1850 | AHU, Blower Bldg | Switch,Pressure | Switch |  | PDS | http://www.toronto.ca/TWONTO#pressure_switch
107318 | TAB-ACC-PDS-1851B | Switch,Pressure ,Supply Air, AHU1851 | TAB-ACC-AHU-1851 | AHU, Blower Bldg | Switch,Pressure | Switch |  | PDS | http://www.toronto.ca/TWONTO#pressure_switch
107319 | TAB-ACC-PDS-1852A | Switch,Pressure ,Filter, AHU1852 | TAB-ACC-AHU-1852 | AHU, Blower Bldg | Switch,Pressure | Switch |  | PDS | http://www.toronto.ca/TWONTO#pressure_switch
107320 | TAB-ACC-PDS-1852B | Switch,Pressure ,Supply Air, AHU1852 | TAB-ACC-AHU-1852 | AHU, Blower Bldg | Switch,Pressure | Switch |  | PDS | http://www.toronto.ca/TWONTO#pressure_switch
107321 | TAB-ACC-PDS-3894B | Switch,Pressure ,Silancer B, AHU3894 | TAB-ACC-AHU-3894SUS | AHU,Incinerator Bldg | Switch,Pressure | Switch |  | PDS | http://www.toronto.ca/TWONTO#pressure_switch
107322 | TAB-ACC-PDS-3894C | Switch,Pressure ,Silancer C, AHU3894 | TAB-ACC-AHU-3894SUS | AHU,Incinerator Bldg | Switch,Pressure | Switch |  | PDS | http://www.toronto.ca/TWONTO#pressure_switch
107323 | TAB-ACC-PDS-3907A | Switch,Pressure ,Filter, AHU3907 | TAB-ACC-AHU-3907SUS | AHU, Heat Recovery Bldg | Switch,Pressure | Switch |  | PDS | http://www.toronto.ca/TWONTO#pressure_switch
107324 | TAB-ACC-PDS-3918B | Switch,Pressure ,Supply fan, AHU3918 | TAB-ACC-AHU-3918SUS | AHU, Heat Recovery Bldg | Switch,Pressure | Switch |  | PDS | http://www.toronto.ca/TWONTO#pressure_switch
107325 | TAB-ACC-PDS-3922B | Switch,Pressure ,Supply fan, AHU3922 | TAB-ACC-AHU-3922 | AHU, Old Dewatering Building Roof | Switch,Pressure | Switch |  | PDS | http://www.toronto.ca/TWONTO#pressure_switch
107326 | TAB-ACC-PDS-4455A | Switch,Pressure ,Filter, AHU4455 | TAB-ACC-AHU-4455 | AHU, Aux. Bldg Basement | Switch,Pressure | Switch |  | PDS | http://www.toronto.ca/TWONTO#pressure_switch
107327 | TAB-ACC-PDS-4476A | Switch,Pressure ,Filter, AHU4476 | TAB-ACC-AHU-4476 | AHU, Aux Bldg | Switch,Pressure | Switch |  | PDS | http://www.toronto.ca/TWONTO#pressure_switch
107329 | TAB-ACC-PDS-4477A | Switch,Pressure ,Filter, AHU4477 | TAB-ACC-AHU-4477 | AHU, Aux Bldg | Switch,Pressure | Switch |  | PDS | http://www.toronto.ca/TWONTO#pressure_switch
107330 | TAB-ACC-PDS-8402 | Switch,Pressure ,Supply fan, M Bldg., FN 8402 | TAB-ACC-FN-8402 | Fan, Supply, M Bldg. | Switch,Pressure | Switch |  | PDS | http://www.toronto.ca/TWONTO#pressure_switch
107331 | TAB-ACC-PDS-9401 | Switch,Pressure, Supply Fan, Mechnical Room, Above MCC, T Building | TAB-ACC-FN-9401 | Fan, Supply, Mechanical Room,Above MCC,T Building | Switch,Pressure | Switch |  | PDS | http://www.toronto.ca/TWONTO#pressure_switch
107332 | TAB-ACC-PDS-9402 | Switch,Pressure, Supply Fan, Mechnical Room, Above MCC, T Building | TAB-ACC-FN-9401 | Fan, Supply, Mechanical Room,Above MCC,T Building | Switch,Pressure | Switch |  | PDS | http://www.toronto.ca/TWONTO#pressure_switch
107333 | TAB-ACC-PDSH | Switch, Pressure, Differencial, High, Tertiary Glycol loop, Seawall Tunnel, East | TAB-ACC-F-4901 | Filter, Glycol, Seawall Tunnel, East | Switch,Pressure-High | Switch |  |  | http://www.toronto.ca/TWONTO#pressure_switch
107334 | TAB-ACC-PDSH-1401 | Switch, Filter Differential Pressure | TAB-ACC-AHU-1460 | Air Handling Unit, Lunch Room | Switch,Pressure-High | Switch |  | PDSH | http://www.toronto.ca/TWONTO#pressure_switch
107335 | TAB-ACC-PDSH-1401 | Switch, Filter Differential Pressure | TAB-ACC-F-1460 | Filter, Glycol Concentration Measurement | Switch,Pressure-High | Switch |  | PDSH | http://www.toronto.ca/TWONTO#pressure_switch
107336 | TAB-ACC-PDSH-1431 | Switch, Filter Differential Pressure High,AHU,Boiler Room and Basement | TAB-ACC-F-1431 | Filter, AHU-1430, Air filter | Switch,Pressure-High | Switch |  | PDSH | http://www.toronto.ca/TWONTO#pressure_switch
107337 | TAB-ACC-PDSH-1441 | Switch, Filter Differential Pressure High, AHU,Boiler Room and Basement | TAB-ACC-F-1441 | Filter, AHU-1440, Air filter | Switch,Pressure-High | Switch |  | PDSH | http://www.toronto.ca/TWONTO#pressure_switch
107338 | TAB-ACC-PDSH-1451 | Switch, Filter Differential Pressure High,AHU,Boiler Room and Basement | TAB-ACC-AHU-1450 | Air Handling Unit, Locker Room | Switch,Pressure-High | Switch |  | PDSH | http://www.toronto.ca/TWONTO#pressure_switch
107339 | TAB-ACC-PDSH-1461 | Switch, Filter Differential Pressure High, AHU,Boiler Room and Basement | TAB-ACC-F-1461 | Filter, AHU-1460, Air filter | Switch,Pressure-High | Switch |  | PDSH | http://www.toronto.ca/TWONTO#pressure_switch
107340 | TAB-ACC-PDSH-4501 | Switch, Presure Diferential, High | TAB-ACC-AHU-4501 | AHU, Digester 1-4, Drip Trap Room | Switch,Pressure-High | Switch |  | PDSH | http://www.toronto.ca/TWONTO#pressure_switch
107341 | TAB-ACC-PDSH-4503 | Switch, Presure Diferential, High | TAB-ACC-AHU-4503 | AHU, Digester 1-4, Sludge Heater Room | Switch,Pressure-High | Switch |  | PDSH | http://www.toronto.ca/TWONTO#pressure_switch
107342 | TAB-ACC-PDSH-4504 | Switch, Presure Diferential, High | TAB-ACC-AHU-4504 | AHU, Digester 1-4, Pump Room | Switch,Pressure-High | Switch |  | PDSH | http://www.toronto.ca/TWONTO#pressure_switch
107343 | TAB-ACC-PDSH-4901 | Switch, Pressure, Differencial, High, Waste Gas Burner Station | TAB-ACC-AHU-4901 | Air Handling Unit, Waste Gas Buner Station | Switch,Pressure-High | Switch |  | PDSH | http://www.toronto.ca/TWONTO#pressure_switch
107344 | TAB-ACC-PDSH-6102 | Switch,Pressure Differential, High, Filter | TAB-ACC-AHU-6102 | AHU, Digester 5-8 Drip Trap Room | Switch,Pressure-High | Switch |  | PDSH | http://www.toronto.ca/TWONTO#pressure_switch
107345 | TAB-ACC-PDSH-6301 | Switch, Pressure Differential Switch High, AHU-6301, Mechanical Room, Dig 9-12 Control Building. | TAB-ACC-AHU-6301 | Air Handling Unit, Gas Room Ventilation, Mechanical Room, Dig 9-12 Control Building. | Switch,Pressure-High | Switch |  | PDSH | http://www.toronto.ca/TWONTO#pressure_switch
107346 | TAB-ACC-PDSH-6303 | Switch, Pressure Differential Switch High, AHU-6303, Mechanical Room, Dig 9-12 Control Building. | TAB-ACC-AHU-6303 | Air Handling Unit, Sludge Heating Room Ventilation, Mechanical Room, Dig 9-12 Control Building. | Switch,Pressure-High | Switch |  | PDSH | http://www.toronto.ca/TWONTO#pressure_switch
107347 | TAB-ACC-PDSH-6304 | Switch, Pressure Differential Switch High, AHU-6304, Mechanical Room, Dig 9-12 Control Building. | TAB-ACC-AHU-6304 | Air Handling Unit, Basement Ventilation, Mechanical Room, Dig 9-12 Control Building. | Switch,Pressure-High | Switch |  | PDSH | http://www.toronto.ca/TWONTO#pressure_switch
107348 | TAB-ACC-PDSH-6305 | Switch, Pressure Differential Switch High, F-6301, Mechanical Room, Dig 9-12 Control Building. | TAB-ACC-F-6301 | Filter, Bypass, Glycol System, Mechanical Room, Dig 9-12 Control Building. | Switch,Pressure-High | Switch |  | PDSH | http://www.toronto.ca/TWONTO#pressure_switch
107349 | TAB-ACC-PDSH-6313 | Switch, Pressure Differential Switch High, MAU-0313, Mechanical Room, Dig 9-12 Control Building. | TAB-ACC-MAU-6313 | Air Handling Unit, Supply Make Up Air Unit, Basement Heat Relief Ventilation, Roof, Dig 9-12 Control Building. | Switch,Pressure-High | Switch |  | PDSH | http://www.toronto.ca/TWONTO#pressure_switch
107350 | TAB-ACC-PDSL-1421 | Switch, Filter Differential Pressure, Air Handling Unit,Boiler Room and Basement | TAB-ACC-AHU-1420 | Air Handling Unit,Boiler Room and Basement | Switch,Pressure-High | Switch |  | PDSL | http://www.toronto.ca/TWONTO#pressure_switch
107351 | TAB-ACC-PDSL-1431 | Switch, Filter Differential Pressure, AHU,Boiler Room and Basement | TAB-ACC-AHU-1430 | Air Handling Unit,Boiler Room and Basement | Switch,Pressure-Low | Switch |  | PDSL | http://www.toronto.ca/TWONTO#pressure_switch
107352 | TAB-ACC-PDSL-1461 | Switch, Filter Differential Pressure Low,AHU,Boiler Room and Basement | TAB-ACC-AHU-1460 | Air Handling Unit, Lunch Room | Switch,Pressure-Low | Switch |  | PDSL | http://www.toronto.ca/TWONTO#pressure_switch
107353 | TAB-ACC-PDSL-4901 | Pressure Differential Switch, Low, AHU-4901, Waste Gas Burner Station | TAB-ACC-AHU-4901 | Air Handling Unit, Waste Gas Buner Station | Switch,Pressure-Low | Switch |  | PDSL | http://www.toronto.ca/TWONTO#pressure_switch
107377 | TAB-ACC-PS-7202 | Switch, Pressure, Z Bldg 2nd Flr, Deaerator 2 | TAB-ACC-MEQ-7201 | Tank, Deaerator No.2 | Switch,Pressure | Switch |  | PS | http://www.toronto.ca/TWONTO#pressure_switch
107378 | TAB-ACC-PS-7301 | Switch, Pressure, Z Bldg 2nd Flr, Flash Tank 7301 | TAB-ACC-T-7301 | Tank, Flash | Switch,Pressure | Switch |  | PS | http://www.toronto.ca/TWONTO#pressure_switch
107381 | TAB-ACC-PSH-0200 | Switch, Pressure, High, Filter, AHU-0200, Exist. Grit Bldg. Rooftop | TAB-ACC-AHU-0200 | Air Handling Unit, Old D Bldg. Rooftop | Switch,Pressure-High | Switch |  | PSH | http://www.toronto.ca/TWONTO#pressure_switch
107382 | TAB-ACC-PSH-0724 | Switch, Pressure, High,Pump Discharge | TAB-ACC-P-0720 | Pump, Boiler Feed No.2 | Switch,Pressure-High | Switch |  | PSH | http://www.toronto.ca/TWONTO#pressure_switch
107383 | TAB-ACC-PSH-0734 | Switch, Pressure, High,Pump Discharge | TAB-ACC-P-0730 | Pump, Boiler Feed No.3 | Switch,Pressure-High | Switch |  | PSH | http://www.toronto.ca/TWONTO#pressure_switch
107384 | TAB-ACC-PSH-0900 | Switch, Pressure, High, Filter, AHU-0900, Exist. Primary Treatment Bldg. | TAB-ACC-AHU-0900 | Air Handling Unit, Old D Bldg. Rooftop | Switch,Pressure-High | Switch |  | PSH | http://www.toronto.ca/TWONTO#pressure_switch
107385 | TAB-ACC-PSH-0950 | Switch, Pressure, High, Filter, AHU-0950, Exist. Primary Treatment Bldg. | TAB-ACC-AHU-0950 | Air Handling Unit, Old D Bldg. Rooftop | Switch,Pressure-High | Switch |  | PSH | http://www.toronto.ca/TWONTO#pressure_switch
107386 | TAB-ACC-PSH-1210 | Switch, Pressure, High, Filter, Fan 1210, AHU-1200, Screen Bldg. Rooftop | TAB-ACC-AHU-1200 | Air Handling Unit, D Bldg Roof | Switch,Pressure-High | Switch |  | PSH | http://www.toronto.ca/TWONTO#pressure_switch
107387 | TAB-ACC-PSH-1220 | Switch, Pressure, High, Filter, Fan 1220, AHU-1200, Screen Bldg. Rooftop | TAB-ACC-AHU-1200 | Air Handling Unit, D Bldg Roof | Switch,Pressure-High | Switch |  | PSH | http://www.toronto.ca/TWONTO#pressure_switch
107388 | TAB-ACC-PSH-1310 | Switch, Pressure, High, Filter, Fan 1310, AHU-1300, Screen Bldg. Rooftop | TAB-ACC-AHU-1300 | Air Handling Unit, D Bldg Roof | Switch,Pressure-High | Switch |  | PSH | http://www.toronto.ca/TWONTO#pressure_switch
107389 | TAB-ACC-PSH-1320 | Switch, Pressure, High, Filter, Fan, 1320, AHU-1300, Screen Bldg. Rooftop | TAB-ACC-AHU-1300 | Air Handling Unit, D Bldg Roof | Switch,Pressure-High | Switch |  | PSH | http://www.toronto.ca/TWONTO#pressure_switch
107390 | TAB-ACC-PSH-1410 | Switch, Pressure, High, Filter, Fan 1410, AHU-1400, Loading Bay Rooftop | TAB-ACC-AHU-1400 | Air Handling Unit, D Bldg Roof | Switch,Pressure-High | Switch |  | PSH | http://www.toronto.ca/TWONTO#pressure_switch
107391 | TAB-ACC-PSH-1420 | Switch, Pressure, High, Filter, Fan 1420, AHU-1400, Loading Bay Rooftop | TAB-ACC-AHU-1400 | Air Handling Unit, D Bldg Roof | Switch,Pressure-High | Switch |  | PSH | http://www.toronto.ca/TWONTO#pressure_switch
107392 | TAB-ACC-PSH-1600 | Switch, Pressure, High, Filter, Fan, 1600, AHU-1600, Loading Bay Rooftop | TAB-ACC-AHU-1600 | Air Handling Unit, D Bldg Roof | Switch,Pressure-High | Switch |  | PSH | http://www.toronto.ca/TWONTO#pressure_switch
107393 | TAB-ACC-PSH-1650 | Switch, Pressure, High, Filter, Fan 1650, Vestibule 101, Loading Bay | TAB-ACC-FN-1000 | Fan, Supply, Ex. D--Bldg. Ex. Air Heating Room | Switch,Pressure-High | Switch |  | PSH | http://www.toronto.ca/TWONTO#pressure_switch
107394 | TAB-ACC-PSH-1650 | Switch, Pressure, High, Filter, Fan 1650, Vestibule 101, Loading Bay | TAB-ACC-FN-1650 | Fan, Supply, Vestibule Pressurization, Vestibule 101 | Switch,Pressure-High | Switch |  | PSH | http://www.toronto.ca/TWONTO#pressure_switch
107395 | TAB-ACC-PSH-1700 | Switch, Pressure, High, Filter, Fan, 1700, AHU-1700, Loading Bay Rooftop | TAB-ACC-AHU-1700 | Air Handling Unit, D Bldg Roof | Switch,Pressure-High | Switch |  | PSH | http://www.toronto.ca/TWONTO#pressure_switch
107396 | TAB-ACC-PSH-1800 | Switch, Pressure, High, Filter, Fan, 1800, AHU-1800, Loading Bay Rooftop | TAB-ACC-AHU-1800 | Air Handling Unit, D Bldg Roof | Switch,Pressure-High | Switch |  | PSH | http://www.toronto.ca/TWONTO#pressure_switch
107400 | TAB-ACC-PSL-0732 | Switch, Pressure, Low,Pump Suction | TAB-ACC-P-0730 | Pump, Boiler Feed No.3 | Switch,Pressure-Low | Switch |  | PSL | http://www.toronto.ca/TWONTO#pressure_switch
107401 | TAB-ACC-PSL-1401 | Switch,Pressure-Low, Hot Water/Glycol Heating System | TAB-ACC-T-1470 | Tank, Glycol Make-up | Switch,Pressure-Low | Switch |  | PSL | http://www.toronto.ca/TWONTO#pressure_switch
107402 | TAB-ACC-PSL-1822 | Switch,Pressure,Low,Glycol Make Up Line | TAB-ACC-P-1822 | Pump, Glycol Circulating,Make Up Line | Switch,Level | Switch |  | PSL | http://www.toronto.ca/TWONTO#pressure_switch
107403 | TAB-ACC-PSL-2042 | Switch,Pressure,Low,Glycol Make Up Line | TAB-ACC-P-2042 | Pump, Glycol Circulating,Make Up Line | Switch,Level | Switch |  | PSL | http://www.toronto.ca/TWONTO#pressure_switch
107404 | TAB-ACC-PSL-2800 | Switch, Pressure Low, Boiler Make-up Water Tanks, 'Z' Bldg Main Floor | TAB-ACC-BO | Hot Water Boilers |  | Switch |  | PSL | http://www.toronto.ca/TWONTO#pressure_switch
107405 | TAB-ACC-PSL-7331 | Switch, Digester Gas Pressure Low,Boiler 0030, Plant Wide Heating System | TAB-ACC-DIG-0030 | Digester Gas Train, Boiler #3, Z Building | Switch,Pressure-Low | Switch |  | PSL | http://www.toronto.ca/TWONTO#pressure_switch
107406 | TAB-ACC-PSL-8212 | Switch,Pressure,Low,Glycol Make Up Line | TAB-ACC-HE-8210 | Heat Exchanger,M Bldg Space Heating, | Switch,Level | Switch |  | PSL | http://www.toronto.ca/TWONTO#pressure_switch
107776 | TAB-ACC-TS-0103 | Switch, temperature | TAB-ACC-AHU-4503 | AHU, Digester 1-4, Sludge Heater Room | Switch,Temperature | Switch |  | TS | http://www.toronto.ca/TWONTO#temperature_switch
107781 | TAB-ACC-TSH-0100 | Switch, Temperature, High, AHU-0100, Exist. Grit Bldg. Rooftop | TAB-ACC-AHU-0100 | Air Handling Unit, Old D Bldg. Rooftop | Switch,Temperature-High | Switch |  | TSH | http://www.toronto.ca/TWONTO#temperature_switch
107782 | TAB-ACC-TSH-0150 | Switch, Temperature, High, Fan 1000, Exist. Primary Treatment Bldg. | TAB-ACC-FN-1000 | Fan, Supply, Ex. D--Bldg. Ex. Air Heating Room | Switch,Temperature-High | Switch |  | TSH | http://www.toronto.ca/TWONTO#temperature_switch
107783 | TAB-ACC-TSH-0200 | Switch, Temperature, High, AHU-0200, Exist. Grit Bldg. Rooftop | TAB-ACC-AHU-0200 | Air Handling Unit, Old D Bldg. Rooftop | Switch,Temperature-High | Switch |  | TSH | http://www.toronto.ca/TWONTO#temperature_switch
107784 | TAB-ACC-TSH-0950 | Switch, Temperature, High, AHU-0950, Exist. Primary Treatment Bldg. | TAB-ACC-AHU-0950 | Air Handling Unit, Old D Bldg. Rooftop | Switch,Temperature-High | Switch |  | TSH | http://www.toronto.ca/TWONTO#temperature_switch
107785 | TAB-ACC-TSH-1410 | Switch, Temperature, High, AHU-1400, Loading Bay Rooftop | TAB-ACC-AHU-1400 | Air Handling Unit, D Bldg Roof | Switch,Temperature-High | Switch |  | TSH | http://www.toronto.ca/TWONTO#temperature_switch
107786 | TAB-ACC-TSH-4901 | Temperature Switch. High, Indoor Air, Waste Gas Burner Station | TAB-ACC-AC-4901 | Split Cooling Unit, HVAC, Waste Gas Burner Station | Switch,Temperature-High | Switch |  | TSH | http://www.toronto.ca/TWONTO#temperature_switch
107788 | TAB-ACC-TSL-0100 | Switch, Temperature, Low, AHU-0100, Exist. Grit Bldg. Rooftop | TAB-ACC-AHU-0100 | Air Handling Unit, Old D Bldg. Rooftop | Switch,Temperature-Low | Switch |  | TSL | http://www.toronto.ca/TWONTO#temperature_switch
107789 | TAB-ACC-TSL-0200 | Switch, Temperature, Low, AHU-0200, Exist. Grit Bldg. Rooftop | TAB-ACC-AHU-0200 | Air Handling Unit, Old D Bldg. Rooftop | Switch,Temperature-Low | Switch |  | TSL | http://www.toronto.ca/TWONTO#temperature_switch
107790 | TAB-ACC-TSL-0900 | Switch, Temperature, Low, AHU-9000, Exist. Primary Treatment Bldg. | TAB-ACC-AHU-0900 | Air Handling Unit, Old D Bldg. Rooftop | Switch,Temperature-Low | Switch |  | TSL | http://www.toronto.ca/TWONTO#temperature_switch
107791 | TAB-ACC-TSL-0950 | Switch, Temperature, Low, AHU-0950, Exist. Primary Treatment Bldg. | TAB-ACC-AHU-0950 | Air Handling Unit, Old D Bldg. Rooftop | Switch,Temperature-Low | Switch |  | TSL | http://www.toronto.ca/TWONTO#temperature_switch
107792 | TAB-ACC-TSL-1210 | Switch, Temperature, Low, AHU-1200, Screen Bldg. Rooftop | TAB-ACC-AHU-1200 | Air Handling Unit, D Bldg Roof | Switch,Temperature-Low | Switch |  | TSL | http://www.toronto.ca/TWONTO#temperature_switch
107793 | TAB-ACC-TSL-1244 | Switch,Temperature,Low,Supply Air , | TAB-ACC-AHU-1244 | Air Handing unit,Flotation Bldg | Switch,Temperature | Switch |  | TSL | http://www.toronto.ca/TWONTO#temperature_switch
107794 | TAB-ACC-TSL-1247 | Switch,Temperature,Low, AHU1247 | TAB-ACC-AHU-1247 | Air Handing unit,Flotation Bldg | Switch,Temperature | Switch |  | TSL | http://www.toronto.ca/TWONTO#temperature_switch
107795 | TAB-ACC-TSL-1410 | Switch, Temperature, Low, AHU-1400, Loading Bay Rooftop | TAB-ACC-AHU-1400 | Air Handling Unit, D Bldg Roof | Switch,Temperature-Low | Switch |  | TSL | http://www.toronto.ca/TWONTO#temperature_switch
107796 | TAB-ACC-TSL-1451 | Switch, Temperature-Low, Air Handling Unit, Locker Room | TAB-ACC-AHU-1450 | Air Handling Unit, Locker Room | Switch,Temperature-Low | Switch |  | TSL | http://www.toronto.ca/TWONTO#temperature_switch
107797 | TAB-ACC-TSL-1471 | Switch, Temperature-Low, Air Handling Unit, Boiler Room Supply | TAB-ACC-AHU-1470 | Air Handling Unit, VFD, Boiler Room Supply | Switch,Temperature-Low | Switch |  | TSL | http://www.toronto.ca/TWONTO#temperature_switch
107798 | TAB-ACC-TSL-1510 | Switch, Temperature, Low, AHU-1500, Loading Bay Rooftop | TAB-ACC-AHU-1400 | Air Handling Unit, D Bldg Roof | Switch,Temperature-Low | Switch |  | TSL | http://www.toronto.ca/TWONTO#temperature_switch
107799 | TAB-ACC-TSL-1510 | Switch, Temperature, Low, AHU-1500, Loading Bay Rooftop | TAB-ACC-AHU-1500 | Air Handling Unit, D Bldg Roof | Switch,Temperature-Low | Switch |  | TSL | http://www.toronto.ca/TWONTO#temperature_switch
107800 | TAB-ACC-TSL-1700 | Switch, Temperature, Low, AHU-1700, Loading Bay Rooftop | TAB-ACC-AHU-1700 | Air Handling Unit, D Bldg Roof | Switch,Temperature-Low | Switch |  | TSL | http://www.toronto.ca/TWONTO#temperature_switch
107801 | TAB-ACC-TSL-1840 | Switch,Temperature,Low,Supply Air , | TAB-ACC-AHU-1840 | AHU, Blower Bldg | Switch,Temperature | Switch |  | TSL | http://www.toronto.ca/TWONTO#temperature_switch
107802 | TAB-ACC-TSL-1845 | Switch,Temperature,Low,Supply Air , | TAB-ACC-AHU-1845 | AHU, Blower Bldg | Switch,Temperature | Switch |  | TSL | http://www.toronto.ca/TWONTO#temperature_switch
107803 | TAB-ACC-TSL-1848 | Switch,Temperature,Low,Supply Air , | TAB-ACC-AHU-1848 | AHU, Blower Bldg | Switch,Temperature | Switch |  | TSL | http://www.toronto.ca/TWONTO#temperature_switch
107804 | TAB-ACC-TSL-1850 | Switch,Temperature,Low,Supply Air , | TAB-ACC-AHU-1850 | AHU, Blower Bldg | Switch,Temperature | Switch |  | TSL | http://www.toronto.ca/TWONTO#temperature_switch
107805 | TAB-ACC-TSL-1852 | Switch,Temperature,Low,Supply Air , | TAB-ACC-AHU-1852 | AHU, Blower Bldg | Switch,Temperature | Switch |  | TSL | http://www.toronto.ca/TWONTO#temperature_switch
107806 | TAB-ACC-TSL-1900 | Switch, Temperature, Low, AHU-1900, Loading Bay Rooftop | TAB-ACC-AHU-1900 | Air Handling Unit, D Bldg Roof | Switch,Temperature-Low | Switch |  | TSL | http://www.toronto.ca/TWONTO#temperature_switch
107807 | TAB-ACC-TSL-2053 | Switch,Temperature,Low, | TAB-ACC-AHU-2053 | AHU, Chemical & Aeration Gallery | Switch,Temperature | Switch |  | TSL | http://www.toronto.ca/TWONTO#temperature_switch
107808 | TAB-ACC-TSL-2821 | Switch,Temperature,Low,Supply Air , | TAB-ACC-AHU-2821 | AHU, North of Old Dewatering Bldg | Switch,Temperature | Switch |  | TSL | http://www.toronto.ca/TWONTO#temperature_switch
107809 | TAB-ACC-TSL-3905 | Switch,Temperature,Low,Supply Air , | TAB-ACC-AHU-3905SUS | AHU, Heat Recovery Bldg | Switch,Temperature | Switch |  | TSL | http://www.toronto.ca/TWONTO#temperature_switch
107810 | TAB-ACC-TSL-3907 | Switch,Temperature,Low,Supply Air , | TAB-ACC-AHU-3907SUS | AHU, Heat Recovery Bldg | Switch,Temperature | Switch |  | TSL | http://www.toronto.ca/TWONTO#temperature_switch
107811 | TAB-ACC-TSL-3918 | Switch,Temperature,Low,Supply Air , | TAB-ACC-AHU-3918SUS | AHU, Heat Recovery Bldg | Switch,Temperature | Switch |  | TSL | http://www.toronto.ca/TWONTO#temperature_switch
107812 | TAB-ACC-TSL-3922 | Switch,Temperature,Low,Supply Air , | TAB-ACC-AHU-3922 | AHU, Old Dewatering Building Roof | Switch,Temperature | Switch |  | TSL | http://www.toronto.ca/TWONTO#temperature_switch
107813 | TAB-ACC-TSL-4455 | Switch,Temperature,Low,Supply Air , | TAB-ACC-AHU-4455 | AHU, Aux. Bldg Basement | Switch,Temperature | Switch |  | TSL | http://www.toronto.ca/TWONTO#temperature_switch
107814 | TAB-ACC-TSL-4502 | Switch, Temperature, Low, Freeze | TAB-ACC-AHU-4502 | AHU, Digester 1-4, Drip Trap Room | Switch,Temperature-Low | Switch |  | TSL | http://www.toronto.ca/TWONTO#temperature_switch
107815 | TAB-ACC-TSL-4503 | Switch, Temperature, Low, Freeze | TAB-ACC-AHU-4503 | AHU, Digester 1-4, Sludge Heater Room | Switch,Temperature-Low | Switch |  | TSL | http://www.toronto.ca/TWONTO#temperature_switch
107816 | TAB-ACC-TSL-4902 | Temperatue Switch, Low, Indoor Air, Waste Gas Burner Station | TAB-ACC-HTR-4901 | Unit Heater, HVAC, Waste Gas Burner Station | Switch,Temperature-Low | Switch |  | TSL | http://www.toronto.ca/TWONTO#temperature_switch
107817 | TAB-ACC-TSL-6101 | Switch,Temperature, Low, Freeze | TAB-ACC-AHU-6101 | AHU, Digester 5-8 Drip Trap Room | Switch,Temperature-Low | Switch |  | TSL | http://www.toronto.ca/TWONTO#temperature_switch
107818 | TAB-ACC-TSL-6102 | Switch,Temperature, Low, Freeze | TAB-ACC-AHU-6102 | AHU, Digester 5-8 Drip Trap Room | Switch,Temperature-Low | Switch |  | TSL | http://www.toronto.ca/TWONTO#temperature_switch
107822 | TAB-ACC-TSL-8230 | Switch,Temperature,Low,Supply Air , | TAB-ACC-AHU-8230 | AHU,M Bldg | Switch,Temperature | Switch |  | TSL | http://www.toronto.ca/TWONTO#temperature_switch
107823 | TAB-ACC-TSL-8232 | Switch,Temperature,Low,Supply Air , | TAB-ACC-AHU-8232 | AHU,M Bldg | Switch,Temperature | Switch |  | TSL | http://www.toronto.ca/TWONTO#temperature_switch
107824 | TAB-ACC-TSL-8234 | Switch,Temperature,Low,Supply Air , | TAB-ACC-AHU-8234 | AHU,M Bldg | Switch,Temperature | Switch |  | TSL | http://www.toronto.ca/TWONTO#temperature_switch
108757 | TAB-ACC-ZSH-0021 | Switch,Position,Damper,Flue Gas Out let, Boiler #2 | TAB-ACC-BO-0020 | Boiler # 2, Hot Water Heating, Volcano, B-2 | Switch,Position | Switch |  | ZSH | http://www.toronto.ca/TWONTO#position_switch
108758 | TAB-ACC-ZSH-1853A | Switch,Position,High, Fresh Air Damper, | TAB-ACC-AHU-1853 | AHU, Blower Bldg | Switch,Position | Switch |  | ZSH | http://www.toronto.ca/TWONTO#position_switch
108759 | TAB-ACC-ZSH-8230 | Switch,Position,High, Fresh Air Damper, | TAB-ACC-AHU-8230 | AHU,M Bldg | Switch,Position | Switch |  | ZSH | http://www.toronto.ca/TWONTO#position_switch
108803 | TAB-AHU-LSL-5002 | Switch, Level-Low, Sanitary, Sump, Auxiliary Systems Building, Sub-Basement | TAB-AUX-P-5113 | Pump, Submersible, Sanitary, Auxiliary Systems Building, Sub-Basement | Switch,Level-Low | Switch |  | LSL | http://www.toronto.ca/TWONTO#level_switch
108828 | TAB-AUX-LSH-5002 | Switch, Level-High, Sanitary, Sump, Auxiliary Systems Building, Sub-Basement | TAB-AUX-P-5113 | Pump, Submersible, Sanitary, Auxiliary Systems Building, Sub-Basement | Switch,Level-High | Switch |  | LSH | http://www.toronto.ca/TWONTO#level_switch
108829 | TAB-AUX-LSHH-2078A | Switch, Level High-High, Auxiliary Bldg, Sub-Basement, South West Sump | TAB-THK-P-2078 | Pump, Submersible, Process, Auxiliary Systems Building, Sub-Basement |  | Switch |  | LSHH | http://www.toronto.ca/TWONTO#level_switch
108830 | TAB-AUX-LSHH-5002 | Switch, Level-High-High, Sanitary, Sump, Auxiliary Systems Building, Sub-Basement | TAB-AUX-P-5113 | Pump, Submersible, Sanitary, Auxiliary Systems Building, Sub-Basement | Switch,Level-High-High | Switch |  | LSHH | http://www.toronto.ca/TWONTO#level_switch
108833 | TAB-AUX-LSHH-8032 | Switch, Level High-High, Auxiliary Bldg, North 'M' Tunnel | TAB-AUX-P-8032 | Pump, Submersible, Storm Water, Auxiliary Systems Building, Tunnel I |  | Switch |  | LSHH | http://www.toronto.ca/TWONTO#level_switch
108834 | TAB-AUX-LSHH-8033A | Switch, Level High-High, Auxiliary Bldg, South 'M' Tunnel | TAB-AUX-P-8033 | Pump, Submersible, Auxiliary Systems Building, Tunnel I |  | Switch |  | LSHH | http://www.toronto.ca/TWONTO#level_switch
108835 | TAB-AUX-LSHH-8034A | Switch, Level High-High, Auxiliary Bldg Elevator Sump | TAB-AUX-P-8034 | Pump, Submersible, Elevator Shaft, Auxiliary Systems Building, Sub-Basement |  | Switch |  | LSHH | http://www.toronto.ca/TWONTO#level_switch
109073 | TAB-CW-FS-6001 | Switch, Flow, Tempered Water to Emergency Eyewash Station, DEW Bldg | TAB-CW-SQ-6001 | Emergency Eye Wash station, Dewatering Bldg. Basement |  | Switch |  | FS | http://www.toronto.ca/TWONTO#flow_switch
109074 | TAB-CW-FS-6004 | Switch, Flow, Tempered Water to Emergency Eyewash Station, DEW Bldg | TAB-CW-SQ-6004 | Emergency Eye Wash Station, 2nd Floor, North side |  | Switch |  | FS | http://www.toronto.ca/TWONTO#flow_switch
109075 | TAB-CW-FS-6005 | Switch, Flow, Tempered Water to Emergency Eyewash Station, DEW Bldg | TAB-CW-SQ-6005 | Emergency Eye Wash Station, 3rd Floor, West side |  | Switch |  | FS | http://www.toronto.ca/TWONTO#flow_switch
109076 | TAB-CW-FS-6006 | Switch, Flow, Tempered Water to Emergency Eyewash Station, DEW Bldg | TAB-CW-SQ-6006 | Emergency Eye Wash Station, 3rd Floor, East side |  | Switch |  | FS | http://www.toronto.ca/TWONTO#flow_switch
109493 | TAB-DEW-FSL-0211 | Switch, Flow, Low,Seal water, Sludge Feed Pump 0211 | TAB-DEW-P-0211 | Pump, Sludge Feed 0211 | Switch,Flow | Switch |  | FSL | http://www.toronto.ca/TWONTO#flow_switch
109494 | TAB-DEW-FSL-0311 | Switch, Flow, Low,Seal water, Sludge Feed Pump 0311 | TAB-DEW-P-0311 | Pump, Sludge Feed 0311 | Switch,Flow | Switch |  | FSL | http://www.toronto.ca/TWONTO#flow_switch
109495 | TAB-DEW-FSL-0611 | Switch, Flow, Low,Seal water, Sludge Feed Pump 0611 | TAB-DEW-P-0611 | Pump, Sludge Feed 0611 | Switch,Flow | Switch |  | FSL | http://www.toronto.ca/TWONTO#flow_switch
109584 | TAB-DEW-LSH-4010 | Switch, Level, High, Tank 3910 | TAB-DEW-T-3910 | Equalization Tank #1 | Switch,Level-High | Switch |  | LSH | http://www.toronto.ca/TWONTO#level_switch
109585 | TAB-DEW-LSH-4020 | Switch, Level, High, Tank 3920 | TAB-DEW-T-3920 | Equalization Tank #2 | Switch,Level-High | Switch |  | LSH | http://www.toronto.ca/TWONTO#level_switch
109586 | TAB-DEW-LSHH-5111 | Switch, Level High-High, Dewatering Bldg, Basement, Centrate Pump Room | TAB-STR-P-5111 | Pump, Sump |  | Switch |  | LSHH | http://www.toronto.ca/TWONTO#level_switch
109587 | TAB-DEW-LSHH-8040A | Switch, Level High-High, Old Dewatering Bldg, Basement, Center | TAB-DEW-P-8040 | Pump, Sump |  | Switch |  | LSHH | http://www.toronto.ca/TWONTO#level_switch
109588 | TAB-DEW-LSHH-8041A | Switch, Level High-High, Dewatering Bldg, Basement, North-West Sump | TAB-DEW-P-8041 | Pump, Sump |  | Switch |  | LSHH | http://www.toronto.ca/TWONTO#level_switch
109589 | TAB-DEW-LSHH-8042 | Switch, Level High-High, Dewatering Bldg, Basement, West Elevator Sump | TAB-DEW-P-8042 | Pump, Sump, Elevator Pit |  | Switch |  | LSHH | http://www.toronto.ca/TWONTO#level_switch
109590 | TAB-DEW-LSHH-8043A | Switch, Level High-High, Dewatering Bldg, Basement, South-West Sump | TAB-DEW-P-8043 | Pump, Sump |  | Switch |  | LSHH | http://www.toronto.ca/TWONTO#level_switch
109591 | TAB-DEW-LSHH-8052A | Switch, Level High-High, 'Z' Bldg, Basment, West Sump | TAB-DEW-P-8052 | Pump,Sump |  | Switch |  | LSHH | http://www.toronto.ca/TWONTO#level_switch
109592 | TAB-DEW-LSHH-8055 | Switch, Level High-High, 'Z' Bldg, Basment, West at Softeners | TAB-DEW-P-8055 | Pump,Sump, Z Bldg |  | Switch |  | LSHH | http://www.toronto.ca/TWONTO#level_switch
109593 | TAB-DEW-LSHH-8151 | Switch, Level High-High, 'Z' Bldg, Basment, East Sump | TAB-DEW-P-8151 | Pump,Sump |  | Switch |  | LSHH | http://www.toronto.ca/TWONTO#level_switch
109726 | TAB-DEW-PSH-0411 | Switch, Pressure,High, Sludge Feed Pump 0411 | TAB-DEW-P-0411 | Pump, Sludge Feed 0411 | Switch,Pressure-High | Switch |  | PSH | http://www.toronto.ca/TWONTO#pressure_switch
109727 | TAB-DEW-PSH-0511 | Switch, Pressure,High, Sludge Feed Pump 0511 | TAB-DEW-P-0411 | Pump, Sludge Feed 0411 | Switch,Pressure-High | Switch |  | PSH | http://www.toronto.ca/TWONTO#pressure_switch
109728 | TAB-DEW-PSH-0511 | Switch, Pressure,High, Sludge Feed Pump 0511 | TAB-DEW-P-0511 | Pump, Sludge Feed # 5 (DP0105) | Switch,Pressure-High | Switch |  | PSH | http://www.toronto.ca/TWONTO#pressure_switch
109729 | TAB-DEW-PSH-3101 | Switch Pressure,High,Delivery, Pump-3131&P-3141 | TAB-DEW-P-3141 | Pump, Polymer Solution Transfer #4 | Switch,Pressure | Switch |  | PSH | http://www.toronto.ca/TWONTO#pressure_switch
109730 | TAB-DEW-PSH-3111 | Switch Pressure,High,Delivery, Pump-3111 | TAB-DEW-P-3111 | Pump, Polymer Solution Transfer #1 | Switch,Pressure | Switch |  | PSH | http://www.toronto.ca/TWONTO#pressure_switch
109731 | TAB-DEW-PSH-3121 | Switch Pressure,High,Delivery, Pump-3121 | TAB-DEW-P-3121 | Pump, Polymer Solution Transfer #2 | Switch,Pressure | Switch |  | PSH | http://www.toronto.ca/TWONTO#pressure_switch
109732 | TAB-DEW-PSH-3131 | Switch Pressure,High,Delivery, Pump-3131 | TAB-DEW-P-3131 | Pump, Polymer Solution Transfer #3 | Switch,Pressure | Switch |  | PSH | http://www.toronto.ca/TWONTO#pressure_switch
109733 | TAB-DEW-PSH-3151 | Switch Pressure,High,Delivery, Pump-3151 | TAB-DEW-P-3151 | Pump, Polymer Solution Transfer #5 | Switch,Pressure | Switch |  | PSH | http://www.toronto.ca/TWONTO#pressure_switch
109734 | TAB-DEW-PSH-3330 | Switch Pressure,High,Delivery, Pump-3330 | TAB-DEW-P-3330 | Pump, Polymer Solution Feed #3 | Switch,Pressure | Switch |  | PSH | http://www.toronto.ca/TWONTO#pressure_switch
109735 | TAB-DEW-PSH-3350 | Switch Pressure,High,Delivery, Pump-3350 | TAB-DEW-P-3350 | Pump , Polymer Solution Feed #5 | Switch,Pressure | Switch |  | PSH | http://www.toronto.ca/TWONTO#pressure_switch
109736 | TAB-DEW-PSH-3380 | Switch Pressure,High,Delivery, Pump-3380 | TAB-DEW-P-3380 | Pump, Polymer Solution Feed #8 | Switch,Pressure | Switch |  | PSH | http://www.toronto.ca/TWONTO#pressure_switch
109737 | TAB-DEW-PSH-3401 | Switch Pressure,High,Delivery,Centrate Pump-3401 | TAB-DEW-P-3401 | Pump, Old Wet Well #1 | Switch,Pressure | Switch |  | PSH | http://www.toronto.ca/TWONTO#pressure_switch
109738 | TAB-DEW-PSH-3402 | Switch Pressure,High,Delivery,Centrate Pump-3402 | TAB-DEW-P-3402 | Pump, Old Wet Well #2 | Switch,Pressure | Switch |  | PSH | http://www.toronto.ca/TWONTO#pressure_switch
109739 | TAB-DEW-PSH-3403 | Switch Pressure,High,Delivery,Centrate Pump-3403 | TAB-DEW-P-3403 | Pump, Old Wet Well # 3 | Switch,Pressure | Switch |  | PSH | http://www.toronto.ca/TWONTO#pressure_switch
109740 | TAB-DEW-PSH-3501 | Switch Pressure,High,Delivery,Centrate Pump-3501 | TAB-DEW-P-3501 | Pump, Decant # 1,New Wet Well | Switch,Pressure | Switch |  | PSH | http://www.toronto.ca/TWONTO#pressure_switch
109741 | TAB-DEW-PSH-3502 | Switch Pressure,High,Delivery,Centrate Pump-3502 | TAB-DEW-P-3502 | Pump, Decant #2 New Wet Well | Switch,Pressure | Switch |  | PSH | http://www.toronto.ca/TWONTO#pressure_switch
109785 | TAB-DEW-SSL-6002 | Speed Switch-low, Conveyor DEW-CV-6002, DEW Level 2 | TAB-DEW-CV-6002 | Transfer Conveyor, Dewatered Solids from DEW-CF-0521&1121 to Main Conv DEW-CV-6009&6011, DEW Level 2 |  | Switch |  | SSL | http://www.toronto.ca/TWONTO#speed_switch
109786 | TAB-DEW-SSL-6004 | Speed Switch-low, Conveyor DEW-CV-6004, DEW Level 2 | TAB-DEW-CV-6004 | Transfer Conveyor, Dewatered Solids from DEW-CF-0121&0921 to Main Conv DEW-CV-6010&6012, DEW Level 2 |  | Switch |  | SSL | http://www.toronto.ca/TWONTO#speed_switch
109787 | TAB-DEW-SSL-6007 | Speed Switch-low, Conveyor DEW-CV-6007, DEW Level 3 | TAB-DEW-CV-6007 | Transfer Conveyor, Dewatered Solids from DEW-CF-0421 to Main Conv DEW-CV-6010&6012, DEW Level 3 |  | Switch |  | SSL | http://www.toronto.ca/TWONTO#speed_switch
109788 | TAB-DEW-SSL-6009 | Speed Switch-low, Conveyor DEW-CV-6009, DEW Level 2 | TAB-DEW-CV-6009 | Conveyor, Main Distribution, Dewatered Solids West, DEW Level 2 |  | Switch |  | SSL | http://www.toronto.ca/TWONTO#speed_switch
109789 | TAB-DEW-SSL-6011 | Speed Switch-low, Conveyor DEW-CV-6011, DEW Level 2 | TAB-DEW-CV-6011 | Conveyor, Main Distribution, Dewatered Solids West, DEW Level 2 |  | Switch |  | SSL | http://www.toronto.ca/TWONTO#speed_switch
109814 | TAB-DEW-TSH-0121A | Switch, Temperature, High, Lub Oil Return from Bearing back drive end | TAB-DEW-CF-0121 | Centrifuge # 1 | Switch,Temperature | Switch |  | TSH | http://www.toronto.ca/TWONTO#temperature_switch
109815 | TAB-DEW-TSH-0121B | Switch, Temperature, High, Lub Oil Return from Bearing, Drive end | TAB-DEW-CF-0121 | Centrifuge # 1 | Switch,Temperature | Switch |  | TSH | http://www.toronto.ca/TWONTO#temperature_switch
109816 | TAB-DEW-TSH-0221A | Switch, Temperature, High, Lub Oil Return from Bearing back drive end | TAB-DEW-CF-0221 | Centrifuge # 2 | Switch,Temperature | Switch |  | TSH | http://www.toronto.ca/TWONTO#temperature_switch
109817 | TAB-DEW-TSH-0321A | Switch, Temperature, High, Lub Oil Return from Bearing back drive end | TAB-DEW-CF-0321 | Centrifuge # 3 | Switch,Temperature | Switch |  | TSH | http://www.toronto.ca/TWONTO#temperature_switch
109818 | TAB-DEW-TSH-0321B | Switch, Temperature, High, Lub Oil Return from Bearing, Drive end | TAB-DEW-CF-0321 | Centrifuge # 3 | Switch,Temperature | Switch |  | TSH | http://www.toronto.ca/TWONTO#temperature_switch
109819 | TAB-DEW-TSH-0421B | Switch, Temperature, High, Lub Oil Return from Bearing, Drive end | TAB-DEW-CF-0421 | Centrifuge # 4 | Switch,Temperature | Switch |  | TSH | http://www.toronto.ca/TWONTO#temperature_switch
109820 | TAB-DEW-TSH-0521A | Switch, Temperature, High, Lub Oil Return from Bearing back drive end | TAB-DEW-CF-0521 | Centrifuge # 5 | Switch,Temperature | Switch |  | TSH | http://www.toronto.ca/TWONTO#temperature_switch
109821 | TAB-DEW-TSH-1021A | Switch, Temperature, High, Lub Oil Return from Bearing back drive end | TAB-DEW-CF-1021 | Centrifuge # 10 | Switch,Temperature | Switch |  | TSH | http://www.toronto.ca/TWONTO#temperature_switch
109822 | TAB-DEW-TSH-1021B | Switch, Temperature, High, Lub Oil Return from Bearing, Drive end | TAB-DEW-CF-1021 | Centrifuge # 10 | Switch,Temperature | Switch |  | TSH | http://www.toronto.ca/TWONTO#temperature_switch
109823 | TAB-DEW-TSH-1121B | Switch, Temperature, High, Lub Oil Return from Bearing, Drive end | TAB-DEW-CF-1121 | Centrifuge # 11 | Switch,Temperature | Switch |  | TSH | http://www.toronto.ca/TWONTO#temperature_switch
109824 | TAB-DEW-TSH-1221A | Switch, Temperature, High, Lub Oil Return from Bearing back drive end | TAB-DEW-CF-1221 | Centrifuge # 12 | Switch,Temperature | Switch |  | TSH | http://www.toronto.ca/TWONTO#temperature_switch
109825 | TAB-DEW-TSH-1221B | Switch, Temperature, High, Lub Oil Return from Bearing, Drive end | TAB-DEW-CF-1221 | Centrifuge # 12 | Switch,Temperature | Switch |  | TSH | http://www.toronto.ca/TWONTO#temperature_switch
110457 | TAB-DIG-ASH-0909 | Switch, Smoke, High, Panel TAP-DIG-RPU-0909, Digester 5-12 Electrical Control Room | TAB-DIG-RPU-0909 | RPU Control Panel, PLC, Digester 5-12 Electrical Control Room | Fire Prevention,Smoke Detector | Switch |  | ASH | http://www.toronto.ca/TWONTO#flame_or_combustion_sensing_instrument
110458 | TAB-DIG-ASH-0909B | Switch, Smoke, High, Panel TAP-DIG-RPU-0909B, Dig 9-12 Electrical/MCC Control Building | TAB-DIG-RPU-0909B | RPU Control Panel, PLC, Digester 5-12 Electrical Control Room. | Fire Prevention,Smoke Detector | Switch |  | ASH | http://www.toronto.ca/TWONTO#flame_or_combustion_sensing_instrument
110672 | TAB-DIG-FSH-9703 | Switch,Flow,High, Eye Wash Station, Gas Control Bldg.Mail Flr | TAB-DIG-SQ-9703 | Eye Wash & Shower Station, Gas Control Bldg. Bsmt | Switch,Flow-High | Switch |  | FSH | http://www.toronto.ca/TWONTO#flow_switch
110673 | TAB-DIG-FSH-9703 | Switch,Flow,High, Eye Wash Station, Gas Control Bldg.Mail Flr | TAB-DIG-SQ-9704 | Eye Wash Station, Gas Control Bldg.Main Flr | Switch,Flow-High | Switch |  | FSH | http://www.toronto.ca/TWONTO#flow_switch
110674 | TAB-DIG-FSL-1333 | Switch ,Flow, Low,Seal water to Pump-1333 | TAB-DIG-P-1333 | Pump, Sludge Recirculation (DX2611) Digester Tank 13 | Switch,Flow | Switch |  | FSL | http://www.toronto.ca/TWONTO#flow_switch
110675 | TAB-DIG-FSL-1334 | Switch ,Flow, Low,Seal water to Pump-1334 | TAB-DIG-P-1334 | Pump, Sludge Recirculation (DX2612) Digester Tank 13 | Switch,Flow | Switch |  | FSL | http://www.toronto.ca/TWONTO#flow_switch
110676 | TAB-DIG-FSL-1533 | Switch ,Flow, Low,Seal water to Pump-1533 | TAB-DIG-P-1533 | Pump, Sludge Recirculation (DX2615) Digester Tank 15 | Switch,Flow | Switch |  | FSL | http://www.toronto.ca/TWONTO#flow_switch
110677 | TAB-DIG-FSL-1534 | Switch ,Flow, Low,Seal water to Pump-1533 | TAB-DIG-P-1534 | Pump, Sludge Recirculation (DX2616), Digester Tank 15 | Switch,Flow | Switch |  | FSL | http://www.toronto.ca/TWONTO#flow_switch
110678 | TAB-DIG-FSL-1633 | Switch ,Flow, Low,Seal water to Pump-1633 | TAB-DIG-P-1633 | Pump, Sludge Recirculation (DX2617) Digester Tank 16 | Switch,Flow | Switch |  | FSL | http://www.toronto.ca/TWONTO#flow_switch
110679 | TAB-DIG-FSL-4130 | Switch ,Flow, Low,Chill water Supply to Compressor C-4130 | TAB-DIG-C-4130 | Compressor # 1, Gas (DX2601) | Switch,Flow | Switch |  | FSL | http://www.toronto.ca/TWONTO#flow_switch
110680 | TAB-DIG-FSL-4140 | Switch ,Flow, Low,Chill water Supply to Compressor C-4140 | TAB-DIG-C-4140 | Compressor # 4, Gas(DX2604) | Switch,Flow | Switch |  | FSL | http://www.toronto.ca/TWONTO#flow_switch
110681 | TAB-DIG-FSL-4145 | Switch ,Flow, Low,Chill water Supply to Compressor C-4145 | TAB-DIG-C-4145 | Compressor # 5, Gas(DX2605) | Switch,Flow | Switch |  | FSL | http://www.toronto.ca/TWONTO#flow_switch
110682 | TAB-DIG-FSL-4190 | Switch ,Flow, Low,Chill water Supply to Compressor C-4190 | TAB-DIG-C-4190 | Compressor #1,Gas (DX5001A) Digester Tank 19 & 21 | Switch,Flow | Switch |  | FSL | http://www.toronto.ca/TWONTO#flow_switch
110683 | TAB-DIG-FSL-4195 | Switch ,Flow, Low,Chill water Supply to Compressor C-4195 | TAB-DIG-C-4195 | Compressor #2,Gas (DX5002A) Digester Tank 19 & 21 | Switch,Flow | Switch |  | FSL | http://www.toronto.ca/TWONTO#flow_switch
110684 | TAB-DIG-FSL-4205 | Switch ,Flow, Low,Chill water Supply to Compressor C-4205 | TAB-DIG-C-4205 | Compressor #5, Gas (DX5005A) Digester Tank 20 & 22 | Switch,Flow | Switch |  | FSL | http://www.toronto.ca/TWONTO#flow_switch
110685 | TAB-DIG-FSL-6496 | Switch ,Flow, Low,Cooling Water to Compressors | TAB-DIG-C-6140 | Compressor #1, Digester Gas | Switch,Flow | Switch |  | FSL | http://www.toronto.ca/TWONTO#flow_switch
110779 | TAB-DIG-LSH-0123 | Switch,Level, High, Digester # 1 | TAB-DIG-T-0100 | Digestion Tank 01 | Switch,Level-High | Switch |  | LSH | http://www.toronto.ca/TWONTO#level_switch
110780 | TAB-DIG-LSH-0223 | Switch,Level, High, Digester # 2 | TAB-DIG-T-0200 | Digestion Tank 02 | Switch,Level-High | Switch |  | LSH | http://www.toronto.ca/TWONTO#level_switch
110781 | TAB-DIG-LSH-0323 | Switch,Level, High, Digester # 3 | TAB-DIG-T-0300 | Digestion Tank 03 | Switch,Level-High | Switch |  | LSH | http://www.toronto.ca/TWONTO#level_switch
110782 | TAB-DIG-LSH-0423 | Switch,Level, High, Digester # 4 | TAB-DIG-T-0400 | Digestion Tank 04 | Switch,Level-High | Switch |  | LSH | http://www.toronto.ca/TWONTO#level_switch
110783 | TAB-DIG-LSH-0523 | Switch,Level, High, Digester # 5 | TAB-DIG-T-0500 | Digestion Tank 05 | Switch,Level-High | Switch |  | LSH | http://www.toronto.ca/TWONTO#level_switch
110784 | TAB-DIG-LSH-0723 | Switch,Level, High, Digester # 7 | TAB-DIG-T-0700 | Digestion Tank 07 | Switch,Level-High | Switch |  | LSH | http://www.toronto.ca/TWONTO#level_switch
110785 | TAB-DIG-LSH-0823 | Switch,Level, High, Digester # 8 | TAB-DIG-T-0800 | Digestion Tank 08 | Switch,Level-High | Switch |  | LSH | http://www.toronto.ca/TWONTO#level_switch
110786 | TAB-DIG-LSH-0903 | Switch, Level-High, Alarm, Digester 9 Roof, Digester 9-12 Control Building. | TAB-DIG-T-0900 | Tank, Digester tank, Digester 9 | Switch,Level-High | Switch |  | LSH | http://www.toronto.ca/TWONTO#level_switch
110787 | TAB-DIG-LSH-1003 | Switch, Level-High, Alarm, Digester 10 Roof, Digester 9-12 Control Building. | TAB-DIG-T-1000 | Tank, Digester tank, Digester 10 | Switch,Level-High | Switch |  | LSH | http://www.toronto.ca/TWONTO#level_switch
110788 | TAB-DIG-LSH-1101 | Switch, Level-High, Emergency Overflow, Digester 11 Roof S/E | TAB-DIG-T-1100 | Tank, Digester tank, Digester 11 | Switch,Level-High | Switch |  | LSH | http://www.toronto.ca/TWONTO#level_switch
110789 | TAB-DIG-LSH-1103 | Switch, Level-High, Alarm, Digester 11 Roof, Digester 9-12 Control Building. | TAB-DIG-T-1100 | Tank, Digester tank, Digester 11 | Switch,Level-High | Switch |  | LSH | http://www.toronto.ca/TWONTO#level_switch
110790 | TAB-DIG-LSH-1201 | Switch, Level-High, Emergency Overflow, Digester 12 Roof S/W, Digester 9-12 Control Building. | TAB-DIG-T-1200 | Tank, Digester tank, Digester 12 | Switch,Level-High | Switch |  | LSH | http://www.toronto.ca/TWONTO#level_switch
110791 | TAB-DIG-LSH-1421 | Switch,Level -High, Digester Tank T-1400 | TAB-DIG-T-1400 | Digestion Tank 14 | Switch,Level | Switch |  | LSH | http://www.toronto.ca/TWONTO#level_switch
110792 | TAB-DIG-LSH-2121 | Switch,Level -High,Digester Tank T-2100 | TAB-DIG-T-2100 | Digestion Tank 21 | Switch,Level | Switch |  | LSH | http://www.toronto.ca/TWONTO#level_switch
110793 | TAB-DIG-LSH-2221 | Switch,Level -High,Digester Tank T-2200 | TAB-DIG-T-2200 | Digestion Tank 22 | Switch,Level | Switch |  | LSH | http://www.toronto.ca/TWONTO#level_switch
110797 | TAB-DIG-LSH-6701 | Switch, Level, High | TAB-DIG-P-6701 | Pump, Sump, #1, Digester Gas Control Building | Switch,Level-High | Switch |  | LSH | http://www.toronto.ca/TWONTO#level_switch
110798 | TAB-DIG-LSH-8062 | Switch, Level-High, Sump Pump 8062 & 8063, Pump Room, Digesters 9-12 Control Building. | TAB-DIG-P-8062 | Pump, Centrifugal, Submersible Sump Pump, Digester 9-12 Control Building Basement | Switch,Level-High | Switch |  | LSH | http://www.toronto.ca/TWONTO#level_switch
110799 | TAB-DIG-LSHH-0124 | Switch,Level -High-High,Digester Tank T-0100 | TAB-DIG-T-0100 | Digestion Tank 01 | Switch,Level-High-High | Switch |  | LSHH | http://www.toronto.ca/TWONTO#level_switch
110800 | TAB-DIG-LSHH-0524 | Switch,Level, High,High, Digester # 5 | TAB-DIG-T-0500 | Digestion Tank 05 | Switch,Level-High-High | Switch |  | LSHH | http://www.toronto.ca/TWONTO#level_switch
110801 | TAB-DIG-LSHH-0624 | Switch,Level, High,High, Digester #6 | TAB-DIG-T-0600 | Digestion Tank 06 | Switch,Level-High-High | Switch |  | LSHH | http://www.toronto.ca/TWONTO#level_switch
110802 | TAB-DIG-LSHH-0724 | Switch,Level, High,High, Digester #7 | TAB-DIG-T-0700 | Digestion Tank 07 | Switch,Level-High-High | Switch |  | LSHH | http://www.toronto.ca/TWONTO#level_switch
110803 | TAB-DIG-LSHH-0824 | Switch,Level, High,High, Digester # 8 | TAB-DIG-T-0800 | Digestion Tank 08 | Switch,Level-High-High | Switch |  | LSHH | http://www.toronto.ca/TWONTO#level_switch
110804 | TAB-DIG-LSHH-0902 | Switch, Level-High-High, Emergency Overflow, Digester 9 Roof N/E, Digester 9-12 Control Building. | TAB-DIG-T-0900 | Tank, Digester tank, Digester 9 | Switch,Level-High-High | Switch |  | LSHH | http://www.toronto.ca/TWONTO#level_switch
110805 | TAB-DIG-LSHH-1202 | Switch, Level -High- High, Emergency Overflow, Digester 12 Roof S/W, Digester 9-12 Control Building. | TAB-DIG-T-1200 | Tank, Digester tank, Digester 12 | Switch,Level-High-High | Switch |  | LSHH | http://www.toronto.ca/TWONTO#level_switch
110806 | TAB-DIG-LSHH-1422 | Switch,Level -High,High, Digester Tank T-1400 | TAB-DIG-T-1400 | Digestion Tank 14 | Switch,Level | Switch |  | LSHH | http://www.toronto.ca/TWONTO#level_switch
110807 | TAB-DIG-LSHH-7070 | Switch, Level-High-High, Waste Gas Burner Sump | TAB-DIG-P-7070 | Pump 1, Waste Water, Waste Gas Burner Station |  | Switch |  | LSHH | http://www.toronto.ca/TWONTO#level_switch
110808 | TAB-DIG-LSHH-8062 | Switch,Level-High-High, Pump 8062 & 8063, Flood Alarm, Pump Room, Digesters 9-12 Control Building. | TAB-DIG-P-8062 | Pump, Centrifugal, Submersible Sump Pump, Digester 9-12 Control Building Basement | Switch,Level-High-High | Switch |  | LSHH | http://www.toronto.ca/TWONTO#level_switch
110809 | TAB-DIG-LSHH-8065A | Switch, Level High-High, Digesters 5-12 Basement | TAB-DIG-P-8065 | Pump,Sump, Submersible, Digesters 5-12 Tunnel D Sump |  | Switch |  | LSHH | http://www.toronto.ca/TWONTO#level_switch
110810 | TAB-DIG-LSHH-8078A | Switch, Level High-High, Digesters 19-22, Basement, North-West Sump | TAB-DIG-P-8078 | Pump, Sanitary Sump, 1A, Digestion Tank #19 - 22 Basement |  | Switch |  | LSHH | http://www.toronto.ca/TWONTO#level_switch
110811 | TAB-DIG-LSHH-8081A | Switch, Level High-High, Digesters 13-16, Basement, North-West Sump | TAB-DIG-P-8081 | Pump,Sump |  | Switch |  | LSHH | http://www.toronto.ca/TWONTO#level_switch
110812 | TAB-DIG-LSHH-8082 | Switch, Level High-High, Digesters 13-16, Basement, North-East Sump | TAB-DIG-P-8082 | Pump,Sump |  | Switch |  | LSHH | http://www.toronto.ca/TWONTO#level_switch
110813 | TAB-DIG-LSHH-8084A | Switch, Level High-High, Digesters 13-16, Basement, South-West Sump | TAB-DIG-P-8084 | Pump,Sump |  | Switch |  | LSHH | http://www.toronto.ca/TWONTO#level_switch
110814 | TAB-DIG-LSL-4130 | Switch,Level,Low,Lube Oil, G.Compr. C4130 | TAB-DIG-C-4130 | Compressor # 1, Gas (DX2601) | Switch,Level | Switch |  | LSL | http://www.toronto.ca/TWONTO#level_switch
110815 | TAB-DIG-LSL-4135 | Switch,Level,Low,Lube Oil, G.Compr. C4135 | TAB-DIG-C-4135 | Compressor # 2, Gas (DX2602) | Switch,Level | Switch |  | LSL | http://www.toronto.ca/TWONTO#level_switch
110816 | TAB-DIG-LSL-4140 | Switch,Level,Low,Lube Oil, G.Compr. C4140 | TAB-DIG-C-4140 | Compressor # 4, Gas(DX2604) | Switch,Level | Switch |  | LSL | http://www.toronto.ca/TWONTO#level_switch
110817 | TAB-DIG-LSL-4150 | Switch,Level,Low,Lube Oil, G.Compr. C4150 | TAB-DIG-C-4150 | Compressor # 3, Gas(DX2603) | Switch,Level | Switch |  | LSL | http://www.toronto.ca/TWONTO#level_switch
110818 | TAB-DIG-LSL-4160 | Switch,Level,Low,Lube Oil, G.Compr. C4160 | TAB-DIG-C-4160 | Compressor # 6, Gas(DX2606) | Switch,Level | Switch |  | LSL | http://www.toronto.ca/TWONTO#level_switch
110819 | TAB-DIG-LSL-4190 | Switch,Level,Low,Lube Oil, G.Compr. C4190 | TAB-DIG-C-4190 | Compressor #1,Gas (DX5001A) Digester Tank 19 & 21 | Switch,Level | Switch |  | LSL | http://www.toronto.ca/TWONTO#level_switch
110825 | TAB-DIG-LSL-8062 | Switch, Level-Low, Monitoring, Sump Pump 8062 & 8063, Pump Room, Digesters 9-12 Control Building. | TAB-DIG-P-8062 | Pump, Centrifugal, Submersible Sump Pump, Digester 9-12 Control Building Basement | Switch,Level-Low | Switch |  | LSL | http://www.toronto.ca/TWONTO#level_switch
110827 | TAB-DIG-LSLL-6701 | Switch, Level, low,low | TAB-DIG-P-6701 | Pump, Sump, #1, Digester Gas Control Building | Switch,Level-Low | Switch |  | LSLL | http://www.toronto.ca/TWONTO#level_switch
110936 | TAB-DIG-PDSL-0340 | Switch,Pressure Differential, Low ( between Hotwater & Sludge) | TAB-DIG-HE-0348 | Heat Exchanger #03 | Switch,Pressure-Low | Switch |  | PDSL | http://www.toronto.ca/TWONTO#pressure_switch
110937 | TAB-DIG-PDSL-0440 | Switch,Pressure Differential, Low ( between Hotwater & Sludge) | TAB-DIG-HE-0348 | Heat Exchanger #03 | Switch,Pressure-Low | Switch |  | PDSL | http://www.toronto.ca/TWONTO#pressure_switch
110938 | TAB-DIG-PDSL-0440 | Switch,Pressure Differential, Low ( between Hotwater & Sludge) | TAB-DIG-HE-0448 | Heat Exchanger #04 | Switch,Pressure-Low | Switch |  | PDSL | http://www.toronto.ca/TWONTO#pressure_switch
110939 | TAB-DIG-PDSL-0640 | Switch,Pressure Differential, Low ( between Hotwater & Sludge) | TAB-DIG-HE-0548 | Heat Exchanger #5, DS, | Switch,Pressure-Low | Switch |  | PDSL | http://www.toronto.ca/TWONTO#pressure_switch
110940 | TAB-DIG-PDSL-0740 | Switch,Pressure Differential, Low ( between Hotwater & Sludge) | TAB-DIG-HE-0748 | Heat Exchanger #7, DS, | Switch,Pressure-Low | Switch |  | PDSL | http://www.toronto.ca/TWONTO#pressure_switch
110941 | TAB-DIG-PDSL-0840 | Switch,Pressure Differential, Low ( between Hotwater & Sludge) | TAB-DIG-HE-0848 | Heat Exchanger #8, DS, | Switch,Pressure-Low | Switch |  | PDSL | http://www.toronto.ca/TWONTO#pressure_switch
111019 | TAB-DIG-PSH-0234 | Switch,Pressure, High | TAB-DIG-P-0234 | Pump, Sludge Recirculation #2 | Switch,Pressure-High | Switch |  | PSH | http://www.toronto.ca/TWONTO#pressure_switch
111020 | TAB-DIG-PSH-0634 | Switch,Pressure, High | TAB-DIG-P-0634 | Pump, Sludge Recirculation #6 | Switch,Pressure-High | Switch |  | PSH | http://www.toronto.ca/TWONTO#pressure_switch
111021 | TAB-DIG-PSH-0734 | Switch,Pressure, High | TAB-DIG-P-0734 | Pump, Sludge Recirculation #7 | Switch,Pressure-High | Switch |  | PSH | http://www.toronto.ca/TWONTO#pressure_switch
111022 | TAB-DIG-PSH-0834 | Switch,Pressure, High | TAB-DIG-P-0834 | Pump, Sludge Recirculation #8 | Switch,Pressure-High | Switch |  | PSH | http://www.toronto.ca/TWONTO#pressure_switch
111023 | TAB-DIG-PSH-1333 | Switch Pressure,High,Delivery,Recirc. Pump-13373 | TAB-DIG-P-1333 | Pump, Sludge Recirculation (DX2611) Digester Tank 13 | Switch,Pressure | Switch |  | PSH | http://www.toronto.ca/TWONTO#pressure_switch
111024 | TAB-DIG-PSH-1434 | Switch Pressure,High,Delivery,Recirc. Pump-1434 | TAB-DIG-P-1434 | Pump, Sludge Recirculation (DX2614) Digester Tank 14 | Switch,Pressure | Switch |  | PSH | http://www.toronto.ca/TWONTO#pressure_switch
111025 | TAB-DIG-PSH-1472 | Switch,Pressure, High | TAB-DIG-P-1472 | Pump, Sludge Transfer #1A | Switch,Pressure-High | Switch |  | PSH | http://www.toronto.ca/TWONTO#pressure_switch
111026 | TAB-DIG-PSH-1473 | Switch, Pressure,High,Sludge Delivery Transfer Pump-1473 | TAB-DIG-P-1473 | Pump, Centrifugal, Sludge Transfer (DX2621), Digester Tank 14 | Switch,Pressure | Switch |  | PSH | http://www.toronto.ca/TWONTO#pressure_switch
111027 | TAB-DIG-PSH-1482 | Switch,Pressure, High | TAB-DIG-P-1472 | Pump, Sludge Transfer #1A | Switch,Pressure-High | Switch |  | PSH | http://www.toronto.ca/TWONTO#pressure_switch
111029 | TAB-DIG-PSH-1534 | Switch Pressure,High,Delivery,Recirc. Pump-1534 | TAB-DIG-P-1534 | Pump, Sludge Recirculation (DX2616), Digester Tank 15 | Switch,Pressure | Switch |  | PSH | http://www.toronto.ca/TWONTO#pressure_switch
111030 | TAB-DIG-PSH-1573 | Switch Pressure,High,Delivery,Sludge Transfer Pump-1573 | TAB-DIG-P-1573 | Pump, Sludge Transfer (DX2623), Digester Tank 15 | Switch,Pressure | Switch |  | PSH | http://www.toronto.ca/TWONTO#pressure_switch
111031 | TAB-DIG-PSH-1674 | Switch Pressure,High,Delivery,Sludge Transfer Pump-1674 | TAB-DIG-P-1674 | Pump, Sludge Transfer (DX2626) Digester Tank 16 | Switch,Pressure | Switch |  | PSH | http://www.toronto.ca/TWONTO#pressure_switch
111032 | TAB-DIG-PSH-4023 | Switch,Pressure, High | TAB-DIG-P-4023 | Pump, Digester Mixing #2A | Switch,Pressure-High | Switch |  | PSH | http://www.toronto.ca/TWONTO#pressure_switch
111033 | TAB-DIG-PSH-4033 | Switch,Pressure, High | TAB-DIG-P-4033 | Pump, Digester Mixing #3A | Switch,Pressure-High | Switch |  | PSH | http://www.toronto.ca/TWONTO#pressure_switch
111034 | TAB-DIG-PSH-4044 | Switch,Pressure, High | TAB-DIG-P-4044 | Pump, Digester Mixing #4B | Switch,Pressure-High | Switch |  | PSH | http://www.toronto.ca/TWONTO#pressure_switch
111035 | TAB-DIG-PSH-4053 | Switch, Pressure, High, | TAB-DIG-P-4053 | Pump, Sludge Mixing, Digester, #5A | Switch,Pressure-High | Switch |  | PSH | http://www.toronto.ca/TWONTO#pressure_switch
111036 | TAB-DIG-PSH-4054 | Switch, Pressure, High, | TAB-DIG-P-4054 | Pump, Sludge Mixing, Digester # 5B | Switch,Pressure-High | Switch |  | PSH | http://www.toronto.ca/TWONTO#pressure_switch
111037 | TAB-DIG-PSH-4064 | Switch, Pressure, High, | TAB-DIG-P-4064 | Pump, Sludge Mixing, Digester # 6B | Switch,Pressure-High | Switch |  | PSH | http://www.toronto.ca/TWONTO#pressure_switch
111038 | TAB-DIG-PSH-4073 | Switch, Pressure, High, | TAB-DIG-P-4073 | Pump, Sludge Mixing, Digester # 7A | Switch,Pressure-High | Switch |  | PSH | http://www.toronto.ca/TWONTO#pressure_switch
111039 | TAB-DIG-PSH-4074 | Switch, Pressure, High, | TAB-DIG-P-4074 | Pump, Sludge Mixing, Digester # 7B | Switch,Pressure-High | Switch |  | PSH | http://www.toronto.ca/TWONTO#pressure_switch
111040 | TAB-DIG-PSH-4084 | Switch, Pressure, High, | TAB-DIG-P-4084 | Pump, Sludge Mixing Digester # -8B | Switch,Pressure-High | Switch |  | PSH | http://www.toronto.ca/TWONTO#pressure_switch
111041 | TAB-DIG-PSH-4130 | Switch Pressure,High,Delivery,Digester Gas Compressor C-4130 | TAB-DIG-C-4130 | Compressor # 1, Gas (DX2601) | Switch,Pressure | Switch |  | PSH | http://www.toronto.ca/TWONTO#pressure_switch
111042 | TAB-DIG-PSH-4135 | Switch Pressure,High,Delivery,Digester Gas Compressor C-4135 | TAB-DIG-C-4135 | Compressor # 2, Gas (DX2602) | Switch,Pressure | Switch |  | PSH | http://www.toronto.ca/TWONTO#pressure_switch
111043 | TAB-DIG-PSH-4140 | Switch Pressure,High,Delivery,Digester Gas Compressor C-4140 | TAB-DIG-C-4140 | Compressor # 4, Gas(DX2604) | Switch,Pressure | Switch |  | PSH | http://www.toronto.ca/TWONTO#pressure_switch
111044 | TAB-DIG-PSH-4145 | Switch Pressure,High,Delivery,Digester Gas Compressor C-4145 | TAB-DIG-C-4145 | Compressor # 5, Gas(DX2605) | Switch,Pressure | Switch |  | PSH | http://www.toronto.ca/TWONTO#pressure_switch
111045 | TAB-DIG-PSH-4150 | Switch Pressure,High,Delivery,Digester Gas Compressor C-4150 | TAB-DIG-C-4150 | Compressor # 3, Gas(DX2603) | Switch,Pressure | Switch |  | PSH | http://www.toronto.ca/TWONTO#pressure_switch
111046 | TAB-DIG-PSH-4210 | Switch Pressure,High,Delivery,Digester Gas Compressor C-4210 | TAB-DIG-C-4210 | Compressor #3, Gas (DX5003A) Digester Tank 19 & 21 | Switch,Pressure | Switch |  | PSH | http://www.toronto.ca/TWONTO#pressure_switch
111047 | TAB-DIG-PSH-4220 | Switch Pressure,High,Delivery,Digester Gas Compressor C-4220 | TAB-DIG-C-4220 | Compressor #6, Gas (DX5006A) Digester Tank 20 & 22 | Switch,Pressure | Switch |  | PSH | http://www.toronto.ca/TWONTO#pressure_switch
111048 | TAB-DIG-PSH-5872 | Switch,Pressure, High | TAB-DIG-P-5872 | Pump, Sludge Transfer, Digester 5-8 | Switch,Pressure-High | Switch |  | PSH | http://www.toronto.ca/TWONTO#pressure_switch
111049 | TAB-DIG-PSH-5882 | Switch,Pressure, High | TAB-DIG-P-5882 | Pump, Sludge Transfer, Digester 5-8 | Switch,Pressure-High | Switch |  | PSH | http://www.toronto.ca/TWONTO#pressure_switch
111050 | TAB-DIG-PSH-9101 | Switch,Pressure,High,PSH300-1, Digester Gas Train, Boiler #1, Z Building | TAB-ACC-DIG-0010 | Digester Gas Train, Boiler #1, Z Building | Switch,Pressure | Switch |  | PSH | http://www.toronto.ca/TWONTO#pressure_switch
111051 | TAB-DIG-PSH-9201 | Switch, Pressure,High, PSH300-2, Digester Gas Train, Boiler #2, Z Building | TAB-ACC-DIG-0020 | Digester Gas Train, Boiler #2, Z Building | Switch,Pressure | Switch |  | PSH | http://www.toronto.ca/TWONTO#pressure_switch
111052 | TAB-DIG-PSH-9401 | Switch,Pressure, High,PSH300-4, Digester Gas Train, Boiler #4, Z Building | TAB-ACC-DIG-0040 | Digester Gas Train, Boiler #4, Z Building | Switch,Pressure | Switch |  | PSH | http://www.toronto.ca/TWONTO#pressure_switch
111053 | TAB-DIG-PSH-9701 | Switch, Pressure,High, Digester Gas Train, | TAB-DIG-BLR19 | Digester Gas Train,#19 Volcano Steam Boiler | Switch,Pressure | Switch |  | PSH | http://www.toronto.ca/TWONTO#pressure_switch
111056 | TAB-DIG-PSL-4130A | Switch,Pressure,Low, Oil supply to G.Compr. C4130 | TAB-DIG-C-4130 | Compressor # 1, Gas (DX2601) | Switch,Pressure | Switch |  | PSL | http://www.toronto.ca/TWONTO#pressure_switch
111057 | TAB-DIG-PSL-4135 | Switch,Pressure,Low, Digester Gas, Compressor-C4135 | TAB-DIG-C-4135 | Compressor # 2, Gas (DX2602) | Switch,Pressure | Switch |  | PSL | http://www.toronto.ca/TWONTO#pressure_switch
111058 | TAB-DIG-PSL-4135A | Switch,Pressure,Low, Oil supply to G.Compr. C4135 | TAB-DIG-C-4135 | Compressor # 2, Gas (DX2602) | Switch,Pressure | Switch |  | PSL | http://www.toronto.ca/TWONTO#pressure_switch
111059 | TAB-DIG-PSL-4145 | Switch,Pressure,Low, Digester Gas, Compressor-C4145 | TAB-DIG-C-4145 | Compressor # 5, Gas(DX2605) | Switch,Pressure | Switch |  | PSL | http://www.toronto.ca/TWONTO#pressure_switch
111060 | TAB-DIG-PSL-4150A | Switch,Pressure,Low, Oil supply to G.Compr. C4150 | TAB-DIG-C-4150 | Compressor # 3, Gas(DX2603) | Switch,Pressure | Switch |  | PSL | http://www.toronto.ca/TWONTO#pressure_switch
111061 | TAB-DIG-PSL-4195G | Switch,Pressure,Low, Digester Gas,Inlet, Compressor-C4195 | TAB-DIG-C-4195 | Compressor #2,Gas (DX5002A) Digester Tank 19 & 21 | Switch,Pressure | Switch |  | PSL | http://www.toronto.ca/TWONTO#pressure_switch
111062 | TAB-DIG-PSL-4200G | Switch,Pressure,Low, Digester Gas,Inlet, Compressor-C4200 | TAB-DIG-C-4200 | Compressor #4, Gas (DX5004A) Digester Tank 20 & 22, | Switch,Pressure | Switch |  | PSL | http://www.toronto.ca/TWONTO#pressure_switch
111063 | TAB-DIG-PSL-6133 | Switch, Pressure,Low, Gas Inlet to Compressor | TAB-DIG-C-6140 | Compressor #1, Digester Gas | Switch,Pressure | Switch |  | PSL | http://www.toronto.ca/TWONTO#pressure_switch
111064 | TAB-DIG-PSL-6333 | Switch, Pressure,Low, Gas Inlet to Compressor | TAB-DIG-C-9714 | Compressor #3, Digester Gas | Switch,Pressure | Switch |  | PSL | http://www.toronto.ca/TWONTO#pressure_switch
111066 | TAB-DIG-PSL-9101 | Switch,Pressure,Low,PSL300-1, Digester Gas Train, Boiler #1, Z Building | TAB-ACC-DIG-0010 | Digester Gas Train, Boiler #1, Z Building | Switch,Pressure | Switch |  | PSL | http://www.toronto.ca/TWONTO#pressure_switch
111067 | TAB-DIG-PSL-9301S | Switch,Pressure,Low,PSL300, Digester Gas Train, Boiler #3, Z Building | TAB-ACC-DIG-0030 | Digester Gas Train, Boiler #3, Z Building | Switch,Pressure | Switch | 47596 | PSL | http://www.toronto.ca/TWONTO#pressure_switch
111068 | TAB-DIG-PSL-9301S | Switch,Pressure,Low,PSL300, Digester Gas Train, Boiler #3, Z Building | TAB-SUSPENDED ENTITY | Suspended entities | Switch,Pressure | Switch | 47596 | PSL | http://www.toronto.ca/TWONTO#pressure_switch
111069 | TAB-DIG-PSL-9701 | Switch, Pressure,Low, Digester Gas Train, | TAB-DIG-BLR19 | Digester Gas Train,#19 Volcano Steam Boiler | Switch,Pressure | Switch |  | PSL | http://www.toronto.ca/TWONTO#pressure_switch
111070 | TAB-DIG-PSL-9727 | Switch, Pressure,Low, | TAB-DIG-P-9727 | Pump, Chilled Water Circulating, CWCP-2, Digester Gas Control Build, Basement | Switch,Pressure | Switch |  | PSL | http://www.toronto.ca/TWONTO#pressure_switch
111071 | TAB-DIG-PSL-9801 | Switch,Pressure,Low, Digester Gas Train, | TAB-DIG-BLR20 | #20 Vocano Boiler , Digester Gas Train | Switch,Pressure | Switch |  | PSL | http://www.toronto.ca/TWONTO#pressure_switch
111221 | TAB-DIG-TSH-4130B | Switch,Temperature, High, Chill Water Return, Compressor C-4130 | TAB-DIG-C-4130 | Compressor # 1, Gas (DX2601) | Switch,Temperature | Switch |  | TSH | http://www.toronto.ca/TWONTO#temperature_switch
111222 | TAB-DIG-TSH-4135 | Switch,Temperature, High, Discharge, Digester Gas, Compressor C-4135 | TAB-DIG-C-4135 | Compressor # 2, Gas (DX2602) | Switch,Temperature | Switch |  | TSH | http://www.toronto.ca/TWONTO#temperature_switch
111223 | TAB-DIG-TSH-4140 | Switch,Temperature, High, Discharge, Digester Gas, Compressor C-4140 | TAB-DIG-C-4140 | Compressor # 4, Gas(DX2604) | Switch,Temperature | Switch |  | TSH | http://www.toronto.ca/TWONTO#temperature_switch
111224 | TAB-DIG-TSH-4140B | Switch,Temperature, High, Chill Water Return, Compressor C-4140 | TAB-DIG-C-4140 | Compressor # 4, Gas(DX2604) | Switch,Temperature | Switch |  | TSH | http://www.toronto.ca/TWONTO#temperature_switch
111225 | TAB-DIG-TSH-4150 | Switch,Temperature, High, Discharge, Digester Gas, Compressor C-4150 | TAB-DIG-C-4150 | Compressor # 3, Gas(DX2603) | Switch,Temperature | Switch |  | TSH | http://www.toronto.ca/TWONTO#temperature_switch
111226 | TAB-DIG-TSH-4190 | Switch,Temperature, High, Discharge, Digester Gas, Compressor C-4190 | TAB-DIG-C-4190 | Compressor #1,Gas (DX5001A) Digester Tank 19 & 21 | Switch,Temperature | Switch |  | TSH | http://www.toronto.ca/TWONTO#temperature_switch
111227 | TAB-DIG-TSH-4200 | Switch,Temperature, High, Discharge, Digester Gas, Compressor C-4200 | TAB-DIG-C-4200 | Compressor #4, Gas (DX5004A) Digester Tank 20 & 22, | Switch,Temperature | Switch |  | TSH | http://www.toronto.ca/TWONTO#temperature_switch
111228 | TAB-DIG-TSH-4205 | Switch,Temperature, High, Discharge, Digester Gas, Compressor C-4205 | TAB-DIG-C-4205 | Compressor #5, Gas (DX5005A) Digester Tank 20 & 22 | Switch,Temperature | Switch |  | TSH | http://www.toronto.ca/TWONTO#temperature_switch
112194 | TAB-DIS-FSL-2203 | Switch ,Flow, Low,Return Pump Discharge | TAB-DIS-P-2203 | Pump, Return | Switch,Flow | Switch |  | FSL | http://www.toronto.ca/TWONTO#flow_switch
112195 | TAB-DIS-FSL-2205 | Switch ,Flow, Low,KOH to Scrubber, Chlorine Bldg | TAB-DIS-P-2205 | Pump, Spray,KOH | Switch,Flow | Switch |  | FSL | http://www.toronto.ca/TWONTO#flow_switch
112196 | TAB-DIS-LSH-2005 | Switch, Level, High,Scrubber SB2002 | TAB-DIS-SB-2002 | Scrubber, # 2,Chlorine Bldg., | Switch,Level | Switch |  | LSH | http://www.toronto.ca/TWONTO#level_switch
112197 | TAB-DIS-LSHH-2006 | Switch, Level, High,High,Scrubber SB2002 | TAB-DIS-SB-2002 | Scrubber, # 2,Chlorine Bldg., | Switch,Level | Switch |  | LSHH | http://www.toronto.ca/TWONTO#level_switch
112198 | TAB-DIS-LSHH-2631 | Switch, Level High-High, Chlorine Bldg, Scrubber Room, North Sump | TAB-DIS-P-2631 | Pump, Sump |  | Switch |  | LSHH | http://www.toronto.ca/TWONTO#level_switch
112199 | TAB-DIS-LSHH-8091A | Switch, Level High-High, Chlorine Bldg, Basement, North Sump | TAB-DIS-P-8091 | Pump, Sump |  | Switch |  | LSHH | http://www.toronto.ca/TWONTO#level_switch
112200 | TAB-DIS-LSL-0401 | Switch, Level, Low | TNT-DIS-P-0401 | Pump, Centrifugal,Drain Sump | Switch,Level-Low | Switch |  | LSL | http://www.toronto.ca/TWONTO#level_switch
112201 | TAB-DIS-LSL-2004 | Switch, Level, Low,Scrubber SB2002 | TAB-DIS-SB-2002 | Scrubber, # 2,Chlorine Bldg., | Switch,Level | Switch |  | LSL | http://www.toronto.ca/TWONTO#level_switch
112244 | TAB-DIS-PSH-0012 | Switch, Pressure,High, Chlorine , Relief Valve Line | TAB-DIS-CHL-2 | Chlorination Train #2 | Switch,Pressure-High | Switch |  | PSH | http://www.toronto.ca/TWONTO#pressure_switch
112245 | TAB-DIS-PSH-0013 | Switch, Pressure,High, Chlorine , Relief Valve Line | TAB-DIS-CHL-3 | ChlorinatIon Train #3 | Switch,Pressure-High | Switch |  | PSH | http://www.toronto.ca/TWONTO#pressure_switch
112246 | TAB-DIS-PSH-0014 | Switch, Pressure,High, Chlorine , Relief Valve Line | TAB-DIS-CHL-4 | Chlorination Train #4 | Switch,Pressure-High | Switch |  | PSH | http://www.toronto.ca/TWONTO#pressure_switch
112247 | TAB-DIS-PSL-0001 | Switch, Pressure,Low, Chlorine From North Tank Car | TAB-DIS-CHL-ROUTE | Chlorination & Filtered Effluent Routeing | Switch,Pressure | Switch |  | PSL | http://www.toronto.ca/TWONTO#pressure_switch
112248 | TAB-DIS-PSL-0002 | Switch, Pressure,Low, Chlorine From South Tank Car | TAB-DIS-CHL-ROUTE | Chlorination & Filtered Effluent Routeing | Switch,Pressure | Switch |  | PSL | http://www.toronto.ca/TWONTO#pressure_switch
112249 | TAB-DIS-PSL-0003 | Switch, Pressure,Low, Chlorine to Expansion Tank #3 | TAB-DIS-T-0003 | Tank,Expansion, Chlorine From Tank Cars | Switch,Pressure | Switch |  | PSL | http://www.toronto.ca/TWONTO#pressure_switch
112250 | TAB-DIS-PSL-0004 | Switch, Pressure,Low, Expansion Tank Line | TAB-DIS-T-0001 | Tank,Expansion, Chlorine From North Tank Car | Switch,Pressure | Switch |  | PSL | http://www.toronto.ca/TWONTO#pressure_switch
112251 | TAB-DIS-PSL-0005 | Switch, Pressure,Low, Expansion Tank Line | TAB-DIS-T-0002 | Tank,Expansion, Chlorine From south Tank Car | Switch,Pressure | Switch |  | PSL | http://www.toronto.ca/TWONTO#pressure_switch
112674 | TAB-EL1-LS-8061 | Switch,Limit,North Substation,Basement | NORTH SUBSTATION_BASEMENT | MSA Substation,Basement | Switch,Level | Switch |  | LS | http://www.toronto.ca/TWONTO#level_switch
112675 | TAB-EL1-LS-8061 | Switch,Limit,North Substation,Basement | TAB-EL1-P-8061 | Pump,Sump,North Substation,Basement | Switch,Level | Switch |  | LS | http://www.toronto.ca/TWONTO#level_switch
112676 | TAB-EL1-LSH-8060 | Switch,Level-High,Sump Pump,North Substation,Outdoor Chamber | TAB-EL1-P-8060 | Pump,Submersible,North Substation,Outdoor Chamber | Switch,Level-High | Switch |  | LSH | http://www.toronto.ca/TWONTO#level_switch
112677 | TAB-EL1-LSHH-8060 | Switch,Level-High-High,Sump Flood,North Substation,Outdoor Chamber | TAB-EL1-P-8060 | Pump,Submersible,North Substation,Outdoor Chamber | Switch,Level-High-High | Switch |  | LSHH | http://www.toronto.ca/TWONTO#level_switch
112678 | TAB-EL1-LSHH-8060A | Switch,Level-High-High,Sump Pump,North Substation,Outdoor Chamber | TAB-EL1-P-8060 | Pump,Submersible,North Substation,Outdoor Chamber | Switch,Level-High-High | Switch |  | LSHH | http://www.toronto.ca/TWONTO#level_switch
112679 | TAB-EL1-LSL-1501 | Switch,Level,Low,Oil,EL1-TR-1501,North Substation | TAB-EL1-TR-1501 | Transformer,EL1-TR-1501,13.8-4.16KV,3 PH | Switch,Level-Low | Switch |  | LSL | http://www.toronto.ca/TWONTO#level_switch
112680 | TAB-EL1-LSL-1502 | Switch,Level,Low,Oil,EL1-TR-1502,North Substation | TAB-EL1-TR-1502 | Transformer,EL1-TR-1502,13.8-4.16KV,3 PH | Switch,Level-Low | Switch |  | LSL | http://www.toronto.ca/TWONTO#level_switch
112681 | TAB-EL1-LSL-1504 | Switch,Level,Low,Oil,EL1-TR-1504,North Substation | TAB-EL1-TR-1504 | Transformer,EL1-TR-1504,13.8-4.16KV,3 PH | Switch,Level-Low | Switch |  | LSL | http://www.toronto.ca/TWONTO#level_switch
112682 | TAB-EL1-LSL-1505 | Switch,Level,Low,Oil,EL1-TR-1505,North Substation | TAB-EL1-TR-1505 | Transformer,EL1-TR-1505,13.8-4.16KV,3 PH | Switch,Level-Low | Switch |  | LSL | http://www.toronto.ca/TWONTO#level_switch
112683 | TAB-EL1-LSL-8060 | Switch,Level-Low,Sump Pump,North Substation,Outdoor Chamber | TAB-EL1-P-8060 | Pump,Submersible,North Substation,Outdoor Chamber | Switch,Level-Low | Switch |  | LSL | http://www.toronto.ca/TWONTO#level_switch
112807 | TAB-EL1-PSH-1504A | Switch,Pressure,High,EL1-TR-1504,North Substation | TAB-EL1-TR-1504 | Transformer,EL1-TR-1504,13.8-4.16KV,3 PH | Switch,Pressure-High | Switch |  | PSH | http://www.toronto.ca/TWONTO#pressure_switch
112808 | TAB-EL1-PSH-1504B | Switch,Sudden Pressure,EL1-TR-1504,North Substation | TAB-EL1-TR-1504 | Transformer,EL1-TR-1504,13.8-4.16KV,3 PH | Switch,Pressure-High | Switch |  | PSH | http://www.toronto.ca/TWONTO#pressure_switch
112809 | TAB-EL1-PSH-1505A | Switch,Pressure,High,EL1-TR-1505,North Substation | TAB-EL1-TR-1505 | Transformer,EL1-TR-1505,13.8-4.16KV,3 PH | Switch,Pressure-High | Switch |  | PSH | http://www.toronto.ca/TWONTO#pressure_switch
112810 | TAB-EL1-PSH-1505B | Switch,Sudden Pressure,EL1-TR-1505,North Substation | TAB-EL1-TR-1505 | Transformer,EL1-TR-1505,13.8-4.16KV,3 PH | Switch,Pressure-High | Switch |  | PSH | http://www.toronto.ca/TWONTO#pressure_switch
112811 | TAB-EL1-PSH-1506A | Switch,Pressure,High,EL1-TR-1506,North Substation | TAB-EL1-TR-1506 | Transformer,EL1-TR-1506,13.8-4.16KV,3 PH | Switch,Pressure-High | Switch |  | PSH | http://www.toronto.ca/TWONTO#pressure_switch
112812 | TAB-EL1-PSH-1506B | Switch,Sudden Pressure,EL1-TR-1506,North Substation | TAB-EL1-TR-1506 | Transformer,EL1-TR-1506,13.8-4.16KV,3 PH | Switch,Pressure-High | Switch |  | PSH | http://www.toronto.ca/TWONTO#pressure_switch
112818 | TAB-EL1-SW-1401 | 15KV Switchgear - Main switch | TAB-EL1-BUS-1401 | Electrical Distribution Cabinet,13.8 KV | Switchgear | Switch |  | SW | http://www.toronto.ca/TWONTO#disconnect_switch
112820 | TAB-EL1-SW-1500 | Switch,Load Break,Power,South Substation Tie,13.8 KV,Future | TAB-EL1-BUS-1501 | Electrical Distribution Cabinet,13.8 KV | Load Break Switch | Switch |  | SW | http://www.toronto.ca/TWONTO#load_break_disconnect_switch
112821 | TAB-EL1-SW-1503 | Switch,Load Break,Power,13.8 KV Supply,A-25-BN | TAB-EL1-BUS-1502 | Electrical Distribution Cabinet,13.8 KV | Load Break Switch | Switch |  | SW | http://www.toronto.ca/TWONTO#load_break_disconnect_switch
112822 | TAB-EL1-SW-1520 | Switch,Load Break,Power,13.8 KV Feeder,South EL2-SWG-1540 | TAB-EL1-BUS-1502 | Electrical Distribution Cabinet,13.8 KV | Load Break Switch | Switch |  | SW | http://www.toronto.ca/TWONTO#load_break_disconnect_switch
112930 | TAB-EL1-TS-6125 | Switch, Automatic Transfer 600V - Aeration East Cntl Rm | TAB-EL1-MCC-6125 | Motor Control Centre, 600V |  | Switch |  | TS | http://www.toronto.ca/TWONTO#transfer_switch
112932 | TAB-EL1-TS-6510A | Uninterruptible Power Supply A,Transfer Switch,North Substation,1st Floor,East Wall | NORTH SUBSTN_1ST FLR | MSA Substation,1st Floor | Switch | Switch |  | TS | http://www.toronto.ca/TWONTO#transfer_switch
112942 | TAB-EL1-TSH-1501B | Switch,Liquid Temperature,High,EL1-TR-1501,North Substation | TAB-EL1-TR-1501 | Transformer,EL1-TR-1501,13.8-4.16KV,3 PH | Switch,Temperature-High | Switch |  | TSH | http://www.toronto.ca/TWONTO#temperature_switch
112943 | TAB-EL1-TSH-1502B | Switch,Liquid Temperature,High,EL1-TR-1502,North Substation | TAB-EL1-TR-1502 | Transformer,EL1-TR-1502,13.8-4.16KV,3 PH | Switch,Temperature-High | Switch |  | TSH | http://www.toronto.ca/TWONTO#temperature_switch
112944 | TAB-EL1-TSH-1503A | Switch,Winding Temperature,High,EL1-TR-1503,North Substation | TAB-EL1-TR-1503 | Transformer,EL1-TR-1503,13.8-4.16KV,3 PH | Switch,Temperature-High | Switch |  | TSH | http://www.toronto.ca/TWONTO#temperature_switch
112945 | TAB-EL1-TSH-1503B | Switch,Liquid Temperature,High,EL1-TR-1503,North Substation | TAB-EL1-TR-1503 | Transformer,EL1-TR-1503,13.8-4.16KV,3 PH | Switch,Temperature-High | Switch |  | TSH | http://www.toronto.ca/TWONTO#temperature_switch
112946 | TAB-EL1-TSH-1504A | Switch,Winding Temperature,High,EL1-TR-1504,North Substation | TAB-EL1-TR-1504 | Transformer,EL1-TR-1504,13.8-4.16KV,3 PH | Switch,Temperature-High | Switch |  | TSH | http://www.toronto.ca/TWONTO#temperature_switch
112947 | TAB-EL1-TSH-1505A | Switch,Winding Temperature,High,EL1-TR-1505,North Substation | TAB-EL1-TR-1505 | Transformer,EL1-TR-1505,13.8-4.16KV,3 PH | Switch,Temperature-High | Switch |  | TSH | http://www.toronto.ca/TWONTO#temperature_switch
112948 | TAB-EL1-TSH-1506A | Switch,Winding Temperature,High,EL1-TR-1506,North Substation | TAB-EL1-TR-1506 | Transformer,EL1-TR-1506,13.8-4.16KV,3 PH | Switch,Temperature-High | Switch |  | TSH | http://www.toronto.ca/TWONTO#temperature_switch
113242 | TAB-EL3-LS-8073 | Switch, Level | TAB-EL3-P-8073 | Pump, Sump, #9, Digester Gas Control Building | Switch,Level | Switch |  | LS | http://www.toronto.ca/TWONTO#level_switch
113243 | TAB-EL3-LS-8074 | Switch, Level | TAB-EL3-P-8074 | Pump, Sump, #10, Digester Gas Control Building | Switch,Level | Switch |  | LS | http://www.toronto.ca/TWONTO#level_switch
113244 | TAB-EL3-LSHH-8074 | Switch, Level High-High, Seawall Tunnel, East Outfall Tunnel Drop | TAB-EL3-P-8074 | Pump, Sump, #10, Digester Gas Control Building |  | Switch |  | LSHH | http://www.toronto.ca/TWONTO#level_switch
113245 | TAB-EL3-LSHH-8075A | Switch, Level High-High, Seawall Tunnel, Sump Between Outfall Channels | TAB-EL3-P-8075A | Pump, Sump, #3, DX8603A, Tunnel |  | Switch |  | LSHH | http://www.toronto.ca/TWONTO#level_switch
113246 | TAB-EL3-LSHH-8076A | Switch, Level High-High, Seawall Tunnel, Gas Compressor Entrance | TAB-EL3-P-8076A | Pump, Sump, #5, DX8605A, Tunnel |  | Switch |  | LSHH | http://www.toronto.ca/TWONTO#level_switch
113612 | TAB-HRS-LS-8044 | Switch,Level,Sump Pump | TAB-HRS-P-8044 | Pump, Sump | Switch,Level | Switch |  | LS | http://www.toronto.ca/TWONTO#level_switch
113613 | TAB-HRS-LSHH-5113 | Switch, Level High-High, Heat Recovery Bldg, Basement, South-West Sump | TAB-HRS-P-5113 | Pump, Sump, Heat Recovery Bldg, Basement, South-West Sump |  | Switch |  | LSHH | http://www.toronto.ca/TWONTO#level_switch
113614 | TAB-HRS-LSHH-5115 | Switch, Level High-High, Heat Recovery Bldg, Basement, East Sump | TAB-HRS-P-5115 | Pump, Sump, Heat Recovery Bldg, Basement, East Sump |  | Switch |  | LSHH | http://www.toronto.ca/TWONTO#level_switch
113688 | TAB-INC-LS-8048 | Valve,Ball, Discharge, Sump Pump | TAB-INC-P-8048 | Pump, Elevator Sump, | Switch,Level | Switch |  | LS | http://www.toronto.ca/TWONTO#valve
113689 | TAB-INC-LS-8060 | Switch,Level | TAB-INC-P-8060 | Pump, Sump | Switch,Level | Switch |  | LS | http://www.toronto.ca/TWONTO#level_switch
113690 | TAB-INC-LSHH-2056A | Switch, Level High-High, Incinerator Bldg, Basement, East Sump | TAB-INC-P-2056 | Pump, Sump, Incinerator Bldg |  | Switch |  | LSHH | http://www.toronto.ca/TWONTO#level_switch
113691 | TAB-INC-LSHH-8044 | Switch, Level High-High, Heat Recovery Bldg, Basement, West Elevator Sump | TAB-HRS-P-8044 | Pump, Sump |  | Switch |  | LSHH | http://www.toronto.ca/TWONTO#level_switch
113692 | TAB-INC-LSHH-8045A | Switch, Level High-High, Incinerator Bldg, Basement, Center Sump | TAB-SLO-P-8045 | Pump, Sump, 3127-180 (#1) |  | Switch |  | LSHH | http://www.toronto.ca/TWONTO#level_switch
113693 | TAB-INC-LSHH-8048 | Switch, Level High-High, Incinerator Bldg, Basement, Center Sump | TAB-INC-P-8048 | Pump, Elevator Sump, |  | Switch |  | LSHH | http://www.toronto.ca/TWONTO#level_switch
113804 | TAB-NGS-PSH-0101 | Switch, Pressure,High, PSH100-1, Natural Gas Train, Boiler #1, Z Building | TAB-ACC-NGS-0010A | Natural Gas Train, Boiler #1, Z Building | Switch,Pressure | Switch |  | PSH | http://www.toronto.ca/TWONTO#pressure_switch
113805 | TAB-NGS-PSH-0301 | Switch,Pressure,High, PSH100-3, Digester Gas Train, Boiler #3, Z Building | TAB-ACC-NGS-0030A | Natural Gas Train, Boiler #3, Z Building | Switch,Pressure | Switch |  | PSH | http://www.toronto.ca/TWONTO#pressure_switch
113806 | TAB-NGS-PSH-0601 | Switch,Pressure, High,PSH100-6, Natural Gas Train, Boiler #6 Z Building | TAB-ACC-NGS-0060A | Natural Gas Train, Boiler #6, Z Building | Switch,Pressure | Switch |  | PSH | http://www.toronto.ca/TWONTO#pressure_switch
113807 | TAB-NGS-PSH-0701 | Switch,High Pressure, Natural Gas Train, | TAB-NGS-BLR19 | #19 Volcano Boiler - Natural Gas Train, | Switch,Pressure-High | Switch |  | PSH | http://www.toronto.ca/TWONTO#pressure_switch
113808 | TAB-NGS-PSH-0801 | Switch,High Pressure, Natural Gas Train, | TAB-NGS-BLR20 | #20 Volcano Boiler - Natural Gas Train, | Switch,Pressure-High | Switch |  | PSH | http://www.toronto.ca/TWONTO#pressure_switch
113809 | TAB-NGS-PSL-0001 | Switch, Pressure, Low | TAB-NGS-BOILERS | TAB- Natural Gas Supply Line, Boiler Headers | Switch,Pressure | Switch |  | PSL | http://www.toronto.ca/TWONTO#pressure_switch
113810 | TAB-NGS-PSL-0102 | Switch,Pressure,Low, PSL200-1, Manual Reset, Natural Gas Pilot Train, Boiler #1, Z Building | TAB-ACC-NGS-0010B | Natural Gas Train, Pilot,Boiler #1, Z Building | Switch,Pressure | Switch |  | PSL | http://www.toronto.ca/TWONTO#pressure_switch
113811 | TAB-NGS-PSL-0201 | Switch,Pressure,Low, PSL100-2, Natural Gas Train, Boiler #2, Z Building | TAB-ACC-NGS-0020A | Natural Gas Train, Boiler #2, Z Building | Switch,Pressure | Switch |  | PSL | http://www.toronto.ca/TWONTO#pressure_switch
113812 | TAB-NGS-PSL-0302 | Switch,Low Pressure, PSL200-3, Manual Reset, Natural Gas Pilot Train, Boiler #3, Z Building | TAB-ACC-NGS-0030B | Natural Gas Pilot Train, Boiler #3, Z Building | Switch,Pressure | Switch |  | PSL | http://www.toronto.ca/TWONTO#pressure_switch
113813 | TAB-NGS-PSL-0401 | Switch,Pressure,Low, PSL100-4, Natural Gas Train, Boiler #4, Z Building | TAB-ACC-NGS-0040A | Natural Gas Train, Boiler #4, Z Building | Switch,Pressure | Switch |  | PSL | http://www.toronto.ca/TWONTO#pressure_switch
113814 | TAB-NGS-PSL-0601 | Switch,Pressure,Low, PSL100-6, Natural Gas Train, Boiler #6, Z Building | TAB-ACC-NGS-0060A | Natural Gas Train, Boiler #6, Z Building | Switch,Pressure | Switch |  | PSL | http://www.toronto.ca/TWONTO#pressure_switch
113815 | TAB-NGS-PSL-0602 | Switch,Pressure,Low, PSL200-6, Manual Reset, Natural Gas Pilot Train, Boiler #6, Z Building | TAB-ACC-NGS-0060B | Natural Gas Pilot Train, Boiler #6, Z Building | Switch,Pressure | Switch |  | PSL | http://www.toronto.ca/TWONTO#pressure_switch
113816 | TAB-NGS-PSL-0701 | Switch,Pressure,Low, Natural Gas Train, | TAB-NGS-BLR19 | #19 Volcano Boiler - Natural Gas Train, | Switch,Pressure-Low | Switch |  | PSL | http://www.toronto.ca/TWONTO#pressure_switch
114041 | TAB-OCS-FSL-6741 | Switch, Flow Low, Separated Water, Biofilter F-6740 Inlet, Biofilter Area, P Bldg. | TAB-OCS-FN-6770 | Fan, Centrifugal, Air to Stack, Biofilter Area, P Bldg. | Switch,Flow-Low | Switch |  | FSL | http://www.toronto.ca/TWONTO#flow_switch
114042 | TAB-OCS-FSL-6751 | Switch, Flow Low, Separated Water, Biofilter F-6740 Inlet, Biofilter Area, P Bldg. | TAB-OCS-F-6750 | Biofilter, Odour Control, Biofilter Area, P Bldg,. | Switch,Flow-Low | Switch |  | FSL | http://www.toronto.ca/TWONTO#flow_switch
114043 | TAB-OCS-FSL-6761 | Switch, Flow Low, Separated Water, Biofilter F-6740 Inlet, Biofilter Area, P Bldg. | TAB-OCS-F-6760 | Biofilter, Odour Control, Biofilter Area, P Bldg,. | Switch,Flow-Low | Switch |  | FSL | http://www.toronto.ca/TWONTO#flow_switch
114058 | TAB-OCS-LSL-6701 | Switch, Level Low, Biofilter Humidification Unit HU-6710, Biofilter Area, P Bldg. | TAB-OCS-HU-6710 | Humidifier, Humidification Chamber, Biofilter Area, P Bldg. | Switch,Level-Low | Switch |  | LSL | http://www.toronto.ca/TWONTO#level_switch
114219 | TAB-PDSH-1481 | Switch, Filter Differential Pressure High,AHU,Boiler Room and Basement | TAB-ACC-F-1481 | Filter, AHU-1480, Air filter | Switch,Pressure-High | Switch |  | PDSH | http://www.toronto.ca/TWONTO#pressure_switch
114494 | TAB-PLT-FSL-0181? | Switch ,Flow, Low,Scrubber 0287 Supplyl Fan 0181 Discharge | TAB-PLT-FN-0181 | Fan, Scrubber 0287 Supply | Switch,Flow | Switch | 35878 | FSL | http://www.toronto.ca/TWONTO#flow_switch
114495 | TAB-PLT-FSL-0181? | Switch ,Flow, Low,Scrubber 0287 Supplyl Fan 0181 Discharge | TAB-SUSPENDED ENTITY | Suspended entities | Switch,Flow | Switch | 35878 | FSL | http://www.toronto.ca/TWONTO#flow_switch
114496 | TAB-PLT-FSL-0201 | Switch, Flow, Low, Spray Water, Screen SC-0200 | TAB-PLT-SC-0300 | Screen, Perforated Plate, Screen Area | Switch,Flow-Low | Switch |  | FSL | http://www.toronto.ca/TWONTO#flow_switch
114497 | TAB-PLT-FSL-0301 | Switch, Flow, Low, Spray Water, Screen SC-0300 | TAB-PLT-SC-0300 | Screen, Perforated Plate, Screen Area | Switch,Flow-Low | Switch |  | FSL | http://www.toronto.ca/TWONTO#flow_switch
114498 | TAB-PLT-FSL-0481 | Switch, Flow Low, Plant Water, Screen SC-0480, P Bldg. | TAB-PLT-SC-0480 | Screen, Perforated Plate, Screen Area, P Bldg. | Switch,Flow-Low | Switch |  | FSL | http://www.toronto.ca/TWONTO#flow_switch
114499 | TAB-PLT-FSL-0511 | Switch, Flow, Low, Sluicing Water, Plant Water, Screen Area | TAB-PLT-SC-D | D Building - Bar / Perforated Screen | Switch,Flow-Low | Switch |  | FSL | http://www.toronto.ca/TWONTO#flow_switch
114500 | TAB-PLT-FSL-0581 | Switch, Flow Low, Plant Water, Screen SC-0580, P Bldg. | TAB-PLT-SC-0580 | Screen, Perforated Plate, Screen Area, P Bldg. | Switch,Flow-Low | Switch |  | FSL | http://www.toronto.ca/TWONTO#flow_switch
114501 | TAB-PLT-FSL-0871 | Switch, Flow Low, Plant Water, Grit Classifier CL-0870 Inlet, Grit Handling Area, P Bldg. | TAB-PLT-CL-0870 | Classifier, Grit, Grit Handling Area, P Bldg. | Switch,Flow-Low | Switch |  | FSL | http://www.toronto.ca/TWONTO#flow_switch
114502 | TAB-PLT-FSL-1181 | Switch ,Flow, Low,Odour Control | TAB-PLT-FN-1181 | Fan, Exhaust | Switch,Flow | Switch |  | FSL | http://www.toronto.ca/TWONTO#flow_switch
114503 | TAB-PLT-FSL-1451 | Switch, Flow, Low, Repulper Seal Water, Screen Area | TAB-PLT-GDR-1450 | Grinder, Repulper, Screenings Wet Well | Switch,Flow-Low | Switch |  | FSL | http://www.toronto.ca/TWONTO#flow_switch
114504 | TAB-PLT-FSL-2101 | Switch, Flow, Low, Seal Water, Grit Pump 2100, Grit Slurry Pump Area | TAB-PLT-P-2100 | Pump, Centrifugal,Grit Slury, West Grit Gallery | Switch,Flow-Low | Switch |  | FSL | http://www.toronto.ca/TWONTO#flow_switch
114505 | TAB-PLT-FSL-2201 | Switch, Flow, Low, Seal Water, Grit Pump 2200, Grit Slurry Pump Area | TAB-PLT-P-2200 | Pump, Centrifugal,Grit Slury, West Grit Gallery | Switch,Flow-Low | Switch |  | FSL | http://www.toronto.ca/TWONTO#flow_switch
114506 | TAB-PLT-FSL-2401 | Switch, Flow, Low, Seal Water, Grit Pump 2400, Grit Slurry Pump Area | TAB-PLT-P-2400 | Pump, Centrifugal,Grit Slury, West Grit Gallery | Switch,Flow-Low | Switch |  | FSL | http://www.toronto.ca/TWONTO#flow_switch
114507 | TAB-PLT-FSL-2601 | Switch, Flow, Low, Seal Water, Grit Pump 2600, Great Slury Pump Area, City water | TAB-PLT-P-2600 | Pump, Centrifugal,Grit Slury, West Grit Gallery | Switch,Flow-Low | Switch |  | FSL | http://www.toronto.ca/TWONTO#flow_switch
114508 | TAB-PLT-FSL-2701 | Switch, Flow, Low, Seal Water, Grit Pump 2700, Great Slury Pump Area, City water | TAB-PLT-P-2700 | Pump, Centrifugal,Grit Slury, West Grit Gallery | Switch,Flow-Low | Switch |  | FSL | http://www.toronto.ca/TWONTO#flow_switch
114509 | TAB-PLT-FSL-2801 | Switch, Flow, Low, Seal Water, Grit Pump 2800, Great Slury Pump Area, City water | TAB-PLT-P-2800 | Pump, Centrifugal,Grit Slury, West Grit Gallery | Switch,Flow-Low | Switch |  | FSL | http://www.toronto.ca/TWONTO#flow_switch
114510 | TAB-PLT-FSL-2907 | Switch, Flow, Low, Seal Water, Grit Classifier CL-2900, Dewatering Area | TAB-PLT-CL-2900 | Classifier, Grit, Cyclone 2901 to 2904, Dewatering Area | Switch,Flow-Low | Switch |  | FSL | http://www.toronto.ca/TWONTO#flow_switch
114511 | TAB-PLT-FSL-3007 | Switch, Flow, Low, Seal Water, Grit Classifier CL-3000, Dewatering Area | TAB-PLT-CL-3000 | Classifier, Grit, Cyclone 3001 to 3004, Dewatering Area | Switch,Flow-Low | Switch |  | FSL | http://www.toronto.ca/TWONTO#flow_switch
114671 | TAB-PLT-LS-1550 | Switch, Level, Washer Compactor 1501 and 1601 | TAB-PLT-CMP-1501 | Compactor, Washer, Screenings, CMP-1501, Dewatering Area | Switch,Level | Switch |  | LS | http://www.toronto.ca/TWONTO#level_switch
114672 | TAB-PLT-LS-1750 | Switch, Level, Washer Compactor 1701 and 1801 | TAB-PLT-CMP-1701 | Compactor, Washer, Screenings, CMP-1701, Dewatering Area | Switch,Level | Switch |  | LS | http://www.toronto.ca/TWONTO#level_switch
114673 | TAB-PLT-LS-5128 | Switch, Level, | TAB-PLT-P-5128 | Pump, Sump | Switch,Level | Switch |  | LS | http://www.toronto.ca/TWONTO#level_switch
114674 | TAB-PLT-LSH-0070 | Switch, Level High, Screen Bldg. Sump, Pump Room, P Bldg. | TAB-PLT-P-0071 | Pump, Centrifugal (Wet), Screen Bldg. Sump, Pump Room, P Bldg. | Switch,Level-High | Switch |  | LSH | http://www.toronto.ca/TWONTO#level_switch
114675 | TAB-PLT-LSH-0186 | Switch,Level, High,Sump, Chemical storage Room, Odour Control Bldg( Emmission Air Control) | TAB-PLT-P-5126 | Pump, Sump, P Bldg, Chemical Storage Rm | Switch,Level | Switch |  | LSH | http://www.toronto.ca/TWONTO#level_switch
114676 | TAB-PLT-LSH-0241 | Switch,Level, High,Inlet Channel, Screen 0241 | TAB-PLT-SC-0241 | Bar Screen #2 | Switch,Level | Switch |  | LSH | http://www.toronto.ca/TWONTO#level_switch
114677 | TAB-PLT-LSH-0289 | Switch,Level, High,Sump, Scrubber Room, Odour Control Bldg( Emmission Air Control) | TAB-PLT-P-5127 | Pump, Sump, P Bldg, Scrubber Rm | Switch,Level | Switch |  | LSH | http://www.toronto.ca/TWONTO#level_switch
114678 | TAB-PLT-LSH-0341 | Switch,Level, High,Inlet Channel, Screen 0341 | TAB-PLT-SC-0341 | Bar Screen #3 | Switch,Level | Switch |  | LSH | http://www.toronto.ca/TWONTO#level_switch
114679 | TAB-PLT-LSH-0441 | Switch,Level, High,Inlet Channel, Screen 0441 | TAB-PLT-SC-0441 | Bar Screen #4 | Switch,Level | Switch |  | LSH | http://www.toronto.ca/TWONTO#level_switch
114680 | TAB-PLT-LSH-0541? | Switch,Level, High,Inlet Channel, Screen 0541 | TAB-PLT-SC-0541? | Bar Screen #5 | Switch,Level | Switch | 35870 | LSH | http://www.toronto.ca/TWONTO#level_switch
114681 | TAB-PLT-LSH-0871 | Switch, Level High, Grit Classifier CL-0770, Grit Handling Area, P Bldg. | TAB-PLT-CL-0870 | Classifier, Grit, Grit Handling Area, P Bldg. | Switch,Level-High | Switch |  | LSH | http://www.toronto.ca/TWONTO#level_switch
114682 | TAB-PLT-LSH-2901 | Switch, Level, High, Classifier 2900, Dewatering Area | TAB-PLT-CL-2900 | Classifier, Grit, Cyclone 2901 to 2904, Dewatering Area | Switch,Level-High | Switch |  | LSH | http://www.toronto.ca/TWONTO#level_switch
114683 | TAB-PLT-LSH-3001 | Switch, Level, High, Classifier 3000, Dewatering Area | TAB-PLT-CL-3000 | Classifier, Grit, Cyclone 3001 to 3004, Dewatering Area | Switch,Level-High | Switch |  | LSH | http://www.toronto.ca/TWONTO#level_switch
114684 | TAB-PLT-LSH-5120 | Switch, Level High, Sump Pumps P-5128/5129, Unwatering Pump Room | TAB-PLT-P-5128 | Pump, Sump | Switch,Level-High | Switch |  | LSH | http://www.toronto.ca/TWONTO#level_switch
114685 | TAB-PLT-LSH-5130 | Switch, Level High, Sump Pumps P-5130/5131, Primary Tank, T-0900 Gallery | TAB-PLT-P-5130 | Pump, Sump | Switch,Level-High | Switch |  | LSH | http://www.toronto.ca/TWONTO#level_switch
114686 | TAB-PLT-LSH-5575 | Switch, Level, High, Pump 5570, Drain Sump Area, D. Bldg. | TAB-PLT-P-5570 | Pump, Centrifugal (Wet), Underdrain, Drain Sump Area, D. Bldg. | Switch,Level-High | Switch |  | LSH | http://www.toronto.ca/TWONTO#level_switch
114687 | TAB-PLT-LSHH-0070 | Switch, Level High High, Screen Bldg. Sump, Pump Room, P Bldg. | TAB-PLT-P-0071 | Pump, Centrifugal (Wet), Screen Bldg. Sump, Pump Room, P Bldg. | Switch,Level-High-High | Switch |  | LSHH | http://www.toronto.ca/TWONTO#level_switch
114690 | TAB-PLT-LSL-0288 | Switch,Level, Low,Sump, Scrubber Room, Odour Control Bldg( Emmission Air Control) | TAB-PLT-P-5127 | Pump, Sump, P Bldg, Scrubber Rm | Switch,Level | Switch |  | LSL | http://www.toronto.ca/TWONTO#level_switch
114691 | TAB-PLT-LSL-0961 | Switch, Level Low, Grit Influent Channel Sump, Grit Bldg., P Bldg. | TAB-ACC-P-6405 | Pump, Sump, Basement, Grit Bldg., P Bldg. | Switch,Level-Low | Switch |  | LSL | http://www.toronto.ca/TWONTO#level_switch
114692 | TAB-PLT-LSL-5120 | Switch, Level Low, Sump Pumps P-5128/5129, Unwatering Pump Room | TAB-PLT-P-5128 | Pump, Sump | Switch,Level-Low | Switch |  | LSL | http://www.toronto.ca/TWONTO#level_switch
114693 | TAB-PLT-LSL-5130 | Switch, Level Low, Sump Pumps P-5130/5131, Primary Tank, T-0900 Gallery | TAB-PLT-P-5130 | Pump, Sump | Switch,Level-Low | Switch |  | LSL | http://www.toronto.ca/TWONTO#level_switch
114694 | TAB-PLT-LSL-5575 | Switch, Level, Low, Pump 5570, Drain Sump Area, D. Bldg. | TAB-PLT-P-5570 | Pump, Centrifugal (Wet), Underdrain, Drain Sump Area, D. Bldg. | Switch,Level-Low | Switch |  | LSL | http://www.toronto.ca/TWONTO#level_switch
114695 | TAB-PLT-LSLL-5575 | Switch, Level, Low-Low, Pump 5570, Drain Sump Area, D. Bldg. | TAB-PLT-P-5570 | Pump, Centrifugal (Wet), Underdrain, Drain Sump Area, D. Bldg. | Switch,Level-Low-Low | Switch |  | LSLL | http://www.toronto.ca/TWONTO#level_switch
114696 | TAB-PLT-LSM-5575 | Switch, Level, Medium, Pump 5570, Drain Sump Area, D. Bldg. | TAB-PLT-P-5570 | Pump, Centrifugal (Wet), Underdrain, Drain Sump Area, D. Bldg. | Switch,Level | Switch |  | LSM | http://www.toronto.ca/TWONTO#level_switch
114721 | TAB-PLT-MSL-0161 | Switch, Motion Low, Screenings Conveyor CV-0160, Screenings Handling Area, P Bldg. | TAB-PLT-CV-0160 | Conveyor, Shaftless Spiral, Screenings, Screenings Handling Area, P Bldg. | Switch,Motion | Switch |  | MSL | http://www.toronto.ca/TWONTO#motion_sensor_element
114722 | TAB-PLT-MSL-0241 | Switch, Motion Low, Screenings Distribution Conveyor CV-0240, Truck Loading Area, P Bldg. | TAB-PLT-CV-0240 | Conveyor, Reversing, Screenings Distribution, Truck Loading Area, P Bldg. | Switch,Motion | Switch |  | MSL | http://www.toronto.ca/TWONTO#motion_sensor_element
114723 | TAB-PLT-MSL-0300 | Switch, Motion Low, Grit Conveyor CV-0300, Grit Tank Area, Grit Bldg., P Bldg. | TAB-PLT-CV-0300 | Conveyor, Screw, Submersible, Grit Tank, T-0300, Grit Bldg., P Bldg. | Switch,Motion | Switch |  | MSL | http://www.toronto.ca/TWONTO#motion_sensor_element
114724 | TAB-PLT-MSL-0341 | Switch, Motion Low, Grit Distribution Conveyor CV-0340, Truck Loading Area, P Bldg. | TAB-PLT-CV-0340 | Conveyor, Reversing, Grit Distribution, Truck Loading Area, P Bldg. | Switch,Motion | Switch |  | MSL | http://www.toronto.ca/TWONTO#motion_sensor_element
114725 | TAB-PLT-MSL-0400 | Switch, Motion Low, Grit Conveyor CV-0400, Grit Tank Area, Grit Bldg., P Bldg. | TAB-PLT-CV-0400 | Conveyor, Screw, Submersible, Grit Tank, T-0400, Grit Bldg., P Bldg. | Switch,Motion | Switch |  | MSL | http://www.toronto.ca/TWONTO#motion_sensor_element
114726 | TAB-PLT-MSL-0541 | Switch, Motion Low, Grit Distribution Conveyor CV-0540, Truck Loading Area, P Bldg. | TAB-PLT-CV-0540 | Conveyor, Reversing, Grit Distribution, Truck Loading Area, P Bldg. | Switch,Motion | Switch |  | MSL | http://www.toronto.ca/TWONTO#motion_sensor_element
114727 | TAB-PLT-MSL-0600 | Switch, Motion Low, Grit Conveyor CV-0600, Grit Tank Area, Grit Bldg., P Bldg. | TAB-PLT-CV-0600 | Conveyor, Screw, Submersible, Grit Removal, Tank T-0600, Grit Bldg., P Bldg. | Switch,Motion | Switch |  | MSL | http://www.toronto.ca/TWONTO#motion_sensor_element
114728 | TAB-PLT-MSL-0771 | Switch, Motion Low, Grit Classifier CL-0770, Grit Handling Area, P Bldg. | TAB-PLT-CL-0770 | Classifier, Grit, Grit Handling Area, P Bldg. | Switch,Motion | Switch |  | MSL | http://www.toronto.ca/TWONTO#motion_sensor_element
114729 | TAB-PLT-MSL-0841 | Switch, Motion Low, Screenings Distribution Conveyor CV-0840, Truck Loading Area, P Bldg. | TAB-PLT-CV-0840 | Conveyor, Reversing, Screenings Distribution, Truck Loading Area, P Bldg. | Switch,Motion | Switch |  | MSL | http://www.toronto.ca/TWONTO#motion_sensor_element
114730 | TAB-PLT-MSL-0871 | Switch, Motion Low, Grit Classifier CL-0870, Grit Handling Area, P Bldg. | TAB-PLT-CL-0870 | Classifier, Grit, Grit Handling Area, P Bldg. | Switch,Motion | Switch |  | MSL | http://www.toronto.ca/TWONTO#motion_sensor_element
114785 | TAB-PLT-PSH-0121 | Switch, Pressure High, Grit Pump P-0121 Discharge, Grit Bldg., P Bldg. | TAB-PLT-P-0121 | Pump, Centrifugal, Submersible, Grit Tank, T-0100, Grit Bldg., P Bldg. | Switch,Pressure-High | Switch |  | PSH | http://www.toronto.ca/TWONTO#pressure_switch
114786 | TAB-PLT-PSH-0122 | Switch, Pressure High, Grit Pump P-0122 Discharge, Grit Bldg., P Bldg. | TAB-PLT-P-0122 | Pump, Centrifugal, Submersible, Grit Tank, T-0100, Grit Bldg., P Bldg. | Switch,Pressure-High | Switch |  | PSH | http://www.toronto.ca/TWONTO#pressure_switch
114788 | TAB-PLT-PSH-0222 | Switch, Pressure High, Grit Pump P-0222 Discharge, Grit Bldg., P Bldg. | TAB-PLT-P-0222 | Pump, Centrifugal, Submersible, Grit Tank, T-0200, Grit Bldg., P Bldg. | Switch,Pressure-High | Switch |  | PSH | http://www.toronto.ca/TWONTO#pressure_switch
114789 | TAB-PLT-PSH-0322 | Switch, Pressure High, Grit Pump P-0322 Discharge, Grit Bldg., P Bldg. | TAB-PLT-P-0322 | Pump, Centrifugal, Submersible, Grit Tank, T-0300, Grit Bldg., P Bldg. | Switch,Pressure-High | Switch |  | PSH | http://www.toronto.ca/TWONTO#pressure_switch
114790 | TAB-PLT-PSH-0421 | Switch, Pressure High, Grit Pump P-0421 Discharge, Grit Bldg., P Bldg. | TAB-PLT-P-0421 | Pump, Centrifugal, Submersible, Grit Tank, T-0400, Grit Bldg., P Bldg. | Switch,Pressure-High | Switch |  | PSH | http://www.toronto.ca/TWONTO#pressure_switch
114791 | TAB-PLT-PSH-0521 | Switch, Pressure High, Grit Pump P-0521 Discharge, Grit Bldg., P Bldg. | TAB-PLT-P-0521 | Pump, Centrifugal, Submersible, Grit Tank, T-0500, Grit Bldg., P Bldg. | Switch,Pressure-High | Switch |  | PSH | http://www.toronto.ca/TWONTO#pressure_switch
114792 | TAB-PLT-PSH-0621 | Switch, Pressure High, Grit Pump P-0621 Discharge, Grit Bldg., P Bldg. | TAB-PLT-P-0621 | Pump, Centrifugal, Submersible, Grit Tank, T-0600, Grit Bldg., P Bldg. | Switch,Pressure-High | Switch |  | PSH | http://www.toronto.ca/TWONTO#pressure_switch
114793 | TAB-PLT-PSJ-0122 | Switch, Pressure High, Grit Pump P-0122 Discharge, Grit Bldg., P Bldg. | TAB-PLT-P-0122 | Pump, Centrifugal, Submersible, Grit Tank, T-0100, Grit Bldg., P Bldg. | Switch,Pressure-High | Switch |  | PSJ | http://www.toronto.ca/TWONTO#pressure_switch
114794 | TAB-PLT-PSL-0171 | Switch, Pressure Low, Grit Slurry, Hydrocyclone CYC-0170 Inlet, Grit Handling Area, P Bldg. | TAB-PLT-CYC-0170 | Hydrocyclone, Grit Handling Area, P Bldg. | Switch,Pressure-Low | Switch |  | PSL | http://www.toronto.ca/TWONTO#pressure_switch
114795 | TAB-PLT-PSL-0184 | Switch, Low Pressure, Odour Control, Exhaust | TAB-PLT-FN-0182 | Fan, Scrubber Exhaust, P Bldg, Roof | Switch,Pressure | Switch |  | PSL | http://www.toronto.ca/TWONTO#pressure_switch
114796 | TAB-PLT-PSL-0271 | Switch, Pressure Low, Grit Slurry, Hydrocyclone CYC-0270 Inlet, Grit Handling Area, P Bldg. | TAB-PLT-CYC-0270 | Hydrocyclone, Grit Handling Area, P Bldg. | Switch,Pressure-Low | Switch |  | PSL | http://www.toronto.ca/TWONTO#pressure_switch
114797 | TAB-PLT-PSL-0371 | Switch, Pressure Low, Grit Slurry, Hydrocyclone CYC-0370 Inlet, Grit Handling Area, P Bldg. | TAB-PLT-CYC-0370 | Hydrocyclone, Grit Handling Area, P Bldg. | Switch,Pressure-Low | Switch |  | PSL | http://www.toronto.ca/TWONTO#pressure_switch
114798 | TAB-PLT-PSL-0471 | Switch, Pressure Low, Grit Slurry, Hydrocyclone CYC-0470 Inlet, Grit Handling Area, P Bldg. | TAB-PLT-CYC-0470 | Hydrocyclone, Grit Handling Area, P Bldg. | Switch,Pressure-Low | Switch |  | PSL | http://www.toronto.ca/TWONTO#pressure_switch
114799 | TAB-PLT-PSL-0571 | Switch, Pressure Low, Grit Slurry, Hydrocyclone CYC-0570 Inlet, Grit Handling Area, P Bldg. | TAB-PLT-CYC-0570 | Hydrocyclone, Grit Handling Area, P Bldg. | Switch,Pressure-Low | Switch |  | PSL | http://www.toronto.ca/TWONTO#pressure_switch
114800 | TAB-PLT-PSL-0671 | Switch, Pressure Low, Grit Slurry, Hydrocyclone CYC-0670 Inlet, Grit Handling Area, P Bldg. | TAB-PLT-CYC-0670 | Hydrocyclone, Grit Handling Area, P Bldg. | Switch,Pressure-Low | Switch |  | PSL | http://www.toronto.ca/TWONTO#pressure_switch
114853 | TAB-PLT-SSL-3600 | Switch, Speed, Low, Grit Receivings Conveyor 3600, Conveyor Area | TAB-PLT-CV-3600 | Conveyor, Shaftless Spiral, Horizontal, Dewatering Area | Switch,Speed-Low | Switch |  | SSL | http://www.toronto.ca/TWONTO#speed_switch
114854 | TAB-PLT-SSL-3700 | Switch, Speed, Low, Grit Receivings Conveyor 3700, Conveyor Area | TAB-PLT-CV-3700 | Conveyor, Shaftless Spiral, Horizontal, Dewatering Area | Switch,Speed-Low | Switch |  | SSL | http://www.toronto.ca/TWONTO#speed_switch
114855 | TAB-PLT-SSL-3800 | Switch, Speed, Low, Grit Receivings Conveyor 3800, Conveyor Area | TAB-PLT-CV-3800 | Conveyor, Shaftless Spiral, Horizontal, Dewatering Area | Switch,Speed-Low | Switch |  | SSL | http://www.toronto.ca/TWONTO#speed_switch
114856 | TAB-PLT-SSL-3900 | Switch, Speed, Low, Grit Receivings Conveyor 3900, Conveyor Area | TAB-PLT-CV-3900 | Conveyor, Shaftless Spiral, Horizontal, Dewatering Area | Switch,Speed-Low | Switch |  | SSL | http://www.toronto.ca/TWONTO#speed_switch
114857 | TAB-PLT-SSL-4000 | Switch, Speed, Low, Grit Outloading Conveyor 4000, Conveyor Area | TAB-PLT-CV-4000 | Conveyor, Shaftless Spiral, Horizontal, Loading Bay | Switch,Speed-Low | Switch |  | SSL | http://www.toronto.ca/TWONTO#speed_switch
114859 | TAB-PLT-SSL-4400 | Switch, Speed, Low, Screenings Receiving Conveyor 4400, Conveyor Area | TAB-PLT-CV-4300 | Conveyor, Shaftless Spiral, Horizontal, Loading Bay | Switch,Speed-Low | Switch |  | SSL | http://www.toronto.ca/TWONTO#speed_switch
114860 | TAB-PLT-SSL-4600 | Switch, Speed, Low, Screenings Receiving Conveyor 4600, Conveyor Area | TAB-PLT-CV-4600 | Conveyor, Shaftless Spiral, Horizontal, Dewatering Area | Switch,Speed-Low | Switch |  | SSL | http://www.toronto.ca/TWONTO#speed_switch
114861 | TAB-PLT-SSL-4700 | Switch, Speed, Low, Screenings Receiving Conveyor 4700, Conveyor Area | TAB-PLT-CV-4700 | Conveyor, Shaftless Spiral, Horizontal, Dewatering Area | Switch,Speed-Low | Switch |  | SSL | http://www.toronto.ca/TWONTO#speed_switch
115265 | TAB-PLT-WSH-0141 | Switch,weight, High, Screen 0141 | TAB-PLT-SC-0141 | Bar Screen #1 | Switch,Weight-High | Switch |  | WSH | http://www.toronto.ca/TWONTO#weight_switch
115266 | TAB-PLT-WSH-0241 | Switch,weight, High, Screen 0241 | TAB-PLT-SC-0241 | Bar Screen #2 | Switch,Weight-High | Switch |  | WSH | http://www.toronto.ca/TWONTO#weight_switch
115267 | TAB-PLT-WSH-0441 | Switch,weight, High, Screen 0441 | TAB-PLT-SC-0441 | Bar Screen #4 | Switch,Weight-High | Switch |  | WSH | http://www.toronto.ca/TWONTO#weight_switch
115268 | TAB-PLT-WSH-0541? | Switch,weight, High, Screen 0541 | TAB-SUSPENDED ENTITY | Suspended entities | Switch,Weight-High | Switch | 35892 | WSH | http://www.toronto.ca/TWONTO#weight_switch
115269 | TAB-PLT-WSH-0641? | Switch,weight, High, Screen 0641 | TAB-PLT-SC-0641? | Bar Screen #6 | Switch,Weight-High | Switch | 35893 | WSH | http://www.toronto.ca/TWONTO#weight_switch
115270 | TAB-PLT-WSH-0641? | Switch,weight, High, Screen 0641 | TAB-SUSPENDED ENTITY | Suspended entities | Switch,Weight-High | Switch | 35893 | WSH | http://www.toronto.ca/TWONTO#weight_switch
115419 | TAB-PRM-FSL-2200 | Switch ,Flow, Low, Seal Water to P-2200 | TAB-PRM-P-2200 | Pump, Scum, PST 3 & 4 | Switch,Flow | Switch |  | FSL | http://www.toronto.ca/TWONTO#flow_switch
115420 | TAB-PRM-FSL-2300 | Switch ,Flow, Low, Seal Water to P-2300 | TAB-PRM-P-2300 | Pump, Scum, PST 5 & 6 | Switch,Flow | Switch |  | FSL | http://www.toronto.ca/TWONTO#flow_switch
115421 | TAB-PRM-FSL-2501? | Switch ,Flow, Low,Seal water to Scum Pump p-2501 | TAB-PRM-P-2501? | Pump, Scum | Switch,Flow | Switch | 34240 | FSL | http://www.toronto.ca/TWONTO#flow_switch
115422 | TAB-PRM-FSL-2501? | Switch ,Flow, Low,Seal water to Scum Pump p-2501 | TAB-SUSPENDED ENTITY | Suspended entities | Switch,Flow | Switch | 34240 | FSL | http://www.toronto.ca/TWONTO#flow_switch
115423 | TAB-PRM-FSL-2502? | Switch ,Flow, Low,Seal water to Scum Pump P-2502 | TAB-PRM-P-2502? | Pump, Scum | Switch,Flow | Switch | 34239 | FSL | http://www.toronto.ca/TWONTO#flow_switch
115424 | TAB-PRM-FSL-2502? | Switch ,Flow, Low,Seal water to Scum Pump P-2502 | TAB-SUSPENDED ENTITY | Suspended entities | Switch,Flow | Switch | 34239 | FSL | http://www.toronto.ca/TWONTO#flow_switch
115425 | TAB-PRM-FSL-2602 | Switch ,Flow, Low,Seal water to Scum Pump P-2602 | TAB-PRM-P-2602 | Pump, Scum | Switch,Flow | Switch |  | FSL | http://www.toronto.ca/TWONTO#flow_switch
115426 | TAB-PRM-FSL-2701 | Switch ,Flow, Low,Seal water to Scum Pump P-2701 | TAB-PRM-P-2701 | Pump, Scum | Switch,Flow | Switch |  | FSL | http://www.toronto.ca/TWONTO#flow_switch
115427 | TAB-PRM-FSL-3302 | Switch ,Flow, Low,Seal water to Pump-3302 | TAB-PRM-P-3302 | Pump, Raw Sludge | Switch,Flow | Switch |  | FSL | http://www.toronto.ca/TWONTO#flow_switch
115428 | TAB-PRM-FSL-3601 | Switch, Flow Low, Raw Sludge Pump P-3601 Seal Water Line, Primary Gallery | TAB-PRM-P-3501 | Pump, , PRS from Primary Tank 0800, Primary Treatment, Sludge Pumping | Switch,Flow-Low | Switch |  | FSL | http://www.toronto.ca/TWONTO#flow_switch
115429 | TAB-PRM-FSL-3601 | Switch, Flow Low, Raw Sludge Pump P-3601 Seal Water Line, Primary Gallery | TAB-PRM-P-3601 | Pump, Centrifugal, PRS from Primary Tank 0900, Primary Treatment, Sludge Pumping | Switch,Flow-Low | Switch |  | FSL | http://www.toronto.ca/TWONTO#flow_switch
115430 | TAB-PRM-FSL-3601? | Switch ,Flow, Low,Seal water to Pump-3601 | TAB-PRM-P-3601? | Pump, Raw Sludge, Primary Tank 9 | Switch,Flow | Switch | 34198 | FSL | http://www.toronto.ca/TWONTO#flow_switch
115431 | TAB-PRM-FSL-3602 | Switch, Flow Low, Raw Sludge Pump P-3602 Seal Water Line, Primary Gallery | TAB-PRM-P-3602 | Pump, Centrifugal, PRS from Primary Tank 0900, Primary Treatment, Sludge Pumping | Switch,Flow-Low | Switch |  | FSL | http://www.toronto.ca/TWONTO#flow_switch
115432 | TAB-PRM-FSL-3602? | Switch ,Flow, Low,Seal water to Pump-3602 | TAB-PRM-P-3602? | Pump, Raw Sludge, Primary Tank 9 | Switch,Flow | Switch | 34199 | FSL | http://www.toronto.ca/TWONTO#flow_switch
115433 | TAB-PRM-FSL-3602? | Switch ,Flow, Low,Seal water to Pump-3602 | TAB-SUSPENDED ENTITY | Suspended entities | Switch,Flow | Switch | 34199 | FSL | http://www.toronto.ca/TWONTO#flow_switch
115434 | TAB-PRM-FSL-3701 | Switch ,Flow, Low,Seal water to Pump-3701 | TAB-PRM-P-3701 | Pump, Raw Sludge | Switch,Flow | Switch |  | FSL | http://www.toronto.ca/TWONTO#flow_switch
115435 | TAB-PRM-FSL-3801 | Switch ,Flow, Low,Seal water to Pump-3801 | TAB-PRM-P-3801 | Pump, Raw Sludge | Switch,Flow | Switch |  | FSL | http://www.toronto.ca/TWONTO#flow_switch
115436 | TAB-PRM-FSL-3802 | Switch ,Flow, Low,Seal water to Pump-3802 | TAB-PRM-P-3802 | Pump, Raw Sludge | Switch,Flow | Switch |  | FSL | http://www.toronto.ca/TWONTO#flow_switch
115437 | TAB-PRM-FSL-3901 | Switch ,Flow, Low,Seal water to Pump-3901 | TAB-PRM-P-3901 | Pump, Raw Sludge | Switch,Flow | Switch |  | FSL | http://www.toronto.ca/TWONTO#flow_switch
115438 | TAB-PRM-FSL-5002 | Switch ,Flow, Low,Hot Water Recirculation ,P-2201 | TAB-PRM-T-2200 | Hopper Scum - Primary Tank 3-4 | Switch,Flow | Switch |  | FSL | http://www.toronto.ca/TWONTO#flow_switch
115439 | TAB-PRM-FSL-5003 | Switch ,Flow, Low,Hot Water Recirculation ,P-2301 | TAB-PRM-P-2301 | Pump, Hot Water Recirculating | Switch,Flow | Switch |  | FSL | http://www.toronto.ca/TWONTO#flow_switch
115440 | TAB-PRM-FSL-5004 | Switch ,Flow, Low,Hot water to Tank -T-2400 | TAB-PRM-T-2400 | Hopper, Primary Tanks 7-9 Scum | Switch,Flow | Switch |  | FSL | http://www.toronto.ca/TWONTO#flow_switch
115441 | TAB-PRM-FSL-5005 | Switch ,Flow, Low,Hot Water Return, Scum Hopper T-2500 | TAB-SUSPENDED ENTITY | Suspended entities | Switch,Flow | Switch | 34241 | FSL | http://www.toronto.ca/TWONTO#flow_switch
115442 | TAB-PRM-FSL-5007 | Switch ,Flow, Low,Hot water to Tank -T-2700 | TAB-PRM-T-2700 | D Building - Hopper, Scum | Switch,Flow | Switch |  | FSL | http://www.toronto.ca/TWONTO#flow_switch
115443 | TAB-PRM-FSL-6501 | Switch ,Flow, Low,Water injection to Scum Pump 2100 | TAB-PRM-T-2100 | Hopper, Scum - Primary Tank 1-2 | Switch,Flow | Switch |  | FSL | http://www.toronto.ca/TWONTO#flow_switch
115444 | TAB-PRM-FSL-6505 | Switch ,Flow, Low,Flushing water to Pump-P-2401 | TAB-PRM-P-2401 | Pump, Positive Displacement , Primary Treatment, Scum Pumping, Primary Gallery | Switch,Flow | Switch |  | FSL | http://www.toronto.ca/TWONTO#flow_switch
115445 | TAB-PRM-FSL-6506 | Switch ,Flow, Low,Flushing water to Pump-P-2502 | TAB-PRM-P-2502? | Pump, Scum | Switch,Flow | Switch | 34242 | FSL | http://www.toronto.ca/TWONTO#flow_switch
115446 | TAB-PRM-FSL-6507 | Switch ,Flow, Low,Flushing water to Pump-P-2501 | TAB-PRM-P-2501? | Pump, Scum | Switch,Flow | Switch | 34243 | FSL | http://www.toronto.ca/TWONTO#flow_switch
115447 | TAB-PRM-FSL-6507 | Switch ,Flow, Low,Flushing water to Pump-P-2501 | TAB-SUSPENDED ENTITY | Suspended entities | Switch,Flow | Switch | 34243 | FSL | http://www.toronto.ca/TWONTO#flow_switch
115448 | TAB-PRM-FSL-6510 | Switch ,Flow, Low,Flushing water to Pump-P-2701 | TAB-PRM-P-2701 | Pump, Scum | Switch,Flow | Switch |  | FSL | http://www.toronto.ca/TWONTO#flow_switch
115449 | TAB-PRM-FSL-6511 | Switch ,Flow, Low,Flushing water to Pump-P-2702 | TAB-PRM-P-2702 | Pump, Scum | Switch,Flow | Switch |  | FSL | http://www.toronto.ca/TWONTO#flow_switch
115450 | TAB-PRM-FSL-7003 | Switch ,Flow, Low,Exhaust Air, FN7003 | TAB-PRM-T-2300 | Hopper, Scum - Primary Tank 5-6 | Switch,Flow | Switch |  | FSL | http://www.toronto.ca/TWONTO#flow_switch
115451 | TAB-PRM-FSL-7005 | Switch ,Flow, Low, Exhaust Fan- FN-7005 | TAB-PRM-FN-7005 | Fan, Exhaust (Primary Scum Air Process ) NEF-25 | Switch,Flow | Switch |  | FSL | http://www.toronto.ca/TWONTO#flow_switch
115452 | TAB-PRM-FSL-7006 | Switch ,Flow, Low, Exhaust Fan- FN-7006 | TAB-PRM-FN-7006 | Fan, Exhaust (Primary Scum Air Process) NEF -24 | Switch,Flow | Switch |  | FSL | http://www.toronto.ca/TWONTO#flow_switch
115453 | TAB-PRM-FSL-7008 | Switch ,Flow, Low, Exhaust Fan- FN-7008 | TAB-PRM-FN-7008 | Fan, Exhaust (Primary Scum Air Process) | Switch,Flow | Switch |  | FSL | http://www.toronto.ca/TWONTO#flow_switch
115480 | TAB-PRM-LSH-0462 | Switch, Level High, Coagulant Tank Storage Containment Area No.2, Grit Bldg., P Bldg. | TAB-PRM-T-0410 | Tank, Coagulant, CEPT Coagulant Dosing System, Grit Bldg., P Bldg. | Switch,Level-High | Switch |  | LSH | http://www.toronto.ca/TWONTO#level_switch
115484 | TAB-PRM-LSHH-0211 | Switch, Level High High, Polymer Mix/Hold Tank T-0210, Polymer Room, Old Screen Bldg., P Bldg. | TAB-PRM-T-0210 | Tank, Polymer Mix/Hold, Tank, Polymer Room, Old Screen Bldg., P Bldg. | Switch,Level-High-High | Switch |  | LSHH | http://www.toronto.ca/TWONTO#level_switch
115485 | TAB-PRM-LSHH-0221 | Switch, Level High High, Polymer Mix/Hold Tank T-0220, Polymer Room, Old Screen Bldg., P Bldg. | TAB-PRM-T-0220 | Tank, Polymer Mix/Hold, Tank, Polymer Room, Old Screen Bldg., P Bldg. | Switch,Level-High-High | Switch |  | LSHH | http://www.toronto.ca/TWONTO#level_switch
115486 | TAB-PRM-LSHH-0412 | Switch, Level High High, CEPT Coagulant Tank T-0410, Grit Bldg., P Bldg. | TAB-PRM-T-0410 | Tank, Coagulant, CEPT Coagulant Dosing System, Grit Bldg., P Bldg. | Switch,Level-High-High | Switch |  | LSHH | http://www.toronto.ca/TWONTO#level_switch
115487 | TAB-PRM-LSHH-0432 | Switch, Level High High, CEPT Coagulant Tank T-0430, Grit Bldg., P Bldg. | TAB-PRM-T-0430 | Tank, Coagulant, CEPT Coagulant Dosing System, Grit Bldg., P Bldg. | Switch,Level-High-High | Switch |  | LSHH | http://www.toronto.ca/TWONTO#level_switch
115488 | TAB-PRM-LSHH-0442 | Switch, Level High High, CEPT Coagulant Tank T-0440, Grit Bldg., P Bldg. | TAB-PRM-T-0440 | Tank, Coagulant, CEPT Coagulant Dosing System, Grit Bldg., P Bldg. | Switch,Level-High-High | Switch |  | LSHH | http://www.toronto.ca/TWONTO#level_switch
115489 | TAB-PRM-LSHH-0452 | Switch, Level High, High, Coagulant Tank Storage Containment Area No.1, Grit Bldg., P Bldg. | TAB-PRM-T-0410 | Tank, Coagulant, CEPT Coagulant Dosing System, Grit Bldg., P Bldg. | Switch,Level-High-High | Switch |  | LSHH | http://www.toronto.ca/TWONTO#level_switch
115490 | TAB-PRM-LSHH-0511 | Switch, Level High High, Coagulant Tank Storage Containment Area No.1 Sump, Grit Bldg., P Bldg. | TAB-PRM-P-0510 | Pump, Submersible, Portable, Sump, Coagulant Tank Containment Area No. 1, Grit Bldg., P Bldg. | Switch,Level-High-High | Switch |  | LSHH | http://www.toronto.ca/TWONTO#level_switch
115491 | TAB-PRM-LSHH-8070 | Switch, Level High-High, Primary Tanks, P.S #2, Basement, Scum Pump Room | TAB-PRM-P-8070 | Pump, Sump |  | Switch |  | LSHH | http://www.toronto.ca/TWONTO#level_switch
115492 | TAB-PRM-LSHH-8071 | Switch, Level High-High, Primary Tanks, P.S #3, Basement, Sludge Pump Room | TAB-PRM-P-8071 | Pump, Sump |  | Switch |  | LSHH | http://www.toronto.ca/TWONTO#level_switch
115493 | TAB-PRM-LSHH-8072 | Switch, Level High-High, Primary Tanks, P.S #3, Basement, Scum Pump Room | TAB-PRM-P-8072 | Pump, Sump |  | Switch |  | LSHH | http://www.toronto.ca/TWONTO#level_switch
115494 | TAB-PRM-LSL-0111 | Switch, Level Low, Polymer Bag System FD-0111, Polymer Room, Old Screen Bldg., P Bldg. | TAB-PRM-T-0110 | Tank, Polymer Make-Up, Polymer Room, Old Screen Bldg., P Bldg. | Switch,Level-Low | Switch |  | LSL | http://www.toronto.ca/TWONTO#level_switch
115551 | TAB-PRM-PSH-0321 | Switch, Pressure High, Polymer Feed Pump P-0320, Polymer Room, Old Screen Bldg., P Bldg. | TAB-PRM-P-0320 | Pump, Polymer Feed, Positive Displacement, Polymer Room, Old Screen Bldg., P Bldg. | Switch,Pressure-High | Switch |  | PSH | http://www.toronto.ca/TWONTO#pressure_switch
115552 | TAB-PRM-PSH-0331 | Switch, Pressure High, Polymer Feed Pump P-0330, Polymer Room, Old Screen Bldg., P Bldg. | TAB-PRM-P-0330 | Pump, Polymer Feed, Positive Displacement, Polymer Room, Old Screen Bldg., P Bldg. | Switch,Pressure-High | Switch |  | PSH | http://www.toronto.ca/TWONTO#pressure_switch
115553 | TAB-PRM-PSH-0341 | Switch, Pressure High, Polymer Feed Pump P-0340, Polymer Room, Old Screen Bldg., P Bldg. | TAB-PRM-P-0340 | Pump, Polymer Feed, Positive Displacement, Polymer Room, Old Screen Bldg., P Bldg. | Switch,Pressure-High | Switch |  | PSH | http://www.toronto.ca/TWONTO#pressure_switch
115554 | TAB-PRM-PSH-0351 | Switch, Pressure High, Polymer Feed Pump P-0350, Polymer Room, Old Screen Bldg., P Bldg. | TAB-PRM-P-0350 | Pump, Polymer Feed, Positive Displacement, Polymer Room, Old Screen Bldg., P Bldg. | Switch,Pressure-High | Switch |  | PSH | http://www.toronto.ca/TWONTO#pressure_switch
115555 | TAB-PRM-PSH-2100 | Switch Pressure,High,Scum Pump-2100 | TAB-PRM-P-2100 | Pump, Scum, PST 1 & 2 | Switch,Pressure | Switch |  | PSH | http://www.toronto.ca/TWONTO#pressure_switch
115556 | TAB-PRM-PSH-2401 | Switch, Pressure,High, Scum Pump P-2401 Discharge | TAB-PRM-P-2401 | Pump, Positive Displacement , Primary Treatment, Scum Pumping, Primary Gallery | Switch,Pressure | Switch |  | PSH | http://www.toronto.ca/TWONTO#pressure_switch
115558 | TAB-PRM-PSH-2502? | Switch Pressure,High, Pump-2502 Discharge | TAB-SUSPENDED ENTITY | Suspended entities | Switch,Pressure | Switch | 34234 | PSH | http://www.toronto.ca/TWONTO#pressure_switch
115559 | TAB-PRM-PSH-2601 | Switch Pressure,High, Pump-2601 Discharge | TAB-PRM-P-2601 | Pump, Scum | Switch,Pressure | Switch |  | PSH | http://www.toronto.ca/TWONTO#pressure_switch
115560 | TAB-PRM-PSH-2702 | Switch, High Pressure, Scum Pump 2702 Discharge | TAB-PRM-P-2702 | Pump, Scum | Switch,Pressure | Switch |  | PSH | http://www.toronto.ca/TWONTO#pressure_switch
115561 | TAB-PRM-PSL-2100A | Switch Pressure,Low,Suction side of Pump-2100 | TAB-PRM-P-2100 | Pump, Scum, PST 1 & 2 | Switch,Pressure | Switch |  | PSL | http://www.toronto.ca/TWONTO#pressure_switch
115562 | TAB-PRM-PSL-2200A | Switch Pressure,Low,Suction side of Pump-2200 | TAB-PRM-P-2200 | Pump, Scum, PST 3 & 4 | Switch,Pressure | Switch |  | PSL | http://www.toronto.ca/TWONTO#pressure_switch
115563 | TAB-PRM-PSL-2300A | Switch Pressure,Low,Suction side of Pump-2200 | TAB-PRM-P-2300 | Pump, Scum, PST 5 & 6 | Switch,Pressure | Switch |  | PSL | http://www.toronto.ca/TWONTO#pressure_switch
115564 | TAB-PRM-PSL-2402 | Switch Pressure,Low, Scum Pump-2402 Suction | TAB-PRM-P-2402 | Pump, Positive Displacement , Primary Treatment, Scum Pumping, Primary Gallery | Switch,Pressure | Switch |  | PSL | http://www.toronto.ca/TWONTO#pressure_switch
115565 | TAB-PRM-PSL-2701 | Switch Pressure,Low, Pump-2701 Suction | TAB-PRM-P-2701 | Pump, Scum | Switch,Pressure | Switch |  | PSL | http://www.toronto.ca/TWONTO#pressure_switch
115566 | TAB-PRM-PSL-3402 | Switch, Pressure Low, Primary Sludge, Pump P-3402 Suction, Primary Tank, T-0700 Gallery | TAB-PRM-P-3401 | Pump, PRS from Primary Tank 0700, Primary Treatment, Sludge Pumping | Switch,Pressure-Low | Switch |  | PSL | http://www.toronto.ca/TWONTO#pressure_switch
115568 | TAB-PRM-PSL-3602 | Switch, Pressure Low, Primary Sludge, Pump P-3602 Suction, Primary Tank, T-0900 Gallery | TAB-PRM-P-3602 | Pump, Centrifugal, PRS from Primary Tank 0900, Primary Treatment, Sludge Pumping | Switch,Pressure-Low | Switch |  | PSL | http://www.toronto.ca/TWONTO#pressure_switch
115569 | TAB-PRM-PSL-4100 | Switch,Pressure, Low | TAB-PRM-P-4100 | Pump, Density, Primary Sludge Line2 | Switch,Pressure-Low | Switch |  | PSL | http://www.toronto.ca/TWONTO#pressure_switch
115570 | TAB-PRM-PSL-7001 | Switch Pressure,Low ,Exhaust Fan FN-7002 | TAB-PRM-T-2200 | Hopper Scum - Primary Tank 3-4 | Switch,Pressure | Switch |  | PSL | http://www.toronto.ca/TWONTO#pressure_switch
115571 | TAB-PRM-PSL-7002 | Switch Pressure,Low ,Exhaust Fan FN-7002 | TAB-PRM-T-2200 | Hopper Scum - Primary Tank 3-4 | Switch,Pressure | Switch |  | PSL | http://www.toronto.ca/TWONTO#pressure_switch
115572 | TAB-PRM-PSL-7007 | Switch Pressure,Low,Fan-FN 7007 | TAB-PRM-FN-7007 | Fan, Exhaust (Primary Scum Air Process) | Switch,Pressure | Switch |  | PSL | http://www.toronto.ca/TWONTO#pressure_switch
115573 | TAB-PRM-PSL-7008 | Switch Pressure,Low,Fan-FN 7007 | TAB-PRM-FN-7008 | Fan, Exhaust (Primary Scum Air Process) | Switch,Pressure | Switch |  | PSL | http://www.toronto.ca/TWONTO#pressure_switch
115613 | TAB-PRM-TSH-0350 | Switch, Temperature High, Polymer Feed Pump P-0350, Polymer Room, Old Screen Bldg., P Bldg. | TAB-PRM-P-0350 | Pump, Polymer Feed, Positive Displacement, Polymer Room, Old Screen Bldg., P Bldg. | Switch,Temperature-High | Switch |  | TSH | http://www.toronto.ca/TWONTO#temperature_switch
115614 | TAB-PRM-TSH-0360 | Switch, Temperature High, Polymer Feed Pump P-0360, Polymer Room, Old Screen Bldg., P Bldg. | TAB-PRM-P-0360 | Pump, Polymer Feed, Positive Displacement, Polymer Room, Old Screen Bldg., P Bldg. | Switch,Temperature-High | Switch |  | TSH | http://www.toronto.ca/TWONTO#temperature_switch
116108 | TAB-PRS-LS-8099 | Switch, Level,Sump Pit | TAB-PRS-P-8099 | Pump, Sump-GX3002A | Switch,Level | Switch |  | LS | http://www.toronto.ca/TWONTO#level_switch
116109 | TAB-PRS-LSH-0401 | Switch, Level-High, Containment Sump | TAB-PRS-T-0401 | Containment Sump, Miscellaneous Process | Switch,Level-High | Switch |  | LSH | http://www.toronto.ca/TWONTO#level_switch
116110 | TAB-PRS-LSH-0990 | Switch, Level, High, Chemical Containment Area, Ferrous Chloride Room | TAB-PRS-T-0990 | Tank, Ferrous Chloride, D Building | Switch,Level-High | Switch |  | LSH | http://www.toronto.ca/TWONTO#level_switch
116111 | TAB-PRS-LSH-2002 | Switch, Level-High, Chemical Storage Tank Containment, West Chemical Storage Tanks | TAB-PRS-T-FECL2 | Ferrous Chloride Tanks & Valves | Switch,Level-High | Switch |  | LSH | http://www.toronto.ca/TWONTO#level_switch
116112 | TAB-PRS-LSH-3001 | Switch, High, Chemical Dosing Containment Area, Secondary Dosing | TAB-PRS-T-FECL2 | Ferrous Chloride Tanks & Valves | Switch,Level-High | Switch |  | LSH | http://www.toronto.ca/TWONTO#level_switch
116113 | TAB-PRS-LSHH-0401 | Switch, Level-High-High, Containment Sump | TAB-PRS-T-0401 | Containment Sump, Miscellaneous Process | Switch,Level-High-High | Switch |  | LSHH | http://www.toronto.ca/TWONTO#level_switch
116114 | TAB-PRS-LSHH-0413 | Switch, Level High High, Sanitary Sump | TAB-PRS-P-0413 | Pump, Submersible, Sanitary Sump , Middle of the 'J' tunnel between PRS Building and RAS gallery | Switch,Level-High-High | Switch |  | LSHH | http://www.toronto.ca/TWONTO#level_switch
116116 | TAB-PRS-LSHH-8099 | Switch, Level High-High, Chemical Gallery, North-East Sump | TAB-PRS-P-8099 | Pump, Sump-GX3002A |  | Switch |  | LSHH | http://www.toronto.ca/TWONTO#level_switch
116117 | TAB-PRS-LSL-1002 | Switch,Level -Low,Ferrous Chloride,Tank 1001 | TAB-SUSPENDED ENTITY | Suspended entities | Switch,Level | Switch | 34509 | LSL | http://www.toronto.ca/TWONTO#level_switch
116184 | TAB-PRS-PSH-0303 | Switch,Pressure,High,Pump 0303 | TAB-PRS-P-0303 | Pump, Transfer, Chemical Gallery (Stand By) | Switch,Pressure | Switch |  | PSH | http://www.toronto.ca/TWONTO#pressure_switch
116185 | TAB-PRS-PSH-0402 | Switch, Pressure-High, Containment Sump | TAB-PRS-P-0402 | Pump, Sump, Containment Sump | Switch,Pressure-High | Switch |  | PSH | http://www.toronto.ca/TWONTO#pressure_switch
116186 | TAB-PRS-PSH-1003 | Switch, Pressure-High, Chemical Discharge, Rail Car Unloading | TAB-PRS-VEH-1010SUS | Rail Car, Chemical Storage | Switch,Pressure-High | Switch |  | PSH | http://www.toronto.ca/TWONTO#pressure_switch
116187 | TAB-PRS-PSH-3020 | Switch, Pressure-High, Chemical Dosing Pump, Secondary Dosing | TAB-PRS-P-3020 | Pump, Chemical Dosing, Secondary Dosing | Switch,Pressure-High | Switch |  | PSH | http://www.toronto.ca/TWONTO#pressure_switch
116188 | TAB-PRS-PSH-3030 | Switch, Pressure-High, Chemical Dosing Pump, Secondary Dosing | TAB-PRS-P-3030 | Pump, Chemical Dosing, Secondary Dosing | Switch,Pressure-High | Switch |  | PSH | http://www.toronto.ca/TWONTO#pressure_switch
116189 | TAB-PRS-PSH-3110 | Switch, Pressure-High,Chemical Dosing Pump, Secondary Dosing | TAB-PRS-P-3030 | Pump, Chemical Dosing, Secondary Dosing | Switch,Pressure-High | Switch |  | PSH | http://www.toronto.ca/TWONTO#pressure_switch
116190 | TAB-PRS-PSH-3120 | Switch, Pressure-High,Chemical Dosing Pump, Secondary Dosing | TAB-PRS-P-3120 | Pump, Chemical Dosing, Secondary Dosing | Switch,Pressure-High | Switch |  | PSH | http://www.toronto.ca/TWONTO#pressure_switch
116191 | TAB-PRS-PSH-3130 | Switch, Pressure-High,Chemical Dosing Pump, Secondary Dosing | TAB-PRS-P-3130 | Pump, Chemical Dosing, Secondary Dosing | Switch,Pressure-High | Switch |  | PSH | http://www.toronto.ca/TWONTO#pressure_switch
116192 | TAB-PRS-PSH-3140 | Switch, Pressure-High,Chemical Dosing Pump, Secondary Dosing | TAB-PRS-P-3130 | Pump, Chemical Dosing, Secondary Dosing | Switch,Pressure-High | Switch |  | PSH | http://www.toronto.ca/TWONTO#pressure_switch
116193 | TAB-PRS-PSH-3140 | Switch, Pressure-High,Chemical Dosing Pump, Secondary Dosing | TAB-PRS-P-3140 | Pump, Chemical Dosing, Secondary Dosing | Switch,Pressure-High | Switch |  | PSH | http://www.toronto.ca/TWONTO#pressure_switch
116194 | TAB-PRS-PSH-3210 | Switch, Pressure-High, Chemical Dosing Pump, Secondary Dosing | TAB-PRS-P-3130 | Pump, Chemical Dosing, Secondary Dosing | Switch,Pressure-High | Switch |  | PSH | http://www.toronto.ca/TWONTO#pressure_switch
116195 | TAB-PRS-PSH-3210 | Switch, Pressure-High, Chemical Dosing Pump, Secondary Dosing | TAB-PRS-P-3210 | Pump, Chemical Dosing, Secondary Dosing | Switch,Pressure-High | Switch |  | PSH | http://www.toronto.ca/TWONTO#pressure_switch
116196 | TAB-PRS-PSH-3220 | Switch, Pressure-High, Chemical Dosing Pump, Secondary Dosing | TAB-PRS-P-3210 | Pump, Chemical Dosing, Secondary Dosing | Switch,Pressure-High | Switch |  | PSH | http://www.toronto.ca/TWONTO#pressure_switch
116197 | TAB-PRS-PSH-3220 | Switch, Pressure-High, Chemical Dosing Pump, Secondary Dosing | TAB-PRS-P-3220 | Pump, Chemical Dosing, Secondary Dosing | Switch,Pressure-High | Switch |  | PSH | http://www.toronto.ca/TWONTO#pressure_switch
116198 | TAB-PRS-PSH-3230 | Switch, Pressure-High, Chemical Dosing Pump, Secondary Dosing | TAB-PRS-P-3230 | Pump, Chemical Dosing, Secondary Dosing | Switch,Pressure-High | Switch |  | PSH | http://www.toronto.ca/TWONTO#pressure_switch
116199 | TAB-PRS-PSH-3240 | Switch, Pressure-High, Chemical Dosing Pump, Secondary Dosing | TAB-PRS-P-3240 | Pump, Chemical Dosing, Secondary Dosing | Switch,Pressure-High | Switch |  | PSH | http://www.toronto.ca/TWONTO#pressure_switch
116200 | TAB-PRS-PSH-3310 | Switch, Pressure-High, Chemical Dosing Pump, Secondary Dosing | TAB-PRS-P-3310 | Pump, Chemical Dosing, Secondary Dosing | Switch,Pressure-High | Switch |  | PSH | http://www.toronto.ca/TWONTO#pressure_switch
116201 | TAB-PRS-PSH-3330 | Switch, Pressure-High, Chemical Dosing Pump, Secondary Dosing | TAB-PRS-P-3320 | Pump, Chemical Dosing, Secondary Dosing | Switch,Pressure-High | Switch |  | PSH | http://www.toronto.ca/TWONTO#pressure_switch
116202 | TAB-PRS-PSH-4020 | Switch, Pressure-High, Primary Transfer Pump | TAB-PRS-P-4020 | Pump, Primary Transfer | Switch,Pressure-High | Switch |  | PSH | http://www.toronto.ca/TWONTO#pressure_switch
116203 | TAB-PRS-PSL-1001 | Switch, Pressure-Low, Air Inlet, Rail Car Unloading | TAB-PRS-C | Air Compressors & Receiver/ Unloading Station | Switch,Pressure-Low | Switch |  | PSL | http://www.toronto.ca/TWONTO#pressure_switch
116204 | TAB-PRS-PSL-1001 | Switch, Pressure-Low, Air Inlet, Rail Car Unloading | TAB-PRS-VEH-1010SUS | Rail Car, Chemical Storage | Switch,Pressure-Low | Switch |  | PSL | http://www.toronto.ca/TWONTO#pressure_switch
116205 | TAB-PRS-PSL-3010 | Switch, Pressure-Low, Chemical Dosing Pump, Secondary Dosing | TAB-PRS-P-3010 | Pump, Chemical Dosing, Secondary Dosing | Switch,Pressure-Low | Switch |  | PSL | http://www.toronto.ca/TWONTO#pressure_switch
116206 | TAB-PRS-PSL-3130 | Switch, Pressure-Low,Chemical Dosing Pump, Secondary Dosing | TAB-PRS-P-3130 | Pump, Chemical Dosing, Secondary Dosing | Switch,Pressure-Low | Switch |  | PSL | http://www.toronto.ca/TWONTO#pressure_switch
116207 | TAB-PRS-PSL-3140 | Switch, Pressure-Low,Chemical Dosing Pump, Secondary Dosing | TAB-PRS-P-3140 | Pump, Chemical Dosing, Secondary Dosing | Switch,Pressure-Low | Switch |  | PSL | http://www.toronto.ca/TWONTO#pressure_switch
116208 | TAB-PRS-PSL-3320 | Switch, Pressure-Low, Chemical Dosing Pump, Secondary Dosing | TAB-PRS-P-3320 | Pump, Chemical Dosing, Secondary Dosing | Switch,Pressure-Low | Switch |  | PSL | http://www.toronto.ca/TWONTO#pressure_switch
116209 | TAB-PRS-PSL-4030 | Switch, Pressure-Low, Primary Transfer Pump | TAB-PRS-P-4030 | Pump, Primary Transfer | Switch,Pressure-Low | Switch |  | PSL | http://www.toronto.ca/TWONTO#pressure_switch
116538 | TAB-PRS-ZSH-0116 | Switch, Valve Position Open, Truck Unloading Drain Valve | TAB-PRS-INQ | Instrumentation Equipment | Switch,Position-High | Switch | 46106 | ZSH | http://www.toronto.ca/TWONTO#position_switch
116539 | TAB-PRS-ZSH-0116 | Switch, Valve Position Open, Truck Unloading Drain Valve | TAB-PRS-V-0116? | Valve, Inlet Immediate from Rail Car #3 | Switch,Position-High | Switch | 46106 | ZSH | http://www.toronto.ca/TWONTO#position_switch
116540 | TAB-PRS-ZSH-0117 | Switch, Valve Position Open, Truck Unloading Drain Valve | TAB-PRS-V-0117 | Valve, Ball, Drain, Truck Unloading line | Switch,Position-High | Switch |  | ZSH | http://www.toronto.ca/TWONTO#position_switch
116621 | TAB-PWA-FSL-1001 | Switch,Flow,Low | TAB-PWA-F-1001 | Filter, Plant Water, Gas Control Building | Switch,Flow-Low | Switch |  | FSL | http://www.toronto.ca/TWONTO#flow_switch
116622 | TAB-PWA-FSL-1002 | Switch,Flow, Low | TAB-PWA-F-1001 | Filter, Plant Water, Gas Control Building | Switch,Flow-Low | Switch |  | FSL | http://www.toronto.ca/TWONTO#flow_switch
116644 | TAB-PWA-LS-5146 | Switch, Level | TAB-PWA-P-5146 | Pump, Gutter Drain Sump | Switch,Level | Switch |  | LS | http://www.toronto.ca/TWONTO#level_switch
116645 | TAB-PWA-LS-5148 | Switch, Level | TAB-PWA-P-5148 | Pump, Gutter Drain Sump | Switch,Level | Switch |  | LS | http://www.toronto.ca/TWONTO#level_switch
116646 | TAB-PWA-LSH-5101 | Switch,Level High,Washwater Sump, Plant Water Pumping | TAB-PWA-P-5100 | Pump,Submersible,Washwater Sump, Plant Water Pumping | Switch,Level-High | Switch |  | LSH | http://www.toronto.ca/TWONTO#level_switch
116647 | TAB-PWA-LSH-5140 | Switch, Level,High | TAB-PWA-P-5140 | Pump, Sump | Switch,Level | Switch |  | LSH | http://www.toronto.ca/TWONTO#level_switch
116648 | TAB-PWA-LSH-5141 | Switch, Level,High | TAB-PWA-P-5141 | Pump, Sump | Switch,Level | Switch |  | LSH | http://www.toronto.ca/TWONTO#level_switch
116649 | TAB-PWA-LSH-5144 | Switch, Level,High | TAB-PWA-P-5144 | Pump, Sanitary Sump | Switch,Level | Switch |  | LSH | http://www.toronto.ca/TWONTO#level_switch
116650 | TAB-PWA-LSH-5146 | Switch, Level,High | TAB-PWA-P-5146 | Pump, Gutter Drain Sump | Switch,Level | Switch |  | LSH | http://www.toronto.ca/TWONTO#level_switch
116651 | TAB-PWA-LSH-5147 | Switch, Level,High | TAB-PWA-P-5147 | Pump, Gutter Drain Sump | Switch,Level | Switch |  | LSH | http://www.toronto.ca/TWONTO#level_switch
116652 | TAB-PWA-LSHH-5135 | Switch, Level High-High, Plant Water Bldg, Seawall Tunnel, Digester 13-16 Entrance | TAB-PWA-P-5139 | Pump, Sump, Seawall Tunnel E, near Dig 13-16 |  | Switch |  | LSHH | http://www.toronto.ca/TWONTO#level_switch
116653 | TAB-PWA-LSHH-5139 | Switch, Level High-High, Plant Water Bldg, Basement, South Sump | TAB-PWA-P-5144 | Pump, Sanitary Sump |  | Switch |  | LSHH | http://www.toronto.ca/TWONTO#level_switch
116654 | TAB-PWA-LSHH-5141 | Switch, Level High-High, Plant Water Bldg, Basement, East Sump | TAB-PWA-P-5141 | Pump, Sump |  | Switch |  | LSHH | http://www.toronto.ca/TWONTO#level_switch
116655 | TAB-PWA-LSHH-5143 | Switch, Level High-High, Plant Water Bldg, Basement, West Sump | TAB-PWA-P-5143 | Pump, Sump |  | Switch |  | LSHH | http://www.toronto.ca/TWONTO#level_switch
116656 | TAB-PWA-LSHH-5145 | Switch, Level High-High, Plant Water Bldg, Main Floor, East Sump | TAB-PWA-P-5145 | Pump, Sanitary Sump |  | Switch |  | LSHH | http://www.toronto.ca/TWONTO#level_switch
116657 | TAB-PWA-LSL-5101 | Switch,Level Low,Washwater Sump, Plant Water Pumping | TAB-PWA-P-5100 | Pump,Submersible,Washwater Sump, Plant Water Pumping | Switch,Level-Low | Switch |  | LSL | http://www.toronto.ca/TWONTO#level_switch
116658 | TAB-PWA-LSLL-5121 | Switch,Level Low Low,Washwater Sump, Plant Water Pumping | TAB-PWA-P-5120 | Pump,Submersible,Washwater Sump, Plant Water Pumping | Switch,Level-Low-Low | Switch |  | LSLL | http://www.toronto.ca/TWONTO#level_switch
116695 | TAB-PWA-PDSH-2610 | Switch, Pressure Differential, Strainer | TAB-PWA-STR-2610 | Strainer, Automatic, Pump Discharge, Plant Water Pumping | Switch,Pressure | Switch |  | PDSH | http://www.toronto.ca/TWONTO#pressure_switch
116696 | TAB-PWA-PDSH-2630 | Switch, Pressure Differential, Strainer | TAB-PWA-STR-2630 | Strainer, Automatic, Pump Discharge, Plant Water Pumping | Switch,Pressure | Switch |  | PDSH | http://www.toronto.ca/TWONTO#pressure_switch
116697 | TAB-PWA-PDSH-2650 | Switch, Pressure Differential, Strainer | TAB-PWA-STR-2650 | Strainer, Automatic, Pump Discharge, Plant Water Pumping | Switch,Pressure | Switch |  | PDSH | http://www.toronto.ca/TWONTO#pressure_switch
116704 | TAB-PWA-PSH-0090 | Switch,Pressure,High | TAB-PWA-P-0090 | Pump, Chiller Cir. | Switch,Pressure-High | Switch |  | PSH | http://www.toronto.ca/TWONTO#pressure_switch
116707 | TAB-PWA-PSH-2702 | Switch, Pressure, High | TAB-DIS-NAOCL | Disinfection - Sodium Hypochlorite | Switch,Pressure-High | Switch |  | PSH | http://www.toronto.ca/TWONTO#pressure_switch
116708 | TAB-PWA-PSH-2703 | Switch, Pressure, High | TAB-DIS-NAOCL | Disinfection - Sodium Hypochlorite | Switch,Pressure-High | Switch |  | PSH | http://www.toronto.ca/TWONTO#pressure_switch
116709 | TAB-PWA-PSH-2704 | Switch, Pressure, High | TAB-DIS-NAOCL | Disinfection - Sodium Hypochlorite | Switch,Pressure-High | Switch |  | PSH | http://www.toronto.ca/TWONTO#pressure_switch
116710 | TAB-PWA-PSL-0555 | Switch, Pressure-Low, Plant Water Process Piping | TAB-PWA-P-0555 | Pump, Effluent, Filtered, Plant Water | Switch,Pressure-High | Switch |  | PSL | http://www.toronto.ca/TWONTO#pressure_switch
117147 | TAB-RSP- LSL-1211 | Switch, Level-Low, Bearing Lubrication Oil System Tank T-1211, T-Building | TAB-RSP-T-1211 | Tank, Oil, Raw Sewage Pump #1 Bearing Lubrication System |  | Switch |  |  | http://www.toronto.ca/TWONTO#level_switch
117193 | TAB-RSP-FSL-1031 | Switch ,Flow, Low,Exhaust Air, T Bldg. Odour Control Unit | TAB-RSP-SB-1030 | Carbon Scrubber, T Bldg | Switch,Flow | Switch |  | FSL | http://www.toronto.ca/TWONTO#flow_switch
117194 | TAB-RSP-FSL-1210 | Flow Switch, Low,Coolingl Water, Motor Brg.,Raw Sewage Pump #1 | TAB-RSP-P-1210 | Pump,Raw Sewage Transfer #1 | Switch,Flow | Switch |  | FSL | http://www.toronto.ca/TWONTO#flow_switch
117195 | TAB-RSP-FSL-1211C | Flow Switch, Low, Lubrication Oil Skid #1, Raw Sewage Pump #1 | TAB-RSP-P-1210 | Pump,Raw Sewage Transfer #1 |  | Switch |  | FSL | http://www.toronto.ca/TWONTO#flow_switch
117196 | TAB-RSP-FSL-1211D | Flow Switch, Low, Cooling Water Supply to Heat Exchanger | TAB-RSP-P-1210 | Pump,Raw Sewage Transfer #1 | Switch,Flow | Switch |  | FSL | http://www.toronto.ca/TWONTO#flow_switch
117198 | TAB-RSP-FSL-1231 | Flow Switch, Low, LOR.,Raw Sewage Pump #3 | TAB-RSP-P-1230 | Pump,Raw Sewage Transfer #3 | Switch,Flow | Switch |  | FSL | http://www.toronto.ca/TWONTO#flow_switch
117199 | TAB-RSP-FSL-1231D | Flow Switch, Low, Cooling Water Supply to Heat Exchanger | TAB-RSP-P-1230 | Pump,Raw Sewage Transfer #3 | Switch,Flow | Switch |  | FSL | http://www.toronto.ca/TWONTO#flow_switch
117200 | TAB-RSP-FSL-1240 | Flow Switch, Low,Coolingl Water, Motor Brg.,Raw Sewage Pump #4 | TAB-RSP-P-1240 | Pump,Raw Sewage Transfer #4 | Switch,Flow | Switch |  | FSL | http://www.toronto.ca/TWONTO#flow_switch
117202 | TAB-RSP-FSL-1241 | Flow Switch, Low, LOR.,Raw Sewage Pump #4 | TAB-RSP-P-1240 | Pump,Raw Sewage Transfer #4 | Switch,Flow | Switch |  | FSL | http://www.toronto.ca/TWONTO#flow_switch
117203 | TAB-RSP-FSL-1250 | Flow Switch, Low,Cooling Water, Raw Sewage Pump #5 Motor | TAB-RSP-P-1250 | Pump,Raw Sewage Transfer #5 | Switch,Flow | Switch |  | FSL | http://www.toronto.ca/TWONTO#flow_switch
117205 | TAB-RSP-FSL-1251 | Flow Switch, Low, LOR.,Raw Sewage Pump #5 | TAB-RSP-P-1250 | Pump,Raw Sewage Transfer #5 | Switch,Flow | Switch |  | FSL | http://www.toronto.ca/TWONTO#flow_switch
117206 | TAB-RSP-FSL-2001 | Switch ,Flow, Low Alarm, Intake Air, M Bldg. Odour Control Unit | TAB-RSP-SB-2000 | Carbon Scrubber, M Bldg | Switch,Flow | Switch |  | FSL | http://www.toronto.ca/TWONTO#flow_switch
117208 | TAB-RSP-FSL-2205 | Flow Switch, Low,Seal Water, Raw Sewage Pump P-2205 | TAB-RSP-P-2205 | Pump, Raw Sewage #5 | Switch,Flow | Switch |  | FSL | http://www.toronto.ca/TWONTO#flow_switch
117209 | TAB-RSP-FSL-2207 | Flow Switch, Low,Seal Water, Raw Sewage Pump P-2207 | TAB-RSP-P-2207 | Pump, Raw Sewage #7 | Switch,Flow | Switch |  | FSL | http://www.toronto.ca/TWONTO#flow_switch
117210 | TAB-RSP-FSL-2209 | Flow Switch, Low,Seal Water, Raw Sewage Pump P-2209 | TAB-RSP-P-2209 | Pump, Raw Sewage #9 | Switch,Flow | Switch |  | FSL | http://www.toronto.ca/TWONTO#flow_switch
117211 | TAB-RSP-FSL-2210 | Flow Switch, Low,Seal Water, Raw Sewage Pump P-2210 | TAB-RSP-P-2210 | Pump, Raw Sewage #10 | Switch,Flow | Switch |  | FSL | http://www.toronto.ca/TWONTO#flow_switch
117212 | TAB-RSP-FSL-3002 | Flow Switch Low Alarm, Odour Control Discharge | TAB-RSP-FN-3002 | M building - Fan, OCU 5-1 | Switch,Flow | Switch |  | FSL | http://www.toronto.ca/TWONTO#flow_switch
117213 | TAB-RSP-FSL-4001 | Flow Switch Low Alarm, Odour Control Discharge | TAB-RSP-FN-4001 | T Building - Fan, Exhaust | Switch,Flow | Switch |  | FSL | http://www.toronto.ca/TWONTO#flow_switch
117271 | TAB-RSP-LSH-5133 | Switch, Level High, 'T' Bldg, Level B4, Elevator Stairs | TAB-RSP-P-5133 | Pump, Sump, T Bldg, Level B4, Elevator Stairs |  | Switch |  | LSH | http://www.toronto.ca/TWONTO#level_switch
117272 | TAB-RSP-LSH-8057 | Switch, Level-High, Dry Well Sump, M-Building | TAB-RSP-P-8057 | Pump, Centrifugal, Dry Well Sump, M-Building |  | Switch |  | LSH | http://www.toronto.ca/TWONTO#level_switch
117273 | TAB-RSP-LSH-8057A | Switch, Level High, 'M' Bldg, Low Level Pump Room | TAB-RSP-P-8057 | Pump, Centrifugal, Dry Well Sump, M-Building |  | Switch |  | LSH | http://www.toronto.ca/TWONTO#level_switch
117274 | TAB-RSP-LSHH-8056 | Switch, Level High-High, 'T' Bldg, Level B4, East Sump | TAB-RSP-P-8056 | Pump, Sump, T Bldg, Level B4, East Sump |  | Switch |  | LSHH | http://www.toronto.ca/TWONTO#level_switch
117275 | TAB-RSP-LSHH-8057 | Switch, Level-High-High, Dry Well Sump, M-Building | TAB-RSP-P-8057 | Pump, Centrifugal, Dry Well Sump, M-Building |  | Switch |  | LSHH | http://www.toronto.ca/TWONTO#level_switch
117276 | TAB-RSP-LSHH-8059 | Switch, Level High-High, 'M' Bldg, Boiler Room, East Sump | TAB-RSP-P-8059 | Pump, Sump |  | Switch |  | LSHH | http://www.toronto.ca/TWONTO#level_switch
117277 | TAB-RSP-LSL-1231 | Switch, Level-Low, Bearing Lubrication Oil System Tank T-1231, T-Building | TAB-RSP-T-1231 | Tank, Oil, Raw Sewage Pump #3 Bearing Lubrication System | Switch,Level | Switch |  | LSL | http://www.toronto.ca/TWONTO#level_switch
117278 | TAB-RSP-LSL-1241 | Switch, Level-Low, Bearing Lubrication Oil System Tank T-1241, T-Building | TAB-RSP-T-1241 | Tank, Oil, Raw Sewage Pump #4 Bearing Lubrication System | Switch,Level | Switch |  | LSL | http://www.toronto.ca/TWONTO#level_switch
117280 | TAB-RSP-LSL-8057 | Switch, Level-Low, Dry Well Sump, M-Building | TAB-RSP-P-8057 | Pump, Centrifugal, Dry Well Sump, M-Building |  | Switch |  | LSL | http://www.toronto.ca/TWONTO#level_switch
117339 | TAB-RSP-PSL-1211 | Switch, Pressure-Low, Lubrication Oil, Raw Sewage Pump #1, T-Building | TAB-RSP-P-1210 | Pump,Raw Sewage Transfer #1 | Switch,Pressure | Switch |  | PSL | http://www.toronto.ca/TWONTO#pressure_switch
117340 | TAB-RSP-PSL-1211 | Switch, Pressure-Low, Lubrication Oil, Raw Sewage Pump #1, T-Building | TAB-RSP-T-1211 | Tank, Oil, Raw Sewage Pump #1 Bearing Lubrication System | Switch,Pressure | Switch |  | PSL | http://www.toronto.ca/TWONTO#pressure_switch
117341 | TAB-RSP-PSL-1221 | Switch, Pressure-Low, Lubrication Oil, Raw Sewage Pump #2, T-Building | TAB-RSP-T-1221 | Tank, Oil, Raw Sewage Pump #2 Bearing Lubrication System | Switch,Pressure | Switch |  | PSL | http://www.toronto.ca/TWONTO#pressure_switch
117342 | TAB-RSP-PSL-1241 | Switch, Pressure-Low, Lubrication Oil, Raw Sewage Pump #4, T-Building | TAB-RSP-T-1241 | Tank, Oil, Raw Sewage Pump #4 Bearing Lubrication System | Switch,Pressure | Switch |  | PSL | http://www.toronto.ca/TWONTO#pressure_switch
117343 | TAB-RSP-PSL-1251 | Switch, Pressure-Low, Lubrication Oil, Raw Sewage Pump #5, T-Building | TAB-RSP-P-1250 | Pump,Raw Sewage Transfer #5 | Switch,Pressure | Switch |  | PSL | http://www.toronto.ca/TWONTO#pressure_switch
117344 | TAB-RSP-PSL-2202 | Switch, Pressure,Low, Seal Water to Pump-2202 | TAB-RSP-P-2202 | Pump, Raw Sewage #2 | Switch,Pressure | Switch |  | PSL | http://www.toronto.ca/TWONTO#pressure_switch
117345 | TAB-RSP-PSL-2203 | Switch, Pressure,Low, Seal Water to Pump-2203 | TAB-RSP-P-2203 | Pump, Raw Sewage #3 | Switch,Pressure | Switch |  | PSL | http://www.toronto.ca/TWONTO#pressure_switch
117346 | TAB-RSP-PSL-2204 | Switch, Pressure,Low, Seal Water to Pump-2204 | TAB-RSP-P-2204 | Pump, Raw Sewage #4 | Switch,Pressure | Switch |  | PSL | http://www.toronto.ca/TWONTO#pressure_switch
117347 | TAB-RSP-PSL-2207 | Switch, Pressure,Low, Seal Water to Raw Sewage Pump- P2207 | TAB-RSP-P-2207 | Pump, Raw Sewage #7 | Switch,Pressure | Switch |  | PSL | http://www.toronto.ca/TWONTO#pressure_switch
117348 | TAB-RSP-PSL-2208 | Switch, Pressure,Low, Seal Water to Raw Sewage Pump P-2208 | TAB-RSP-P-2208 | Pump, Raw Sewage #8 | Switch,Pressure | Switch |  | PSL | http://www.toronto.ca/TWONTO#pressure_switch
117349 | TAB-RSP-PSL-2209 | Switch, Pressure,Low, Seal Water to Pump-2209 | TAB-RSP-P-2209 | Pump, Raw Sewage #9 | Switch,Pressure | Switch |  | PSL | http://www.toronto.ca/TWONTO#pressure_switch
117350 | TAB-RSP-PSL-2602 | Switch, Pressure,Low, WPS for Low level RS Pump Seals | TAB-RSP-PM | M Building - Raw Sewage Pumping | Switch,Pressure | Switch |  | PSL | http://www.toronto.ca/TWONTO#pressure_switch
117386 | TAB-RSP-TSH-1210I | Switch, Temperature, High, RSPump-1210 | TAB-RSP-P-1210 | Pump,Raw Sewage Transfer #1 | Switch,Temperature | Switch |  | TSH | http://www.toronto.ca/TWONTO#temperature_switch
117485 | TAB-RUU-SW-1401 | Switch,Load Break,Power,13.8 KV Supply,A-17-BN | TAB-RUU-BUS-1401 | Electrical Distribution Cabinet,13.8 KV | Load Break Switch | Switch |  | SW | http://www.toronto.ca/TWONTO#load_break_disconnect_switch
117486 | TAB-RUU-SW-1402 | Switch,Load Break,Power,13.8 KV Feeder, North EL1-BUS-1501 | TAB-RUU-BUS-1401 | Electrical Distribution Cabinet,13.8 KV | Load Break Switch | Switch |  | SW | http://www.toronto.ca/TWONTO#load_break_disconnect_switch
117487 | TAB-RUU-SW-1421 | Switch,Load Break,Power,13.8 KV Feeder,TBM | TAB-RUU-BUS-1403 | Electrical Distribution Cabinet,13.8 KV | Load Break Switch | Switch |  | SW | http://www.toronto.ca/TWONTO#load_break_disconnect_switch
117957 | TAB-SES-FSH-0090 | Switch, Flow, Eyewash, Waste Gas Burner Station | TAB-DIG-BU | Waste Gas Burner | Switch,Flow-High | Switch |  | FSH | http://www.toronto.ca/TWONTO#flow_switch
117958 | TAB-SES-FSH-0090 | Switch, Flow, Eyewash, Waste Gas Burner Station | TAB-SES-SQ-0090 | Emergency Eyewash/Shower,Waste Gas Burner Station | Switch,Flow-High | Switch |  | FSH | http://www.toronto.ca/TWONTO#flow_switch
117961 | TAB-SES-FSH-2204 | Switch, Flow, High, Emergency Eyewash/Shower, PRS Bldg, Pump Room | TAB-SES-SQ-2204 | Emergency Eyewash/Shower, PRS Bldg, Pump Room | Switch,Flow-High | Switch |  | FSH | http://www.toronto.ca/TWONTO#flow_switch
118050 | TAB-SES-SQ-6300 | Switch, Flow switch, dry contact, Basement, Digester 9-12 Control Building. | 50675 | Emerg. Eyewash & Shower Stns, Dig Tanks 9-12 | Switch,Flow | Switch |  | SQ | http://www.toronto.ca/TWONTO#flow_switch
118051 | TAB-SES-SQ-6300 | Switch, Flow switch, dry contact, Basement, Digester 9-12 Control Building. | TAB-DIG-STRC-T9-12 | Digester Tanks 9-12 - Structure, Drains, Electrical Service(110/220V), Lighting, Plumbing, Grounds | Switch,Flow | Switch |  | SQ | http://www.toronto.ca/TWONTO#flow_switch
118117 | TAB-SLO-DPIT-0231 | Transmitter, Differential Pressure Indicating, Water | TAB-SLO-CV-0230 | Feeder, Screw, Polymer | Transmitter,Pressure | Switch |  | DPIT | http://www.toronto.ca/TWONTO#pressure_transmitter
118167 | TAB-SLO-LSH-8086 | Switch,Level, High, Sump, Pump-8086 | TAB-SLO-P-8086 | Pump, Elevator Sump | Switch,Level | Switch |  | LSH | http://www.toronto.ca/TWONTO#level_switch
118168 | TAB-SLO-LSH-8087 | Switch,Level, High, Sump Pump-8087 | TAB-SLO-P-8087 | Pump, Sump, Bio-Solid Truck Loading Facility, Ground Floor | Switch,Level | Switch |  | LSH | http://www.toronto.ca/TWONTO#level_switch
118169 | TAB-SLO-LSHH-0430A | Switch,Level, High,High | TAB-SLO-P-0431 | Pump, Bio-Filter Sump, SP401, | Switch,Level | Switch |  | LSHH | http://www.toronto.ca/TWONTO#level_switch
118170 | TAB-SLO-LSHH-8086 | Switch, Level High-High, Biosolds Truck Loading Bldg, Elevator Sump | TAB-SLO-P-8086 | Pump, Elevator Sump |  | Switch |  | LSHH | http://www.toronto.ca/TWONTO#level_switch
118171 | TAB-SLO-LSHH-8087A | Switch, Level High-High, Biosolds Truck Loading Bldg, Corridor Sump | TAB-SLO-P-8087 | Pump, Sump, Bio-Solid Truck Loading Facility, Ground Floor |  | Switch |  | LSHH | http://www.toronto.ca/TWONTO#level_switch
118172 | TAB-SLO-LSHH-8088 | Switch, Level High-High, Biosolds Truck Loading Bldg, Biofilter Outdoor Sump | TAB-SLO-P-8088 | Pump, Sump, Biosolds Truck Loading Bldg, Biofilter Outdoor Sump |  | Switch |  | LSHH | http://www.toronto.ca/TWONTO#level_switch
118173 | TAB-SLO-LSHH-8088 | Switch, Level High-High, Biosolds Truck Loading Bldg, Biofilter Outdoor Sump | TAB-SUSPENDED ENTITY | Suspended entities |  | Switch |  | LSHH | http://www.toronto.ca/TWONTO#level_switch
118174 | TAB-SLO-LSL-8087 | Switch,Level, Low, Sump, Pump-8087 | TAB-SLO-P-8087 | Pump, Sump, Bio-Solid Truck Loading Facility, Ground Floor | Switch,Level | Switch |  | LSL | http://www.toronto.ca/TWONTO#level_switch
118219 | TAB-SLO-PSL-0232 | Switch, Pressure,Low, Air | TAB-SLO-CV-0230 | Feeder, Screw, Polymer | Switch,Pressure | Switch |  | PSL | http://www.toronto.ca/TWONTO#pressure_switch
118220 | TAB-SLO-PSL-0411 | Switch, Pressure, Low, Water to Biofilter Cell | TAB-SLO-BCF-0401 | Filter, Bio-Filter Cell 1, BFC401 | Switch,Pressure | Switch | 46248 | PSL | http://www.toronto.ca/TWONTO#pressure_switch
118221 | TAB-SLO-PSL-0411 | Switch, Pressure, Low, Water to Biofilter Cell | TAB-SUSPENDED ENTITY | Suspended entities | Switch,Pressure | Switch | 46248 | PSL | http://www.toronto.ca/TWONTO#pressure_switch
118222 | TAB-SLO-PSL-0413 | Switch, Pressure, Low, Water to Biofilter Cell | TAB-SUSPENDED ENTITY | Suspended entities | Switch,Pressure | Switch | 46249 | PSL | http://www.toronto.ca/TWONTO#pressure_switch
118223 | TAB-SLO-PSL-0414 | Switch, Pressure, Low, Water to Biofilter Cell | TAB-SLO-BCF-0404 | Filter, Bio-Filter Cell 4, BFC404 | Switch,Pressure | Switch | 46250 | PSL | http://www.toronto.ca/TWONTO#pressure_switch
118224 | TAB-SLO-PSL-0414 | Switch, Pressure, Low, Water to Biofilter Cell | TAB-SUSPENDED ENTITY | Suspended entities | Switch,Pressure | Switch | 46250 | PSL | http://www.toronto.ca/TWONTO#pressure_switch
118225 | TAB-SLO-PSL-377 | Switch,Pressure,Low, Air | TAB-SLO-T-0301A | Tank, Air Receiver | Switch,Pressure-Low | Switch |  | PSL | http://www.toronto.ca/TWONTO#pressure_switch
118706 | TAB-STR-LS-3037 | Switch, Level,Sump Pit | TAB-STR-P-3037 | Pump, Sump | Switch,Level | Switch |  | LS | http://www.toronto.ca/TWONTO#level_switch
118707 | TAB-STR-LS-5101 | Switch, Level,Sump Pit | TAB-STR-P-5101 | Pump, Centrifugal, Ground Water Pumping Station | Switch,Level | Switch |  | LS | http://www.toronto.ca/TWONTO#level_switch
118708 | TAB-STR-LS-6092 | Switch, Level,Sump Pit | TAB-STR-P-6092 | Pump, Sump,GX2015A | Switch,Level | Switch |  | LS | http://www.toronto.ca/TWONTO#level_switch
118709 | TAB-STR-LS-6093 | Switch, Level,Sump Pit | TAB-STR-P-6093 | Pump, Sump, GX2016A | Switch,Level | Switch |  | LS | http://www.toronto.ca/TWONTO#level_switch
118710 | TAB-STR-LS-6096 | Switch, Level,Sump Pit | TAB-STR-P-6096 | Pump, Sump, GX2019A | Switch,Level | Switch |  | LS | http://www.toronto.ca/TWONTO#level_switch
118711 | TAB-STR-LSH-5100 | Switch, Level High, Ground Water Pumping Station | TAB-STR-P-5101 | Pump, Centrifugal, Ground Water Pumping Station | Switch,Level-High | Switch |  | LSH | http://www.toronto.ca/TWONTO#level_switch
118712 | TAB-STR-LSHH-2642A | Switch, Level High-High, Aeration Gallery, West. Tank #10 | TAB-STR-P-2642 | Pump, Sump |  | Switch |  | LSHH | http://www.toronto.ca/TWONTO#level_switch
118713 | TAB-STR-LSHH-5100 | Switch, Level High High, Ground Water Pumping Station | TAB-STR-P-5101 | Pump, Centrifugal, Ground Water Pumping Station | Switch,Level-High-High | Switch |  | LSHH | http://www.toronto.ca/TWONTO#level_switch
118714 | TAB-STR-LSHH-5109 | Switch, Level High-High, Blower Bldg, Basement, North-East Corner | TAB-STR-P-5109 | Pump, Sump, Blower Bldg, Basement, North-East Corner |  | Switch |  | LSHH | http://www.toronto.ca/TWONTO#level_switch
118715 | TAB-STR-LSHH-6094 | Switch, Level High-High, Aeration Gallery, East, Tank #4 | TAB-STR-P-6094 | Pump, Sump, GX2017A |  | Switch |  | LSHH | http://www.toronto.ca/TWONTO#level_switch
118716 | TAB-STR-LSHH-6095 | Switch, Level High-High, Aeration Gallery, East, Tank #5 | TAB-STR-P-6095 | Pump, Sump, GX2018A |  | Switch |  | LSHH | http://www.toronto.ca/TWONTO#level_switch
118717 | TAB-STR-LSHH-6096 | Switch, Level High-High, Aeration Gallery, East, Tank #7 | TAB-STR-P-6096 | Pump, Sump, GX2019A |  | Switch |  | LSHH | http://www.toronto.ca/TWONTO#level_switch
118718 | TAB-STR-LSHH-6097A | Switch, Level High-High, Aeration Gallery, West, Tank #9 | TAB-STR-P-6097 | Pump, Sump, GX2108A |  | Switch |  | LSHH | http://www.toronto.ca/TWONTO#level_switch
118719 | TAB-STR-LSHH-8036 | Switch, Level High-High, Blower Bldg, Basement, Old North Substation | TAB-STR-P-8036 | Pump, Sump |  | Switch |  | LSHH | http://www.toronto.ca/TWONTO#level_switch
118720 | TAB-STR-LSHH-8037 | Switch, Level High-High Blower Bldg, Basement, North-West Corner | TAB-STR-P-8037 | Pump, Sump |  | Switch |  | LSHH | http://www.toronto.ca/TWONTO#level_switch
118721 | TAB-STR-LSHH-9313 | Switch, Level High-High, Aeration Gallery, West, Tank #11 | TAB-STR-P-9313 | Pump, Sump, Aeration Gallery, West, Tank #11 |  | Switch |  | LSHH | http://www.toronto.ca/TWONTO#level_switch
118728 | TAB-STR-LSL-5100 | Switch, Level Low, Ground Water Pumping Station | TAB-STR-P-5101 | Pump, Centrifugal, Ground Water Pumping Station | Switch,Level-Low | Switch |  | LSL | http://www.toronto.ca/TWONTO#level_switch
119217 | TAB-STR-ZSH-1201 | Switch, Valve Position Open, RAS Discharge to Fermentation Cell 1 | TAB-STR-V-1201 | Valve, Manual, Knife Gate, c/w limit Switches, RAS discharge | Switch,Position-High | Switch |  | ZSH | http://www.toronto.ca/TWONTO#position_switch
119218 | TAB-STR-ZSH-1202 | Switch, Valve Position Open, RAS Discharge to Aerated Section, Pass 1 | TAB-STR-V-1201 | Valve, Manual, Knife Gate, c/w limit Switches, RAS discharge | Switch,Position-High | Switch |  | ZSH | http://www.toronto.ca/TWONTO#position_switch
119219 | TAB-STR-ZSL-0210 | Switch, Valve Position Closed, Air Supply Valve | TAB-STR-T-0200 | Aeration Tank 02 | Switch,Position-Low | Switch |  | ZSL | http://www.toronto.ca/TWONTO#position_switch
119268 | TAB-THK-FSL-2102 | Switch,Flow Indication, Seal Water to Pump-P-2102 | TAB-THK-P-2102 | Pump, TWAS Transfer | Switch,Flow | Switch |  | FSL | http://www.toronto.ca/TWONTO#flow_switch
119269 | TAB-THK-FSL-2201 | Switch,Flow Indication, Seal Water to Pump P-2201 | TAB-THK-P-2201 | Pump,TWAS Transfer | Switch,Flow | Switch |  | FSL | http://www.toronto.ca/TWONTO#flow_switch
119270 | TAB-THK-FSL-2202 | Switch,Flow Indication, Seal Water to Pump P-2202 | TAB-THK-P-2202 | Pump, TWAS Transfer | Switch,Flow | Switch |  | FSL | http://www.toronto.ca/TWONTO#flow_switch
119271 | TAB-THK-FSL-2401 | Switch,Flow Indication, Seal Water to Pump P-2401 | TAB-THK-P-2401 | Pump,TWAS Transfer | Switch,Flow | Switch |  | FSL | http://www.toronto.ca/TWONTO#flow_switch
119272 | TAB-THK-FSL-2402 | Switch,Flow Indication, Seal Water to Pump P-2402 | TAB-THK-P-2402 | Pump, TWAS Transfer | Switch,Flow | Switch |  | FSL | http://www.toronto.ca/TWONTO#flow_switch
119273 | TAB-THK-FSL-2501 | Switch,Flow Indication, Seal Water to Pump P-2501 | TAB-THK-P-2501 | Pump, TWAS Transfer | Switch,Flow | Switch |  | FSL | http://www.toronto.ca/TWONTO#flow_switch
119274 | TAB-THK-FSL-4112 | Switch,Flow Indication, Polymer inlet to Pump-P-4112 | TAB-THK-P-4112 | Pump, Polymer Solution Transfer SX2032 | Switch,Flow | Switch |  | FSL | http://www.toronto.ca/TWONTO#flow_switch
119275 | TAB-THK-FSL-4132 | Switch,Flow Indication, Polymer inlet to Pump-P-4132 | TAB-THK-P-4132 | Pump, Polymer Solution Transfer SX2034 | Switch,Flow | Switch |  | FSL | http://www.toronto.ca/TWONTO#flow_switch
119276 | TAB-THK-FSL-4301 | Switch,Flow Indication, Polymer inlet to Pump-P-4301 | TAB-THK-P-4301 | Pump, Mixed Polymer Feed | Switch,Flow | Switch |  | FSL | http://www.toronto.ca/TWONTO#flow_switch
119277 | TAB-THK-FSL-4302 | Switch,Flow Indication, Polymer inlet to Pump-P-4302 | TAB-THK-P-4302 | Pump, Mixed Polymer Feed | Switch,Flow | Switch |  | FSL | http://www.toronto.ca/TWONTO#flow_switch
119278 | TAB-THK-FSL-4307 | Switch,Flow Indication, Polymer inlet to Pump-P-4307 | TAB-THK-P-4307 | Pump, Mixed Polymer Feed | Switch,Flow | Switch |  | FSL | http://www.toronto.ca/TWONTO#flow_switch
119279 | TAB-THK-FSL-4308 | Switch,Flow Indication, Polymer inlet to Pump-P-4308 | TAB-THK-P-4308 | Pump, Mixed Polymer Feed | Switch,Flow | Switch |  | FSL | http://www.toronto.ca/TWONTO#flow_switch
119280 | TAB-THK-FSL-4309 | Switch,Flow Indication, Polymer inlet to Pump-P-4309 | TAB-THK-P-4309 | Pump, Mixed Polymer Feed | Switch,Flow | Switch |  | FSL | http://www.toronto.ca/TWONTO#flow_switch
119281 | TAB-THK-FSL-4312 | Switch,Flow Indication, Polymer inlet to Pump-P-4312 | TAB-THK-P-4312 | Pump, Mixed Polymer Feed (Standby) | Switch,Flow | Switch |  | FSL | http://www.toronto.ca/TWONTO#flow_switch
119282 | TAB-THK-FSL-4313 | Switch,Flow Indication, Polymer inlet to Pump-P-4313 | TAB-THK-P-4313 | Pump, Mixed Polymer Feed (Standby) | Switch,Flow | Switch |  | FSL | http://www.toronto.ca/TWONTO#flow_switch
119294 | TAB-THK-LSHH-5103A | Switch, Level High-High, Flotation Bldg, Basement, Store Rm. Sump | TAB-THK-P-5103 | Pump, Sanitary Sump |  | Switch |  | LSHH | http://www.toronto.ca/TWONTO#level_switch
119295 | TAB-THK-LSHH-8050A | Switch, Level High-High, Flotation Bldg, Basement, South West Sump | TAB-THK-P-8050 | Pump,Sump |  | Switch |  | LSHH | http://www.toronto.ca/TWONTO#level_switch
119342 | TAB-THK-PSH-4112 | Switch,Pressure,High,Pump 4112 | TAB-THK-P-4112 | Pump, Polymer Solution Transfer SX2032 | Switch,Pressure | Switch |  | PSH | http://www.toronto.ca/TWONTO#pressure_switch
119343 | TAB-THK-PSH-4122 | Switch,Pressure,High,Pump 4122 | TAB-THK-P-4122 | Pump, Polymer Solution Transfer SX2033 | Switch,Pressure | Switch |  | PSH | http://www.toronto.ca/TWONTO#pressure_switch
119344 | TAB-THK-PSH-4301 | Switch,Pressure,High,Pump 4301 | TAB-THK-P-4301 | Pump, Mixed Polymer Feed | Switch,Pressure | Switch |  | PSH | http://www.toronto.ca/TWONTO#pressure_switch
119345 | TAB-THK-PSH-4302 | Switch,Pressure,High,Pump 4302 | TAB-THK-P-4302 | Pump, Mixed Polymer Feed | Switch,Pressure | Switch |  | PSH | http://www.toronto.ca/TWONTO#pressure_switch
119346 | TAB-THK-PSH-4304 | Switch,Pressure,High,Pump 4304 | TAB-THK-P-4304 | Pump, Mixed Polymer Feed | Switch,Pressure | Switch |  | PSH | http://www.toronto.ca/TWONTO#pressure_switch
119347 | TAB-THK-PSH-4307 | Switch,Pressure,High,Pump 4307 | TAB-THK-P-4307 | Pump, Mixed Polymer Feed | Switch,Pressure | Switch |  | PSH | http://www.toronto.ca/TWONTO#pressure_switch
119348 | TAB-THK-PSH-4309 | Switch,Pressure,High,Pump 4309 | TAB-THK-P-4309 | Pump, Mixed Polymer Feed | Switch,Pressure | Switch |  | PSH | http://www.toronto.ca/TWONTO#pressure_switch
119349 | TAB-THK-PSH-4312 | Switch,Pressure,High,Pump 4312 | TAB-THK-P-4312 | Pump, Mixed Polymer Feed (Standby) | Switch,Pressure | Switch |  | PSH | http://www.toronto.ca/TWONTO#pressure_switch
119350 | TAB-THK-PSL-0105 | Switch,Pressure,Low,AIS to Recycle Pump P-0105 Discharge | TAB-THK-P-0105 | Pump,Recycle SX2001 | Switch,Pressure | Switch |  | PSL | http://www.toronto.ca/TWONTO#pressure_switch
119351 | TAB-THK-PSL-0305 | Switch,Pressure,Low,AIS to Recycle Pump P-0305 Discharge | TAB-THK-P-0305 | Pump,Recycle SX2003 | Switch,Pressure | Switch |  | PSL | http://www.toronto.ca/TWONTO#pressure_switch
119352 | TAB-THK-PSL-0605 | Switch,Pressure,Low,AIS to Recycle Pump P-0605 Discharge | TAB-THK-P-0605 | Pump,Recycle SX2006 | Switch,Pressure | Switch |  | PSL | http://www.toronto.ca/TWONTO#pressure_switch
119353 | TAB-THK-PSL-0705 | Switch,Pressure,Low,AIS to Recycle Pump P-0705 Discharge | TAB-THK-P-0705 | Pump,Recycle SX2007 | Switch,Pressure | Switch |  | PSL | http://www.toronto.ca/TWONTO#pressure_switch
120829 | THC-ACC-HE-4110 | Heat Exchanger,Glycol Heating System,Scrubber Room,Phase 4 | THC-ACC-BLDG O | Phase IV , Building O HVAC | Air Handling Unit | Switch |  | HE | http://www.toronto.ca/TWONTO#heat_exchanger
120836 | THC-ACC-HS-0106 | Hand Switch Fan,Centrifugal,Supply,Pressurization System,Access Building No.3,Phase 4 | THC-ACC-FN-0106 | Fan,Centrifugal,Supply,Pressurization System,Access Building No.3,Phase 4 | Air Handling Unit | Switch |  | HS | hand_switch
120837 | THC-ACC-HS-0119 | Hand Switch Fan,Centrifugal,Exhaust,RAS Pumps Penthouse Phase 4 | THC-ACC-FN-0119 | Fan, Exhaust, RAS Pump Room, Phase IV | Air Handling Unit | Switch |  | HS | hand_switch
120838 | THC-ACC-HS-0120 | Hand Switch Fan,Centrifugal,Supply,Electrical Room, Aeration Building, Phase 4 | THC-ACC-FN-0120 | Fan,Supply,Pressurization System,Electrical Room,Aeration Building,Phase 4 | Air Handling Unit | Switch |  | HS | hand_switch
121112 | THC-ACC-PDIT-0121 | Transmitter,Differential Pressure,Filter,Supply,Air Handling Unit 0120,Scrubber Room,Phase 4 | THC-ACC-AHU-0120 | Air Handlling Unit,Roof,Scrubber Room,Phase 4 | Air Handling Unit | Switch |  | PDIT | http://www.toronto.ca/TWONTO#pressure_transmitter
121148 | THC-ACC-PSH-0121 | Switch,Pressure-High,Air Handling Unit 0120,Scrubber Room,Phase 4 | THC-ACC-AHU-0120 | Air Handlling Unit,Roof,Scrubber Room,Phase 4 | Air Handling Unit | Switch |  | PSH | http://www.toronto.ca/TWONTO#pressure_switch
121149 | THC-ACC-PSH-0123 | Switch,Pressure High,Heating Glycol Return,AHU-0120 | THC-ACC-AHU-0120 | Air Handlling Unit,Roof,Scrubber Room,Phase 4 | Air Handling Unit | Switch |  | PSH | http://www.toronto.ca/TWONTO#pressure_switch
121160 | THC-ACC-PSL-3510 | Switch, Pressure-Low, Hot Water Pump 3503&3507, Admin Building | THC-ACC-BLDG K | Administration Building, HVAC | Switch,Pressure-Low | Switch |  | PSL | http://www.toronto.ca/TWONTO#pressure_switch
121272 | THC-ACC-TIT-0411 | Transmitter,Temperature,Reclaim Heat Exhaust,AHU-0411,Roof,Building U | THC-ACC-AHU-0411 | Air Handling Unit,Basements,Roof,Building U | Damper/Louver | Switch |  | TIT | http://www.toronto.ca/TWONTO#temperature_transmitter
121273 | THC-ACC-TIT-0411 | Transmitter,Temperature,Reclaim Heat Exhaust,AHU-0411,Roof,Building U | THC-ACC-FN-0411 | Fan,Supply,AHU-0411,Basement/Sub-Basement,AHU-0411,Building U | Damper/Louver | Switch |  | TIT | http://www.toronto.ca/TWONTO#temperature_transmitter
121337 | THC-ACC-TSH-0120 | Supply Fan Discharge Switch,Temperature-High,Pressurization System,Electrical Room ,Phase 4 | THC-ACC-AHU-0120 | Air Handlling Unit,Roof,Scrubber Room,Phase 4 | Air Handling Unit | Switch |  | TSH | http://www.toronto.ca/TWONTO#temperature_switch
121338 | THC-ACC-TSH-0411 | Switch,Temperature-High,Supply Air,AHU-0411 Shutdown,Roof,Building U | THC-ACC-FN-0411 | Fan,Supply,AHU-0411,Basement/Sub-Basement,AHU-0411,Building U | Damper/Louver | Switch |  | TSH | http://www.toronto.ca/TWONTO#temperature_switch
121339 | THC-ACC-TSH-0414 | Switch,Temperature-High,Exhaust Air,FN-0414 Shutdown,Roof,Building U | THC-ACC-AHU-0412 | Air Handling Unit,Compressor Room,Roof,Building U | Damper/Louver | Switch |  | TSH | http://www.toronto.ca/TWONTO#temperature_switch
121340 | THC-ACC-TSH-0414 | Switch,Temperature-High,Exhaust Air,FN-0414 Shutdown,Roof,Building U | THC-ACC-FN-0414 | Fan,Exhaust,Compressor Room,AHU-0411,Roof,Building U | Damper/Louver | Switch |  | TSH | http://www.toronto.ca/TWONTO#temperature_switch
121345 | THC-ACC-TSH-1280 | Switch, Temperature, High, Exhaust Fan Motor | THC-ACC-FN-1280 | Fan, Exhaust, PC12 HPU Building | Switch,Temperature-High | Switch |  | TSH | http://www.toronto.ca/TWONTO#temperature_switch
121358 | THC-ACC-TSL-0412 | Switch,Temperature-Low,Supply Air,HTR-4040,AHU-0412 Shutdown,Roof,Building U | THC-ACC-AHU-0412 | Air Handling Unit,Compressor Room,Roof,Building U | Damper/Louver | Switch |  | TSL | http://www.toronto.ca/TWONTO#temperature_switch
121359 | THC-ACC-TSL-0412 | Switch,Temperature-Low,Supply Air,HTR-4040,AHU-0412 Shutdown,Roof,Building U | THC-ACC-HTR-4040 | H.V.A.C.,Heater,Glycol Heating,AHU-0412,Roof,Building U | Damper/Louver | Switch |  | TSL | http://www.toronto.ca/TWONTO#temperature_switch
121957 | THC-AER-LSHH-0131 | Switch,Level-High,Sump Pump 0131& 0132,Phase 1 & Aeration Tank 3000 | THC-AER-P-0131 | Pump,Centrifugal,Sump,Phase 1 & Aeration Tank 3000 | Switch,Level-High | Switch |  | LSHH | http://www.toronto.ca/TWONTO#level_switch
121958 | THC-AER-LSL-7341 | Switch,Level-Low,Oil Tank 7340, Blower7300,Phase I & IV Blower Building | THC-AER-T-7340 | Tank, Oil, Blower, Aeration | Switch,Level-Low | Switch |  | LSL | http://www.toronto.ca/TWONTO#level_switch
121988 | THC-AER-PDSH-7222 | Switch,Pressure Differential-High,Filter 7220,Blow 7200,Phase I & IV Blower Building | THC-AER-BL-7200 | Blower, Aeration | Switch,Pressure | Switch |  | PDSH | http://www.toronto.ca/TWONTO#pressure_switch
121999 | THC-AER-PSH-7204 | Switch, Surge Protection Press-High, Outlet, Blower 7200, Phase I & IV Blower Building | THC-AER-BL-7200 | Blower, Aeration | Switch,Pressure | Switch |  | PSH | http://www.toronto.ca/TWONTO#pressure_switch
122000 | THC-AER-PSH-7261 | Switch, Press-High, Outlet, Blower 7200, Phase I & IV Blower Building | THC-AER-BL-7200 | Blower, Aeration | Switch,Pressure | Switch |  | PSH | http://www.toronto.ca/TWONTO#pressure_switch
122001 | THC-AER-PSH-7304 | Switch, Surge Protection Press-High, Outlet, Blower 7300, Phase I & IV Blower Building | THC-AER-BL-7300 | Blower, Aeration | Switch,Pressure | Switch |  | PSH | http://www.toronto.ca/TWONTO#pressure_switch
122002 | THC-AER-PSH-7361 | Switch, Press-High, Outlet, Blower 7300, Phase I & IV Blower Building | THC-AER-BL-7300 | Blower, Aeration | Switch,Pressure | Switch |  | PSH | http://www.toronto.ca/TWONTO#pressure_switch
122003 | THC-AER-PSH-7461 | Switch, Press-High, Outlet, Blower 7400, Phase I & IV Blower Building | THC-AER-BL-7400 | Blower, Aeration | Switch,Pressure | Switch |  | PSH | http://www.toronto.ca/TWONTO#pressure_switch
122008 | THC-AER-PSL-7251 | Switch, Pressure-Low, Outlet, Oil Pumps 7250 & 7260, Blow 7200,Phase I & IV Blower Building | THC-AER-BL-7200-I-IV | Blower, Aeration System | Switch,Pressure | Switch |  | PSL | http://www.toronto.ca/TWONTO#pressure_switch
122009 | THC-AER-PSL-7256 | Switch,Pressure-Low,Oil Pumps 7250&7260 to Blower Header,Blow 7200,Phase I & IV Blower Building | THC-AER-BL-7200-I-IV | Blower, Aeration System | Switch,Pressure | Switch |  | PSL | http://www.toronto.ca/TWONTO#pressure_switch
122010 | THC-AER-PSL-7351 | Switch, Pressure-Low, Outlet, Oil Pumps 7350 & 7360, Blow 7300,Phase I & IV Blower Building | THC-AER-BL-7300-I-IV | Blower, Aeration System | Switch,Pressure | Switch |  | PSL | http://www.toronto.ca/TWONTO#pressure_switch
122011 | THC-AER-PSL-7451 | Switch, Pressure-Low, Outlet, Oil Pumps 7450 & 7460, Blow 7400, Phase I & IV Blower Building | THC-AER-BL-7400-I-IV | Blower, Aeration System | Switch,Pressure | Switch |  | PSL | http://www.toronto.ca/TWONTO#pressure_switch
122012 | THC-AER-PSL-7456 | Switch,Pressure-Low,Oil Pumps 7450 & 7460 to Blower Header,Blow 7400,Phase I & IV Blower Building | THC-AER-BL-7400-I-IV | Blower, Aeration System | Switch,Pressure | Switch |  | PSL | http://www.toronto.ca/TWONTO#pressure_switch
122054 | THC-AER-TSH-7109 | Switch, Inlet, Temperature-High, Blower 7100,Phase I & IV Blower Building | THC-AER-BL-7100-I-IV | Blower, Aeration System | Switch,Temperature | Switch |  | TSH | http://www.toronto.ca/TWONTO#temperature_switch
122055 | THC-AER-TSH-7142 | Switch,Temperature-High,Oil Tank 7140,Blower 7100,Phase I & IV Blower Building | THC-AER-BL-7100-I-IV | Blower, Aeration System | Switch,Temperature | Switch |  | TSH | http://www.toronto.ca/TWONTO#temperature_switch
122056 | THC-AER-TSH-7169 | Switch,Temperature-High,Blower 7100 Room,Blower Air System Phase I &IV | THC-AER-BL-7100-I-IV | Blower, Aeration System | Switch,Temperature | Switch |  | TSH | http://www.toronto.ca/TWONTO#temperature_switch
122057 | THC-AER-TSH-7269 | Switch,Temperature-High,Blower 7200 Room,Blower Air System Phase I &IV | THC-AER-BL-7200-I-IV | Blower, Aeration System | Switch,Temperature | Switch |  | TSH | http://www.toronto.ca/TWONTO#temperature_switch
122058 | THC-AER-TSH-7342 | Switch,Temperature-High,Oil Tank 7340,Blower 7300,Phase I & IV Blower Building | THC-AER-BL-7300-I-IV | Blower, Aeration System | Switch,Temperature | Switch |  | TSH | http://www.toronto.ca/TWONTO#temperature_switch
122059 | THC-AER-TSH-7442 | Switch,Temperature-High,Oil Tank 7440,Blower 7400,Phase I & IV Blower Building | THC-AER-BL-7400-I-IV | Blower, Aeration System | Switch,Temperature | Switch |  | TSH | http://www.toronto.ca/TWONTO#temperature_switch
122192 | THC-AER-VSH-6106 | Switch,Vibration,Blower 6100,Old Plant Blower Building | THC-AER-BL-6100 | Blower, Aeration | Switch,Vibration | Switch |  | VSH | http://www.toronto.ca/TWONTO#vibration_sensor_element
122193 | THC-AER-VSH-6206 | Switch,Vibration,Blower 6200,Old Plant Blower Building | THC-AER-BL-6200 | Blower, Aeration | Switch,Vibration | Switch |  | VSH | http://www.toronto.ca/TWONTO#vibration_sensor_element
122503 | THC-DCL-LSH-0401 | Level Switch High, SBSS Feed Tank, Dechlorination | THC-DCL-T-0100 | Tank, Storage 38% Sodium Bisulphite, Dechlorination |  | Switch |  | LSH | http://www.toronto.ca/TWONTO#level_switch
122504 | THC-DCL-LSH-0401 | Level Switch High, SBSS Feed Tank, Dechlorination | THC-DCL-T-0400 | Tank, Feed 2% SBSS, Dechlorination |  | Switch |  | LSH | http://www.toronto.ca/TWONTO#level_switch
122505 | THC-DCL-LSH-0501 | Level Switch High, SBS Dilution Tank, Dechlorination | THC-DCL-T-0100 | Tank, Storage 38% Sodium Bisulphite, Dechlorination |  | Switch |  | LSH | http://www.toronto.ca/TWONTO#level_switch
122506 | THC-DCL-LSH-0501 | Level Switch High, SBS Dilution Tank, Dechlorination | THC-DCL-T-0500 | Tank, Dilution Sodium Bisulphite, Dechlorination |  | Switch |  | LSH | http://www.toronto.ca/TWONTO#level_switch
122507 | THC-DCL-LSH-0601 | Level Switch High, SBSS Feed Tank, Dechlorination | THC-DCL-T-0100 | Tank, Storage 38% Sodium Bisulphite, Dechlorination |  | Switch |  | LSH | http://www.toronto.ca/TWONTO#level_switch
122508 | THC-DCL-LSH-0601 | Level Switch High, SBSS Feed Tank, Dechlorination | THC-DCL-T-0600 | Tank, Feed 2% SBSS, Dechlorination |  | Switch |  | LSH | http://www.toronto.ca/TWONTO#level_switch
122509 | THC-DCL-LSL-0401 | Level Switch Low, SBSS Feed Tank, Dechlorination | THC-DCL-T-0400 | Tank, Feed 2% SBSS, Dechlorination |  | Switch | 34142 | LSL | http://www.toronto.ca/TWONTO#level_switch
122510 | THC-DCL-LSL-0401 | Level Switch Low, SBSS Feed Tank, Dechlorination | THC-SUSPENDED | Suspended entity |  | Switch | 34142 | LSL | http://www.toronto.ca/TWONTO#level_switch
122511 | THC-DCL-LSL-0601 | Level Switch Low, SBSS Feed Tank, Dechlorination | THC-SUSPENDED | Suspended entity |  | Switch | 34141 | LSL | http://www.toronto.ca/TWONTO#level_switch
122512 | THC-DCL-LSLL-0401 | Level Switch Low-Low, SBSS Feed Tank, Dechlorination | THC-DCL-T-0100 | Tank, Storage 38% Sodium Bisulphite, Dechlorination |  | Switch | 34140 | LSLL | http://www.toronto.ca/TWONTO#level_switch
122513 | THC-DCL-LSLL-0601 | Level Switch Low-Low, SBSS Feed Tank, Dechlorination | THC-DCL-T-0600 | Tank, Feed 2% SBSS, Dechlorination |  | Switch | 34143 | LSLL | http://www.toronto.ca/TWONTO#level_switch
122514 | THC-DCL-LSLL-0601 | Level Switch Low-Low, SBSS Feed Tank, Dechlorination | THC-SUSPENDED | Suspended entity |  | Switch | 34143 | LSLL | http://www.toronto.ca/TWONTO#level_switch
122803 | THC-DEW-MSL-6281 | Switch, Motion-Low, Conveyor 6280, Dewatering Conveyance System | THC-DEW-CV-6280 | Conveyor, Cake Feed to Incinerator 1000, Dewatering | Switch,Motion | Switch |  | MSL | http://www.toronto.ca/TWONTO#motion_sensor_element
122804 | THC-DEW-MSL-6301 | Switch, Motion-Low, Conveyor 6300, Dewatering Conveyance System | THC-DEW-CV-6300 | Conveyor, To Biosolids Bin, Dewatering | Switch,Motion | Switch |  | MSL | http://www.toronto.ca/TWONTO#motion_sensor_element
122881 | THC-DEW-PSH-7266 | Switch, Pressure-High, Outlet, Pump 7260, Polymer Feed System | THC-DEW-P-7260 | Pump, Polymer Feed, Dewatering | Switch,Pressure-High | Switch |  | PSH | http://www.toronto.ca/TWONTO#pressure_switch
122882 | THC-DEW-PSH-7366 | Switch, Pressure-High, Outlet, Pump 7360, Polymer Feed System | THC-DEW-P-7360 | Pump, Polymer Feed, Dewatering | Switch,Pressure-High | Switch |  | PSH | http://www.toronto.ca/TWONTO#pressure_switch
122885 | THC-DEW-PSL-1208 | Switch, Pressure-Low, City Water, Centrifuge 1200, Solid Treatment, Incinerator building. | THC-DEW-CF-1200 | Centrifuge,Dewatering,BLS/PYS - Solid Treatment,Incinerator Building | Switch,Pressure-Low | Switch |  | PSL | http://www.toronto.ca/TWONTO#pressure_switch
123459 | THC-DIG-LSH-0114 | Switch,Level-High, Sump Pump 0114, Sludge Holding Tanks | THC-SUSPENDED | Suspended entity | Switch,Level | Switch | 35368 | LSH | http://www.toronto.ca/TWONTO#level_switch
123460 | THC-DIG-LSH-3220 | Switch,Level,High,Interstage Separator,F­3220,Gas High Pressure System,Building U | THC-DIG-CYC-3220 | Cyclone,Separator,Outlet,Intercooler C­3201,Gas High Pressure System,Building U | Switch,Level-High | Switch |  | LSH | http://www.toronto.ca/TWONTO#level_switch
123461 | THC-DIG-LSH-3320 | Switch,Level,High,Interstage Separator,F­3320,Gas High Pressure System,Building U | THC-DIG-CYC-3320 | Cyclone,Separator,Outlet,Intercooler C­3301,Gas High Pressure System,Building U | Switch,Level-High | Switch |  | LSH | http://www.toronto.ca/TWONTO#level_switch
123463 | THC-DIG-LSH-5240 | Eliminated Role: Switch,Level-High,Sump,Burner Sump Pump 5240,Building U | THC-SUS | THC records of assets and roles that are no longer in service or exists | Switch,Level | Switch | 40489 | LSH | http://www.toronto.ca/TWONTO#level_switch
123464 | THC-DIG-LSH-5284 | Switch,Level-High,Sump,West Storm Sump Pump 5284A & 5284B,Primary Digesters | THC-GRK-SUMP PUMP | Sump Pumps, | Switch,Level | Switch |  | LSH | http://www.toronto.ca/TWONTO#level_switch
123465 | THC-DIG-LSH-5285 | Switch,Level-High,South-West Storm Sump,CP-5285,Building U | THC-GRK-SUMP PUMP | Sump Pumps, | Switch,Level | Switch |  | LSH | http://www.toronto.ca/TWONTO#level_switch
123466 | THC-DIG-LSH-5286 | Switch,Level-High,South-East Storm Sump,CP-5286,Building U | THC-DIG-P-5286A | Pump,Submersible,South-East Storm Sump,Building U | Switch,Level | Switch |  | LSH | http://www.toronto.ca/TWONTO#level_switch
123467 | THC-DIG-LSH-5290 | Switch,Level-High,Lower Basement Sump,CP-5290,Building U | THC-GRK-SUMP PUMP | Sump Pumps, | Switch,Level | Switch |  | LSH | http://www.toronto.ca/TWONTO#level_switch
123468 | THC-DIG-LSHH-3413 | Switch,Level,High-High,Wet Receiver,T­3413,Gas High Pressure System,Building U | THC-DIG-T-3413 | Tank,Wet Gas Storage,Gas High Pressure System,Building U | Switch,Level-High-High | Switch |  | LSHH | http://www.toronto.ca/TWONTO#level_switch
123469 | THC-DIG-LSHH-5240 | Eliminated Role: Switch,Level-High High, Sump,Burner Sump Pump 5240, Primary Digesters | THC-DIG-P-5240 | Eliminated Role: Pump,Centrifugal,Sump,Lower Basement,Building U | Switch,Level | Switch | 40487 | LSHH | http://www.toronto.ca/TWONTO#level_switch
123470 | THC-DIG-LSHH-5286 | Eliminated Role: Switch,Level-High High,Sump, East Storm Sump Pump 5286A, Primary Digesters,Building U | THC-SUS | THC records of assets and roles that are no longer in service or exists | Switch,Level | Switch | 40488 | LSHH | http://www.toronto.ca/TWONTO#level_switch
123471 | THC-DIG-LSHHA-5285 | Switch,Level-High-High,South-West Storm Sump,CP-5285,Building U | THC-DIG-CP-5285 | Control Panel,Electrical,South-West Storm Sump,P-5285A & P-5285B,Building U | Valve,Gate | Switch |  | LSHHA | http://www.toronto.ca/TWONTO#level_switch
123472 | THC-DIG-LSHHB-5286 | Switch,Level-High-High,South-East Storm Sump,CP-5286,Building U | THC-DIG-CP-5286 | Control Panel,Electrical,South-East Storm Sump,P-5286A & P-5286B,Building U | Valve,Gate | Switch |  | LSHHB | http://www.toronto.ca/TWONTO#level_switch
123473 | THC-DIG-LSL-3413 | Switch,Level,Low,Wet Receiver,T­3413,Gas High Pressure System,Building U | THC-DIG-T-3413 | Tank,Wet Gas Storage,Gas High Pressure System,Building U | Switch,Level-Low | Switch |  | LSL | http://www.toronto.ca/TWONTO#level_switch
123474 | THC-DIG-LSL-5285 | Switch,Level-Low,South-West Storm Sump,CP-5285,Building U | THC-DIG-CP-5285 | Control Panel,Electrical,South-West Storm Sump,P-5285A & P-5285B,Building U | Valve,Gate | Switch |  | LSL | http://www.toronto.ca/TWONTO#level_switch
123614 | THC-DIG-PSH-0644 | Switch,Pressure-High,Discharge,Gas Mixing,C-0637,Gas Low Pressure System,Building U | THC-DIG-C-0637 | Compressor,Sliding Vane,Primary Digester Gas MIxing,PD-0600,Gas Low Pressure System,Building U | Switch,Pressure-High | Switch |  | PSH | http://www.toronto.ca/TWONTO#pressure_switch
123615 | THC-DIG-PSH-0744 | Switch,Pressure-High,Discharge,Gas Mixing,C-0737,Gas Low Pressure System,Building U | THC-DIG-C-0737 | Compressor,Sliding Vane,Primary Digester Gas MIxing,PD-0700,Gas Low Pressure System,Building U | Switch,Pressure-High | Switch |  | PSH | http://www.toronto.ca/TWONTO#pressure_switch
123618 | THC-DIG-PSH-3100 | Switch,Pressure-High,Discharge,C-3100B,Gas High Pressure System,Building U | THC-DIG-C-3100B | Compressor, Gas, Booster, Digester 0400-0700 | Switch,Pressure-High | Switch |  | PSH | http://www.toronto.ca/TWONTO#pressure_switch
123619 | THC-DIG-PSH-3200 | Switch,Pressure-High,Discharge,C-3200B,Gas High Pressure System,Building U | THC-DIG-C-3200 | Compressor,Sliding Vane,Building U Gas Booster,Gas High Pressure System,Building U | Switch,Pressure-High | Switch |  | PSH | http://www.toronto.ca/TWONTO#pressure_switch
123620 | THC-DIG-PSH-3200 | Switch,Pressure-High,Discharge,C-3200B,Gas High Pressure System,Building U | THC-DIG-C-3200B | Compressor, Gas, Booster, Digester 0400-0700 | Switch,Pressure-High | Switch |  | PSH | http://www.toronto.ca/TWONTO#pressure_switch
123621 | THC-DIG-PSH-5067 | Switch,Pressure-High,Lag,Digested Gas Header,Gas Low Pressure System,Building U | THC-DIG-BURNERS | Waste Gas Burners | Switch,Pressure | Switch |  | PSH | http://www.toronto.ca/TWONTO#pressure_switch
123622 | THC-DIG-PSH-5067 | Switch,Pressure-High,Lag,Digested Gas Header,Gas Low Pressure System,Building U | THC-DIG-GAS-LOW-PRESS | Digester Gas Low Pressure System | Switch,Pressure | Switch |  | PSH | http://www.toronto.ca/TWONTO#pressure_switch
123623 | THC-DIG-PSH-5068 | Switch,Pressure-High,Manual Back-up,Digested Gas Header,Gas Low Pressure System,Building U | THC-DIG-BURNERS | Waste Gas Burners | Switch,Pressure | Switch |  | PSH | http://www.toronto.ca/TWONTO#pressure_switch
123624 | THC-DIG-PSH-5068 | Switch,Pressure-High,Manual Back-up,Digested Gas Header,Gas Low Pressure System,Building U | THC-DIG-GAS-LOW-PRESS | Digester Gas Low Pressure System | Switch,Pressure | Switch |  | PSH | http://www.toronto.ca/TWONTO#pressure_switch
123627 | THC-DIG-PSL-5063 | Switch,Pressure-Low,Auto Reset,Digested Gas Header,Gas Low Pressure System,Building U | THC-DIG-GAS-LOW-PRESS | Digester Gas Low Pressure System | Switch,Pressure-Low | Switch |  | PSL | http://www.toronto.ca/TWONTO#pressure_switch
123663 | THC-DIG-SW-1401 | Eliminated Role: Switch, PLC Panel UPS Bypass, Digester Main | THC-ELS-PS-0003 | Power supply, UPS | Switch | Switch | 40486 | SW | http://www.toronto.ca/TWONTO#disconnect_switch
123664 | THC-DIG-SW-1401 | Eliminated Role: Switch, PLC Panel UPS Bypass, Digester Main | THC-SUS | THC records of assets and roles that are no longer in service or exists | Switch | Switch | 40486 | SW | http://www.toronto.ca/TWONTO#disconnect_switch
123701 | THC-DIG-TSH-0443 | Switch,Temperature-High,Discharge,Primary Digester Gas MIxing,C-0437,Gas Low Pressure System,Building U | THC-DIG-C-0437 | Compressor,Sliding Vane,Primary Digester Gas MIxing,PD-0400,Gas Low Pressure System,Building U | Switch,Temperature | Switch |  | TSH | http://www.toronto.ca/TWONTO#temperature_switch
123702 | THC-DIG-TSH-0743 | Switch,Temperature-High,Discharge,Primary Digester Gas MIxing,C-0737,Gas Low Pressure System,Building U | THC-DIG-C-0737 | Compressor,Sliding Vane,Primary Digester Gas MIxing,PD-0700,Gas Low Pressure System,Building U | Switch,Temperature | Switch |  | TSH | http://www.toronto.ca/TWONTO#temperature_switch
123703 | THC-DIG-TSH-3122 | Switch,Temperature,High,C­3100,Gas High Pressure System,Building U | THC-DIG-C-3100 | Compressor,Sliding Vane,Building U Gas Booster,Gas High Pressure System,Building U | Switch,Temperature-High | Switch |  | TSH | http://www.toronto.ca/TWONTO#temperature_switch
123704 | THC-DIG-TSH-3222 | Switch,Temperature,High,C­3200,Gas High Pressure System,Building U | THC-DIG-C-3200 | Compressor,Sliding Vane,Building U Gas Booster,Gas High Pressure System,Building U | Switch,Temperature-High | Switch |  | TSH | http://www.toronto.ca/TWONTO#temperature_switch
123705 | THC-DIG-TSH-3322 | Switch,Temperature,High,C­3300,Gas High Pressure System,Building U | THC-DIG-C-3300 | Compressor,Sliding Vane,Building U Gas Booster,Gas High Pressure System,Building U | Switch,Temperature-High | Switch |  | TSH | http://www.toronto.ca/TWONTO#temperature_switch
125731 | THC-FT-PSH-1396 | Switch,Pressure-High,Outlet,Scum Transfer Pump 1390,Secondary,Phase IV | THC-FT-P-1390SUSPEND | Pump, Scum, Tunnel T19 Phase IV Secondary | Switch,Pressure-High | Switch |  | PSH | http://www.toronto.ca/TWONTO#pressure_switch
125732 | THC-FT-PSH-1496 | Switch,Pressure-High,Outlet,Scum Transfer Pump 1490,Secondary,Phase IV | THC-FT-P-1490SUSPEND | Pump, Scum, Tunnel T19 Phase IV Secondary | Switch,Pressure-High | Switch |  | PSH | http://www.toronto.ca/TWONTO#pressure_switch
125733 | THC-FT-PSH-1596 | Switch,Pressure-High,Outlet,Scum Transfer Pump 1590,Secondary,Phase IV | THC-FT-P-1590-SCRP | Pump, for Scum Pit Tank 1580, for final tank 1500, Secondary Clarifier | Switch,Pressure-High | Switch |  | PSH | http://www.toronto.ca/TWONTO#pressure_switch
125734 | THC-FT-PSH-1696 | Switch,Pressure-High,Outlet,Scum Transfer Pump 1690,Secondary,Phase IV | THC-FT-P-1690-SCRP | Pump, for Scum Pit Tank 1680, for final tank 1600, Secondary Clarifier | Switch,Pressure-High | Switch |  | PSH | http://www.toronto.ca/TWONTO#pressure_switch
125736 | THC-FT-PSH-5826 | Switch, Pressure High, Scum Control, SE Plant, SE Plant Blowers Part 1 and Train #8 | THC-FT-P-5820 | Pump, Scum Transfer, Rotary Lobe, Secondary , SE Plant, SE Plant Blowers Part 1 and Train #8 | Switch,Pressure-High | Switch |  | PSH | http://www.toronto.ca/TWONTO#pressure_switch
125738 | THC-FT-PSL-0995 | Switch, Inlet, Pressure-Low, Scum Transfer Pump 0990,Secondary,Phase I | THC-FT-P-0990SUSPEND | Pump, for Scum Pit Tank 0980, for final tank 0900, Secondary Clarifier | Switch,Pressure-Low | Switch |  | PSL | http://www.toronto.ca/TWONTO#pressure_switch
125739 | THC-FT-PSL-1395 | Switch, Inlet, Pressure-Low, Scum Transfer Pump 1390,Secondary,Phase IV | THC-FT-P-1390SUSPEND | Pump, Scum, Tunnel T19 Phase IV Secondary | Switch,Pressure-Low | Switch |  | PSL | http://www.toronto.ca/TWONTO#pressure_switch
125740 | THC-FT-PSL-1495 | Switch, Inlet, Pressure-Low, Scum Transfer Pump 1490,Secondary,Phase IV | THC-FT-P-1490SUSPEND | Pump, Scum, Tunnel T19 Phase IV Secondary | Switch,Pressure-Low | Switch |  | PSL | http://www.toronto.ca/TWONTO#pressure_switch
126147 | THC-INC-LSH-0313 | Switch, Level-High, Sump Pump 0313, 0314, Decant, Incin. Building | THC-GRK-SUMP PUMP | Sump Pumps, | Switch,Level | Switch |  | LSH | http://www.toronto.ca/TWONTO#level_switch
126188 | THC-INC-PSH-0610 | Switch, Pressure-High, Digester Gas Train, Incinerators 1000 & 2000 | THC-INC | Incineration Process | Switch,Pressure-High | Switch |  | PSH | http://www.toronto.ca/TWONTO#pressure_switch
126189 | THC-INC-PSH-2064 | Switch, Pressure-High, Natural Gas Train, Incinerator 2000 | THC-INC-FU-2000 | Furnace, Incinerator 2000 | Switch,Pressure-High | Switch |  | PSH | http://www.toronto.ca/TWONTO#pressure_switch
126190 | THC-INC-PSL-0202 | Switch, Pressure-low, Digester Gas Train, Incinerators 1000 & 2000 | THC-INC | Incineration Process | Switch,Pressure-Low | Switch |  | PSL | http://www.toronto.ca/TWONTO#pressure_switch
126191 | THC-INC-PSL-1051 | Switch, Pressure-Low, Shaft Seal, Slurry Pump 1051 | THC-INC-P-1051 | Pump, Ash Slurry, Incinerator 1000 |  | Switch |  | PSL | http://www.toronto.ca/TWONTO#pressure_switch
126192 | THC-INC-PSL-1052 | Switch, Pressure-Low, Shaft Seal, Slurry Pump 1052 | THC-INC-P-1052 | Pump, Ash Slurry, Incinerator 1000 |  | Switch |  | PSL | http://www.toronto.ca/TWONTO#pressure_switch
126193 | THC-INC-PSL-1073 | Switch, Pressure-Low, Shaft Cooling, Incinerator 1000 | THC-INC-FU-1000 | Furnace, Incinerator 1000 | Switch,Pressure-Low | Switch |  | PSL | http://www.toronto.ca/TWONTO#pressure_switch
126195 | THC-INC-PSL-2051 | Switch, Pressure-Low, Shaft Seal, Slurry Pump 2051 | THC-INC-P-2051 | Pump, Ash Slurry, Incinerator 2000 |  | Switch |  | PSL | http://www.toronto.ca/TWONTO#pressure_switch
126196 | THC-INC-PSL-2052 | Switch, Pressure-Low, Shaft Seal, Slurry Pump 2052 | THC-INC-P-2052 | Pump, Ash Slurry, Incinerator 2000 |  | Switch |  | PSL | http://www.toronto.ca/TWONTO#pressure_switch
126197 | THC-INC-PSL-2064 | Switch, Pressure-Low, Natural Gas Train, Incinerator 2000 | THC-INC-FU-2000 | Furnace, Incinerator 2000 | Switch,Pressure-Low | Switch | 34753 | PSL | http://www.toronto.ca/TWONTO#pressure_switch
126198 | THC-INC-PSL-2064 | Switch, Pressure-Low, Natural Gas Train, Incinerator 2000 | THC-SUSPENDED | Suspended entity | Switch,Pressure-Low | Switch | 34753 | PSL | http://www.toronto.ca/TWONTO#pressure_switch
126199 | THC-INC-PSL-2073 | Switch, Pressure-Low, Shaft Cooling, Incinerator 2000 | THC-INC-FU-2000 | Furnace, Incinerator 2000 | Switch,Pressure-Low | Switch |  | PSL | http://www.toronto.ca/TWONTO#pressure_switch
126559 | THC-NGS-PSL-3042 | Switch, Pressure Low, Pilot Natural Gas, Hot Water Boiler BO-3041 | THC-SUSPENDED | Suspended entity |  | Switch | 33796 | PSL | http://www.toronto.ca/TWONTO#pressure_switch
126561 | THC-NGS-PSL-3062 | Switch, Pressure Low, Pilot Natural Gas, Hot Water Boiler BO-3061 | THC-ACC-BO-3061 | Boiler, Hot Water, Boiler Building |  | Switch | 33798 | PSL | http://www.toronto.ca/TWONTO#pressure_switch
126562 | THC-NGS-PSL-3062 | Switch, Pressure Low, Pilot Natural Gas, Hot Water Boiler BO-3061 | THC-SUSPENDED | Suspended entity |  | Switch | 33798 | PSL | http://www.toronto.ca/TWONTO#pressure_switch
126563 | THC-NGS-PSL-3072 | Switch, Pressure Low, Pilot Natural Gas, Hot Water Boiler BO-3071 | THC-ACC-BO-3071 | Boiler, Hot Water, Boiler Building |  | Switch | 33799 | PSL | http://www.toronto.ca/TWONTO#pressure_switch
126565 | THC-NGS-PSL-3082 | Switch, Pressure Low, Pilot Natural Gas, Hot Water Boiler BO-3081 | THC-ACC-BO-3081 | Boiler, Hot Water, Boiler Building |  | Switch | 33800 | PSL | http://www.toronto.ca/TWONTO#pressure_switch
126566 | THC-NGS-PSL-3082 | Switch, Pressure Low, Pilot Natural Gas, Hot Water Boiler BO-3081 | THC-SUSPENDED | Suspended entity |  | Switch | 33800 | PSL | http://www.toronto.ca/TWONTO#pressure_switch
126849 | THC-OCS-LSH-0100 | Switch, Level High, Humidification Chamber #1, Phase I/IV Odour Control | THC-OCS-HU-0100 | Integrated Humidification Chamber #1, Humidification Chamber #1, Phase I/IV Odour Control | Switch,Level-High | Switch |  | LSH | http://www.toronto.ca/TWONTO#level_switch
126850 | THC-OCS-LSH-6030 | Switch, Level, High, Humidification Chamber HU-6030, Headworks Odour Control | THC-OCS-HU-6030 | Humidification Chamber, Biofilter, Headworks Odour Control | Switch,Level-High | Switch |  | LSH | http://www.toronto.ca/TWONTO#level_switch
126851 | THC-OCS-LSHH-0200 | Switch, Sump Level High High, Phase I/IV Biofilter Sump, Phase I/IV Odour Control | THC-OCS-P-0210 | Sump Pump No.1, Phase I/IV Biofilter Sump, Phase I/IV Odour Control | Switch,Level-High-High | Switch |  | LSHH | http://www.toronto.ca/TWONTO#level_switch
126852 | THC-OCS-LSHH-0400 | Switch, Level High, Humidification Chamber #2, Phase I/IV Odour Control | THC-OCS-HU-0400 | Integrated Humidification Chamber #2, Humidification Chamber #2, Phase I/IV Odour Control | Switch,Level-High-High | Switch |  | LSHH | http://www.toronto.ca/TWONTO#level_switch
126853 | THC-OCS-LSHH-6200 | Switch, Level, High High, Sump, Biofilter, Headworks Odour Control | THC-OCS-P-6210 | Sump Pump, Biofilter, Headworks Odour Control | Switch,Level-High-High | Switch |  | LSHH | http://www.toronto.ca/TWONTO#level_switch
126854 | THC-OCS-LSL-0200 | Switch, Sump Level Lo, Phase I/IV Biofilter Sump, Phase I/IV Odour Control | THC-OCS-P-0210 | Sump Pump No.1, Phase I/IV Biofilter Sump, Phase I/IV Odour Control | Switch,Level-Low | Switch |  | LSL | http://www.toronto.ca/TWONTO#level_switch
126855 | THC-OCS-LSL-0400 | Switch, Level Low, Humidification Chamber #2, Phase I/IV Odour Control | THC-OCS-HU-0100 | Integrated Humidification Chamber #1, Humidification Chamber #1, Phase I/IV Odour Control | Switch,Level-Low | Switch |  | LSL | http://www.toronto.ca/TWONTO#level_switch
126857 | THC-OCS-LSL-6200 | Switch, Level, Low, Sump, Biofilter, Headworks Odour Control | THC-OCS-P-6210 | Sump Pump, Biofilter, Headworks Odour Control | Switch,Level-Low | Switch |  | LSL | http://www.toronto.ca/TWONTO#level_switch
126858 | THC-OCS-LSLL-0400 | Switch, Level Low Low, Humidification Chamber #2, Phase I/IV Odour Control | THC-OCS-HU-0400 | Integrated Humidification Chamber #2, Humidification Chamber #2, Phase I/IV Odour Control | Switch,Level-Low-Low | Switch |  | LSLL | http://www.toronto.ca/TWONTO#level_switch
126860 | THC-OCS-LSLL-6200 | Switch, Level, Low Low, Sump, Biofilter, Headworks Odour Control | THC-OCS-P-6210 | Sump Pump, Biofilter, Headworks Odour Control | Switch,Level-Low-Low | Switch |  | LSLL | http://www.toronto.ca/TWONTO#level_switch
127087 | THC-PLT-FSL-0155 | Switch, Flow, Low, Spray Water, Perforate Screen SC-0150, Screen Room, Raw Sewage Screening | THC-PLT-SC-0150 | Screen, Perforated Plate, Screen Room, Raw Sewage Screening | Switch,Flow-Low | Switch |  | FSL | http://www.toronto.ca/TWONTO#flow_switch
127088 | THC-PLT-FSL-0255 | Switch, Flow, Low, Spray Water, Perforate Screen SC-0250, Screen Room, Raw Sewage Screening | THC-PLT-SC-0250 | Screen, Perforated Plate, Screen Room, Raw Sewage Screening | Switch,Flow-Low | Switch |  | FSL | http://www.toronto.ca/TWONTO#flow_switch
127089 | THC-PLT-FSL-0355 | Switch, Flow, Low, Spray Water, Perforate Screen SC-0350, Screen Room, Raw Sewage Screening | THC-PLT-SC-0350 | Screen, Perforated Plate, Screen Room, Raw Sewage Screening | Switch,Flow-Low | Switch |  | FSL | http://www.toronto.ca/TWONTO#flow_switch
127090 | THC-PLT-FSL-0455 | Switch, Flow, Low, Spray Water, Perforate Screen SC-0450, Screen Room, Raw Sewage Screening | THC-PLT-SC-0450 | Screen, Perforated Plate, Screen Room, Raw Sewage Screening | Switch,Flow-Low | Switch |  | FSL | http://www.toronto.ca/TWONTO#flow_switch
127091 | THC-PLT-FSL-0555 | Switch, Flow, Low, Spray Water, Perforate Screen SC-0550, Screen Room, Raw Sewage Screening | THC-PLT-SC-0550 | Screen, Perforated Plate, Screen Room, Raw Sewage Screening | Switch,Flow-Low | Switch |  | FSL | http://www.toronto.ca/TWONTO#flow_switch
127092 | THC-PLT-FSL-0940 | Switch, Flow, Low, Seal Water, Pump P-0940, Vortex Grit Pipe Gallery, Grit Removal | THC-PLT-P-0940 | Pump, Grit Slurry, Vortex Grit Pipe Gallery, Grit Removal | Switch,Flow-Low | Switch |  | FSL | http://www.toronto.ca/TWONTO#flow_switch
127093 | THC-PLT-FSL-0980 | Switch, Flow, Low, Seal Water, Pump P-0980, Vortex Grit Pipe Gallery, Grit Removal | THC-PLT-P-0980 | Pump, Grit Slurry, Vortex Grit Pipe Gallery, Grit Removal | Switch,Flow-Low | Switch |  | FSL | http://www.toronto.ca/TWONTO#flow_switch
127136 | THC-PLT-HS-0710 | Switch, Rope, Emergency Stop, Conveyor, Screen Room, Screenings Conveyance | THC-PLT-CV-0710 | Conveyor, Screw, Screen Room, Screenings Conveyance |  | Switch |  | HS | hand_switch
127137 | THC-PLT-HS-0720 | Switch, Rope, Emergency Stop, Conveyor, Screen Room, Screenings Conveyance | THC-PLT-CV-0720 | Conveyor, Screw, Screen Room, Screenings Conveyance |  | Switch |  | HS | hand_switch
127138 | THC-PLT-HS-0810 | Switch, Rope, Emergency Stop, Washer Compactor, Screen Room, Screenings Conveyance | THC-PLT-CMP-0810 | Washer Compactor, Screen Room, Screenings Conveyance |  | Switch |  | HS | hand_switch
127139 | THC-PLT-HS-0820 | Switch, Rope, Emergency Stop, Washer Compactor, Screen Room, Screenings Conveyance | THC-PLT-CMP-0820 | Washer Compactor, Screen Room, Screenings Conveyance |  | Switch |  | HS | hand_switch
127140 | THC-PLT-HS-0830 | Switch, Rope, Emergency Stop, Conveyor, Screen Room, Screenings Conveyance | THC-PLT-CV-0830 | Conveyor, Screw, Screen Room, Screenings Conveyance |  | Switch |  | HS | hand_switch
127141 | THC-PLT-HS-1010 | Switch, Rope, Emergency Stop, Classifier CL-1010, Grit Processing and Conveyance | THC-PLT-CL-1010 | Classifier, Grit System, Grit Processing and Conveyance |  | Switch |  | HS | hand_switch
127142 | THC-PLT-HS-1200 | Switch, Rope, Emergency Stop, Conveyor CV-1200, Screenings and Grit Conveyance | THC-PLT-CV-1200 | Conveyor, Screw, Conveyor, Screenings and Grit Conveyance |  | Switch |  | HS | hand_switch
127143 | THC-PLT-HS-1220 | Switch, Rope, Emergency Stop, Conveyor CV-1220, Screenings and Grit Conveyance | THC-PLT-CV-1220 | Conveyor, Screw, Conveyor, Truck Loading, Screenings and Grit Conveyance |  | Switch |  | HS | hand_switch
127157 | THC-PLT-LSH-0820 | Switch,Level-High, Washer Compactor CMP-0810, Headworks | THC-PLT-CMP-0820 | Washer Compactor, Screen Room, Screenings Conveyance | Switch,Level | Switch |  | LSH | http://www.toronto.ca/TWONTO#level_switch
127158 | THC-PLT-LSH-1020 | Switch, Level, High, Classifier CL-1020, Grit Processing and Conveyance | THC-PLT-CL-1020 | Classifier, Grit System, Grit Processing and Conveyance | Switch,Level-High | Switch |  | LSH | http://www.toronto.ca/TWONTO#level_switch
127159 | THC-PLT-LSH-1400 | Switch, Level, High, Sump, Vortex Gallery | THC-PLT-P-1410 | Pump, Sump, Vortex Gallery | Switch,Level-High | Switch |  | LSH | http://www.toronto.ca/TWONTO#level_switch
127161 | THC-PLT-LSH-5623 | Switch, Level-High, Overflow, Classifier 5630, East | THC-PLT-CL-5630 | Classifier 5630, East | Switch,Level | Switch |  | LSH | http://www.toronto.ca/TWONTO#level_switch
127162 | THC-PLT-LSH-5653 | Switch,Level-High,Overflow,Classifier 5660, West | THC-PLT-CL-5630 | Classifier 5630, East | Switch,Level | Switch |  | LSH | http://www.toronto.ca/TWONTO#level_switch
127163 | THC-PLT-LSH-5653 | Switch,Level-High,Overflow,Classifier 5660, West | THC-PLT-CL-5660 | Classifier 5660, West | Switch,Level | Switch |  | LSH | http://www.toronto.ca/TWONTO#level_switch
127164 | THC-PLT-LSHH-1400 | Level Switch, High High Level, Sump, Vortex Gallery | THC-PLT-P-1410 | Pump, Sump, Vortex Gallery | Switch,Level-High-High | Switch |  | LSHH | http://www.toronto.ca/TWONTO#level_switch
127165 | THC-PLT-LSHH-5104 | Level Switch High High,Sump, pump pit THC-PLT-P-5110 and 5120 | THC-PRM-P-0102 | Pump, Sump, Primary Treatment | Switch,Level | Switch |  | LSHH | http://www.toronto.ca/TWONTO#level_switch
127166 | THC-PLT-LSL-1600 | Switch, Level, Low, Sump, Vortex Vortex Common Effluent Channel | THC-PLT-P-1610 | Pump, Sump, Vortex Common Effluent Channel | Switch,Level-Low | Switch |  | LSL | http://www.toronto.ca/TWONTO#level_switch
127167 | THC-PLT-LSL-5811 | Switch,Level-Low,Oil Reservoir Tank 5810,Head House | THC-PLT-T-5810 | Reservoire, Oil, Hydraulic Pack, Conveyors, Grit Tanks | Switch,Level | Switch |  | LSL | http://www.toronto.ca/TWONTO#level_switch
127169 | THC-PLT-LSLL-1400 | Switch, Level, Low Low , Sump, Vortex Gallery | THC-PLT-P-1410 | Pump, Sump, Vortex Gallery | Switch,Level-Low-Low | Switch |  | LSLL | http://www.toronto.ca/TWONTO#level_switch
127186 | THC-PLT-MSL-0446 | Switch,Motion-Low,Level Bubbler System,Bar screen 0440,Head House | THC-PLT-SC-0240 | Bar Screen 0240 | Switch,Motion | Switch |  | MSL | http://www.toronto.ca/TWONTO#motion_sensor_element
127187 | THC-PLT-MSL-0720 | Switch, Motion , Low, Conveyor, Screen Room, Screenings Conveyance | THC-PLT-CV-0720 | Conveyor, Screw, Screen Room, Screenings Conveyance |  | Switch |  | MSL | http://www.toronto.ca/TWONTO#motion_sensor_element
127188 | THC-PLT-MSL-0840 | Switch, Motion , Low, Conveyor, Screen Room, Screenings Conveyance | THC-PLT-CV-0840 | Conveyor, Screw, Screen Room, Screenings Conveyance |  | Switch |  | MSL | http://www.toronto.ca/TWONTO#motion_sensor_element
127189 | THC-PLT-MSL-1020 | Switch, Motion Low, Classifier CL-1020, Grit Processing and Conveyance | THC-PLT-CL-1020 | Classifier, Grit System, Grit Processing and Conveyance |  | Switch |  | MSL | http://www.toronto.ca/TWONTO#motion_sensor_element
127190 | THC-PLT-MSL-5191 | Switch, Motion-Low, Screening Transfer System, Head House | THC-PLT-SC-0140 | Bar Screen 0140 | Switch,Motion | Switch |  | MSL | http://www.toronto.ca/TWONTO#motion_sensor_element
127222 | THC-PLT-PSH-0143 | Switch, Pressure-High, Level Bubbler System, Bar screen 0140, Head House | THC-PLT-SC-0140 | Bar Screen 0140 | Switch,Pressure-High | Switch |  | PSH | http://www.toronto.ca/TWONTO#pressure_switch
127223 | THC-PLT-PSH-0243 | Switch,Pressure-High,Level Bubbler System,Bar screen 0240,Head House | THC-PLT-SC-SP | Bar Screen Spare | Switch,Pressure-High | Switch |  | PSH | http://www.toronto.ca/TWONTO#pressure_switch
127224 | THC-PLT-PSH-0343 | Switch,Pressure-High,Level Bubbler System,Bar screen 0340,Head House | THC-PLT-SC-0340 | Bar Screen 0340 | Switch,Pressure-High | Switch |  | PSH | http://www.toronto.ca/TWONTO#pressure_switch
127225 | THC-PLT-PSH-0543 | Switch,Pressure-High,Level Bubbler System,Bar screen 0540,Head House | THC-PLT-SC-0540 | Bar Screen 0540 | Switch,Pressure-High | Switch |  | PSH | http://www.toronto.ca/TWONTO#pressure_switch
127226 | THC-PLT-PSH-2112 | Switch, Pressure, High, Blower BL-2100, Blower Room, Channel Aeration | THC-PLT-BL-2100 | Blower, Blower Room, Channel Aeration | Switch,Pressure-High | Switch |  | PSH | http://www.toronto.ca/TWONTO#pressure_switch
127228 | THC-PLT-PSH-5844 | Switch,Diff. Pressure High,Oil Reverse,Headhouse | THC-PLT-T-5810 | Reservoire, Oil, Hydraulic Pack, Conveyors, Grit Tanks | Switch,Pressure | Switch |  | PSH | http://www.toronto.ca/TWONTO#pressure_switch
127229 | THC-PLT-PSH-6108 | Switch,Pressure-High,Outlet from Pumps 6140 & 6150 (post-filter) to Bar Screens,Hydr. Sys,Headhouse | THC-PLT-T-6100 | Reservoir, Oil, Hydraulic Pack 1, Bar Screens | Switch,Pressure-High | Switch |  | PSH | http://www.toronto.ca/TWONTO#pressure_switch
127230 | THC-PLT-PSL-0145 | Switch, Pressure-low, Level Bubbler System, Bar screen 0140, Head House | THC-PLT-SC-0140 | Bar Screen 0140 | Switch,Pressure-Low | Switch |  | PSL | http://www.toronto.ca/TWONTO#pressure_switch
127231 | THC-PLT-PSL-0445 | Switch,Pressure-low,Level Bubbler System,Bar screen 0440,Head House | THC-PLT-SC-0240 | Bar Screen 0240 | Switch,Pressure-Low | Switch |  | PSL | http://www.toronto.ca/TWONTO#pressure_switch
127232 | THC-PLT-PSL-0545 | Switch,Pressure-low,Level Bubbler System,Bar screen 0540,Head House | THC-PLT-SC-0540 | Bar Screen 0540 | Switch,Pressure-Low | Switch |  | PSL | http://www.toronto.ca/TWONTO#pressure_switch
127233 | THC-PLT-PSL-1012 | Switch, Pressure, Low, Hydrocyclone CYC-1012 Inlet, Grit Processing and Conveyance | THC-PLT-CYC-1012 | Hydrocyclone, Classifier CL-1010, Grit Processing and Conveyance | Switch,Pressure-Low | Switch |  | PSL | http://www.toronto.ca/TWONTO#pressure_switch
127234 | THC-PLT-PSL-1021 | Switch, Pressure, Low, Hydrocyclone CYC-1021 Inlet, Grit Processing and Conveyance | THC-PLT-CYC-1021 | Hydrocyclone, Classifier CL-1020, Grit Processing and Conveyance | Switch,Pressure-Low | Switch |  | PSL | http://www.toronto.ca/TWONTO#pressure_switch
127235 | THC-PLT-PSL-2102 | Switch, Pressure Differential, Low, Blower BL-2100, Blower Room, Channel Aeration | THC-PLT-BL-2100 | Blower, Blower Room, Channel Aeration | Switch,Pressure-Low | Switch |  | PSL | http://www.toronto.ca/TWONTO#pressure_switch
127236 | THC-PLT-PSL-2302 | Switch, Pressure Differential, Low, Blower BL-2300, Blower Room, Channel Aeration | THC-PLT-BL-2300 | Blower, Blower Room, Channel Aeration | Switch,Pressure-Low | Switch |  | PSL | http://www.toronto.ca/TWONTO#pressure_switch
127237 | THC-PLT-PSL-2402 | Switch, Pressure Differential, Low, Blower BL-2400, Blower Room, Channel Aeration | THC-PLT-BL-2400 | Blower, Blower Room, Channel Aeration | Switch,Pressure-Low | Switch |  | PSL | http://www.toronto.ca/TWONTO#pressure_switch
127238 | THC-PLT-PSL-6209 | Switch,Pressure-Low,Outlet from Pump 6240 (post-filter) to Bar Screens,Hydr. Sys,Headhouse | THC-PLT-T-6200 | Reservoir, Oil, Hydraulic Pack 2, Bar Screens | Switch,Pressure-Low | Switch |  | PSL | http://www.toronto.ca/TWONTO#pressure_switch
127261 | THC-PLT-SW-5691A | Switch,Motion-Low,Conveyor 5690A,Grit,Head House | THC-PLT-CV-5690A | Conveyor, Swivel | Switch,Motion | Switch |  | SW | http://www.toronto.ca/TWONTO#motion_sensor_element
127273 | THC-PLT-TSH-2111 | Switch, Temperature, High, Blower BL-2100, Blower Room, Channel Aeration | THC-PLT-BL-2100 | Blower, Blower Room, Channel Aeration | Switch,Temperature-High | Switch |  | TSH | http://www.toronto.ca/TWONTO#temperature_switch
127274 | THC-PLT-TSH-2211 | Switch, Temperature, High, Blower BL-2200, Blower Room, Channel Aeration | THC-PLT-BL-2200 | Blower, Blower Room, Channel Aeration | Switch,Temperature-High | Switch |  | TSH | http://www.toronto.ca/TWONTO#temperature_switch
127275 | THC-PLT-TSH-2311 | Switch, Temperature, High, Blower BL-2300, Blower Room, Channel Aeration | THC-PLT-BL-2300 | Blower, Blower Room, Channel Aeration | Switch,Temperature-High | Switch |  | TSH | http://www.toronto.ca/TWONTO#temperature_switch
127276 | THC-PLT-TSL-6702 | Switch,Temperature Low,Ozonator Room North,Odour Control,Headhouse | THC-ODOUR-HEADHOUSE | Odour Control | Switch,Temperature | Switch | 37930 | TSL | http://www.toronto.ca/TWONTO#temperature_switch
127277 | THC-PLT-TSL-6702 | Switch,Temperature Low,Ozonator Room North,Odour Control,Headhouse | THC-SUSPENDED | Suspended entity | Switch,Temperature | Switch | 37930 | TSL | http://www.toronto.ca/TWONTO#temperature_switch
127435 | THC-PLT-ZHS-0810 | Switch, Position High (Open), Washer Compactor CMP-0810, Headworks | THC-PLT-CMP-0810 | Washer Compactor, Screen Room, Screenings Conveyance | Switch,Level | Switch |  | ZHS | http://www.toronto.ca/TWONTO#position_switch
127436 | THC-PLT-ZSH-0347 | Switch, Torque, Rake, Bar screen 0340, Head House | THC-PLT-SC-0340 | Bar Screen 0340 | Switch,Torque | Switch |  | ZSH | http://www.toronto.ca/TWONTO#position_switch
127568 | THC-PRM-LSH-0122 | Level Switch High,Sump,Phase 1 Primary T12 | THC-PRM-P-0122 | Pump, Sump, Primary Treatment | Switch,Level | Switch |  | LSH | http://www.toronto.ca/TWONTO#level_switch
127569 | THC-PRM-LSHH-0101 | Level Switch High,T31 West Primary Tank 0600,Building A | THC-PRM-P-0101 | Pump, Sump, Primary Treatment | Switch,Level | Switch |  | LSHH | http://www.toronto.ca/TWONTO#level_switch
127570 | THC-PRM-LSHH-0102 | Level Switch High,Sump,T31 West Primary Tank 0700,Building A | THC-PRM-P-0102 | Pump, Sump, Primary Treatment | Switch,Level | Switch |  | LSHH | http://www.toronto.ca/TWONTO#level_switch
127571 | THC-PRM-LSHH-0122 | Level Switch High High,Sump,Phase 1, Tank 1000, Primary T12 and T15 | THC-PRM-P-0122 | Pump, Sump, Primary Treatment | Switch,Level | Switch |  | LSHH | http://www.toronto.ca/TWONTO#level_switch
127572 | THC-PRM-LSHH-0124 | Level Switch High,Sump,Primary Tank 0900 | THC-PRM-P-0102 | Pump, Sump, Primary Treatment | Switch,Level | Switch |  | LSHH | http://www.toronto.ca/TWONTO#level_switch
127573 | THC-PRM-LSHH-0143 | Level Switch High,Sump,T31 West Primary Tank 0700,Building A | THC-PRM-P-0102 | Pump, Sump, Primary Treatment | Switch,Level | Switch |  | LSHH | http://www.toronto.ca/TWONTO#level_switch
127574 | THC-PRM-LSHH-0152 | Level Switch High,Sump, Primary Tank 0300,& 0400, Old Plant | THC-PRM-P-0102 | Pump, Sump, Primary Treatment | Switch,Level | Switch |  | LSHH | http://www.toronto.ca/TWONTO#level_switch
127575 | THC-PRM-LSHH-0174 | Switch, Level High High, Sump Pump Control, NW Plant | THC-PRM-P-0102 | Pump, Sump, Primary Treatment | Switch,Level | Switch |  | LSHH | http://www.toronto.ca/TWONTO#level_switch
127576 | THC-PRM-LSHH-0174 | Switch, Level High High, Sump Pump Control, NW Plant | THC-PRM-P-0174 | Pump, Centrifugal Submersible, Drainage, NW Plant | Switch,Level | Switch |  | LSHH | http://www.toronto.ca/TWONTO#level_switch
127577 | THC-PRM-LSHH-0177 | Switch, Level High High, Sump Pump Control, NW Plant | THC-PRM-P-0102 | Pump, Sump, Primary Treatment | Switch,Level | Switch |  | LSHH | http://www.toronto.ca/TWONTO#level_switch
127578 | THC-PRM-LSHH-0177 | Switch, Level High High, Sump Pump Control, NW Plant | THC-PRM-P-0177 | Pump, Centrifugal Submersible, Drainage, NW Plant | Switch,Level | Switch |  | LSHH | http://www.toronto.ca/TWONTO#level_switch
127579 | THC-PRM-LSL-0102 | Switch,Level-Low,Sump,Sump Pump 0102,Old Plant Primary West T31 | THC-PRM-P-0102 | Pump, Sump, Primary Treatment | Switch,Level | Switch |  | LSL | http://www.toronto.ca/TWONTO#level_switch
127580 | THC-PRM-LSLL-0174 | Switch, Level Low, Sump Pump Control, NW Plant | THC-PRM-P-0174 | Pump, Centrifugal Submersible, Drainage, NW Plant | Sensor,Level | Switch |  | LSLL | http://www.toronto.ca/TWONTO#level_switch
127581 | THC-PRM-LSLL-0177 | Switch, Level Low, Sump Pump Control, NW Plant | THC-PRM-P-0177 | Pump, Centrifugal Submersible, Drainage, NW Plant | Sensor,Level | Switch |  | LSLL | http://www.toronto.ca/TWONTO#level_switch
127582 | THC-PRM-LSLL-0915 | Switch, Float, Level-Low Low, Oil Tank 0970 | THC-PRM-T-0970 | Oil Tank, Hydraulic Power System for Scum Skimmer System, Primary Clarifier 0900 |  | Switch |  | LSLL | http://www.toronto.ca/TWONTO#level_switch
127585 | THC-PRM-LSLL-1115 | Switch, Float, Level-Low Low, Oil Tank 1170 | THC-PRM-T-1170 | Oil Tank, Hydraulic Power System for Scum Skimmer System, Primary Clarifier 1100 | Switch,Level-Low-Low | Switch |  | LSLL | http://www.toronto.ca/TWONTO#level_switch
127990 | THC-PRM-ZSH-0911 | Switch, Position High, Mech Collect, Valve 0909 | THC-PRM-V-0911A | Valve, Solenoid, Collect, Valve 0909 |  | Switch |  | ZSH | http://www.toronto.ca/TWONTO#position_switch
127991 | THC-PRM-ZSH-0971 | Switch, Position High, Cylinder Extend, Valve 0971 | THC-PRM-V-0971 | Valve, Hydraulic Cylinder, Scum Skimmer, Primary Clarifier 0900, SW Plant |  | Switch |  | ZSH | http://www.toronto.ca/TWONTO#position_switch
127992 | THC-PRM-ZSH-0973 | Switch, Position High, Cylinder Extend, Valve 0973 | THC-PRM-V-0973 | Valve, Hydraulic Cylinder, Scum Skimmer, Primary Clarifier 0900, SW Plant |  | Switch |  | ZSH | http://www.toronto.ca/TWONTO#position_switch
127993 | THC-PRM-ZSH-0975 | Switch, Position High, Mech Home, Valve 0971 | THC-PRM-V-0971 | Valve, Hydraulic Cylinder, Scum Skimmer, Primary Clarifier 0900, SW Plant |  | Switch |  | ZSH | http://www.toronto.ca/TWONTO#position_switch
127994 | THC-PRM-ZSH-0979 | Switch, Position High, Mech Home, Valve 0973 | THC-PRM-V-0973 | Valve, Hydraulic Cylinder, Scum Skimmer, Primary Clarifier 0900, SW Plant |  | Switch |  | ZSH | http://www.toronto.ca/TWONTO#position_switch
127998 | THC-PRM-ZSH-1111 | Switch, Position High, Mech Collect, Valve 1111 | THC-PRM-V-1111 | Valve, Hydraulic Cylinder, Bottom Scraper, Primary Clarifier 1100, NW Plant | Switch,Level-Low-Low | Switch |  | ZSH | http://www.toronto.ca/TWONTO#position_switch
127999 | THC-PRM-ZSH-1112 | Switch, Position High, Mech Collect, Valve 1112 | THC-PRM-V-1112 | Valve, Hydraulic Cylinder, Bottom Scraper, Primary Clarifier 1100, NW Plant | Switch,Level-Low-Low | Switch |  | ZSH | http://www.toronto.ca/TWONTO#position_switch
128000 | THC-PRM-ZSH-1141 | Switch, Position High, Supply Damper, Damper 1141 | THC-PRM-DM-1141 | Damper/Louver, Supply Air, Damper 1141, Fan 1140, Primary Clarifier 11 | Switch,Position-High | Switch |  | ZSH | http://www.toronto.ca/TWONTO#position_switch
128001 | THC-PRM-ZSH-1142 | Switch, Position High, Exhaust Damper, Damper 1142 | THC-PRM-DM-1142 | Damper/Louver, Supply Air, Damper 1142, Fan 1140, Primary Clarifier 11 | Switch,Position-High | Switch |  | ZSH | http://www.toronto.ca/TWONTO#position_switch
128002 | THC-PRM-ZSH-1151 | Switch, Position High, Supply Damper, Damper 1151 | THC-PRM-DM-1151 | Damper/Louver, Damper 1151 | Switch,Position-High | Switch |  | ZSH | http://www.toronto.ca/TWONTO#position_switch
128003 | THC-PRM-ZSH-1171 | Switch, Position High, Cylinder Extend, Valve 1171A | THC-PRM-V-1171 | Valve, Hydraulic Cylinder, Scum Skimmer, Tank 1100, Primary Clarifier, Phase IV | Switch,Position-High | Switch |  | ZSH | http://www.toronto.ca/TWONTO#position_switch
128004 | THC-PRM-ZSH-1171 | Switch, Position High, Cylinder Extend, Valve 1171A | THC-PRM-V-1171A | Valve, Knife Gate, Primary Sludge Pump (P-1170) Inlet Isolation, NW Plant | Switch,Position-High | Switch |  | ZSH | http://www.toronto.ca/TWONTO#position_switch
128005 | THC-PRM-ZSH-1173 | Switch, Position High, Cylinder Extend, Valve 1173C | THC-PRM-V-1173 | Valve, Hydraulic Cylinder, Scum Skimmer, Tank 1100, Primary Clarifier, Phase IV | Switch,Position-High | Switch |  | ZSH | http://www.toronto.ca/TWONTO#position_switch
128006 | THC-PRM-ZSH-1173 | Switch, Position High, Cylinder Extend, Valve 1173C | THC-PRM-V-1173C | Valve, Inlet, Flow Transmitter Indicating, Primary Clarifier 1100, Primary Sludge Distribution | Switch,Position-High | Switch |  | ZSH | http://www.toronto.ca/TWONTO#position_switch
128007 | THC-PRM-ZSH-1174 | Switch, Position High, Flush Water, Valve 1174 | THC-PRM-CH-5300 | Scum Pit,Tank 1100 & 1200, Primary Clarifier | Switch,Position-High | Switch |  | ZSH | http://www.toronto.ca/TWONTO#position_switch
128008 | THC-PRM-ZSH-1174 | Switch, Position High, Flush Water, Valve 1174 | THC-PRM-V-1174 | Valve, Actuated, Scum Trough Flushing Valve | Switch,Position-High | Switch |  | ZSH | http://www.toronto.ca/TWONTO#position_switch
128009 | THC-PRM-ZSH-1175 | Switch, Position High, Mech Home, Valve 1171A | THC-PRM-V-1171A | Valve, Knife Gate, Primary Sludge Pump (P-1170) Inlet Isolation, NW Plant | Switch,Position-High | Switch |  | ZSH | http://www.toronto.ca/TWONTO#position_switch
128010 | THC-PRM-ZSH-1176 | Switch, Position High, Mech Away, Valve 1171A | THC-PRM-V-1171 | Valve, Hydraulic Cylinder, Scum Skimmer, Tank 1100, Primary Clarifier, Phase IV | Switch,Position-High | Switch |  | ZSH | http://www.toronto.ca/TWONTO#position_switch
128011 | THC-PRM-ZSH-1176 | Switch, Position High, Mech Away, Valve 1171A | THC-PRM-V-1171A | Valve, Knife Gate, Primary Sludge Pump (P-1170) Inlet Isolation, NW Plant | Switch,Position-High | Switch |  | ZSH | http://www.toronto.ca/TWONTO#position_switch
128012 | THC-PRM-ZSH-1178 | Switch, Position High, Mech Away, Valve 1172B | THC-PRM-V-1172 | Valve, Hydraulic Cylinder, Scum Skimmer, Tank 1100, Primary Clarifier, Phase IV | Switch,Position-High | Switch |  | ZSH | http://www.toronto.ca/TWONTO#position_switch
128013 | THC-PRM-ZSH-1178 | Switch, Position High, Mech Away, Valve 1172B | THC-PRM-V-1172B | Valve, Knife Gate, Primary Sludge Pump (P-1170) Discharge Isolation, NW Plant | Switch,Position-High | Switch |  | ZSH | http://www.toronto.ca/TWONTO#position_switch
128014 | THC-PRM-ZSH-1180 | Switch, Position High, Mech Away, Valve 1173C | THC-PRM-V-1173C | Valve, Inlet, Flow Transmitter Indicating, Primary Clarifier 1100, Primary Sludge Distribution | Switch,Position-High | Switch |  | ZSH | http://www.toronto.ca/TWONTO#position_switch
128015 | THC-PRM-ZSH-1212 | Switch, Position High, Mech Collect, Valve 1212 | THC-PRM-V-1212 | Valve, Hydraulic Cylinder, Bottom Scraper, Primary Clarifier 1200, NW Plant | Switch,Level-Low-Low | Switch |  | ZSH | http://www.toronto.ca/TWONTO#position_switch
128016 | THC-PRM-ZSH-1213 | Switch, Position High, Mech Collect, Valve 1213 | THC-PRM-V-1213 | Valve, Hydraulic Cylinder, Bottom Scraper, Primary Clarifier 1200, NW Plant | Switch,Level-Low-Low | Switch |  | ZSH | http://www.toronto.ca/TWONTO#position_switch
128017 | THC-PRM-ZSH-1241 | Switch, Position High, Supply Damper, Damper 1241 | THC-PRM-DM-1241 | Damper/Louver, Supply Air, Fan 1240, Primary Clarifier 12 | Switch,Position-High | Switch |  | ZSH | http://www.toronto.ca/TWONTO#position_switch
128018 | THC-PRM-ZSH-1251 | Switch, Position High, Supply Damper, Damper 1251 | THC-PRM-DM-1251 | Damper/Louver, Damper 1251 | Switch,Position-High | Switch |  | ZSH | http://www.toronto.ca/TWONTO#position_switch
128019 | THC-PRM-ZSH-1271 | Switch, Position High, Cylinder Extend, Valve 1271 | THC-PRM-V-1271 | Valve, Hydraulic Cylinder, Scum Skimmer, Primary Clarifier 1200, NW Plant | Switch,Position-High | Switch |  | ZSH | http://www.toronto.ca/TWONTO#position_switch
128020 | THC-PRM-ZSH-1276 | Switch, Position High, Mech Away, Valve 1271 | THC-PRM-V-1271 | Valve, Hydraulic Cylinder, Scum Skimmer, Primary Clarifier 1200, NW Plant | Switch,Position-High | Switch |  | ZSH | http://www.toronto.ca/TWONTO#position_switch
128021 | THC-PRM-ZSH-1278 | Switch, Position High, Mech Away, Valve 1272 | THC-PRM-V-1272 | Valve, Hydraulic Cylinder, Scum Skimmer, Primary Clarifier 1200, NW Plant | Switch,Position-High | Switch |  | ZSH | http://www.toronto.ca/TWONTO#position_switch
128022 | THC-PRM-ZSH-1279 | Switch, Position High, Mech Home, Valve 1273 | THC-PRM-V-1273 | Valve, Hydraulic Cylinder, Scum Skimmer, Primary Clarifier 1200, NW Plant | Switch,Position-High | Switch |  | ZSH | http://www.toronto.ca/TWONTO#position_switch
128023 | THC-PRM-ZSH-1280 | Switch, Position High, Mech Away, Valve 1273 | THC-PRM-V-1273 | Valve, Hydraulic Cylinder, Scum Skimmer, Primary Clarifier 1200, NW Plant | Switch,Position-High | Switch |  | ZSH | http://www.toronto.ca/TWONTO#position_switch
128024 | THC-PRM-ZSL-0912 | Switch, Position Low, Mech Return, Valve 0912 | THC-PRM-V-0912 | Valve, Hydraulic Cylinder, Bottom Scraper, Primary Clarifier 0900, SW Plant |  | Switch |  | ZSL | http://www.toronto.ca/TWONTO#position_switch
128025 | THC-PRM-ZSL-0914 | Switch, Position Low, Mech Return, Valve 0914 | THC-PRM-V-0914 | Valve, Hydraulic Cylinder, Bottom Scraper, Primary Clarifier 0900, SW Plant |  | Switch |  | ZSL | http://www.toronto.ca/TWONTO#position_switch
128026 | THC-PRM-ZSL-0971 | Switch, Position Low, Cylinder Retract, Valve 0971 | THC-PRM-V-0971 | Valve, Hydraulic Cylinder, Scum Skimmer, Primary Clarifier 0900, SW Plant |  | Switch |  | ZSL | http://www.toronto.ca/TWONTO#position_switch
128029 | THC-PRM-ZSL-1112 | Switch, Position Low, Mech Return, Valve 1112 | THC-PRM-V-1112 | Valve, Hydraulic Cylinder, Bottom Scraper, Primary Clarifier 1100, NW Plant | Switch,Level-Low-Low | Switch |  | ZSL | http://www.toronto.ca/TWONTO#position_switch
128030 | THC-PRM-ZSL-1114 | Switch, Position Low, Mech Return, Valve 1114 | THC-PRM-V-1114 | Valve, Hydraulic Cylinder, Bottom Scraper, Primary Clarifier 1100, NW Plant | Switch,Level-Low-Low | Switch |  | ZSL | http://www.toronto.ca/TWONTO#position_switch
128031 | THC-PRM-ZSL-1171 | Switch, Position Low, Cylinder Retract, Valve 1171A | THC-PRM-V-1171 | Valve, Hydraulic Cylinder, Scum Skimmer, Tank 1100, Primary Clarifier, Phase IV | Switch,Position-Low | Switch |  | ZSL | http://www.toronto.ca/TWONTO#position_switch
128032 | THC-PRM-ZSL-1172 | Switch, Position Low, Cylinder Retract, Valve 1172B | THC-PRM-V-1172 | Valve, Hydraulic Cylinder, Scum Skimmer, Tank 1100, Primary Clarifier, Phase IV | Switch,Position-Low | Switch |  | ZSL | http://www.toronto.ca/TWONTO#position_switch
128033 | THC-PRM-ZSL-1172 | Switch, Position Low, Cylinder Retract, Valve 1172B | THC-PRM-V-1172B | Valve, Knife Gate, Primary Sludge Pump (P-1170) Discharge Isolation, NW Plant | Switch,Position-Low | Switch |  | ZSL | http://www.toronto.ca/TWONTO#position_switch
128034 | THC-PRM-ZSL-1211 | Switch, Position Low, Mech Return, Valve 1211 | THC-PRM-V-1211 | Valve, Hydraulic Cylinder, Bottom Scraper, Primary Clarifier 1200, NW Plant | Switch,Level-Low-Low | Switch |  | ZSL | http://www.toronto.ca/TWONTO#position_switch
128035 | THC-PRM-ZSL-1214 | Switch, Position Low, Mech Return, Valve 1214 | THC-PRM-V-1214 | Valve, Hydraulic Cylinder, Bottom Scraper, Primary Clarifier 1200, NW Plant | Switch,Level-Low-Low | Switch |  | ZSL | http://www.toronto.ca/TWONTO#position_switch
128036 | THC-PRM-ZSL-1271 | Switch, Position Low, Cylinder Retract, Valve 1271 | THC-PRM-V-1271 | Valve, Hydraulic Cylinder, Scum Skimmer, Primary Clarifier 1200, NW Plant | Switch,Position-Low | Switch |  | ZSL | http://www.toronto.ca/TWONTO#position_switch
128163 | THC-PWA-LSH-0002 | Switch, Level, Capacitance, Station Flooding, S.E. Pumping Station | THC-PWA-SOUTH | South Pumping Station |  | Switch |  | LSH | http://www.toronto.ca/TWONTO#level_switch
128166 | THC-PWA-LSHH-0316 | Level Switch High High,Incineration. Plant Water Pumping Station | THC-PWA-P-0316 | Pump,Sump, Incineration. Plant Water Pumping Station | Switch,Level | Switch |  | LSHH | http://www.toronto.ca/TWONTO#level_switch
128179 | THC-PWA-PDSH-0301 | Switch, Differential Pressure, High, Local Indicator, Strainer STR-0300, S.E. Pumping Station | THC-PWA-STR-0300 | Strainer,Automatic,Plant Effluent Water,South Effluent Pump Station,Intermediate Level |  | Switch |  | PDSH | http://www.toronto.ca/TWONTO#pressure_switch
128180 | THC-PWA-PDSH-0401 | Switch, Differential Pressure, High, Local Indicator, Strainer STR-0400, S.E. Pumping Station | THC-PWA-STR-0400 | Strainer,Automatic,Plant Effluent Water,South Effluent Pump Station,Intermediate Level |  | Switch |  | PDSH | http://www.toronto.ca/TWONTO#pressure_switch
128181 | THC-PWA-PDSH-0901 | Switch, Pressure Differential, High, Local Indication, Strainer STR-0900, N.E. Pumping Station | THC-PWA-STR-0900 | Strainer, N.E. Pumping Station |  | Switch |  | PDSH | http://www.toronto.ca/TWONTO#pressure_switch
128190 | THC-PWA-PSL-0401 | Switch, Pressure, Low, Pump P-0400 Intake, S.E. Pumping Station | THC-PWA-P-0400 | Pump, P-0400, S.E. Pumping Station |  | Switch |  | PSL | http://www.toronto.ca/TWONTO#pressure_switch
128191 | THC-PWA-PSL-0501 | Switch, Pressure, Low, Pump P-0500, S.E. Pumping Station | THC-PWA-P-0500 | Pump, P-0500, S.E. Pumping Station |  | Switch |  | PSL | http://www.toronto.ca/TWONTO#pressure_switch
128871 | THC-STR-LSH-0129 | Level Switch High,Sump,Phase 4 Blower Building | THC-STR-P-0129 | Pump, Sump, Secondary Treatment | Switch,Level | Switch |  | LSH | http://www.toronto.ca/TWONTO#level_switch
128872 | THC-STR-LSH-0165 | Level Switch High,T33 West Final Tank 0700,Building A | THC-STR-P-0165 | Pump, Sump, Secondary Treatment | Switch,Level | Switch |  | LSH | http://www.toronto.ca/TWONTO#level_switch
128873 | THC-STR-LSH-0180 | Switch, Level, High, Pump Start, NW Plant | THC-STR-P-0180 | Pump, Centrifugal Submersible, Drainage, NW Plant |  | Switch |  | LSH | http://www.toronto.ca/TWONTO#level_switch
128874 | THC-STR-LSH-0181 | Switch, Level, High, Pump Start, NW Plant | THC-STR-P-0181 | Pump, Centrifugal Submersible, Drainage, NW Plant |  | Switch |  | LSH | http://www.toronto.ca/TWONTO#level_switch
128875 | THC-STR-LSH-0186 | Switch, Level, High, Pump Start, NW Plant | THC-STR-P-0186 | Pump, Centrifugal Submersible, Drainage, NW Plant |  | Switch |  | LSH | http://www.toronto.ca/TWONTO#level_switch
128876 | THC-STR-LSH-1204 | Switch,Level-High,Sump,Sump Pump 1204,Old Plant Workshop | THC-STR-P-1204 | Pump,Sump,MCC 1 Lower Cable Crawl Space,Building A | Switch,Level | Switch |  | LSH | http://www.toronto.ca/TWONTO#level_switch
128877 | THC-STR-LSH-1301 | Level Switch High,Sump,T15 Phase 1 Final Area | THC-STR-P-1301A | Pump, Sump, Secondary Treatment | Switch,Level | Switch |  | LSH | http://www.toronto.ca/TWONTO#level_switch
128880 | THC-STR-LSHH-0131 | Level Switch High,Sump,T15 Phase 1 Final Area | THC-STR-P-1301A | Pump, Sump, Secondary Treatment | Switch,Level | Switch |  | LSHH | http://www.toronto.ca/TWONTO#level_switch
128881 | THC-STR-LSHH-0158 | Level Switch High,Sump,T33 East Final Tank 0200 and 0300, Building A | THC-STR-P-0158 | Pump, Sump, Secondary Treatment | Switch,Level | Switch |  | LSHH | http://www.toronto.ca/TWONTO#level_switch
128882 | THC-STR-LSHH-0179 | Switch, Level High High, Sump Pump Control, NW Plant | THC-STR-P-0179 | Pump, Centrifugal Submersible, Drainage, NW Plant | Switch,Level | Switch |  | LSHH | http://www.toronto.ca/TWONTO#level_switch
128883 | THC-STR-LSHH-0181 | Switch, Level High High, Sump Pump Control, NW Plant | THC-STR-P-0181 | Pump, Centrifugal Submersible, Drainage, NW Plant | Switch,Level | Switch |  | LSHH | http://www.toronto.ca/TWONTO#level_switch
128884 | THC-STR-LSHH-0184 | Switch, Level High High, Sump Pump Control, NW Plant | THC-STR-P-0184 | Pump, Centrifugal Submersible, Drainage, NW Plant | Switch,Level | Switch |  | LSHH | http://www.toronto.ca/TWONTO#level_switch
128885 | THC-STR-LSHH-0186 | Switch, Level High High, Sump Pump Control, NW Plant | THC-STR-P-0186 | Pump, Centrifugal Submersible, Drainage, NW Plant | Switch,Level | Switch |  | LSHH | http://www.toronto.ca/TWONTO#level_switch
128892 | THC-STR-LSLL-0186 | Switch, Level Low, Sump Pump Control, NW Plant | THC-STR-P-0186 | Pump, Centrifugal Submersible, Drainage, NW Plant |  | Switch |  | LSLL | http://www.toronto.ca/TWONTO#level_switch
128893 | THC-STR-LSLL-1601 | Switch,Level Low Low,Sump,Tunnel T16 & T13 Intersection | THC-STR-CP-1601 | Control Panel,Sump Pumps,Tunnel T16 & T13 Intersection |  | Switch |  | LSLL | http://www.toronto.ca/TWONTO#level_switch
128944 | THC-STR-PSL-0445 | Switch, Inlet, Pressure-Low, Pump 0440, Secondary Clarifiers 0300&0400 - Old Section | THC-STR-P-0440 | Pump, Tank 0300-0400, Secondary Clarifier, RAS/WAS | Switch,Pressure-Low | Switch |  | PSL | http://www.toronto.ca/TWONTO#pressure_switch
128945 | THC-STR-PSL-0545 | Switch, Inlet, Pressure-Low, Pump 0540, Secondary Clarifiers 0500&0600 - Old Section | THC-STR-P-0540 | Pump, Tank 0500-0600, Secondary Clarifier, RAS/WAS | Switch,Pressure-Low | Switch |  | PSL | http://www.toronto.ca/TWONTO#pressure_switch
128946 | THC-STR-PSL-0745 | Switch, Inlet, Pressure-Low, Pump 0740, Secondary Clarifiers 0700&0800 - Old Section | THC-STR-P-0740 | Pump, Tank 0700-0800, Secondary Clarifier, RAS/WAS | Switch,Pressure-Low | Switch |  | PSL | http://www.toronto.ca/TWONTO#pressure_switch
128947 | THC-STR-PSL-0845 | Switch, Inlet, Pressure-Low, ,Pump 0840, Secondary Clarifiers 0700&0800 - Old Section | THC-STR-P-0840SP | Pump, Tank 0700-0800, Secondary Clarifier, RAS/WAS | Switch,Pressure-Low | Switch |  | PSL | http://www.toronto.ca/TWONTO#pressure_switch
128948 | THC-STR-PSL-0945 | Switch, Inlet, Pressure-Low, Pump 0940,Secondary Clarifier 0900,RAS Pumping Distribution - Phase 1 | THC-STR-P-0940 | Pump, Dewatering, Tank 0900, Secondary Clarifier, RAS/WAS | Switch,Pressure-Low | Switch |  | PSL | http://www.toronto.ca/TWONTO#pressure_switch
128949 | THC-STR-PSL-1045 | Switch, Inlet, Pressure-Low, Pump 1040,Secondary Clarifier 1000,RAS Pumping Distribution - Phase 1 | THC-STR-P-1040 | Pump, Dewatering, Tank 1000, Secondary Clarifier, RAS/WAS | Switch,Pressure-Low | Switch |  | PSL | http://www.toronto.ca/TWONTO#pressure_switch
128950 | THC-STR-PSL-1245 | Switch, Inlet, Pressure-Low, Pump 1240,Secondary Clarifier 1200,RAS Pumping Distribution - Phase 1 | THC-STR-P-1240 | Pump, Dewatering, Tank 1200, Secondary Clarifier, RAS/WAS | Switch,Pressure-Low | Switch |  | PSL | http://www.toronto.ca/TWONTO#pressure_switch
128951 | THC-STR-PSL-1345 | Switch, Inlet, Pressure-Low, Pump 1340,Secondary Clarifier 1300,RAS Pumping Distribution - Phase 4 | THC-STR-P-1340 | New Spare Pump, Dewatering, Tank 1300, Secondary Clarifier, RAS/WAS, Tunnel T19 Phase IV Secondary | Switch,Pressure-Low | Switch |  | PSL | http://www.toronto.ca/TWONTO#pressure_switch
128952 | THC-STR-PSL-5045 | Switch, Inlet, Pressure-Low,,Pump 5040, Secondary Clarifiers 0100&0200 - Old Section | THC-STR-P-5040 | Pump, Tank 0100-0200, Secondary Clarifier, RAS/WAS | Switch,Pressure-Low | Switch | 41053 | PSL | http://www.toronto.ca/TWONTO#pressure_switch
128953 | THC-STR-PSL-5245 | Switch, Inlet, Pressure-Low,,Pump 5240, Secondary Clarifiers 0500&0600 - Old Section | THC-STR-P-5240 | Pump, Tank 0500-0600, Secondary Clarifier, RAS/WAS | Switch,Pressure-Low | Switch |  | PSL | http://www.toronto.ca/TWONTO#pressure_switch
128954 | THC-STR-PSL-5445 | Switch, Inlet, Pressure-Low,,Pump 5440, Secondary Clarifiers 0700&0800 - Old Section | THC-STR-P-5440 | Pump, Centrifugal, Secondary Sludge, SE Plant, SE Plant Blowers Part 1 and Train #8 | Switch,Pressure-Low | Switch |  | PSL | http://www.toronto.ca/TWONTO#pressure_switch
129174 | THC-THK-LSH-0110 | Level Switch High,Flotation Building | THC-THK-P-0111 | Pump,Sump,Flotation Building | Switch,Level | Switch |  | LSH | http://www.toronto.ca/TWONTO#level_switch
129175 | THC-THK-LSH-0111 | Switch,Level-High,Sump,Sump Pump 0111,admin Building | THC-THK-P-0111 | Pump,Sump,Flotation Building | Switch,Level | Switch |  | LSH | http://www.toronto.ca/TWONTO#level_switch
129181 | THC-THK-LSH-5972 | Switch, Level High, Centrate Tank T-5970 | THC-THK-T-5970 | Tank,Centrate | Switch,Level-High | Switch |  | LSH | http://www.toronto.ca/TWONTO#level_switch
129182 | THC-THK-LSH-5992 | Switch, Level High, Centrate Tank T-5990 | THC-THK-T-5990 | Tank,Centrate | Switch,Level-High | Switch |  | LSH | http://www.toronto.ca/TWONTO#level_switch
129189 | THC-THK-LSL-1101 | Switch, Level Low, for Mixing Tank-1100,Polymer Make-up System-1100 | THC-THK-T-1100 | Tank,Make-up,Polymer Make-up System-1100,Thickening Building | Mixer,Propeller | Switch |  | LSL | http://www.toronto.ca/TWONTO#level_switch
129248 | THC-THK-PSL-5820 | Switch, Pressure-Low, Pump P-5820, Thickening | THC-THK-P-5820 | Pump,Rotary Lobe,TWAS Tank T-5800 |  | Switch |  | PSL | http://www.toronto.ca/TWONTO#pressure_switch
129250 | THC-THK-PSL-5830 | Switch, Pressure-Low, Pump P-5830, Thickening | THC-THK-P-5830 | Pump,Rotary Lobe,TWAS Tank T-5800 |  | Switch |  | PSL | http://www.toronto.ca/TWONTO#pressure_switch
129516 | THC-WWW-LSH-0002 | Switch, Float, High, Sump Pump P-0100 & P-0200, S.E. Pumping Station | THC-PWA-EFFLUENT | Plant Water Effluent |  | Switch |  | LSH | http://www.toronto.ca/TWONTO#level_switch
129517 | THC-WWW-LSH-0002 | Switch, Float, High, Sump Pump P-0100 & P-0200, S.E. Pumping Station | THC-PWA-SOUTH | South Pumping Station |  | Switch |  | LSH | http://www.toronto.ca/TWONTO#level_switch
129518 | THC-WWW-LSH-0004 | Switch, Float, High, Sump Alarm, S.E. Pumping Station | THC-PWA-EFFLUENT | Plant Water Effluent |  | Switch |  | LSH | http://www.toronto.ca/TWONTO#level_switch
129519 | THC-WWW-LSH-0004 | Switch, Float, High, Sump Alarm, S.E. Pumping Station | THC-PWA-SOUTH | South Pumping Station |  | Switch |  | LSH | http://www.toronto.ca/TWONTO#level_switch
129546 | THE-ELS-LSL-0100 | Switch, Level, Low, Sump Pump 0100A/0101, Old Main Sub Station | THR-ELS-CP-0100 | Control Panel,Sump Pump 0100A/0101,Old Main Sub Station | Switch,Level-High-High | Switch |  | LSL | http://www.toronto.ca/TWONTO#level_switch
129670 | THR-ACC-ASH-5012S | Carbon Monoxide(CO) Detector (Eingie Room Basement-Boiler Area) | THR-ELS-HH | Electrical System, Head House and Engine Room | Fire Prevention,Heat Detector | Switch | 47417 | ASH | http://www.toronto.ca/TWONTO#flame_or_combustion_sensing_instrument
129799 | THR-ACC-DS-0711 | Switch, Disconnect, Pump 1, Glycol Skid, Compressor Building Main Floor, Glycol System | THR-ACC-DIG | Air Conditioning, HVAC, Digesters |  | Switch |  | DS | http://www.toronto.ca/TWONTO#disconnect_switch
129800 | THR-ACC-DS-0780 | Switch, Disconnect, Supply Fan, Waste Gas Burner Building | THR-ACC-FN-0780 | Fan, Centrifugal, Air Supply, AHU-0780, South of WGB Bldg |  | Switch |  | DS | http://www.toronto.ca/TWONTO#disconnect_switch
129947 | THR-ACC-FSH-0004 | Switch,Flow-High, Eye Wash flow,Eye wash satation,Disinfection Building | THR-ACC-EWS-0004S | Eye Wash Station,Disinfection Bldg | Valve,Ball | Switch |  | FSH | http://www.toronto.ca/TWONTO#flow_switch
129948 | THR-ACC-FSL-0005 | Switch, Flow-Low, P-0203A | THR-ACC-P-0203A | Pump, Centrifugal, Glycol Heating Supply to AHU-0003 | Switch,Flow-Low | Switch |  | FSL | http://www.toronto.ca/TWONTO#flow_switch
129949 | THR-ACC-FSL-0009 | Switch, Flow, Low, Main Glycol Recirculating Pump 0205A, Ground Floor | THR-ACC-P-0205A | Pump, Glycol Skid Recirculation | Switch,Flow-Low | Switch |  | FSL | http://www.toronto.ca/TWONTO#flow_switch
129950 | THR-ACC-FSL-0010 | Switch, Flow, Low, Main Glycol Recirculating Pump 0205B, Ground Floor | THR-ACC-P-0205B | Pump, Glycol Skid Recirculation | Switch,Flow-Low | Switch |  | FSL | http://www.toronto.ca/TWONTO#flow_switch
129951 | THR-ACC-FSL-0011 | Switch, Flow, Low, Main Glycol Supply, Ground Floor | THR-ACC-AHU-0007 | Air Handling Unit, STB Roof | Switch,Flow-Low | Switch |  | FSL | http://www.toronto.ca/TWONTO#flow_switch
129952 | THR-ACC-FSL-0013 | Switch, Flow, Low, Hot Water Recirculation Pump-0102, Ground Floor | THR-ACC-P-0102 | Pump, Hot Water Recirculation, STB Ground Floor | Switch,Flow-Low | Switch |  | FSL | http://www.toronto.ca/TWONTO#flow_switch
129953 | THR-ACC-FSL-0140 | Switch, Flow, Low, Supply Air Duct, Air Handling Unit AHU-0140/0150, Headhouse Loading Bay Roof | THR-ACC-AHU-0140 | Air Handling Unit, Headhouse Loading Bay Air Supply, Headhouse Roof | Switch,Flow-Low | Switch |  | FSL | http://www.toronto.ca/TWONTO#flow_switch
129954 | THR-ACC-FSL-0204A | Switch, Flow-Low, P-0204A | THR-ACC-P-0204A | Pump, Centrifugal, Glycol Heating Supply to AHU-0004 | Switch,Flow-Low | Switch |  | FSL | http://www.toronto.ca/TWONTO#flow_switch
129955 | THR-ACC-FSL-0204B | Switch, Flow-Low, P-0204B | THR-ACC-P-0204B | Pump, Centrifugal, Glycol Heating Supply to AHU-0004 | Switch,Flow-Low | Switch |  | FSL | http://www.toronto.ca/TWONTO#flow_switch
129956 | THR-ACC-FSL-0210 | Switch, Flow, Low, Supply Air Duct, Air Handling Unit AHU-0210/0220, North Grit Loading Bay Roof | THR-ACC-AHU-0210 | Air Handling Unit, Air Supply, North Grit Loading Bay Roof | Switch,Flow-Low | Switch |  | FSL | http://www.toronto.ca/TWONTO#flow_switch
129957 | THR-ACC-FSL-0751 | Switch, Flow-Low, Discharge, AHU-0751, Headhouse, Gallery Ventilation, Zone 1A and 1B | THR-ACC-AHU-0751 | Air Handling Unit, Blow Thru, Headhouse, Gallery Ventilation, Zone 1A and 1B | Switch,Flow-Low | Switch |  | FSL | http://www.toronto.ca/TWONTO#flow_switch
129958 | THR-ACC-FSL-0752S | Switch, Flow-Low, Air Handling Unit 0017 (0752), T17 East, Plant Services, Gallery Ventilation, Zone 2A and 2B | THR-ACC-AHU-0752S | Air Handling Unit, Air Curtain, T17 East, Gallery Ventilation, Zone 2A, 2B and 2C | Switch,Flow-Low | Switch | 39336 | FSL | http://www.toronto.ca/TWONTO#flow_switch
129959 | THR-ACC-FSL-0753S | Switch, Flow-Low, Air Handling Unit 0752 (0753), T17 East, Plant Services, Gallery Ventilation, Zone 2A and 2B | THR-ACC-AHU-0753S | Air Handling Unit, Air Curtain, T17 East, Gallery Ventilation, Zone 2A, 2B and 2C | Switch,Flow-Low | Switch | 39337 | FSL | http://www.toronto.ca/TWONTO#flow_switch
129960 | THR-ACC-FSL-0754S | Switch, Flow-Low, Air Handling Unit 0754, RAS Pump, Centrifugaling Station, T-20, Plant Services, Gallery Ventilation, Zone 3B | THR-ACC-AHU-0754S | Air Handling Unit, Blow Thru, RSPS Roof, Gallery Ventilation, Zone 3B | Switch,Flow-Low | Switch | 39338 | FSL | http://www.toronto.ca/TWONTO#flow_switch
129961 | THR-ACC-FSL-0843S | Switch, Flow-Low, Exhaust Fan 0843, T14 North, Plant Services, Gallery Ventilation, Zone 2A and 2B | THR-ACC-FN-0843 | Fan, Exhaust, T14 North, Plant Services, Gallery Ventilation, Zone 2A, 2B, 2C | Switch,Flow-Low | Switch | 39341 | FSL | http://www.toronto.ca/TWONTO#flow_switch
129962 | THR-ACC-FSL-0845S | Switch, Flow-Low, Exhaust Fan 0845, T14 South, Plant Services, Gallery Ventilation, Zone 2A and 2B | THR-ACC-FN-0845S | Fan, Exhaust, T14 South, Plant Services, Gallery Ventilation, Zone 2A, 2B, 2C | Switch,Flow-Low | Switch | 39343 | FSL | http://www.toronto.ca/TWONTO#flow_switch
129963 | THR-ACC-FSL-0846S | Switch, Flow-Low, Exhaust Fan 0846, T14 South, Plant Services, Gallery Ventilation, Zone 2A and 2B | THR-ACC-FN-0846S | Fan, Exhaust, T14 South, Plant Services, Gallery Ventilation, Zone 2A, 2B, 2C | Switch,Flow-Low | Switch | 39344 | FSL | http://www.toronto.ca/TWONTO#flow_switch
129964 | THR-ACC-FSL-0849 | Switch, Flow-Low, Exhaust Fan 0849, T21, Plant Services, Gallery Ventilation, Zone 3A | THR-ACC-FN-0849 | Fan, Exhaust, T21, Access House, Gallery Ventilation, Zone 3A | Switch,Flow-Low | Switch |  | FSL | http://www.toronto.ca/TWONTO#flow_switch
129965 | THR-ACC-FSL-0851 | Switch, Flow-Low, Exhaust Fan 0851, T16, Plant Services, Gallery Ventilation, Zone 3A | THR-ACC-FN-0851 | Fan, Exhaust, T16, Plant Services, Gallery Ventilation, Zone 3A | Switch,Flow-Low | Switch |  | FSL | http://www.toronto.ca/TWONTO#flow_switch
129966 | THR-ACC-FSL-0852S | Switch, Flow-Low, Exhaust Fan 0852, T17 East, Plant Services, Gallery Ventilation, Zone 3A | THR-ACC-FN-0852S | Fan, Exhaust, T21 East, Plant Services, Gallery Ventilation, Zone 3A | Switch,Flow-Low | Switch | 39345 | FSL | http://www.toronto.ca/TWONTO#flow_switch
129967 | THR-ACC-FSL-0854S | Switch, Flow-Low, Exhaust Fan 0854, T15, Plant Services, Gallery Ventilation, Zone 3B | THR-ACC-FN-0854S | Fan, Exhaust, T15, Plant Services, Gallery Ventilation, Zone 3B | Switch,Flow-Low | Switch | 39347 | FSL | http://www.toronto.ca/TWONTO#flow_switch
129968 | THR-ACC-FSL-0859 | Switch, Flow-Low, Exhaust Fan 0859, T21, Plant Services, Gallery Ventilation, Zone 3A | THR-ACC-FN-0859 | Fan, Exhaust, T21B, Access House, Gallery Ventilation, Zone 3A | Switch,Flow-Low | Switch |  | FSL | http://www.toronto.ca/TWONTO#flow_switch
129969 | THR-ACC-FSL-0867 | Switch, Flow-Low, Discharge, Exhaust Fan 0867, T12 South, Plant Services, Gallery Ventilation, Zone 1A and 1B | THR-ACC-FN-0841 | Fan, Exhaust, T12 North, Plant Services, Gallery Ventilation, Zone 1A, 1B | Switch,Flow-Low | Switch |  | FSL | http://www.toronto.ca/TWONTO#flow_switch
129970 | THR-ACC-FSL-0971S | Switch, Flow-Low, Air Curtain 0971, Plant Services, Gallery Ventilation, Zone 3B | THR-ACC-FN-0971S | Fan, Air Curtain, T17E, Plant Services, Gallery Ventilation, Zone 3B | Switch,Flow-Low | Switch | 39349 | FSL | http://www.toronto.ca/TWONTO#flow_switch
129971 | THR-ACC-FSL-1302 | Switch, Flow-Low, Discharge, Blower for Boiler 1301, Plant Central Hot Water System, Hot Water Boilers | THR-ACC-BO-1301 | Boiler, Low Pressure, Hot Water, Plant Central Hot Water System, Hot Water Boilers (CRN-H9308.5,TSSA UID-65022703, SNo.-5.1103723) | Switch,Flow-Low | Switch |  | FSL | http://www.toronto.ca/TWONTO#flow_switch
129972 | THR-ACC-FSL-1501 | Switch, Flow-Low, Outlet, Boiler 1501, Hot Water Supply, Plant Central Hot Water System, Hot Water Boilers | THR-ACC-BO-1501 | Boiler, Low Pressure, Hot Water, Plant Central Hot Water System, Hot Water Boilers (CRN-H9308.5,TSSA UID-65022705, SNo.-5.1103725) | Switch,Flow-Low | Switch |  | FSL | http://www.toronto.ca/TWONTO#flow_switch
129973 | THR-ACC-FSL-1601 | Switch, Flow-Low, Outlet, Boiler 1601, Hot Water Supply, Plant Central Hot Water System, Hot Water Boilers | THR-ACC-BO-1601 | Boiler, Low Pressure, Hot Water, Plant Central Hot Water System, Hot Water Boilers (CRN-H9308.5,TSSA UID-65022706, SNo.-5.1103726) | Switch,Flow-Low | Switch |  | FSL | http://www.toronto.ca/TWONTO#flow_switch
129974 | THR-ACC-FSL-1602 | Switch, Flow-Low, Discharge, Blower for Boiler 1601, Plant Central Hot Water System, Hot Water Boilers | THR-ACC-BO-1601 | Boiler, Low Pressure, Hot Water, Plant Central Hot Water System, Hot Water Boilers (CRN-H9308.5,TSSA UID-65022706, SNo.-5.1103726) | Switch,Flow-Low | Switch |  | FSL | http://www.toronto.ca/TWONTO#flow_switch
129975 | THR-ACC-FSL-1701 | Switch, Flow-Low, Outlet, Boiler 1701, Hot Water Supply, Plant Central Hot Water System, Hot Water Boilers | THR-ACC-BO-1701 | Boiler, Low Pressure, Hot Water, Plant Central Hot Water System, Hot Water Boilers (CRN-H9308.5,TSSA UID-65022707, SNo.-5.1103727) | Switch,Flow-Low | Switch |  | FSL | http://www.toronto.ca/TWONTO#flow_switch
129976 | THR-ACC-FSL-1702 | Switch, Flow-Low, Discharge, Blower for Boiler 1701, Plant Central Hot Water System, Hot Water Boilers | THR-ACC-BO-1701 | Boiler, Low Pressure, Hot Water, Plant Central Hot Water System, Hot Water Boilers (CRN-H9308.5,TSSA UID-65022707, SNo.-5.1103727) | Switch,Flow-Low | Switch |  | FSL | http://www.toronto.ca/TWONTO#flow_switch
130011 | THR-ACC-HMSB-3610 | Switch, Time Of Day Override,HVAC,East Workshop | THR-ACC-EMB | Air Conditioning, AHU, HVAC, East Maintenance Building | Switch,Temperature-Low | Switch |  | HMSB | http://www.toronto.ca/TWONTO#thermostat_or_zone_controller_unit
130012 | THR-ACC-HMSH-3610 | Switch, Time Of Day Override,HVAC,East Workshop | THR-ACC-EMB | Air Conditioning, AHU, HVAC, East Maintenance Building | Switch,Temperature-Low | Switch |  | HMSH | http://www.toronto.ca/TWONTO#thermostat_or_zone_controller_unit
130091 | THR-ACC-LSL-0800 | Switch, Low Water Cut Off, North Grit Boiler 0800, Plant Central Hot Water System | THR-ACC-BO-0800 | Boiler, Low Pressure, North Grit Boilers, Plant Services, Natural Gas Overview (CRN-B9917.5,TSSA UID-65022713, SNo.-5.867338,S-87073) | Switch,Level-Low | Switch |  | LSL | http://www.toronto.ca/TWONTO#level_switch
130092 | THR-ACC-LSL-1301 | Switch, Low Water Cut Off, Boiler 1301, Plant Central Hot Water System, Hot Water Boilers | THR-ACC-BO-1301 | Boiler, Low Pressure, Hot Water, Plant Central Hot Water System, Hot Water Boilers (CRN-H9308.5,TSSA UID-65022703, SNo.-5.1103723) | Switch,Level-Low | Switch |  | LSL | http://www.toronto.ca/TWONTO#level_switch
130093 | THR-ACC-LSL-1401 | Switch, Low Water Cut Off, Boiler 1401, Plant Central Hot Water System, Hot Water Boilers | THR-ACC-BO-1401 | Boiler, Low Pressure, Hot Water, Plant Central Hot Water System, Hot Water Boilers (CRN-H9308.5,TSSA UID-65022704, SNo.-5.1103724) | Switch,Level-Low | Switch |  | LSL | http://www.toronto.ca/TWONTO#level_switch
130094 | THR-ACC-LSL-1601 | Switch, Low Water Cut Off, Boiler 1601, Plant Central Hot Water System, Hot Water Boilers | THR-ACC-BO-1601 | Boiler, Low Pressure, Hot Water, Plant Central Hot Water System, Hot Water Boilers (CRN-H9308.5,TSSA UID-65022706, SNo.-5.1103726) | Switch,Level-Low | Switch |  | LSL | http://www.toronto.ca/TWONTO#level_switch
130371 | THR-ACC-PDSH-4000 | Switch, Pressure Differential, High, Serves THR-ACC-AHU-4000,Gallery T17E | THR-ACC-AHU-4000 | Air Handling Unit, 100% Outside Air Draw Thru, T17E | Switch,Pressure | Switch |  | PDSH | http://www.toronto.ca/TWONTO#pressure_switch
130372 | THR-ACC-PDSH-4500 | Switch, Pressure Differential, High, Serves THR-ACC-AHU-4500,SP RAS Pumping Station | THR-ACC-AHU-4500 | Air Handling Unit, 100% Outside Air Draw Thru, RAS Pumping Station | Switch,Pressure | Switch |  | PDSH | http://www.toronto.ca/TWONTO#pressure_switch
130373 | THR-ACC-PDSL-4002 | Switch, Pressure Differential, Low, Serves THR-ACC-FN-4007,Gallery 20N | THR-ACC-FN-4007 | Fan, Supply, T20N, Vault 2,Gallery T20N | Switch,Flow-Low | Switch |  | PDSL | http://www.toronto.ca/TWONTO#pressure_switch
130391 | THR-ACC-PSH-0100 | Switch, Pressure, High, Filter Gauge Status, Air Handling Unit AHU-0100, Headhouse Roof | THR-ACC-AHU-0100 | Air Handling Unit,Main Equipment Room Mezzanine,Main Equipment Room Air Handling Unit | Switch,Pressure-High | Switch |  | PSH | http://www.toronto.ca/TWONTO#pressure_switch
130392 | THR-ACC-PSH-0110 | Switch, Pressure, High, Filter Gauge Status, Air Handling Unit AHU-0110, Headhouse Roof | THR-ACC-AHU-0110 | Air Handling Unit, Headhouse Grit Area Air Supply, Headhouse Roof | Switch,Pressure-High | Switch |  | PSH | http://www.toronto.ca/TWONTO#pressure_switch
130393 | THR-ACC-PSH-0120 | Switch, Pressure, High, Filter Gauge Status, Air Handling Unit AHU-0120, Headhouse Roof | THR-ACC-AHU-0120 | Air Handling Unit, Headhouse Screen Area Air Supply, Headhouse Roof | Switch,Pressure-High | Switch |  | PSH | http://www.toronto.ca/TWONTO#pressure_switch
130394 | THR-ACC-PSH-0130 | Switch, Pressure, High, Filter Gauge Status,, Air Handling Unit AHU-0130, Headhouse Roof | THR-ACC-AHU-0130 | Air Handling Unit, Headhouse Screen Area Air Supply, Headhouse Roof | Switch,Pressure-High | Switch |  | PSH | http://www.toronto.ca/TWONTO#pressure_switch
130395 | THR-ACC-PSH-0210 | Switch, Pressure, High, Filter Gauge Status, Air Handling Unit AHU-0210, North Grit Loading Bay Roof | THR-ACC-AHU-0210 | Air Handling Unit, Air Supply, North Grit Loading Bay Roof | Switch,Pressure-High | Switch |  | PSH | http://www.toronto.ca/TWONTO#pressure_switch
130396 | THR-ACC-PSH-0220 | Switch, Pressure, High, Filter Gauge Status, Air Handling Unit AHU-0220, North Grit Loading Bay Roof | THR-ACC-AHU-0200 | Air Handling Unit, Air Supply, North Grit Fan Room | Switch,Pressure-High | Switch |  | PSH | http://www.toronto.ca/TWONTO#pressure_switch
130397 | THR-ACC-PSH-0230 | Switch, Pressure, High, Filter Gauge Status, Air Handling Unit MUA-556, North Grit South Fan Room | THR-ACC-FN-0230 | Fan, Plenum, Supply, Existing Air Handling Unit MAU-556, North Grit Fan Room | Switch,Pressure-High | Switch |  | PSH | http://www.toronto.ca/TWONTO#pressure_switch
130398 | THR-ACC-PSH-0231 | Gauge, Pressure, Air Filter, AHU-0230, North Grit Storage Room | THR-ACC-AHU-0230 | Air Handling Unit, Air Supply, North Grit Fan Room | Switch,Pressure-High | Switch |  | PSH | http://www.toronto.ca/TWONTO#pressure_switch
130399 | THR-ACC-PSH-0801 | Switch, Pressurel-High, Inlet, Digester Gas Train for Boiler 0800, North Grit Boilers | THR-ACC-BO-0800 | Boiler, Low Pressure, North Grit Boilers, Plant Services, Natural Gas Overview (CRN-B9917.5,TSSA UID-65022713, SNo.-5.867338,S-87073) | Switch,Pressure-High | Switch |  | PSH | http://www.toronto.ca/TWONTO#pressure_switch
130400 | THR-ACC-PSH-0901 | Switch, Pressurel-High, Inlet, Digester Gas Train for Boiler 0900, North Grit Boilers | THR-ACC-BO-0900 | Boiler, Low Pressure, North Grit Boilers, Plant Services, Natural Gas Overview (CRN-B9917.5,TSSA UID-65022712, SNo.-5.867337,S-87072) | Switch,Pressure-High | Switch |  | PSH | http://www.toronto.ca/TWONTO#pressure_switch
130401 | THR-ACC-PSH-1302 | Switch,Pressure-High, DG Valve Train, Boiler 1301, Plant Central Hot Water System, Hot Water Boilers | THR-ACC-BO-1301 | Boiler, Low Pressure, Hot Water, Plant Central Hot Water System, Hot Water Boilers (CRN-H9308.5,TSSA UID-65022703, SNo.-5.1103723) | Switch,Pressure-High | Switch |  | PSH | http://www.toronto.ca/TWONTO#pressure_switch
130402 | THR-ACC-PSH-1401 | Switch,Pressure-High, NG Valve Train, Boiler 1401, Plant Central Hot Water System, Hot Water Boilers | THR-ACC-BO-1401 | Boiler, Low Pressure, Hot Water, Plant Central Hot Water System, Hot Water Boilers (CRN-H9308.5,TSSA UID-65022704, SNo.-5.1103724) | Switch,Pressure-High | Switch |  | PSH | http://www.toronto.ca/TWONTO#pressure_switch
130403 | THR-ACC-PSH-1502 | Switch,Pressure-High, DG Valve Train, Boiler 1501, Plant Central Hot Water System, Hot Water Boilers | THR-ACC-BO-1501 | Boiler, Low Pressure, Hot Water, Plant Central Hot Water System, Hot Water Boilers (CRN-H9308.5,TSSA UID-65022705, SNo.-5.1103725) | Switch,Pressure-High | Switch |  | PSH | http://www.toronto.ca/TWONTO#pressure_switch
130404 | THR-ACC-PSH-1503 | Switch,Pressure-High, DG Valve Train, Boiler 1501, Plant Central Hot Water System, Hot Water Boilers | THR-ACC-BO-1501 | Boiler, Low Pressure, Hot Water, Plant Central Hot Water System, Hot Water Boilers (CRN-H9308.5,TSSA UID-65022705, SNo.-5.1103725) | Switch,Pressure-High | Switch |  | PSH | http://www.toronto.ca/TWONTO#pressure_switch
130405 | THR-ACC-PSH-1601 | Switch,Pressure-High, NG Valve Train, Boiler 1601, Plant Central Hot Water System, Hot Water Boilers | THR-ACC-BO-1601 | Boiler, Low Pressure, Hot Water, Plant Central Hot Water System, Hot Water Boilers (CRN-H9308.5,TSSA UID-65022706, SNo.-5.1103726) | Switch,Pressure-High | Switch |  | PSH | http://www.toronto.ca/TWONTO#pressure_switch
130406 | THR-ACC-PSH-1603 | Switch,Pressure-High, DG Valve Train, Boiler 1601, Plant Central Hot Water System, Hot Water Boilers | THR-ACC-BO-1601 | Boiler, Low Pressure, Hot Water, Plant Central Hot Water System, Hot Water Boilers (CRN-H9308.5,TSSA UID-65022706, SNo.-5.1103726) | Switch,Pressure-High | Switch |  | PSH | http://www.toronto.ca/TWONTO#pressure_switch
130407 | THR-ACC-PSH-1703 | Switch,Pressure-High, DG Valve Train, Boiler 1701, Plant Central Hot Water System, Hot Water Boilers | THR-ACC-BO-1701 | Boiler, Low Pressure, Hot Water, Plant Central Hot Water System, Hot Water Boilers (CRN-H9308.5,TSSA UID-65022707, SNo.-5.1103727) | Switch,Pressure-High | Switch |  | PSH | http://www.toronto.ca/TWONTO#pressure_switch
130408 | THR-ACC-PSH-2301 | Switch, Pressurel-High, Discharge, Pump, Centrifugal 2301, Plant Central Hot Water System, Plant Central Hot Water System, Hot Water Recirculation Pump, Centrifugals | THR-ACC-P-2301 | Pump, Centrifugal, Primary Loop Hot Water Recirculation, Plant Central Hot Water System, | Switch,Pressure-High | Switch |  | PSH | http://www.toronto.ca/TWONTO#pressure_switch
130409 | THR-ACC-PSH-2501 | Switch, Pressurel-High, Discharge, Pump, Centrifugal 2501, Plant Central Hot Water System, Plant Central Hot Water System, Hot Water Recirculation Pump, Centrifugals | THR-ACC-P-2501 | Pump, Centrifugal, Primary Loop Hot Water Recirculation, Plant Central Hot Water System, | Switch,Pressure-High | Switch |  | PSH | http://www.toronto.ca/TWONTO#pressure_switch
130410 | THR-ACC-PSL-0520 | Switch, Pressure Low, Suction, Pump, Centrifugal 0510, Boiler Bldg, Plant Services, Gallery Ventilation, Zone 2A and 2B | THR-ACC-P-0520S | Pump, Centrifugal, Hot Water, Gallery Ventilation, Zone 2A, 2B and 2C | Switch,Pressure-Low | Switch |  | PSL | http://www.toronto.ca/TWONTO#pressure_switch
130411 | THR-ACC-PSL-0710 | Switch, Pressure, Low, Glycol Skid, Compressor Bldg Main Floor, Glycol System | THR-ACC-T-0710 | Tank, Makeup, Glycol Skid, Compressor Bldg Main Floor, Glycol System | Switch,Pressure-Low | Switch |  | PSL | http://www.toronto.ca/TWONTO#pressure_switch
130412 | THR-ACC-PSL-1401 | Switch, Pressure-Low, NG Valve Train, Boiler 1401, Plant Central Hot Water System, Hot Water Boilers | THR-ACC-BO-1401 | Boiler, Low Pressure, Hot Water, Plant Central Hot Water System, Hot Water Boilers (CRN-H9308.5,TSSA UID-65022704, SNo.-5.1103724) | Switch,Pressure-Low | Switch |  | PSL | http://www.toronto.ca/TWONTO#pressure_switch
130413 | THR-ACC-PSL-1502 | Switch, Pressure-Low, DG Valve Train, Boiler 1501, Plant Central Hot Water System, Hot Water Boilers | THR-ACC-BO-1501 | Boiler, Low Pressure, Hot Water, Plant Central Hot Water System, Hot Water Boilers (CRN-H9308.5,TSSA UID-65022705, SNo.-5.1103725) | Switch,Pressure-Low | Switch |  | PSL | http://www.toronto.ca/TWONTO#pressure_switch
130414 | THR-ACC-PSL-1702 | Switch, Pressure-Low, DG Valve Train, Boiler 1701, Plant Central Hot Water System, Hot Water Boilers | THR-ACC-BO-1701 | Boiler, Low Pressure, Hot Water, Plant Central Hot Water System, Hot Water Boilers (CRN-H9308.5,TSSA UID-65022707, SNo.-5.1103727) | Switch,Pressure-Low | Switch |  | PSL | http://www.toronto.ca/TWONTO#pressure_switch
130415 | THR-ACC-PSL-2301 | Switch, Pressurel-Low, Suction, Pump, Centrifugal 2301, Plant Central Hot Water System, Plant Central Hot Water System, Hot Water Recirculation Pump, Centrifugals | THR-ACC-P-2301 | Pump, Centrifugal, Primary Loop Hot Water Recirculation, Plant Central Hot Water System, | Switch,Pressure-Low | Switch |  | PSL | http://www.toronto.ca/TWONTO#pressure_switch
130416 | THR-ACC-PSL-2401 | Switch, Pressurel-Low, Suction, Pump, Centrifugal 2401, Plant Central Hot Water System, Plant Central Hot Water System, Hot Water Recirculation Pump, Centrifugals | THR-ACC-P-2401 | Pump, Centrifugal, Primary Loop Hot Water Recirculation, Plant Central Hot Water System, | Switch,Pressure-Low | Switch |  | PSL | http://www.toronto.ca/TWONTO#pressure_switch
130595 | THR-ACC-TS-0751 | Switch, Temperature, AHU-0751, Headhouse, Gallery Ventilation, Zone 1A and 1B | THR-ACC-AHU-0751 | Air Handling Unit, Blow Thru, Headhouse, Gallery Ventilation, Zone 1A and 1B | Switch,Temperature | Switch |  | TS | http://www.toronto.ca/TWONTO#temperature_switch
130596 | THR-ACC-TS-0754S | Switch, Temperature, Air Handling Unit 0754, RAS Pump, Centrifugaling Station, T-20, Plant Services, Gallery Ventilation, Zone 3B | THR-ACC-AHU-0754S | Air Handling Unit, Blow Thru, RSPS Roof, Gallery Ventilation, Zone 3B | Switch,Temperature | Switch | 39358 | TS | http://www.toronto.ca/TWONTO#temperature_switch
130597 | THR-ACC-TS-0755S | Switch, Temperature, Air Handling Unit 0755, RAS Pump, Centrifugaling Station, T-20, Plant Services, Gallery Ventilation, Zone 3B | THR-ACC-AHU-0755S | Air Handling Unit, Blow Thru, RSPS Roof, Gallery Ventilation, Zone 3B | Switch,Temperature | Switch | 39359 | TS | http://www.toronto.ca/TWONTO#temperature_switch
130598 | THR-ACC-TS-0757 | Switch, Temperature, Air Handling Unit 0757, East Maintenance Bldg, Plant Services, Gallery Ventilation, Zone 3A | THR-ACC-AHU-0757 | Air Handling Unit, Blow Thru, East Maintenance Bldg. Roof, Gallery Ventilation, Zone 3A | Switch,Temperature | Switch |  | TS | http://www.toronto.ca/TWONTO#temperature_switch
130599 | THR-ACC-TSH-0100 | Switch,Temperature, High, Discharge Air, Air Handling Unit AHU-0100, Headhouse Roof | THR-ACC-AHU-0100 | Air Handling Unit,Main Equipment Room Mezzanine,Main Equipment Room Air Handling Unit | Switch,Temperature-High | Switch |  | TSH | http://www.toronto.ca/TWONTO#temperature_switch
130600 | THR-ACC-TSH-0130 | Switch, Temperature, High, Discharge Air, Air Handling Unit AHU-0130, Headhouse Roof | THR-ACC-AHU-0130 | Air Handling Unit, Headhouse Screen Area Air Supply, Headhouse Roof | Switch,Temperature-High | Switch |  | TSH | http://www.toronto.ca/TWONTO#temperature_switch
130601 | THR-ACC-TSH-0150 | Switch, Temperature, High, Discharge Air, Air Handling Unit AHU-0150, Headhouse Loading Bay Roof | THR-ACC-AHU-0150 | Air Handling Unit, Headhouse Loading Bay Air Supply, Headhouse Roof | Switch,Temperature-High | Switch |  | TSH | http://www.toronto.ca/TWONTO#temperature_switch
130602 | THR-ACC-TSH-0200 | Switch, Temperature, Hogh, Discharge Air, Air Handling Unit AHU-0200, North Grit South Fan Room | THR-ACC-AHU-0200 | Air Handling Unit, Air Supply, North Grit Fan Room | Switch,Temperature-High | Switch |  | TSH | http://www.toronto.ca/TWONTO#temperature_switch
130603 | THR-ACC-TSL-0120 | Switch,Temperature, Low, Supply Air, Air Handling Unit AHU-0120, Headhouse Roof | THR-ACC-AHU-0120 | Air Handling Unit, Headhouse Screen Area Air Supply, Headhouse Roof | Switch,Temperature-Low | Switch |  | TSL | http://www.toronto.ca/TWONTO#temperature_switch
130604 | THR-ACC-TSL-0210 | Switch, Temperature, Low, Supply Air, Air Handling Unit AHU-0210, North Grit Loading Bay Roof | THR-ACC-AHU-0210 | Air Handling Unit, Air Supply, North Grit Loading Bay Roof | Switch,Temperature-Low | Switch |  | TSL | http://www.toronto.ca/TWONTO#temperature_switch
130605 | THR-ACC-TSL-0410 | Switch,Alarm,Temperature-Low, Supply Air,AHU-0410,Tunnel T5 | THR-ACC-AHU-0410 | Air Handling Unit,Tunnel T5 | Switch,Temperature-Low | Switch |  | TSL | http://www.toronto.ca/TWONTO#temperature_switch
130606 | THR-ACC-TSL-0790 | Switch,Temperature, Low, WGB Bldg | THR-ACC-AHU-0780 | Air handling Unit, South of WGB Bldg | Switch,Temperature-High | Switch |  | TSL | http://www.toronto.ca/TWONTO#temperature_switch
130607 | THR-ACC-TSL-3310 | Switch,Alarm,Temperature-Low, Supply Air,AHU-3310,HPBB | THR-ACC-AHU-3310 | Air Handling Unit, HPBB | Switch,Temperature-Low | Switch |  | TSL | http://www.toronto.ca/TWONTO#temperature_switch
130608 | THR-ACC-TSL-3320 | Switch,Alarm,Temperature-Low, Supply Air,AHU-3310,HPBB | THR-ACC-AHU-3310 | Air Handling Unit, HPBB | Switch,Temperature-Low | Switch |  | TSL | http://www.toronto.ca/TWONTO#temperature_switch
130609 | THR-ACC-TSL-3410 | Switch,Alarm,Temperature-Low, Supply Air,,AHU-3410,Plant Water Bldg | THR-ACC-AHU-3410 | Air Handling Unit, Filtered Plant Water Building | Switch,Temperature-Low | Switch |  | TSL | http://www.toronto.ca/TWONTO#temperature_switch
130610 | THR-ACC-TSL-3411 | Switch,Alarm,Temperature-Low, Glycol Supply,,AHU-3410,Plant Water Bldg | THR-ACC-AHU-3410 | Air Handling Unit, Filtered Plant Water Building | Switch,Temperature-Low | Switch |  | TSL | http://www.toronto.ca/TWONTO#temperature_switch
130611 | THR-ACC-TSL-3611 | Switch, Alarm, Temperature-Low Cooling Coil CU-3610 | THR-ACC-AHU-3610 | HVAC, Air Handling Unit,East Workshop | Switch,Temperature-Low | Switch |  | TSL | http://www.toronto.ca/TWONTO#temperature_switch
130612 | THR-ACC-TSL-4701 | Switch, Temperature, Low, HTR-4701,Old Main Sub Station | THR-ACC-HTR-4701 | Unit Heater, Electric, SP RAS Electrical Building Elec Rm | Switch,Temperature-Low | Switch |  | TSL | http://www.toronto.ca/TWONTO#temperature_switch
130613 | THR-ACC-TSL-4703 | Switch, Temperature, Low, HTR-4703,Old Main Sub Station | THR-ACC-HTR-4703 | Heater,Electric, Unit, 7.5 Kw,Old Main Sub Station | Switch,Temperature-Low | Switch |  | TSL | http://www.toronto.ca/TWONTO#temperature_switch
130614 | THR-ACC-TSL-4705 | Switch, Temperature, Low, HTR-4705,Old Main Sub Station | THR-ACC-HTR-4705 | Heater,Electric, Unit, 7.5 Kw,Old Main Sub Station | Switch,Temperature-Low | Switch |  | TSL | http://www.toronto.ca/TWONTO#temperature_switch
130615 | THR-ACC-TSL-4706 | Switch, Temperature, Low, HTR-4706,Old Main Sub Station | THR-ACC-HTR-4706 | Heater,Electric, Unit, 7.5 Kw,Old Main Sub Station | Switch,Temperature-Low | Switch |  | TSL | http://www.toronto.ca/TWONTO#temperature_switch
130617 | THR-ACC-TSL-5010 | Switch,Alarm,Temperature-Low, Supply Air,AHU-5010,Chlorine Bldg | THR-ACC-AHU-5010 | Air Handling Unit,DeChlorination Bldg | Switch,Temperature-Low | Switch |  | TSL | http://www.toronto.ca/TWONTO#temperature_switch
130845 | THR-ACC-ZSH-0410 | Switch,Position-High, Outdoor Damper,Tunnel T5 | THR-ACC-AHU-0410 | Air Handling Unit,Tunnel T5 | Switch,Temperature-High | Switch |  | ZSH | http://www.toronto.ca/TWONTO#position_switch
130846 | THR-ACC-ZSH-3630 | Switch,Position-High, Outdoor Air Damper,EAST WORKSHOP | THR-ACC-FN-3410 | Fan,Blower,Supply,FPW Bldg | Switch,Temperature-High | Switch |  | ZSH | http://www.toronto.ca/TWONTO#position_switch
130847 | THR-ACC-ZSH-3630 | Switch,Position-High, Outdoor Air Damper,EAST WORKSHOP | THR-ACC-FN-3630 | Fan,Blower, Supply,East Maint. Bldg | Switch,Temperature-High | Switch |  | ZSH | http://www.toronto.ca/TWONTO#position_switch
130848 | THR-ACC-ZSH-5010 | Switch,Position-High, Outdoor Air Damper,Chlorine Building | THR-ACC-AHU-5010 | Air Handling Unit,DeChlorination Bldg | Switch,Temperature-High | Switch |  | ZSH | http://www.toronto.ca/TWONTO#position_switch
130849 | THR-ADM-ASH-4005S | Carbon Monoxide(CO) Detector (Electrical Shop- Admin Building) | THR-ELS-ADM | Electrical System, Administration Building | Fire Prevention,Heat Detector | Switch | 42096 | ASH | http://www.toronto.ca/TWONTO#flame_or_combustion_sensing_instrument
130850 | THR-ADM-ASH-4006S | Carbon Monoxide(CO) Detector (Training Room- Admin Building) | THR-ELS-ADM | Electrical System, Administration Building | Fire Prevention,Heat Detector | Switch | 42097 | ASH | http://www.toronto.ca/TWONTO#flame_or_combustion_sensing_instrument
130851 | THR-ADM-ASH-4007S | Carbon Monoxide(CO) Detector (Training Room- Admin Building) | THR-ELS-ADM | Electrical System, Administration Building | Fire Prevention,Heat Detector | Switch | 42098 | ASH | http://www.toronto.ca/TWONTO#flame_or_combustion_sensing_instrument
130852 | THR-ADM-ASH-4008S | Carbon Monoxide(CO) Detector (Main Control Room- Admin Building) | THR-ELS-ADM | Electrical System, Administration Building | Fire Prevention,Heat Detector | Switch | 42099 | ASH | http://www.toronto.ca/TWONTO#flame_or_combustion_sensing_instrument
130974 | THR-AER-LSH-4800 | Switch, Level-High, Sump, Gallery T-14S (South End), Flood Monitoring System | THR-AER-P-4800 | Pump, Centrifugal, Sump, T14S | Switch,Level-High | Switch |  | LSH | http://www.toronto.ca/TWONTO#level_switch
130975 | THR-AER-LSHH-3502 | Switch, Level-High-High,Pump3502,T14 | THR-FT-P-3502 | Pump, Sump, Finals, Tunnel 16 | Switch,Level-High-High | Switch |  | LSHH | http://www.toronto.ca/TWONTO#level_switch
130976 | THR-AER-LSHH-3618 | Switch, Level-High-High, Pump3618,Sump,T14 | THR-FT-P-3618 | Pump, Sump, Aeration Gallery, Tunnel 14, North | Switch,Level-High-High | Switch |  | LSHH | http://www.toronto.ca/TWONTO#level_switch
130977 | THR-AER-LSHH-4810 | Switch, Level-High-High, Sump, Gallery T-14S (North End), Flood Monitoring System | THR-AER-P-4810 | Pump, Centrifugal, Sump, T14S | Switch,Level-High | Switch |  | LSHH | http://www.toronto.ca/TWONTO#level_switch
130978 | THR-AER-LSHH-4890 | Switch, Level-High-High, Sump, Gallery T-17E, Flood Monitoring System | THR-FPW | Filtered Plant Water | Switch,Level-High | Switch |  | LSHH | http://www.toronto.ca/TWONTO#level_switch
130979 | THR-AER-LSHH-5711 | Switch, Level High High, Pump 5711 | THR-FT-P-5711 | Pump, Sump, Aeration Gallery, Tunnel 14 South | Switch,Level-High-High | Switch |  | LSHH | http://www.toronto.ca/TWONTO#level_switch
130980 | THR-AER-LSL-1115 | Switch, Level-Low, Pump 1115, Secondary Treatment, Aeration - Blower System - South | THR-AER-T-1114 | Tank, Reservoir, Auxiliary Oil for Blower 1111, Secondary Treatment, Aeration - Blower System - South | Switch,Level-Low | Switch |  | LSL | http://www.toronto.ca/TWONTO#level_switch
130981 | THR-AER-LSL-1215 | Switch, Level-Low, Pump 1215, Secondary Treatment, Aeration - Blower System - South | THR-AER-P-1215 | Pump, Centrifugal, Auxiliary Oil Supply to Blower 1211, Secondary Treatment, Aeration - Blower System - South | Switch,Level-Low | Switch |  | LSL | http://www.toronto.ca/TWONTO#level_switch
130982 | THR-AER-LSL-1315 | Switch, Level-Low, Pump 1315, Secondary Treatment, Aeration - Blower System - South | THR-AER-T-1314 | Tank, Reservoir, Auxiliary Oil for Blower 1311, Secondary Treatment, Aeration - Blower System - South | Switch,Level-Low | Switch |  | LSL | http://www.toronto.ca/TWONTO#level_switch
130983 | THR-AER-LSL-1401 | Switch, Level-Low, Lube Oil Tank, Blower 1411, Blower Building, Air Blower System | THR-AER-T-1401 | Tank, Lube Oil, Blower 1411, Engine Room, Air Blower System | Switch,Level-Low | Switch |  | LSL | http://www.toronto.ca/TWONTO#level_switch
130984 | THR-AER-LSL-1501 | Switch, Level-Low, Lube Oil Tank, Blower 1511, Blower Building, Air Blower System | THR-AER-T-1501 | Tank, Lube Oil, Blower 1511, Blower Building, Air Blower System | Switch,Level-Low | Switch |  | LSL | http://www.toronto.ca/TWONTO#level_switch
130985 | THR-AER-LSL-1614 | Switch, Level-Low, Auxiliary Oil Tank, Blower 1611, Secondary Treatment, Aeration Blower System - North | THR-AER-BL-1611 | Blower, Centrifugal, Secondary Treatment, Aeration Blower System - HPBB | Switch,Level-Low | Switch |  | LSL | http://www.toronto.ca/TWONTO#level_switch
130986 | THR-AER-LSL-1614 | Switch, Level-Low, Auxiliary Oil Tank, Blower 1611, Secondary Treatment, Aeration Blower System - North | THR-AER-T-1614 | Tank, Non-Pressurized, Auxiliary Oil, Blower 1611, Secondary Treatment, Aeration Blower System - North | Switch,Level-Low | Switch |  | LSL | http://www.toronto.ca/TWONTO#level_switch
130987 | THR-AER-LSL-1714 | Switch, Level-Low, Auxiliary Oil Tank, Blower 1711, Secondary Treatment, Aeration Blower System - North | THR-AER-BL-1711 | Blower, Centrifugal, Secondary Treatment, Aeration Blower System - HPBB | Switch,Level-Low | Switch |  | LSL | http://www.toronto.ca/TWONTO#level_switch
130988 | THR-AER-LSL-1714 | Switch, Level-Low, Auxiliary Oil Tank, Blower 1711, Secondary Treatment, Aeration Blower System - North | THR-AER-T-1714 | Tank, Non-Pressurized, Auxiliary Oil, Blower 1711, Secondary Treatment, Aeration Blower System - North | Switch,Level-Low | Switch |  | LSL | http://www.toronto.ca/TWONTO#level_switch
130989 | THR-AER-LSL-1814 | Switch, Level-Low, Auxiliary Oil Tank, Blower 1811, Secondary Treatment, Aeration Blower System - North | THR-AER-BL-1811 | Blower, Centrifugal, Secondary Treatment, Aeration Blower System - HPBB | Switch,Level-Low | Switch |  | LSL | http://www.toronto.ca/TWONTO#level_switch
130990 | THR-AER-LSL-1814 | Switch, Level-Low, Auxiliary Oil Tank, Blower 1811, Secondary Treatment, Aeration Blower System - North | THR-AER-T-1814 | Tank, Non-Pressurized, Auxiliary Oil, Blower 1811, Secondary Treatment, Aeration Blower System - North | Switch,Level-Low | Switch |  | LSL | http://www.toronto.ca/TWONTO#level_switch
130991 | THR-AER-LSL-1914 | Switch, Level-Low, Auxiliary Oil Tank, Blower 1911, Secondary Treatment, Aeration Blower System - North | THR-AER-T-1914 | Tank, Non-Pressurized, Auxiliary Oil, Blower 1911, Secondary Treatment, Aeration Blower System - North | Switch,Level-Low | Switch |  | LSL | http://www.toronto.ca/TWONTO#level_switch
130992 | THR-AER-LSL-4810 | Switch, Level-Low, Sump, Gallery T-14S (North End), Flood Monitoring System | THR-AER-P-4810 | Pump, Centrifugal, Sump, T14S | Switch,Level-High | Switch |  | LSL | http://www.toronto.ca/TWONTO#level_switch
130993 | THR-AER-LSL-4890 | Switch, Level-Low, Sump, Gallery T-17E, Flood Monitoring System | THR-FPW | Filtered Plant Water | Switch,Level-High | Switch |  | LSL | http://www.toronto.ca/TWONTO#level_switch
131060 | THR-AER-PSH-0615 | Switch, Pressure-High, Tank 600, Secondary Treatment, Secondary Treatment, Aeration - North | THR-AER-T-0600 | Tank, Secondary Treatment, Aeration - North #06 | Switch,Pressure-High | Switch |  | PSH | http://www.toronto.ca/TWONTO#pressure_switch
131061 | THR-AER-PSH-1215 | Switch, Pressure-High, Pump 1215, Secondary Treatment, Aeration - Blower System - South | THR-AER-P-1215 | Pump, Centrifugal, Auxiliary Oil Supply to Blower 1211, Secondary Treatment, Aeration - Blower System - South | Switch,Pressure-High | Switch |  | PSH | http://www.toronto.ca/TWONTO#pressure_switch
131062 | THR-AER-PSH-1215 | Switch, Pressure-High, Pump 1215, Secondary Treatment, Aeration - Blower System - South | THR-AER-T-1214 | Tank, Reservoir, Auxiliary Oil for Blower 1211, Secondary Treatment, Aeration - Blower System - South | Switch,Pressure-High | Switch |  | PSH | http://www.toronto.ca/TWONTO#pressure_switch
131063 | THR-AER-PSH-1315 | Switch, Pressure-High, Pump 1315, Secondary Treatment, Aeration - Blower System - South | THR-AER-T-1314 | Tank, Reservoir, Auxiliary Oil for Blower 1311, Secondary Treatment, Aeration - Blower System - South | Switch,Pressure-High | Switch |  | PSH | http://www.toronto.ca/TWONTO#pressure_switch
131064 | THR-AER-PSH-1401 | Switch, Pressure-High, Lube Oil Tank, Blower 1411, Blower Building, Air Blower System | THR-AER-BL-1411 | Blower, Centrifugal, Secondary Treatment, Aeration Blower System - Engine Room | Switch,Pressure-High | Switch |  | PSH | http://www.toronto.ca/TWONTO#pressure_switch
131065 | THR-AER-PSH-1401 | Switch, Pressure-High, Lube Oil Tank, Blower 1411, Blower Building, Air Blower System | THR-AER-T-1401 | Tank, Lube Oil, Blower 1411, Engine Room, Air Blower System | Switch,Pressure-High | Switch |  | PSH | http://www.toronto.ca/TWONTO#pressure_switch
131066 | THR-AER-PSH-1501 | Switch, Pressure-High, Lube Oil Tank, Blower 1511, Blower Building, Air Blower System | THR-AER-BL-1511 | Blower, Centrifugal, Secondary Treatment, Aeration Blower System - Engine Room | Switch,Pressure-High | Switch |  | PSH | http://www.toronto.ca/TWONTO#pressure_switch
131067 | THR-AER-PSH-1615 | Switch, Pressure-High, Lube Oil, Blower 1611, Secondary Treatment, Aeration Blower System - North | THR-AER-BL-1611 | Blower, Centrifugal, Secondary Treatment, Aeration Blower System - HPBB | Switch,Pressure-High | Switch |  | PSH | http://www.toronto.ca/TWONTO#pressure_switch
131068 | THR-AER-PSH-1615 | Switch, Pressure-High, Lube Oil, Blower 1611, Secondary Treatment, Aeration Blower System - North | THR-AER-T-1614 | Tank, Non-Pressurized, Auxiliary Oil, Blower 1611, Secondary Treatment, Aeration Blower System - North | Switch,Pressure-High | Switch |  | PSH | http://www.toronto.ca/TWONTO#pressure_switch
131069 | THR-AER-PSH-1915 | Switch, Pressure-High, Lube Oil, Blower 1911, Secondary Treatment, Aeration Blower System - North | THR-AER-BL-1911 | Blower, Centrifugal, Secondary Treatment, Aeration Blower System - HPBB | Switch,Pressure-High | Switch |  | PSH | http://www.toronto.ca/TWONTO#pressure_switch
131070 | THR-AER-PSL-0056 | Switch, Pressure-Low, Pump 0555, Secondary Treatment, Aeration - North | THR-AER-P-0056 | Pump, Centrifugal, Drain, Aeration Tanks, Secondary Treatment, Aeration - North | Switch,Pressure-Low | Switch |  | PSL | http://www.toronto.ca/TWONTO#pressure_switch
131071 | THR-AER-PSL-0715 | Switch, Pressure-Low, Tank 700, Secondary Treatment, Aeration - North | THR-AER-T-0700 | Tank, Secondary Treatment, Aeration - North #07 | Switch,Pressure-Low | Switch |  | PSL | http://www.toronto.ca/TWONTO#pressure_switch
131072 | THR-AER-PSL-1115 | Switch, Pressure-Low, Pump 1115, Secondary Treatment, Aeration - Blower System - South | THR-AER-P-1115 | Pump, Centrifugal, Auxiliary Oil Supply to Blower 1111, Secondary Treatment, Aeration - Blower System - South | Switch,Pressure-Low | Switch |  | PSL | http://www.toronto.ca/TWONTO#pressure_switch
131073 | THR-AER-PSL-1115 | Switch, Pressure-Low, Pump 1115, Secondary Treatment, Aeration - Blower System - South | THR-AER-T-1114 | Tank, Reservoir, Auxiliary Oil for Blower 1111, Secondary Treatment, Aeration - Blower System - South | Switch,Pressure-Low | Switch |  | PSL | http://www.toronto.ca/TWONTO#pressure_switch
131074 | THR-AER-PSL-1215 | Switch, Pressure-Low, Pump 1215, Secondary Treatment, Aeration - Blower System - South | THR-AER-P-1115 | Pump, Centrifugal, Auxiliary Oil Supply to Blower 1111, Secondary Treatment, Aeration - Blower System - South | Switch,Pressure-Low | Switch |  | PSL | http://www.toronto.ca/TWONTO#pressure_switch
131075 | THR-AER-PSL-1215 | Switch, Pressure-Low, Pump 1215, Secondary Treatment, Aeration - Blower System - South | THR-AER-T-1114 | Tank, Reservoir, Auxiliary Oil for Blower 1111, Secondary Treatment, Aeration - Blower System - South | Switch,Pressure-Low | Switch |  | PSL | http://www.toronto.ca/TWONTO#pressure_switch
131076 | THR-AER-PSL-1615 | Switch, Pressure-Low, Main Oil Pump, Blower 1611, Secondary Treatment, Aeration Blower System - North | THR-AER-T-1614 | Tank, Non-Pressurized, Auxiliary Oil, Blower 1611, Secondary Treatment, Aeration Blower System - North | Switch,Pressure-Low | Switch |  | PSL | http://www.toronto.ca/TWONTO#pressure_switch
131077 | THR-AER-PSL-1915 | Switch, Pressure-Low, Main Oil Pump, Blower 1911, Secondary Treatment, Aeration Blower System - North | THR-AER-T-1914 | Tank, Non-Pressurized, Auxiliary Oil, Blower 1911, Secondary Treatment, Aeration Blower System - North | Switch,Pressure-Low | Switch |  | PSL | http://www.toronto.ca/TWONTO#pressure_switch
131078 | THR-AER-PSLL-1111 | Switch, Pressure-Low-Low, Oil Pressure Blower 1111, Secondary Treatment, Aeration - Blower System - South | THR-AER-T-1114 | Tank, Reservoir, Auxiliary Oil for Blower 1111, Secondary Treatment, Aeration - Blower System - South | Switch,Pressure-Low | Switch |  | PSLL | http://www.toronto.ca/TWONTO#pressure_switch
131079 | THR-AER-PSLL-1711 | Switch, Pressure-Low-Low, Lube Oil, Blower 1711, Secondary Treatment, Aeration Blower System - North | THR-AER-BL-1711 | Blower, Centrifugal, Secondary Treatment, Aeration Blower System - HPBB | Switch,Pressure-Low | Switch |  | PSLL | http://www.toronto.ca/TWONTO#pressure_switch
131080 | THR-AER-PSLL-1711 | Switch, Pressure-Low-Low, Lube Oil, Blower 1711, Secondary Treatment, Aeration Blower System - North | THR-AER-T-1714 | Tank, Non-Pressurized, Auxiliary Oil, Blower 1711, Secondary Treatment, Aeration Blower System - North | Switch,Pressure-Low | Switch |  | PSLL | http://www.toronto.ca/TWONTO#pressure_switch
131081 | THR-AER-PSLL-1811 | Switch, Pressure-Low-Low, Lube Oil, Blower 1811, Secondary Treatment, Aeration Blower System - North | THR-AER-BL-1811 | Blower, Centrifugal, Secondary Treatment, Aeration Blower System - HPBB | Switch,Pressure-Low | Switch |  | PSLL | http://www.toronto.ca/TWONTO#pressure_switch
131082 | THR-AER-PSLL-1811 | Switch, Pressure-Low-Low, Lube Oil, Blower 1811, Secondary Treatment, Aeration Blower System - North | THR-AER-T-1814 | Tank, Non-Pressurized, Auxiliary Oil, Blower 1811, Secondary Treatment, Aeration Blower System - North | Switch,Pressure-Low | Switch |  | PSLL | http://www.toronto.ca/TWONTO#pressure_switch
131083 | THR-AER-PSLL-1911 | Switch, Pressure-Low-Low, Lube Oil, Blower 1911, Secondary Treatment, Aeration Blower System - North | THR-AER-BL-1911 | Blower, Centrifugal, Secondary Treatment, Aeration Blower System - HPBB | Switch,Pressure-Low | Switch |  | PSLL | http://www.toronto.ca/TWONTO#pressure_switch
131137 | THR-AER-TSH-1215 | Switch, Temperature-High, Pump 1215, Secondary Treatment, Aeration - Blower System - South | THR-AER-P-1215 | Pump, Centrifugal, Auxiliary Oil Supply to Blower 1211, Secondary Treatment, Aeration - Blower System - South | Switch,Temperature-High | Switch |  | TSH | http://www.toronto.ca/TWONTO#temperature_switch
131138 | THR-AER-TSH-1315 | Switch, Temperature-High, Pump 1315, Secondary Treatment, Aeration - Blower System - South | THR-AER-P-1315 | Pump, Centrifugal, Auxiliary Oil Supply to Blower 1311, Secondary Treatment, Aeration - Blower System - South | Switch,Temperature-High | Switch |  | TSH | http://www.toronto.ca/TWONTO#temperature_switch
131139 | THR-AER-TSL-1401 | Switch, Temperature, Lube Oil Heater, Blower 1411, Blower Building, Air Blower System | THR-AER-T-1401 | Tank, Lube Oil, Blower 1411, Engine Room, Air Blower System | Switch,Temperature-Low | Switch |  | TSL | http://www.toronto.ca/TWONTO#temperature_switch
131140 | THR-AER-TSL-1501 | Switch, Temperature, Lube Oil Heater, Blower 1511, Blower Building, Air Blower System | THR-AER-T-1501 | Tank, Lube Oil, Blower 1511, Blower Building, Air Blower System | Switch,Temperature | Switch |  | TSL | http://www.toronto.ca/TWONTO#temperature_switch
131343 | THR-AI-TSH-0100 | Switch,Temperature-High, Air Compressor C-0100, Instrument Air | THR-AI-C-0100 | Air Compressor,Instrument Air Building | Switch,Temperature-High | Switch |  | TSH | http://www.toronto.ca/TWONTO#temperature_switch
131344 | THR-AI-TSH-0200 | Switch,Temperature-High, Air Compressor C-0200, Instrument Air | THR-AI-C-0200 | Air Compressor,Instrument Air Building | Switch,Temperature-High | Switch |  | TSH | http://www.toronto.ca/TWONTO#temperature_switch
131345 | THR-AI-TSH-0300 | Switch,Temperature-High, Air Compressor C-0300, Instrument Air | THR-AI-C-0200 | Air Compressor,Instrument Air Building | Switch,Temperature-High | Switch |  | TSH | http://www.toronto.ca/TWONTO#temperature_switch
131378 | THR-BG-FSL-0111 | Switch, Flow, Low, Lube Oil Discharge, Stage 1 Inlet, Compressor 0101, Gas Compressor Bldg | THR-BG-C-0101 | Compressor, Centrifugal, Fuel Gas, Compressor Building, Gas Compressor (And Dryer) for COGEN |  | Switch |  | FSL | http://www.toronto.ca/TWONTO#flow_switch
131379 | THR-BG-FSL-0212 | Switch, Flow, Low, Lube Oil Discharge, Stage 1 Inlet, Compressor 0201, Gas Compressor Bldg | THR-BG-C-0201 | Compressor, Centrifugal, Fuel Gas, Compressor Building, Gas Compressor (And Dryer), for COGEN |  | Switch |  | FSL | http://www.toronto.ca/TWONTO#flow_switch
131386 | THR-BG-LSH-0102 | Switch, Level, High, Tank 0102, Compressor 0101, High Pressure Gas System, Gas Compressor Bldg | THR-BG-C-0101 | Compressor, Centrifugal, Fuel Gas, Compressor Building, Gas Compressor (And Dryer) for COGEN |  | Switch |  | LSH | http://www.toronto.ca/TWONTO#level_switch
131387 | THR-BG-LSH-0103 | Switch, Level, High, Condensate, Condensor 0103, High Press Gas Cond Sys Train 1, Gas Comp Bldg | THR-BG-CU-0103 | Condensor, Fuel Gas, High Press Gas Conditioning System Train 1, Gas Comp Bldg |  | Switch |  | LSH | http://www.toronto.ca/TWONTO#level_switch
131388 | THR-BG-LSH-0202 | Switch, Level, High, Tank 0202, Compressor 0201, High Pressure Gas System, Gas Compressor Bldg | THR-BG-C-0201 | Compressor, Centrifugal, Fuel Gas, Compressor Building, Gas Compressor (And Dryer), for COGEN |  | Switch |  | LSH | http://www.toronto.ca/TWONTO#level_switch
131389 | THR-BG-LSH-0212 | Switch, Level, High, Condensate, Heat Exch 0202, High Press Gas Cond Sys Train 2, Gas Comp Bldg | THR-BG-HE-0202 | Heat Exchanger, Fuel Gas Pre-Cooler, High Press Gas Conditioning System Train 2, Gas Comp Bldg |  | Switch |  | LSH | http://www.toronto.ca/TWONTO#level_switch
131390 | THR-BG-LSL-0101 | Switch, Level, Low, Tank 0100, Lube Oil, Comp 0101, High Pressure Gas System, Gas Compressor Bldg | THR-BG-C-0101 | Compressor, Centrifugal, Fuel Gas, Compressor Building, Gas Compressor (And Dryer) for COGEN |  | Switch |  | LSL | http://www.toronto.ca/TWONTO#level_switch
131391 | THR-BG-LSL-0201 | Switch, Level, Low, Tank 0200, Lube Oil, Comp 0201, High Pressure Gas System, Gas Compressor Bldg | THR-BG-C-0201 | Compressor, Centrifugal, Fuel Gas, Compressor Building, Gas Compressor (And Dryer), for COGEN |  | Switch |  | LSL | http://www.toronto.ca/TWONTO#level_switch
131392 | THR-BG-LSL-0301 | Switch,Level Low Low,Lube Oil Seperator 0100, Compressor Building, Gas Compressor (And Dryer) | THR-BG-T-0100 | Oil Separator, Compressor 0101, Compressor Building, Gas Compressor (And Dryer) | Switch,Level-Low | Switch |  | LSL | http://www.toronto.ca/TWONTO#level_switch
131419 | THR-BG-PSH-0402 | Switch, Pressure High, Condensate Separator NT1788757, Compressor Building, Gas Compressor (And Dryer) | THR-BG-F-0402 | Condensate Separator, Fuel Gas, Compressor Building, Gas Compressor (And Dryer) | Switch,Pressure-High | Switch |  | PSH | http://www.toronto.ca/TWONTO#pressure_switch
131420 | THR-BG-PSH-0601 | Switch,Pressurel-High, Inlet to Dryer System, Compressor Building, Gas Compressor (And Dryer) | THR-BG-DRY-0600 | Dryer, Fuel Gas, Compressor Building, Gas Compressor (And Dryer) | Switch,Pressure-High | Switch |  | PSH | http://www.toronto.ca/TWONTO#pressure_switch
131421 | THR-BG-PSH-1101 | Switch,Pressurel-High, Engine 1101 Gas Valve Train, Engine Fuel System-Unit No 1, Engine-Generator & Heat Recovery System | THR-CG-ENG-1101 | Engine, Generator 1101, Engine Room, Engine-Generator & Heat Recovery System | Switch,Pressure-High | Switch |  | PSH | http://www.toronto.ca/TWONTO#pressure_switch
131422 | THR-BG-PSH-1201 | Switch, Pressure High, Engine 1201 Gas Valve Train, Engine Fuel System-Unit No 2, Engine-Generator & Heat Recovery System | THR-CG-ENG-1201 | Engine, Generator NT1788901, Engine Room, Engine-Generator & Heat Recovery System | Switch,Pressure-High | Switch |  | PSH | http://www.toronto.ca/TWONTO#pressure_switch
131423 | THR-BG-PSHH-0401 | Switch,Pressurel-High-High, Emergency Purge System, Compressor Building, Gas Compressor (And Dryer) | THR-BG-CP-0403 | Control Panel, Operator, Fuel Gas Compressor 1401, Compressor Building, Gas Compressor (And Dryer) | Switch,Pressure-High | Switch |  | PSHH | http://www.toronto.ca/TWONTO#pressure_switch
131424 | THR-BG-PSL-0209 | Switch, Pressure, Low, Compressed Air, Compressor 0201, Gas Compressor Bldg | THR-BG-C-0201 | Compressor, Centrifugal, Fuel Gas, Compressor Building, Gas Compressor (And Dryer), for COGEN |  | Switch |  | PSL | http://www.toronto.ca/TWONTO#pressure_switch
131425 | THR-BG-PSL-1101 | Switch,Pressure-Low, Engine 1101 Gas Valve Train, Engine Fuel System-Unit No 1, Engine-Generator & Heat Recovery System | THR-CG-ENG-1101 | Engine, Generator 1101, Engine Room, Engine-Generator & Heat Recovery System | Switch,Pressure-Low | Switch |  | PSL | http://www.toronto.ca/TWONTO#pressure_switch
131443 | THR-BG-TSH-0102 | Switch, Temperature, High, Compressor 0101 Cooling Water, Gas Compressor Bldg | THR-BG-C-0101 | Compressor, Centrifugal, Fuel Gas, Compressor Building, Gas Compressor (And Dryer) for COGEN |  | Switch |  | TSH | http://www.toronto.ca/TWONTO#temperature_switch
131444 | THR-BG-TSH-0103 | Switch, Temperature, High, Compressor 0101 Cooling Water, Gas Compressor Bldg | THR-BG-C-0101 | Compressor, Centrifugal, Fuel Gas, Compressor Building, Gas Compressor (And Dryer) for COGEN |  | Switch |  | TSH | http://www.toronto.ca/TWONTO#temperature_switch
131445 | THR-BG-TSH-0202 | Switch, Temperature, High, Compressor 0201 Cooling Water, Gas Compressor Bldg | THR-BG-C-0201 | Compressor, Centrifugal, Fuel Gas, Compressor Building, Gas Compressor (And Dryer), for COGEN |  | Switch |  | TSH | http://www.toronto.ca/TWONTO#temperature_switch
131446 | THR-BG-TSH-0203 | Switch, Temperature, High, Compressor 0201 Cooling Water, Gas Compressor Bldg | THR-BG-C-0201 | Compressor, Centrifugal, Fuel Gas, Compressor Building, Gas Compressor (And Dryer), for COGEN |  | Switch |  | TSH | http://www.toronto.ca/TWONTO#temperature_switch
131447 | THR-BG-TSH-0211 | Switch, Temperature, High, Fuel Gas, Heat Exchanger 0201 Inlet, Gas Compressor Bldg | THR-BG-C-0201 | Compressor, Centrifugal, Fuel Gas, Compressor Building, Gas Compressor (And Dryer), for COGEN |  | Switch |  | TSH | http://www.toronto.ca/TWONTO#temperature_switch
131448 | THR-BG-TSH-0212 | Switch, Temperature, High, Fuel Gas, Compressor 0201 Discharge, Gas Compressor Bldg | THR-BG-C-0201 | Compressor, Centrifugal, Fuel Gas, Compressor Building, Gas Compressor (And Dryer), for COGEN |  | Switch |  | TSH | http://www.toronto.ca/TWONTO#temperature_switch
131449 | THR-BG-TSL-0101 | Switch, Temperature-Low, Lube Oil for Fuel Gas Compressor 0101, Compressor Building, Gas Compressor (And Dryer) | THR-BG-T-0100 | Oil Separator, Compressor 0101, Compressor Building, Gas Compressor (And Dryer) | Switch,Temperature-Low | Switch |  | TSL | http://www.toronto.ca/TWONTO#temperature_switch
131580 | THR-BG-VSH-0111 | Switch, Vibration, High, Compressor 0101 Stage 1, Gas Compressor Bldg | THR-BG-C-0101 | Compressor, Centrifugal, Fuel Gas, Compressor Building, Gas Compressor (And Dryer) for COGEN |  | Switch |  | VSH | http://www.toronto.ca/TWONTO#vibration_sensor_element
131581 | THR-BG-VSH-0112 | Switch, Vibration, High, Compressor 0101 Stage 2, Gas Compressor Bldg | THR-BG-C-0101 | Compressor, Centrifugal, Fuel Gas, Compressor Building, Gas Compressor (And Dryer) for COGEN |  | Switch |  | VSH | http://www.toronto.ca/TWONTO#vibration_sensor_element
131613 | THR-CG-FS-1101 | Switch, Flow, Discharge, Pumps 1103 and 1104, Lube Oil System, Engine-Gen 1101 | THR-DIG-P-0101 | Pump, Positive Displacement, Transfer, New Oil, Lube Oil System, Gas Compressor Building |  | Switch |  | FS | http://www.toronto.ca/TWONTO#flow_switch
131614 | THR-CG-FS-1201 | Switch, Flow, Discharge, Pumps 1203 and 1204, Lube Oil System, Engine-Gen 1201 | THR-DIG-P-0102 | Pump, Positive Displacement, Trasnfer, Waste Oil, Lube Oil System, Gas Compressor Building |  | Switch |  | FS | http://www.toronto.ca/TWONTO#flow_switch
131631 | THR-CG-LSH-1101 | Switch, Level, High, Tank 1109, Lube Oil System, Engine-Gen 1101 | THR-CG-ENG-1101 | Engine, Generator 1101, Engine Room, Engine-Generator & Heat Recovery System | Switch,Level-High | Switch |  | LSH | http://www.toronto.ca/TWONTO#level_switch
131632 | THR-CG-LSH-1102 | Switch, Level, High, Tank 1110, Lube Oil System, Engine-Gen 1101 | THR-CG-ENG-1101 | Engine, Generator 1101, Engine Room, Engine-Generator & Heat Recovery System | Switch,Level-High | Switch |  | LSH | http://www.toronto.ca/TWONTO#level_switch
131633 | THR-CG-LSH-1102 | Switch, Level, High, Tank 1110, Lube Oil System, Engine-Gen 1101 | THR-DIG-T-0110 | Tank, New Oil, Lube Oil System, Gas Compressor Building | Switch,Level-High | Switch |  | LSH | http://www.toronto.ca/TWONTO#level_switch
131634 | THR-CG-LSH-1150 | Switch, Level, High, Tank 1160, Lube Oil System, Engine-Gen 1101 | THR-CG-ENG-1101 | Engine, Generator 1101, Engine Room, Engine-Generator & Heat Recovery System |  | Switch |  | LSH | http://www.toronto.ca/TWONTO#level_switch
131635 | THR-CG-LSH-1250 | Switch, Level, High, Tank 1260, Lube Oil System, Engine-Gen 1201 | THR-CG-ENG-1201 | Engine, Generator NT1788901, Engine Room, Engine-Generator & Heat Recovery System |  | Switch |  | LSH | http://www.toronto.ca/TWONTO#level_switch
131636 | THR-CG-LSL-1150 | Switch, Level, Low, Tank 1160, Lube Oil System, Engine-Gen 1101 | THR-CG-ENG-1101 | Engine, Generator 1101, Engine Room, Engine-Generator & Heat Recovery System |  | Switch |  | LSL | http://www.toronto.ca/TWONTO#level_switch
131637 | THR-CG-LSL-1163 | Switch, Level, Low, Engine Oil Sump, Lube Oil System, Engine-Gen 1101 | THR-CG-ENG-1101 | Engine, Generator 1101, Engine Room, Engine-Generator & Heat Recovery System |  | Switch |  | LSL | http://www.toronto.ca/TWONTO#level_switch
131638 | THR-CG-LSL-1250 | Switch, Level, Low, Tank 1260, Lube Oil System, Engine-Gen 1201 | THR-CG-ENG-1201 | Engine, Generator NT1788901, Engine Room, Engine-Generator & Heat Recovery System |  | Switch |  | LSL | http://www.toronto.ca/TWONTO#level_switch
131639 | THR-CG-LSL-1263 | Switch, Level, Low, Engine Oil Sump, Lube Oil System, Engine-Gen 1201 | THR-CG-ENG-1201 | Engine, Generator NT1788901, Engine Room, Engine-Generator & Heat Recovery System |  | Switch |  | LSL | http://www.toronto.ca/TWONTO#level_switch
131658 | THR-CG-PSH-1165 | Switch, Pressure High, P-1164 Pump Lube Oil, Air Starting System, Engine-Gen 1101 | THR-CG-P-1164 | Pump, Air Driven, Pre-Lube Oil Pump, Air Starting System, Engine-Gen 1101 |  | Switch |  | PSH | http://www.toronto.ca/TWONTO#pressure_switch
131660 | THR-CG-PSL-1261 | Switch, Pressure, Low, Lube Oil System, Engine-Gen 1201 | THR-CG-ENG-1201 | Engine, Generator NT1788901, Engine Room, Engine-Generator & Heat Recovery System |  | Switch |  | PSL | http://www.toronto.ca/TWONTO#pressure_switch
132131 | THR-DCL-FSL-0101 | Switch, Flow, Low, NaSO3 Dosing P-0100 | THR-DCL-P-0100 | Pump, SBS Dosing to Outfall | Switch,Flow-Low | Switch |  | FSL | http://www.toronto.ca/TWONTO#flow_switch
132132 | THR-DCL-FSL-0601 | Switch, Flow, Low, Declorination Dosing Pump P-0600 | THR-DCL-P-0600 | Pump, SBS Dosing to Outfall | Switch,Flow-Low | Switch |  | FSL | http://www.toronto.ca/TWONTO#flow_switch
132141 | THR-DCL-LSH | Switch, Level High, Containment Areas | THR-DCL | Dechlorination | Switch,Level-High | Switch |  |  | http://www.toronto.ca/TWONTO#level_switch
132142 | THR-DCL-LSH-0001 | Switch, Level High, Containment Tank, Sodium Bisulphite | THR-DCL-T-0001 | Tank, Containment, SBS, NaHSO3 Pump 0100 & 0200 | Switch,Level-High | Switch |  | LSH | http://www.toronto.ca/TWONTO#level_switch
132143 | THR-DCL-LSH-0003 | Switch, Level High, Containment Tank, Sodium Bisulphite | THR-DCL-T-0003S | Tank, Containment, Sodium Bisulphite | Switch,Level-High | Switch |  | LSH | http://www.toronto.ca/TWONTO#level_switch
132162 | THR-DCL-PSH | Switch, Pressure, High, NaSO3 Dosing Pumps | THR-DCL | Dechlorination | Switch,Pressure-High | Switch |  |  | http://www.toronto.ca/TWONTO#pressure_switch
132163 | THR-DCL-PSH-0101 | Switch, Pressure, High, NaSO3 Dosing P-0100 | THR-DCL-P-0100 | Pump, SBS Dosing to Outfall | Switch,Pressure-High | Switch |  | PSH | http://www.toronto.ca/TWONTO#pressure_switch
132164 | THR-DCL-PSH-0201 | Switch, Pressure, High, NaSO3 Dosing P-0200 | THR-DCL-P-0200 | Pump, SBS Dosing to Outfall | Switch,Pressure-High | Switch |  | PSH | http://www.toronto.ca/TWONTO#pressure_switch
132165 | THR-DCL-PSH-0401 | Switch, Pressure, High, Discharge P-0400 | THR-DCL-P-0400 | Pump, Dechlorination Sample, Dechlorination Simulation Room | Switch,Pressure-High | Switch |  | PSH | http://www.toronto.ca/TWONTO#pressure_switch
132166 | THR-DCL-PSH-0501 | Switch, Pressure, High, Discharge P-0500 | THR-DCL-P-0500 | Pump, Dechlorination Sample, Dechlorination Simulation Room | Switch,Pressure-High | Switch |  | PSH | http://www.toronto.ca/TWONTO#pressure_switch
132292 | THR-DGHT-LSHH | Switch,High High Level, Sump Pumps, Digesters/Grit/Headhouse/Thickening | THR-FT-DRN | Final Tank, Drainage, Sump Pumps | Switch,Level-High-High | Switch |  |  | http://www.toronto.ca/TWONTO#level_switch
132293 | THR-DIF-TSL-7752A | Switch, Temperature Low, Burner BU-7750 Zone 1 Gas Pipe/ManifoldHeat Tracing, WGB Bldg Roof | THR-DIG-BU-7750 | Waste Gas Burner, Burner 7750, WGB Bldg Roof | Switch,Temperature-Low | Switch |  | TSL | http://www.toronto.ca/TWONTO#temperature_switch
132294 | THR-DIF-TSL-7782A | Switch, Temperature Low, Burner BU-7780 Zone 1 Gas Pipe/Manifold Heat Tracing, WGB Bldg Roof | THR-DIG-BU-7780 | Burner, Waste Gas 7780, Waste Gas Burner Building Roof | Switch,Temperature-Low | Switch |  | TSL | http://www.toronto.ca/TWONTO#temperature_switch
132428 | THR-DIG-FSL-2214 | Flow Switch, Pump Seal Water | THR-DIG-T-7-8 | Digester, Entities Common to Tanks 7-8 | Transmitter,Pressure | Switch |  | FSL | http://www.toronto.ca/TWONTO#flow_switch
132429 | THR-DIG-FSL-2215 | Flow Switch, Pump Seal Water | THR-DIG-P-2215 | Pump, Centrifugal, Primary Sludge Recirculation to Tank 0700 | Transmitter,Pressure | Switch |  | FSL | http://www.toronto.ca/TWONTO#flow_switch
132430 | THR-DIG-FSL-2215 | Flow Switch, Pump Seal Water | THR-DIG-T-7-8 | Digester, Entities Common to Tanks 7-8 | Transmitter,Pressure | Switch |  | FSL | http://www.toronto.ca/TWONTO#flow_switch
132431 | THR-DIG-FSL-2264 | Flow Switch, Pump Seal Water | THR-DIG-P-2264 | Pump, Centrifugal, Primary Sludge Recirculation Tank 0800 | Transmitter,Pressure | Switch |  | FSL | http://www.toronto.ca/TWONTO#flow_switch
132432 | THR-DIG-FSL-2264 | Flow Switch, Pump Seal Water | THR-DIG-T-7-8 | Digester, Entities Common to Tanks 7-8 | Transmitter,Pressure | Switch |  | FSL | http://www.toronto.ca/TWONTO#flow_switch
132433 | THR-DIG-FSL-2265 | Flow Switch, Pump Seal Water | THR-DIG-P-2265 | Pump, Centrifugal, Primary Sludge Recirculation Tank 0800 | Transmitter,Pressure | Switch |  | FSL | http://www.toronto.ca/TWONTO#flow_switch
132434 | THR-DIG-FSL-2318 | Flow Switch, Pump Seal Water | THR-DIG-P-2318 | Pump, Centrifugal, Sludge Recirculation, Tank 0900 | Transmitter,Pressure | Switch |  | FSL | http://www.toronto.ca/TWONTO#flow_switch
132435 | THR-DIG-FSL-2369 | Flow Switch, Pump Seal Water | THR-DIG-P-2369 | Pump, Centrifugal, Sludge Recirculation, Tank 1000 | Transmitter,Pressure | Switch |  | FSL | http://www.toronto.ca/TWONTO#flow_switch
132436 | THR-DIG-FSL-3115 | Flow Switch, Pump Seal Water | THR-DIG-P-3115 | Pump, Centrifugal, Sludge Transfer, Digester Tank 0700, | Transmitter,Pressure | Switch |  | FSL | http://www.toronto.ca/TWONTO#flow_switch
132437 | THR-DIG-FSL-3115 | Flow Switch, Pump Seal Water | THR-DIG-T-7-10 | Digester, Entities Common to Tanks 7-10 | Transmitter,Pressure | Switch |  | FSL | http://www.toronto.ca/TWONTO#flow_switch
132438 | THR-DIG-FSL-3115 | Flow Switch, Pump Seal Water | THR-DIG-T-7-8 | Digester, Entities Common to Tanks 7-8 | Transmitter,Pressure | Switch |  | FSL | http://www.toronto.ca/TWONTO#flow_switch
132439 | THR-DIG-FSL-3116 | Flow Switch, Pump Seal Water | THR-DIG-P-3115 | Pump, Centrifugal, Sludge Transfer, Digester Tank 0700, | Transmitter,Pressure | Switch |  | FSL | http://www.toronto.ca/TWONTO#flow_switch
132440 | THR-DIG-FSL-3116 | Flow Switch, Pump Seal Water | THR-DIG-T-7-8 | Digester, Entities Common to Tanks 7-8 | Transmitter,Pressure | Switch |  | FSL | http://www.toronto.ca/TWONTO#flow_switch
132441 | THR-DIG-FSL-3165 | Flow Switch, Pump Seal Water | THR-DIG-P-3165 | Pump, Centrifugal, Sludge Transfer, Digester Tank 0800 | Transmitter,Pressure | Switch |  | FSL | http://www.toronto.ca/TWONTO#flow_switch
132442 | THR-DIG-FSL-3165 | Flow Switch, Pump Seal Water | THR-DIG-T-7-10 | Digester, Entities Common to Tanks 7-10 | Transmitter,Pressure | Switch |  | FSL | http://www.toronto.ca/TWONTO#flow_switch
132443 | THR-DIG-FSL-3165 | Flow Switch, Pump Seal Water | THR-DIG-T-7-8 | Digester, Entities Common to Tanks 7-8 | Transmitter,Pressure | Switch |  | FSL | http://www.toronto.ca/TWONTO#flow_switch
132444 | THR-DIG-FSL-3166 | Flow Switch, Pump Seal Water | THR-DIG-P-3116 | Pump, Centrifugal, Sludge Transfer, Digester Tank 0700 | Transmitter,Pressure | Switch |  | FSL | http://www.toronto.ca/TWONTO#flow_switch
132445 | THR-DIG-FSL-3166 | Flow Switch, Pump Seal Water | THR-DIG-P-3166 | Pump, Centrifugal, Sludge Transfer, Digester Tank 0800 | Transmitter,Pressure | Switch |  | FSL | http://www.toronto.ca/TWONTO#flow_switch
132446 | THR-DIG-FSL-3166 | Flow Switch, Pump Seal Water | THR-DIG-T-7-10 | Digester, Entities Common to Tanks 7-10 | Transmitter,Pressure | Switch |  | FSL | http://www.toronto.ca/TWONTO#flow_switch
132447 | THR-DIG-FSL-3166 | Flow Switch, Pump Seal Water | THR-DIG-T-7-8 | Digester, Entities Common to Tanks 7-8 | Transmitter,Pressure | Switch |  | FSL | http://www.toronto.ca/TWONTO#flow_switch
132448 | THR-DIG-FSL-3211 | Flow Switch, Pump Seal Water | THR-DIG-T-7-10 | Digester, Entities Common to Tanks 7-10 | Transmitter,Pressure | Switch |  | FSL | http://www.toronto.ca/TWONTO#flow_switch
132449 | THR-DIG-FSL-3211 | Flow Switch, Pump Seal Water | THR-DIG-T-9-10 | Digester, Entities Common to Tanks 9-10 | Transmitter,Pressure | Switch |  | FSL | http://www.toronto.ca/TWONTO#flow_switch
132450 | THR-DIG-FSL-3212 | Flow Switch, Pump Seal Water | THR-DIG-P-3212 | Pump, Centrifugal, Sludge Transfer, Digester Tank 0900 | Transmitter,Pressure | Switch |  | FSL | http://www.toronto.ca/TWONTO#flow_switch
132451 | THR-DIG-FSL-3271 | Flow Switch, Pump Seal Water | THR-DIG-P-3271 | Pump, Centrifugal, Sludge Transfer, Digester Tank 1000 | Transmitter,Pressure | Switch |  | FSL | http://www.toronto.ca/TWONTO#flow_switch
132452 | THR-DIG-FSL-5260C | Switch, Flow-Low, Lube Oil, C-5260, Gas Mixing System | THR-DIG-T-5260 | Tank, Reservoir, Auxiliary Oil, Gas Compressor 5260, Digester Mixing System | Switch,Flow-Low | Switch |  | FSL | http://www.toronto.ca/TWONTO#flow_switch
132453 | THR-DIG-FSL-5460C | Switch, Flow-Low, Lube Oil, C-5460, Gas Mixing System | THR-DIG-T-5460 | Tank, Reservoir, Auxiliary Oil, Gas Compressor 5460, Digester Mixing System | Switch,Flow-Low | Switch |  | FSL | http://www.toronto.ca/TWONTO#flow_switch
132454 | THR-DIG-FSL-5682 | Switch, Flow-Low, Lube Oil, C-5680, Gas Mixing System | THR-DIG-C-5680 | Compressor, Gas, Mixing System, Digester Tank#8 | Switch,Flow-Low | Switch |  | FSL | http://www.toronto.ca/TWONTO#flow_switch
132455 | THR-DIG-FSL-5682 | Switch, Flow-Low, Lube Oil, C-5680, Gas Mixing System | THR-DIG-T-5681 | Tank, Reservoir, Auxiliary Oil, Gas Compressor 5680, Digester Mixing System | Switch,Flow-Low | Switch |  | FSL | http://www.toronto.ca/TWONTO#flow_switch
132456 | THR-DIG-FSL-5842 | Switch, Flow-Low, Lube Oil, C-5840, Gas Mixing System | THR-DIG-T-5841 | Tank, Reservoir, Auxiliary Oil, Gas Compressor 5840, Digester Mixing System | Switch,Flow-Low | Switch |  | FSL | http://www.toronto.ca/TWONTO#flow_switch
132457 | THR-DIG-FSL-5862 | Switch, Flow-Low, Lube Oil, C-5860, Gas Mixing System | THR-DIG-C-5860 | Compressor, Gas, Mixing System, Digester Tank#9/10 | Switch,Flow-Low | Switch |  | FSL | http://www.toronto.ca/TWONTO#flow_switch
132458 | THR-DIG-FSL-5862 | Switch, Flow-Low, Lube Oil, C-5860, Gas Mixing System | THR-DIG-T-5861 | Tank, Reservoir, Auxiliary Oil, Gas Compressor 5860, Digester Mixing System | Switch,Flow-Low | Switch |  | FSL | http://www.toronto.ca/TWONTO#flow_switch
132459 | THR-DIG-FSL-5880 | Switch, Flow-Low, Condensate T-5872 | THR-DIG-T-5871 | Tank, Condensate and Sediment Accumulator, C-5880, Digester Mixing System | Switch,Flow-Low | Switch |  | FSL | http://www.toronto.ca/TWONTO#flow_switch
132460 | THR-DIG-FSL-5882 | Switch, Flow-Low, Lube Oil, C-5880, Gas Mixing System | THR-DIG-T-5881 | Tank, Reservoir, Auxiliary Oil, Gas Compressor 5880, Digester Mixing System | Switch,Flow-Low | Switch |  | FSL | http://www.toronto.ca/TWONTO#flow_switch
132541 | THR-DIG-LSH-0106 | Switch, Level-High, Overflow Chamber,Tank 0100, Solids Treatment, Digester - Tanks 1-6 | THR-DIG-PD-0100 | Tank, Primary Digester-1, Solids Treatment | Switch,Level-High | Switch |  | LSH | http://www.toronto.ca/TWONTO#level_switch
132542 | THR-DIG-LSH-0206 | Switch, Level-High, Over Flow Chamber, Tank 0200, Solids Treatment, Digester 2 Overflow Chamber | THR-DIG-PD-0200 | Tank, Primary Digester-2, Solids Treatment | Switch,Level-High | Switch |  | LSH | http://www.toronto.ca/TWONTO#level_switch
132543 | THR-DIG-LSH-0406 | Switch, Level-High, Over Flow Chamber, Tank 0400, Solids Treatment, Digester Tank 1-6 | THR-DIG-SD-0400 | Tank, Secondary Digester-4, Solids Treatment | Switch,Level-High | Switch |  | LSH | http://www.toronto.ca/TWONTO#level_switch
132544 | THR-DIG-LSH-0506 | Switch, Level-High, Overflow Chamber,Tank 0500, Solids Treatment, Digester - Tanks 1-6 | THR-DIG-PD-0500 | Tank, Primary Digester-5, Solids Treatment | Switch,Level-High | Switch |  | LSH | http://www.toronto.ca/TWONTO#level_switch
132545 | THR-DIG-LSH-0706 | Switch, Level High, Tank 0700 Coffin Overflow, Solids Treatment, Transfer System - Digesters - Tank 0700 & Tank 0800 | THR-DIG-PD-0700 | Tank, Primary Digester-7, Solids Treatment | Switch,Level-High | Switch |  | LSH | http://www.toronto.ca/TWONTO#level_switch
132546 | THR-DIG-LSH-0806 | Switch, Level High, Tank 0800 Coffin Overflow, Solids Treatment, Transfer System - Digesters - Tank 0700 & Tank 0800 | THR-DIG-PD-0800 | Tank, Primary Digester-8, Solids Treatment | Switch,Level-High | Switch |  | LSH | http://www.toronto.ca/TWONTO#level_switch
132547 | THR-DIG-LSH-0906 | Switch, Level-High, Tank 0900 Coffin Overflow, Primary Sludge, Solids Treatment, Transfer System - Digesters - Tank 0900 & Tank 1000 | THR-DIG-PD-0900 | Tank, Primary Digester-9, Solids Treatment | Switch,Level-High | Switch |  | LSH | http://www.toronto.ca/TWONTO#level_switch
132548 | THR-DIG-LSH-2171A | Switch, Level, High, Sump Pump, Near Digester Tank 6 | THR-DIG-CP-2171 | Control Panel, Duplex Sump, Near Digester Tank 6 | Pump,Centrifugal | Switch |  | LSH | http://www.toronto.ca/TWONTO#level_switch
132549 | THR-DIG-LSHH-0107 | Switch, Level-High-High,Overflow Chamber,Tank 0100, Solids Treatment, Digester - Tanks 1-6 | THR-DIG-PD-0100 | Tank, Primary Digester-1, Solids Treatment | Switch,Level-High-High | Switch |  | LSHH | http://www.toronto.ca/TWONTO#level_switch
132550 | THR-DIG-LSHH-0307 | Switch, Level-High-High, Over Flow Chamber, Tank 0300, Solids Treatment, Digester 3 Overflow Chamber | THR-DIG-PD-0300 | Tank, Primary Digester-3, Solids Treatment | Switch,Level-High-High | Switch |  | LSHH | http://www.toronto.ca/TWONTO#level_switch
132551 | THR-DIG-LSHH-0407 | Switch, Level-High-High, Over Flow Chamber, Tank 0400, Solids Treatment, Digester Tank 1-6 | THR-DIG-SD-0400 | Tank, Secondary Digester-4, Solids Treatment | Switch,Level-High-High | Switch |  | LSHH | http://www.toronto.ca/TWONTO#level_switch
132552 | THR-DIG-LSHH-2171 | Switch, Level, High High, Sump Pump, Near Digester Tank 6 | THR-DIG-CP-2171 | Control Panel, Duplex Sump, Near Digester Tank 6 | Pump,Centrifugal | Switch |  | LSHH | http://www.toronto.ca/TWONTO#level_switch
132553 | THR-DIG-LSHH-3855 | Switch, Level-High-High,Pump 3855A/B,Sump, Gas Compressor Building, Basement, Plant Services, Flood Monitoring System | THR-DIG-P-3855A | Pump, Sump, Gas Compressor Building, Basement, Plant Services, Flood Monitoring System | Pump,Centrifugal | Switch |  | LSHH | http://www.toronto.ca/TWONTO#level_switch
132554 | THR-DIG-LSL-0113 | Switch, Level, Low, New Oil, Tank 0110, Lube Oil System, Gas Compressor Building | THR-DIG-T-0110 | Tank, New Oil, Lube Oil System, Gas Compressor Building |  | Switch |  | LSL | http://www.toronto.ca/TWONTO#level_switch
132555 | THR-DIG-LSL-2171 | Switch, Level, Low, Sump Pump, Near Digester Tank 6 | THR-DIG-CP-2171 | Control Panel, Duplex Sump, Near Digester Tank 6 | Pump,Centrifugal | Switch |  | LSL | http://www.toronto.ca/TWONTO#level_switch
132556 | THR-DIG-LSL-5260C | Switch, Level-Low, Lube Oil, C-5260, Gas Mixing System | THR-DIG-T-5260 | Tank, Reservoir, Auxiliary Oil, Gas Compressor 5260, Digester Mixing System | Switch,Level-Low | Switch |  | LSL | http://www.toronto.ca/TWONTO#level_switch
132557 | THR-DIG-LSL-5280C | Switch, Level-Low, Lube Oil, C-5280, Gas Mixing System | THR-DIG-T-5280 | Tank, Reservoir, Auxiliary Oil, Gas Compressor 5280, Digester Mixing System | Switch,Level-Low | Switch |  | LSL | http://www.toronto.ca/TWONTO#level_switch
132558 | THR-DIG-LSL-5460C | Switch, Level-Low, Lube Oil, C-5460, Gas Mixing System | THR-DIG-T-5460 | Tank, Reservoir, Auxiliary Oil, Gas Compressor 5460, Digester Mixing System | Switch,Level-Low | Switch |  | LSL | http://www.toronto.ca/TWONTO#level_switch
132559 | THR-DIG-LSL-5661 | Switch, Level-Low, Lube Oil, C-5660, Gas Mixing System | THR-DIG-T-5661 | Tank, Reservoir, Auxiliary Oil, Gas Compressor 5660, Digester Mixing System | Switch,Level-Low | Switch |  | LSL | http://www.toronto.ca/TWONTO#level_switch
132560 | THR-DIG-LSL-5681 | Switch, Level-Low, Lube Oil, C-5680, Gas Mixing System | THR-DIG-P-5682 | Pump,Lube Oil for Compressor 5680, Gas Mixing System | Switch,Level-Low | Switch |  | LSL | http://www.toronto.ca/TWONTO#level_switch
132561 | THR-DIG-LSL-5681 | Switch, Level-Low, Lube Oil, C-5680, Gas Mixing System | THR-DIG-T-5681 | Tank, Reservoir, Auxiliary Oil, Gas Compressor 5680, Digester Mixing System | Switch,Level-Low | Switch |  | LSL | http://www.toronto.ca/TWONTO#level_switch
132562 | THR-DIG-LSL-5881 | Switch, Level-Low, Lube Oil, C-5880, Gas Mixing System | THR-DIG-T-5881 | Tank, Reservoir, Auxiliary Oil, Gas Compressor 5880, Digester Mixing System | Switch,Level-Low | Switch |  | LSL | http://www.toronto.ca/TWONTO#level_switch
132795 | THR-DIG-PSH-0102 | Switch, Pressure, High, Discharge, Pump 0102, Lube Oil System, Gas Compressor Building | THR-DIG-P-0102 | Pump, Positive Displacement, Trasnfer, Waste Oil, Lube Oil System, Gas Compressor Building |  | Switch |  | PSH | http://www.toronto.ca/TWONTO#pressure_switch
132798 | THR-DIG-PSH-0202 | Switch, Pressurel-High, DG Valve Train, Compressor Building, Gas Compressor (And Dryer) | THR-DIG-CG | Digester Gas, Co-Generation | Switch,Pressure-High | Switch |  | PSH | http://www.toronto.ca/TWONTO#pressure_switch
132799 | THR-DIG-PSH-0701 | Switch, Pressure High, Tank 0700 Sampling Pump Discharge, Digester Tanks - Sampling System | THR-DIG-P-0701 | Pump, Tank 0700 Sampling, Digester Tanks - Sampling System | Switch,Pressure-High | Switch |  | PSH | http://www.toronto.ca/TWONTO#pressure_switch
132800 | THR-DIG-PSH-1001 | Switch, Pressure High, Tank 1000 Sampling Pump Discharge, Digester Tanks - Sampling System | THR-DIG-P-1001 | Pump, Tank 1000 Sampling, Digester Tanks - Sampling System | Switch,Pressure-High | Switch |  | PSH | http://www.toronto.ca/TWONTO#pressure_switch
132801 | THR-DIG-PSH-2214 | Switch, Pressure-High, Discharge, Pump 2214, Solids Treatment, Heating System - Digesters - Tank 0700 & Tank 0800 | THR-DIG-P-2214 | Pump, Centrifugal, Primary Sludge Recirculation to Tank 0700 | Switch,Pressure-High | Switch |  | PSH | http://www.toronto.ca/TWONTO#pressure_switch
132802 | THR-DIG-PSH-2215 | Switch, Pressure-High, Discharge, Pump 2215, Solids Treatment, Heating System - Digesters - Tank 0700 & Tank 0800 | THR-DIG-P-2215 | Pump, Centrifugal, Primary Sludge Recirculation to Tank 0700 | Switch,Pressure-High | Switch |  | PSH | http://www.toronto.ca/TWONTO#pressure_switch
132803 | THR-DIG-PSH-2319 | Switch, Pressure-High, Discharge, Pump 2319, Solids Treatment, Heating System - Digesters - Tank 0900 Tank 1000 | THR-DIG-P-2319 | Pump, Centrifugal, Sludge Recirculation, Tank 0900 | Switch,Pressure-High | Switch |  | PSH | http://www.toronto.ca/TWONTO#pressure_switch
132804 | THR-DIG-PSH-2502 | Switch, Pressure-High, Discharge Pump 2502, Digester Tank 0100 | THR-DIG-P-2502 | Pump, Centrifugal, Sludge Recirculation, Tank 0100 | Switch,Pressure-High | Switch |  | PSH | http://www.toronto.ca/TWONTO#pressure_switch
132805 | THR-DIG-PSH-2511 | Switch, Pressure-High, Discharge Pump 2511, Digester Tank 0200 | THR-DIG-P-2511 | Pump, Centrifugal, Sludge Recirculation, Tank 0200 | Switch,Pressure-High | Switch |  | PSH | http://www.toronto.ca/TWONTO#pressure_switch
132806 | THR-DIG-PSH-2513 | Switch, Pressure-High, Discharge Pump 2513, Digester Tank 0200 | THR-DIG-P-2513 | Pump, Centrifugal, Sludge Transfer, Tank 0200 | Switch,Pressure-High | Switch |  | PSH | http://www.toronto.ca/TWONTO#pressure_switch
132807 | THR-DIG-PSH-2521 | Switch, Pressure-High, Discharge Pump 2521, Digester Tank 0300 | THR-DIG-P-2521 | Pump, Centrifugal, Sludge Recirculation, Tank 0300 | Switch,Pressure-High | Switch |  | PSH | http://www.toronto.ca/TWONTO#pressure_switch
132808 | THR-DIG-PSH-2522 | Switch, Pressure-High, Discharge Pump 2522, Digester Tank 0300 | THR-DIG-P-2522 | Pump, Centrifugal, Sludge Recirculation, Tank 0300 | Switch,Pressure-High | Switch |  | PSH | http://www.toronto.ca/TWONTO#pressure_switch
132809 | THR-DIG-PSH-2523 | Switch, Pressure-High, Discharge Pump 2523, Digester Tank 0300 | THR-DIG-P-2523 | Pump, Centrifugal, Sludge Transfer, Tank 0300 | Switch,Pressure-High | Switch |  | PSH | http://www.toronto.ca/TWONTO#pressure_switch
132810 | THR-DIG-PSH-2531 | Switch, Pressure-High, Discharge Pump 2531, Digester Tank 0500 | THR-DIG-P-2531 | Pump, Centrifugal, Sludge Recirculation, Tank 0500 | Switch,Pressure-High | Switch |  | PSH | http://www.toronto.ca/TWONTO#pressure_switch
132811 | THR-DIG-PSH-2534 | Switch, Pressure-High, Discharge Pump 2534, Digester Tank 0500 | THR-DIG-P-2534 | Pump, Centrifugal, Sludge Transfer, Tank 0500 | Switch,Pressure-High | Switch |  | PSH | http://www.toronto.ca/TWONTO#pressure_switch
132812 | THR-DIG-PSH-3072 | Switch, Pressure-High, Discharge Pump 3072, Digester Tank 0600, Digester Tank 1-6 | THR-DIG-P-3072 | Centrifugal Pump, Sludge Transfer to MTI Line 1 & 2, Tank 0600 | Switch,Pressure-High | Switch |  | PSH | http://www.toronto.ca/TWONTO#pressure_switch
132813 | THR-DIG-PSH-3115 | Switch, Pressure-High, Pump 3115, Solids Treatment, Transfer System - Digesters - Tank 0700 & Tank 0800 | THR-DIG-P-3115 | Pump, Centrifugal, Sludge Transfer, Digester Tank 0700, | Switch,Pressure-High | Switch |  | PSH | http://www.toronto.ca/TWONTO#pressure_switch
132814 | THR-DIG-PSH-3271 | Switch, Pressure-High, Discharge, Pump 3271, Solids Treatment, Transfer System - Digesters - Tank 0900 & Tank 1000 | THR-DIG-P-3271 | Pump, Centrifugal, Sludge Transfer, Digester Tank 1000 | Switch,Pressure-High | Switch |  | PSH | http://www.toronto.ca/TWONTO#pressure_switch
132815 | THR-DIG-PSH-4011 | Switch, Pressure-High, Discharge Pump 4011/4012, Digester Tank 0200, Solid Treatment, Mezzanine Floor | THR-DIG-P-4011 | Pump, Centrifugal, Hot Water Recirculation, Tank 0200 | Switch,Pressure-High | Switch |  | PSH | http://www.toronto.ca/TWONTO#pressure_switch
132816 | THR-DIG-PSH-4051 | Switch, Pressure-High, Discharge Pump 4051/4052, Digester Tank 0300, Solid Treatment, Mezzanine Floor | THR-DIG-HE-4057 | Heat Exchanger, Tank 0300, Solids Treatment, Digester Tank 3 | Switch,Pressure-High | Switch |  | PSH | http://www.toronto.ca/TWONTO#pressure_switch
132817 | THR-DIG-PSH-4711 | Switch, Pressure-High, Discharge, Pump 4711, Solids Treatment, Heating System - Digesters - Tank 0700 & Tank 0800 | THR-DIG-P-4711 | Pump, Centrifugal, Hot Water Recirculation, Tank 0700 | Switch,Pressure-High | Switch |  | PSH | http://www.toronto.ca/TWONTO#pressure_switch
132818 | THR-DIG-PSH-4761 | Switch, Pressure-High, Discharge, Pump 4761, Solids Treatment, Heating System - Digesters - Tank 0700 & Tank 0800 | THR-DIG-P-4761 | Pump, Centrifugal, Hot Water Recirculation, Tank 0800 | Switch,Pressure-High | Switch |  | PSH | http://www.toronto.ca/TWONTO#pressure_switch
132819 | THR-DIG-PSH-4805 | Switch, Pressure-High, Discharge, Pump 4805, Solids Treatment, Heating System - Digesters - Tank 0900 Tank 1000 | THR-DIG-P-4805 | Pump, Centrifugal, Hot Water Recirculation, Tank 0900 | Switch,Pressure-High | Switch |  | PSH | http://www.toronto.ca/TWONTO#pressure_switch
132820 | THR-DIG-PSH-4855 | Switch, Pressure-High, Discharge, Pump 4855, Solids Treatment, Heating System - Digesters - Tank 0900 Tank 1000 | THR-DIG-P-4855 | Pump, Centrifugal, Hot Water Recirculation, Tank 1000 | Switch,Pressure-High | Switch |  | PSH | http://www.toronto.ca/TWONTO#pressure_switch
132821 | THR-DIG-PSH-4856 | Switch, Pressure-High, Discharge, Pump 4856, Solids Treatment, Heating System - Digesters - Tank 0900 Tank 1000 | THR-DIG-P-4856 | Pump, Centrifugal, Hot Water Recirculation, Tank 1000 | Switch,Pressure-High | Switch |  | PSH | http://www.toronto.ca/TWONTO#pressure_switch
132822 | THR-DIG-PSH-5141 | Switch, Pressure-High, Outlet Pump 5141, Solids Treatment, Digester Tank 1-6 | THR-DIG-GBP-5141 | Gas Booster, Tank 0400, Solids Treatment | Switch,Pressure-High | Switch |  | PSH | http://www.toronto.ca/TWONTO#pressure_switch
132823 | THR-DIG-PSH-5142 | Switch, Pressure-High, Outlet Pump 5142, Solids Treatment, Digester Tank 1-6 | THR-DIG-GBP-5142 | Gas Booster, Tank 0400, Solids Treatment | Switch,Pressure-High | Switch |  | PSH | http://www.toronto.ca/TWONTO#pressure_switch
132824 | THR-DIG-PSH-5161 | Switch, Pressure-High, Outlet Pump 5161, Solids Treatment, Digester - Tanks 1-6 | THR-DIG-GBP-5161 | Gas Booster, Tank 0600, Solids Treatment | Switch,Pressure-High | Switch |  | PSH | http://www.toronto.ca/TWONTO#pressure_switch
132825 | THR-DIG-PSH-5162 | Switch, Pressure-High, Outlet Pump 5162, Solids Treatment, Digester - Tanks 1-6 | THR-DIG-GBP-5162 | Gas Booster, Tank 0600, Solids Treatment | Switch,Pressure-High | Switch |  | PSH | http://www.toronto.ca/TWONTO#pressure_switch
132826 | THR-DIG-PSH-5280 | Switch, Pressure-High, Outlet Gas compressor 5280 | THR-DIG-C-5280 | Compressor, Gas, Mixing System, Digester Tank#2 | Switch,Pressure-High | Switch |  | PSH | http://www.toronto.ca/TWONTO#pressure_switch
132827 | THR-DIG-PSH-5660 | Switch, Pressure-High, Discharge, C-5660, Mixing System, Tank 7 & 8 | THR-DIG-C-5660 | Compressor, Gas, Mixing System, Digester Tank#7/8 | Switch,Pressure-High | Switch |  | PSH | http://www.toronto.ca/TWONTO#pressure_switch
132828 | THR-DIG-PSH-5840 | Switch, Pressure-High, Discharge, Compressor 5840, Solids Treatment - Thickening - Mixing System - Digesters - Tank 0900 & Tank 1000, Compressors | THR-DIG-C-5840 | Compressor, Gas, Mixing System, Digester Tank#10 | Switch,Pressure-High | Switch |  | PSH | http://www.toronto.ca/TWONTO#pressure_switch
132829 | THR-DIG-PSH-5880 | Switch, Pressure-High, Discharge, Compressor 5880, Solids Treatment - Thickening - Mixing System - Digesters - Tank 0900 & Tank 1000, Compressors | THR-DIG-C-5880 | Compressor, Gas, Mixing System, Digester Tank#09 | Switch,Pressure-High | Switch |  | PSH | http://www.toronto.ca/TWONTO#pressure_switch
132830 | THR-DIG-PSH-6101 | Switch, Pressure-High, Discharge Sampling Pump 6101, Tank 0100 | THR-DIG-P-6101 | Centrifugal Pump, Sampling, Tank 0100 | Switch,Pressure-High | Switch |  | PSH | http://www.toronto.ca/TWONTO#pressure_switch
132831 | THR-DIG-PSH-6201 | Switch, Pressure-High, Discharge Pump 6201, Tank 0200 | THR-DIG-P-6201 | Centrifugul Pump, Sampling, Tank 0200 | Switch,Pressure-High | Switch |  | PSH | http://www.toronto.ca/TWONTO#pressure_switch
132832 | THR-DIG-PSH-6301 | Switch, Pressure-High, Discharge Pump 6301, Tank 0300 | THR-DIG-P-6301 | Pump, Centrifugal , Sampling, Tank 0300 | Switch,Pressure-High | Switch |  | PSH | http://www.toronto.ca/TWONTO#pressure_switch
132833 | THR-DIG-PSH-6501 | Switch, Pressure-High, Discharge Pump 6501, Tank 0500 | THR-DIG-P-6501 | Centrifugal Pump, Sampling, Tank 0500 | Switch,Pressure-High | Switch |  | PSH | http://www.toronto.ca/TWONTO#pressure_switch
132834 | THR-DIG-PSH-6601 | Switch, Pressure-High, Discharge Pump 6601, Tank 0600 | THR-DIG-P-6601 | Centrifugal Pump, Sampling, Tank 0600 | Switch,Pressure-High | Switch |  | PSH | http://www.toronto.ca/TWONTO#pressure_switch
132835 | THR-DIG-PSL-0201 | Switch, Pressure, Low, DG Fuel Train, Compressor 0101 Fuel Gas Train, Gas Compressor Building | THR-BG-C-0101 | Compressor, Centrifugal, Fuel Gas, Compressor Building, Gas Compressor (And Dryer) for COGEN | Switch,Pressure-Low | Switch |  | PSL | http://www.toronto.ca/TWONTO#pressure_switch
132836 | THR-DIG-PSL-0201 | Switch, Pressure, Low, DG Fuel Train, Compressor 0101 Fuel Gas Train, Gas Compressor Building | THR-DIG-CG | Digester Gas, Co-Generation | Switch,Pressure-Low | Switch |  | PSL | http://www.toronto.ca/TWONTO#pressure_switch
132837 | THR-DIG-PSL-0801 | Switch, Pressure Low, Tank 0800 Sampling Pump Suction, Digester Tanks - Sampling System | THR-DIG-P-0801 | Pump, Tank 0800 Sampling, Digester Tanks - Sampling System | Switch,Pressure-Low | Switch |  | PSL | http://www.toronto.ca/TWONTO#pressure_switch
132838 | THR-DIG-PSL-2265 | Switch, Pressure-Low, Suction, Pump 2265, Solids Treatment, Heating System - Digesters - Tank 0700 & Tank 0800 | THR-DIG-P-2265 | Pump, Centrifugal, Primary Sludge Recirculation Tank 0800 | Switch,Pressure-Low | Switch |  | PSL | http://www.toronto.ca/TWONTO#pressure_switch
132839 | THR-DIG-PSL-2318 | Switch, Pressure-Low, Suction, Pump 2318, Solids Treatment, Heating System - Digesters - Tank 0900 Tank 1000 | THR-DIG-P-2318 | Pump, Centrifugal, Sludge Recirculation, Tank 0900 | Switch,Pressure-Low | Switch |  | PSL | http://www.toronto.ca/TWONTO#pressure_switch
132840 | THR-DIG-PSL-2319 | Switch, Pressure-Low, Suction, Pump 2319, Solids Treatment, Heating System - Digesters - Tank 0900 Tank 1000 | THR-DIG-P-2319 | Pump, Centrifugal, Sludge Recirculation, Tank 0900 | Switch,Pressure-Low | Switch |  | PSL | http://www.toronto.ca/TWONTO#pressure_switch
132841 | THR-DIG-PSL-2368 | Switch, Pressure-Low, Suction, Pump 2368, Solids Treatment, Heating System - Digesters - Tank 0900 Tank 1000 | THR-DIG-P-2368 | Pump, Centrifugal, Sludge Recirculation, Tank 1000 | Switch,Pressure-Low | Switch |  | PSL | http://www.toronto.ca/TWONTO#pressure_switch
132842 | THR-DIG-PSL-2369 | Switch, Pressure-Low, Suction, Pump 2369, Solids Treatment, Heating System - Digesters - Tank 0900 Tank 1000 | THR-DIG-P-2369 | Pump, Centrifugal, Sludge Recirculation, Tank 1000 | Switch,Pressure-Low | Switch |  | PSL | http://www.toronto.ca/TWONTO#pressure_switch
132843 | THR-DIG-PSL-2503 | Switch, Pressure-Low, Inlet Pump 2503, Digester Tank 0100 | THR-DIG-P-2503 | Pump, Centrifugal, Sludge Transfer, Tank 0100 | Switch,Pressure-Low | Switch |  | PSL | http://www.toronto.ca/TWONTO#pressure_switch
132844 | THR-DIG-PSL-2511 | Switch, Pressure-Low, Inlet Pump 2511, Digester Tank 0200 | THR-DIG-P-2511 | Pump, Centrifugal, Sludge Recirculation, Tank 0200 | Switch,Pressure-Low | Switch |  | PSL | http://www.toronto.ca/TWONTO#pressure_switch
132845 | THR-DIG-PSL-2512 | Switch, Pressure-Low, Inlet Pump 2512, Digester Tank 0200 | THR-DIG-P-2512 | Pump, Centrifugal, Sludge Recirculation, Tank 0200 | Switch,Pressure-Low | Switch |  | PSL | http://www.toronto.ca/TWONTO#pressure_switch
132846 | THR-DIG-PSL-2514 | Switch, Pressure-Low, Inlet Pump 2514, Digester Tank 0200 | THR-DIG-P-2514 | Pump, Centrifugal, Sludge Transfer, Tank 0200 | Switch,Pressure-Low | Switch |  | PSL | http://www.toronto.ca/TWONTO#pressure_switch
132847 | THR-DIG-PSL-2521 | Switch, Pressure-Low, Inlet Pump 2521, Digester Tank 0300 | THR-DIG-P-2521 | Pump, Centrifugal, Sludge Recirculation, Tank 0300 | Switch,Pressure-Low | Switch |  | PSL | http://www.toronto.ca/TWONTO#pressure_switch
132848 | THR-DIG-PSL-2533 | Switch, Pressure-Low, Inlet Pump 2533, Digester Tank 0500 | THR-DIG-P-2533 | Pump, Centrifugal, Sludge Transfer, Tank 0500 | Switch,Pressure-Low | Switch |  | PSL | http://www.toronto.ca/TWONTO#pressure_switch
132849 | THR-DIG-PSL-3041 | Switch, Pressure-Low, Inlet Pump 3041, Digester Tank 0600, Digester Tank 1-6 | THR-DIG-P-3041 | Centrifugal Pump, Sludge Transfer to MTI Line 1 & 2, Tank 0400 | Switch,Pressure-Low | Switch |  | PSL | http://www.toronto.ca/TWONTO#pressure_switch
132850 | THR-DIG-PSL-3071 | Switch, Pressure-Low, Inlet Pump 3071, Digester Tank 0600, Digester Tank 1-6 | THR-DIG-P-3071 | Centrifugal Pump, Sludge Transfer to MTI Line 1 & 2, Tank 0600 | Switch,Pressure-Low | Switch |  | PSL | http://www.toronto.ca/TWONTO#pressure_switch
132851 | THR-DIG-PSL-3072 | Switch, Pressure-Low, Inlet Pump 3072, Digester Tank 0600, Digester Tank 1-6 | THR-DIG-P-3072 | Centrifugal Pump, Sludge Transfer to MTI Line 1 & 2, Tank 0600 | Switch,Pressure-Low | Switch |  | PSL | http://www.toronto.ca/TWONTO#pressure_switch
132852 | THR-DIG-PSL-3116 | Switch, Pressure-Low, Pump 3116, Solids Treatment, Transfer System - Digesters - Tank 0700 & Tank 0800 | THR-DIG-P-3116 | Pump, Centrifugal, Sludge Transfer, Digester Tank 0700 | Switch,Pressure-Low | Switch |  | PSL | http://www.toronto.ca/TWONTO#pressure_switch
132853 | THR-DIG-PSL-3165 | Switch, Pressure-Low, Pump 3165, Solids Treatment, Transfer System - Digesters - Tank 0700 & Tank 0800 | THR-DIG-P-3165 | Pump, Centrifugal, Sludge Transfer, Digester Tank 0800 | Switch,Pressure-Low | Switch |  | PSL | http://www.toronto.ca/TWONTO#pressure_switch
132854 | THR-DIG-PSL-3166 | Switch, Pressure-Low, Pump 3166, Solids Treatment, Transfer System - Digesters - Tank 0700 & Tank 0800 | THR-DIG-P-3166 | Pump, Centrifugal, Sludge Transfer, Digester Tank 0800 | Switch,Pressure-Low | Switch |  | PSL | http://www.toronto.ca/TWONTO#pressure_switch
132855 | THR-DIG-PSL-3211 | Switch, Pressure-Low, Suction, Pump 3211, Solids Treatment, Transfer System - Digesters - Tank 0900 & Tank 1000 | THR-DIG-P-3211 | Pump, Centrifugal, Sludge Transfer, Digester Tank 0900 | Switch,Pressure-Low | Switch |  | PSL | http://www.toronto.ca/TWONTO#pressure_switch
132856 | THR-DIG-PSL-3212 | Switch, Pressure-Low, Suction, Pump 3212, Solids Treatment, Transfer System - Digesters - Tank 0900 & Tank 1000 | THR-DIG-P-3212 | Pump, Centrifugal, Sludge Transfer, Digester Tank 0900 | Switch,Pressure-Low | Switch |  | PSL | http://www.toronto.ca/TWONTO#pressure_switch
132857 | THR-DIG-PSL-3271 | Switch, Pressure-Low, Suction, Pump 3271, Solids Treatment, Transfer System - Digesters - Tank 0900 & Tank 1000 | THR-DIG-P-3271 | Pump, Centrifugal, Sludge Transfer, Digester Tank 1000 | Switch,Pressure-Low | Switch |  | PSL | http://www.toronto.ca/TWONTO#pressure_switch
132858 | THR-DIG-PSL-4710 | Switch, Pressure-Low, Suction, Pump 4710, Solids Treatment, Heating System - Digesters - Tank 0700 & Tank 0800 | THR-DIG-P-4710 | Pump, Centrifugal, Hot Water Recirculation, Tank 0700 | Switch,Pressure-Low | Switch |  | PSL | http://www.toronto.ca/TWONTO#pressure_switch
132859 | THR-DIG-PSL-4711 | Switch, Pressure-Low, Suction, Pump 4711, Solids Treatment, Heating System - Digesters - Tank 0700 & Tank 0800 | THR-DIG-P-4711 | Pump, Centrifugal, Hot Water Recirculation, Tank 0700 | Switch,Pressure-Low | Switch |  | PSL | http://www.toronto.ca/TWONTO#pressure_switch
132860 | THR-DIG-PSL-4760 | Switch, Pressure-Low, Suction, Pump 4760, Solids Treatment, Heating System - Digesters - Tank 0700 & Tank 0800 | THR-DIG-P-4760 | Pump, Centrifugal, Hot Water Recirculation, Tank 0800 | Switch,Pressure-Low | Switch |  | PSL | http://www.toronto.ca/TWONTO#pressure_switch
132861 | THR-DIG-PSL-5141 | Switch, Pressure-Low, Inlet Pump 5141, Solids Treatment, Digester Tank 1-6 | THR-DIG-GBP-5141 | Gas Booster, Tank 0400, Solids Treatment | Switch,Pressure-Low | Switch |  | PSL | http://www.toronto.ca/TWONTO#pressure_switch
132862 | THR-DIG-PSL-5142 | Switch, Pressure-Low, Inlet Pump 5142, Solids Treatment, Digester Tank 1-6 | THR-DIG-GBP-5142 | Gas Booster, Tank 0400, Solids Treatment | Switch,Pressure-Low | Switch |  | PSL | http://www.toronto.ca/TWONTO#pressure_switch
132863 | THR-DIG-PSL-5162 | Switch, Pressure-Low, Inlet Pump 5162, Solids Treatment, Digester - Tanks 1-6 | THR-DIG-GBP-5162 | Gas Booster, Tank 0600, Solids Treatment | Switch,Pressure-Low | Switch |  | PSL | http://www.toronto.ca/TWONTO#pressure_switch
132864 | THR-DIG-PSL-5240 | Switch, Pressure-Low, Inlet Gas compressor 5240 | THR-DIG-C-5240 | Compressor, Gas, Mixing System, Digester Tank#1 | Switch,Pressure-Low | Switch |  | PSL | http://www.toronto.ca/TWONTO#pressure_switch
132865 | THR-DIG-PSL-5280 | Switch, Pressure-Low, Inlet Gas compressor 5280 | THR-DIG-C-5280 | Compressor, Gas, Mixing System, Digester Tank#2 | Switch,Pressure-Low | Switch |  | PSL | http://www.toronto.ca/TWONTO#pressure_switch
132866 | THR-DIG-PSL-5280C | Switch, Pressure-Low, Lube Oil, C-5280, Gas Mixing System | THR-DIG-T-5280 | Tank, Reservoir, Auxiliary Oil, Gas Compressor 5280, Digester Mixing System | Switch,Pressure-Low | Switch |  | PSL | http://www.toronto.ca/TWONTO#pressure_switch
132867 | THR-DIG-PSL-5440C | Switch, Pressure-Low, Lube Oil, C-5440, Gas Mixing System | THR-DIG-T-5440 | Tank, Reservoir, Auxiliary Oil, Gas Compressor 5440, Digester Mixing System | Switch,Pressure-Low | Switch |  | PSL | http://www.toronto.ca/TWONTO#pressure_switch
132868 | THR-DIG-PSL-5460 | Switch, Pressure-Low, Inlet Gas compressor 5460 | THR-DIG-C-5460 | Compressor, Gas, Mixing System, Digester Tank#3/5 | Switch,Pressure-Low | Switch |  | PSL | http://www.toronto.ca/TWONTO#pressure_switch
132869 | THR-DIG-PSL-5460C | Switch, Pressure-Low, Lube Oil, C-5460, Gas Mixing System | THR-DIG-T-5460 | Tank, Reservoir, Auxiliary Oil, Gas Compressor 5460, Digester Mixing System | Switch,Pressure-Low | Switch |  | PSL | http://www.toronto.ca/TWONTO#pressure_switch
132870 | THR-DIG-PSL-5634 | Switch, Pressure-Low, Inlet Gas compressor 5640 | THR-DIG-C-5640 | Compressor, Gas, Mixing System, Digester Tank#7 | Switch,Pressure-Low | Switch |  | PSL | http://www.toronto.ca/TWONTO#pressure_switch
132871 | THR-DIG-PSL-5642 | Switch, Pressure-Low, Lube Oil, C-5640, Gas Mixing System | THR-DIG-T-5640 | Tank, Reservoir, Auxiliary Oil, Gas Compressor 5640, Digester Mixing System | Switch,Pressure-Low | Switch |  | PSL | http://www.toronto.ca/TWONTO#pressure_switch
132872 | THR-DIG-PSL-5662 | Switch, Pressure-Low, Lube Oil, C-5660, Gas Mixing System | THR-DIG-T-5660 | Tank, Reservoir, Auxiliary Oil, Gas Compressor 5660, Digester Mixing System | Switch,Pressure-Low | Switch |  | PSL | http://www.toronto.ca/TWONTO#pressure_switch
132873 | THR-DIG-PSL-5674 | Switch, Pressure-Low, Inlet Gas compressor 5680 | THR-DIG-C-5680 | Compressor, Gas, Mixing System, Digester Tank#8 | Switch,Pressure-Low | Switch |  | PSL | http://www.toronto.ca/TWONTO#pressure_switch
132874 | THR-DIG-PSL-5860A | Switch, Pressure-Low, Inlet Gas compressor 5860 | THR-DIG-C-5860 | Compressor, Gas, Mixing System, Digester Tank#9/10 | Switch,Pressure-Low | Switch |  | PSL | http://www.toronto.ca/TWONTO#pressure_switch
132875 | THR-DIG-PSL-5882 | Switch, Pressure-Low, Lube Oil, C-5880, Gas Mixing System | THR-DIG-T-5880 | Tank, Reservoir, Auxiliary Oil, Gas Compressor 5880, Digester Mixing System | Switch,Pressure-Low | Switch |  | PSL | http://www.toronto.ca/TWONTO#pressure_switch
132929 | THR-DIG-SSH-5107A | Switch, Speed-High, Digester Gas Mixing, Tank 0100, Solids Treatment, Digester Tanks 1-6 | THR-DIG-MX-0100 | Digester Gas Mixing, Digester Tank 0100 | Switch,Speed-High | Switch |  | SSH | http://www.toronto.ca/TWONTO#speed_switch
132930 | THR-DIG-SSH-5110A | Switch, Speed-High, Digester Gas Mixing, Tank 0100, Solids Treatment, Digester Tanks 1-6 | THR-DIG-MX-0100 | Digester Gas Mixing, Digester Tank 0100 | Switch,Speed-High | Switch |  | SSH | http://www.toronto.ca/TWONTO#speed_switch
132931 | THR-DIG-SSH-5119A | Switch, Speed-High, Digester Gas Mixing, Tank 0100, Solids Treatment, Digester Tanks 1-6 | THR-DIG-MX-0100 | Digester Gas Mixing, Digester Tank 0100 | Switch,Speed-High | Switch |  | SSH | http://www.toronto.ca/TWONTO#speed_switch
132932 | THR-DIG-SSH-5122A | Switch, Speed-High, Digester Gas Mixing, Tank 0100, Solids Treatment, Digester Tanks 1-6 | THR-DIG-MX-0100 | Digester Gas Mixing, Digester Tank 0100 | Switch,Speed-High | Switch |  | SSH | http://www.toronto.ca/TWONTO#speed_switch
132933 | THR-DIG-SSH-5125A | Switch, Speed-High, Digester Gas Mixing, Tank 0100, Solids Treatment, Digester Tanks 1-6 | THR-DIG-MX-0100 | Digester Gas Mixing, Digester Tank 0100 | Switch,Speed-High | Switch |  | SSH | http://www.toronto.ca/TWONTO#speed_switch
132934 | THR-DIG-SSH-5131A | Switch, Speed-High, Digester Gas Mixing, Tank 0100, Solids Treatment, Digester Tanks 1-6 | THR-DIG-MX-0100 | Digester Gas Mixing, Digester Tank 0100 | Switch,Speed-High | Switch |  | SSH | http://www.toronto.ca/TWONTO#speed_switch
132935 | THR-DIG-SSH-5134A | Switch, Speed-High, Digester Gas Mixing, Tank 0100, Solids Treatment, Digester Tanks 1-6 | THR-DIG-MX-0100 | Digester Gas Mixing, Digester Tank 0100 | Switch,Speed-High | Switch |  | SSH | http://www.toronto.ca/TWONTO#speed_switch
132936 | THR-DIG-SSH-5154A | Digester Gas Mixing, Tank 0200, Solids Treatment, Digester Tanks 1-6 | THR-DIG-MX-0200 | Digester Gas Mixing, Digester Tank 0200 | Switch,Speed-High | Switch |  | SSH | http://www.toronto.ca/TWONTO#speed_switch
132937 | THR-DIG-SSH-5157A | Digester Gas Mixing, Tank 0200, Solids Treatment, Digester Tanks 1-6 | THR-DIG-MX-0200 | Digester Gas Mixing, Digester Tank 0200 | Switch,Speed-High | Switch |  | SSH | http://www.toronto.ca/TWONTO#speed_switch
132938 | THR-DIG-SSH-5166A | Digester Gas Mixing, Tank 0200, Solids Treatment, Digester Tanks 1-6 | THR-DIG-MX-0200 | Digester Gas Mixing, Digester Tank 0200 | Switch,Speed-High | Switch |  | SSH | http://www.toronto.ca/TWONTO#speed_switch
132939 | THR-DIG-SSH-5169A | Digester Gas Mixing, Tank 0200, Solids Treatment, Digester Tanks 1-6 | THR-DIG-MX-0200 | Digester Gas Mixing, Digester Tank 0200 | Switch,Speed-High | Switch |  | SSH | http://www.toronto.ca/TWONTO#speed_switch
132940 | THR-DIG-SSH-5175A | Digester Gas Mixing, Tank 0200, Solids Treatment, Digester Tanks 1-6 | THR-DIG-MX-0200 | Digester Gas Mixing, Digester Tank 0200 | Switch,Speed-High | Switch |  | SSH | http://www.toronto.ca/TWONTO#speed_switch
132941 | THR-DIG-SSH-5181A | Digester Gas Mixing, Tank 0200, Solids Treatment, Digester Tanks 1-6 | THR-DIG-MX-0200 | Digester Gas Mixing, Digester Tank 0200 | Switch,Speed-High | Switch |  | SSH | http://www.toronto.ca/TWONTO#speed_switch
132942 | THR-DIG-SSH-5184A | Digester Gas Mixing, Tank 0200, Solids Treatment, Digester Tanks 1-6 | THR-DIG-MX-0200 | Digester Gas Mixing, Digester Tank 0200 | Switch,Speed-High | Switch |  | SSH | http://www.toronto.ca/TWONTO#speed_switch
132943 | THR-DIG-SSH-5190A | Digester Gas Mixing, Tank 0200, Solids Treatment, Digester Tanks 1-6 | THR-DIG-MX-0200 | Digester Gas Mixing, Digester Tank 0200 | Switch,Speed-High | Switch |  | SSH | http://www.toronto.ca/TWONTO#speed_switch
132944 | THR-DIG-SSL-5104A | Switch, Speed-Low, Digester Gas Mixing, Tank 0100, Solids Treatment, Digester Tanks 1-6 | THR-DIG-MX-0100 | Digester Gas Mixing, Digester Tank 0100 | Switch,Speed-Low | Switch |  | SSL | http://www.toronto.ca/TWONTO#speed_switch
132945 | THR-DIG-SSL-5110A | Switch, Speed-Low, Digester Gas Mixing, Tank 0100, Solids Treatment, Digester Tanks 1-6 | THR-DIG-MX-0100 | Digester Gas Mixing, Digester Tank 0100 | Switch,Speed-Low | Switch |  | SSL | http://www.toronto.ca/TWONTO#speed_switch
132946 | THR-DIG-SSL-5113A | Switch, Speed-Low, Digester Gas Mixing, Tank 0100, Solids Treatment, Digester Tanks 1-6 | THR-DIG-MX-0100 | Digester Gas Mixing, Digester Tank 0100 | Switch,Speed-Low | Switch |  | SSL | http://www.toronto.ca/TWONTO#speed_switch
132947 | THR-DIG-SSL-5116A | Switch, Speed-Low, Digester Gas Mixing, Tank 0100, Solids Treatment, Digester Tanks 1-6 | THR-DIG-MX-0100 | Digester Gas Mixing, Digester Tank 0100 | Switch,Speed-Low | Switch |  | SSL | http://www.toronto.ca/TWONTO#speed_switch
132948 | THR-DIG-SSL-5119A | Switch, Speed-Low, Digester Gas Mixing, Tank 0100, Solids Treatment, Digester Tanks 1-6 | THR-DIG-MX-0100 | Digester Gas Mixing, Digester Tank 0100 | Switch,Speed-Low | Switch |  | SSL | http://www.toronto.ca/TWONTO#speed_switch
132949 | THR-DIG-SSL-5122A | Switch, Speed-Low, Digester Gas Mixing, Tank 0100, Solids Treatment, Digester Tanks 1-6 | THR-DIG-MX-0100 | Digester Gas Mixing, Digester Tank 0100 | Switch,Speed-Low | Switch |  | SSL | http://www.toronto.ca/TWONTO#speed_switch
132950 | THR-DIG-SSL-5125A | Switch, Speed-Low, Digester Gas Mixing, Tank 0100, Solids Treatment, Digester Tanks 1-6 | THR-DIG-MX-0100 | Digester Gas Mixing, Digester Tank 0100 | Switch,Speed-Low | Switch |  | SSL | http://www.toronto.ca/TWONTO#speed_switch
132951 | THR-DIG-SSL-5140A | Switch, Speed-Low, Digester Gas Mixing, Tank 0100, Solids Treatment, Digester Tanks 1-6 | THR-DIG-MX-0100 | Digester Gas Mixing, Digester Tank 0100 | Switch,Speed-Low | Switch |  | SSL | http://www.toronto.ca/TWONTO#speed_switch
132952 | THR-DIG-SSL-5163A | Digester Gas Mixing, Tank 0200, Solids Treatment, Digester Tanks 1-6 | THR-DIG-MX-0200 | Digester Gas Mixing, Digester Tank 0200 | Switch,Speed-Low | Switch |  | SSL | http://www.toronto.ca/TWONTO#speed_switch
132953 | THR-DIG-SSL-5178A | Digester Gas Mixing, Tank 0200, Solids Treatment, Digester Tanks 1-6 | THR-DIG-MX-0200 | Digester Gas Mixing, Digester Tank 0200 | Switch,Speed-Low | Switch |  | SSL | http://www.toronto.ca/TWONTO#speed_switch
133032 | THR-DIG-TSH-5161 | Switch, Tempreature-High, Outlet Pump 5161, Solids Treatment, Digester - Tanks 1-6 | THR-DIG-GBP-5161 | Gas Booster, Tank 0600, Solids Treatment | Switch,Temperature-High | Switch |  | TSH | http://www.toronto.ca/TWONTO#temperature_switch
133033 | THR-DIG-TSH-5162 | Switch, Tempreature-High, Outlet Pump 5162, Solids Treatment, Digester - Tanks 1-6 | THR-DIG-GBP-5162 | Gas Booster, Tank 0600, Solids Treatment | Switch,Temperature-High | Switch |  | TSH | http://www.toronto.ca/TWONTO#temperature_switch
133034 | THR-DIG-TSH-5240 | Switch, Tempreature-High, Outlet Gas compressor 5240 | THR-DIG-C-5240 | Compressor, Gas, Mixing System, Digester Tank#1 | Switch,Temperature-High | Switch |  | TSH | http://www.toronto.ca/TWONTO#temperature_switch
133035 | THR-DIG-TSH-5260 | Switch, Tempreature-High, Outlet Gas compressor 5260 | THR-DIG-C-5260 | Compressor, Gas, Mixing System, Digester Tank#1/2 | Switch,Temperature-High | Switch |  | TSH | http://www.toronto.ca/TWONTO#temperature_switch
133036 | THR-DIG-TSH-5440 | Switch, Tempreature-High, Outlet Gas compressor 5440 | THR-DIG-C-5440 | Compressor, Gas, Mixing System, Digester Tank#3 | Switch,Temperature-High | Switch |  | TSH | http://www.toronto.ca/TWONTO#temperature_switch
133037 | THR-DIG-TSH-5460 | Switch, Tempreature-High, Outlet Gas compressor 5460 | THR-DIG-C-5460 | Compressor, Gas, Mixing System, Digester Tank#3/5 | Switch,Temperature-High | Switch |  | TSH | http://www.toronto.ca/TWONTO#temperature_switch
133038 | THR-DIG-TSH-5660 | Switch, Temperature-High, Discharge, C-5660, Mixing System, Tank 7 & 8 | THR-DIG-C-5660 | Compressor, Gas, Mixing System, Digester Tank#7/8 | Switch,Temperature-High | Switch |  | TSH | http://www.toronto.ca/TWONTO#temperature_switch
133039 | THR-DIG-TSH-5860A | Switch, Temperature-High, Discharge, Compressor 5860, Solids Treatment - Thickening - Mixing System - Digesters - Tank 0900 & Tank 1000, Compressors | THR-DIG-C-5860 | Compressor, Gas, Mixing System, Digester Tank#9/10 | Switch,Temperature-High | Switch |  | TSH | http://www.toronto.ca/TWONTO#temperature_switch
133040 | THR-DIG-TSH-5880A | Switch, Temperature-High, Discharge, Compressor 5880, Solids Treatment - Thickening - Mixing System - Digesters - Tank 0900 & Tank 1000, Compressors | THR-DIG-C-5880 | Compressor, Gas, Mixing System, Digester Tank#09 | Switch,Temperature-High | Switch |  | TSH | http://www.toronto.ca/TWONTO#temperature_switch
133041 | THR-DIG-TSL-7721 | Switch, Temperature Control, Burner BU-7720 Electrical Heat Tracing, WGB Bldg Roof | THR-DIG-BU-7720 | Waste Gas Burner, Burner 7720, WGB Bldg Roof | Switch,Temperature-Low | Switch |  | TSL | http://www.toronto.ca/TWONTO#temperature_switch
133042 | THR-DIG-TSL-7722A | Switch, Temperature Low, Burner BU-7720 Zone 1 Gas Pipe/Manifold Heat Tracing, WGB Bldg Roof | THR-DIG-BU-7720 | Waste Gas Burner, Burner 7720, WGB Bldg Roof | Switch,Temperature-Low | Switch |  | TSL | http://www.toronto.ca/TWONTO#temperature_switch
133043 | THR-DIG-TSL-7722B | Switch, Temperature Low, Burner BU-7720 Condensate Drain Heat Tracing, WGB Bldg Roof | THR-DIG-BU-7720 | Waste Gas Burner, Burner 7720, WGB Bldg Roof | Switch,Temperature-Low | Switch |  | TSL | http://www.toronto.ca/TWONTO#temperature_switch
133044 | THR-DIG-TSL-7751 | Switch, Temperature Control, Burner BU-7750 Electrical Heat Tracing, WGB Bldg Roof | THR-DIG-BU-7750 | Waste Gas Burner, Burner 7750, WGB Bldg Roof | Switch,Temperature-Low | Switch |  | TSL | http://www.toronto.ca/TWONTO#temperature_switch
133045 | THR-DIG-TSL-7781 | Heater, Electrical Heat Trace, Burner BU-7780 Supply Gas Pipe & Condensate Drain, WGB Bldg Roof | THR-DIG-BU-7750 | Waste Gas Burner, Burner 7750, WGB Bldg Roof | Switch,Temperature-Low | Switch |  | TSL | http://www.toronto.ca/TWONTO#temperature_switch
133046 | THR-DIG-TSL-7781 | Heater, Electrical Heat Trace, Burner BU-7780 Supply Gas Pipe & Condensate Drain, WGB Bldg Roof | THR-DIG-BU-7780 | Burner, Waste Gas 7780, Waste Gas Burner Building Roof | Switch,Temperature-Low | Switch |  | TSL | http://www.toronto.ca/TWONTO#temperature_switch
133047 | THR-DIG-TSL-7782B | Switch, Temperature Low, Burner BU-7780 Condensate Drain Heat Tracing, WGB Bldg Roof | THR-DIG-BU-7780 | Burner, Waste Gas 7780, Waste Gas Burner Building Roof | Switch,Temperature-Low | Switch |  | TSL | http://www.toronto.ca/TWONTO#temperature_switch
133899 | THR-DIS-FSL-1304 | Switch, Flow, Low, Seal Water, Scrubber Recirculating Pump | THR-DIS-P-1304 | Pump, Recirculation, Scrubber Caustic Soda SB-1300 | Valve,Butterfly,Act. | Switch |  | FSL | http://www.toronto.ca/TWONTO#flow_switch
133900 | THR-DIS-FSL-1354 | Switch, Flow, Low, Seal Water, Scrubber Recirculating Pump | THR-DIS-P-1354 | Pump, Recirculation, Scrubber Caustic Soda SB-1350 | Valve,Butterfly,Act. | Switch |  | FSL | http://www.toronto.ca/TWONTO#flow_switch
133910 | THR-DIS-LSH-0811 | Switch, Level, High, Float, North Flood Sump Pit, Containment Area Disinfection Building Main Floor | THR-DIS-T-PP | Disinfection, Tank, Palace Pier | Switch,Level-High | Switch |  | LSH | http://www.toronto.ca/TWONTO#level_switch
133911 | THR-DIS-LSH-0821 | Switch, Level, High, Float, South Flood Sump Pit, Containment Area Disinfection Building Main Floor | THR-DIS-T-PP | Disinfection, Tank, Palace Pier | Switch,Level-High | Switch |  | LSH | http://www.toronto.ca/TWONTO#level_switch
133912 | THR-DIS-LSH-1451 | Switch, Level High, Sump Pumps, Disinfection, Plant Outfall Palace Pier | THR-DIS-T-1400 | Tank, Disinfection, Plant Outfall Palace Pier | Switch,Level-High | Switch |  | LSH | http://www.toronto.ca/TWONTO#level_switch
133913 | THR-DIS-LSH-4001 | Switch, Level, High, Capacitive, Hypochlorite Tank T-4000, Disinfection Building Main Floor | THR-DIS-T-4000 | Tank, Sodium Hypochlorite Storage, Disinfection Building | Switch,Level-High | Switch |  | LSH | http://www.toronto.ca/TWONTO#level_switch
133914 | THR-DIS-LSH-5001 | Switch, Level, High, Capacitive, Hypochlorite Tank T-5000, Disinfection Building Main Floor | THR-DIS-T-5000 | Tank, Sodium Hypochlorite Storage, Disinfection Building | Switch,Level-High | Switch |  | LSH | http://www.toronto.ca/TWONTO#level_switch
133915 | THR-DIS-LSH-6001 | Switch, Level, High, Capacitive, Hypochlorite Tank T-6000, Disinfection Building Main Floor | THR-DIS-T-6000 | Tank, Sodium Hypochlorite Storage, Disinfection Building | Switch,Level-High | Switch |  | LSH | http://www.toronto.ca/TWONTO#level_switch
133916 | THR-DIS-LSH-8001 | Switch, Level, High, Capacitive, Hypochlorite Tank T-8000, Disinfection Building Main Floor | THR-DIS-T-8000 | Tank, Sodium Hypochlorite Storage, Disinfection Building | Switch,Level-High | Switch |  | LSH | http://www.toronto.ca/TWONTO#level_switch
133917 | THR-DIS-LSHH-1451 | Switch, Level-High-High,Pump 1455/1456,(Sump), Disinfection, Plant Outfall Palace Pier | THR-DIS-P-1455 | Pump, Centrifugal, (Sump), Disinfection, Plant Outfall Palace Pier | Switch,Level-High-High | Switch |  | LSHH | http://www.toronto.ca/TWONTO#level_switch
133918 | THR-DIS-LSHH-1540 | Switch, Level-High-High,Pump 1540/1550,Sump, Workshop, Disinfection Facility Building, Plant Services, Flood Monitoring System | THR-DIS-P-1540 | Pump, Sump, Workshop, Disinfection Facility Building, Plant Services, Flood Monitoring System | Switch,Level-High-High | Switch |  | LSHH | http://www.toronto.ca/TWONTO#level_switch
133919 | THR-DIS-LSL-1001 | Switch, Level, Low, Capacitive, Hypochlorite Tank T-1000, Disinfection Building Main Floor | THR-DIS-T-1000 | Tank, Sodium Hypochlorite Storage, Disinfection Building | Switch,Level-High | Switch |  | LSL | http://www.toronto.ca/TWONTO#level_switch
133920 | THR-DIS-LSL-4001 | Switch, Level, Low, Capacitive, Hypochlorite Tank T-4000, Disinfection Building Main Floor | THR-DIS-T-4000 | Tank, Sodium Hypochlorite Storage, Disinfection Building | Switch,Level-Low | Switch |  | LSL | http://www.toronto.ca/TWONTO#level_switch
133921 | THR-DIS-LSL-5001 | Switch, Level, Low, Capacitive, Hypochlorite Tank T-5000, Disinfection Building Main Floor | THR-DIS-T-5000 | Tank, Sodium Hypochlorite Storage, Disinfection Building | Switch,Level-Low | Switch |  | LSL | http://www.toronto.ca/TWONTO#level_switch
133922 | THR-DIS-LSL-6001 | Switch, Level, Low, Capacitive, Hypochlorite Tank T-6000, Disinfection Building Main Floor | THR-DIS-T-6000 | Tank, Sodium Hypochlorite Storage, Disinfection Building | Switch,Level-Low | Switch |  | LSL | http://www.toronto.ca/TWONTO#level_switch
133923 | THR-DIS-LSL-8001 | Switch, Level, Low, Capacitive, Hypochlorite Tank T-8000, Disinfection Building Main Floor | THR-DIS-T-8000 | Tank, Sodium Hypochlorite Storage, Disinfection Building | Switch,Level-Low | Switch |  | LSL | http://www.toronto.ca/TWONTO#level_switch
133981 | THR-DIS-PSH-0100 | Switch, Pressure, High, Pump skid 1, Disinfection Building Main Floor | THR-DIS-P-EFF | Pumps, Disinfection, Effluent | Switch,Pressure-High | Switch |  | PSH | http://www.toronto.ca/TWONTO#pressure_switch
133982 | THR-DIS-PSH-0300 | Switch, Pressure, High, Pump skid 3, Disinfection Building Main Floor | THR-DIS-P-EFF | Pumps, Disinfection, Effluent | Switch,Pressure-High | Switch |  | PSH | http://www.toronto.ca/TWONTO#pressure_switch
133983 | THR-DIS-PSH-0400 | Switch, Pressure, High, Pump skid 4, Disinfection Building Main Floor | THR-DIS-P-0410 | Pump, Diaphragm, Chemical Metering, Skid#4 Disinfection Building Main Floor | Switch,Pressure-High | Switch |  | PSH | http://www.toronto.ca/TWONTO#pressure_switch
133984 | THR-DIS-PSH-0400 | Switch, Pressure, High, Pump skid 4, Disinfection Building Main Floor | THR-DIS-P-NRAS | Pumps, Disinfection, North Return Activated Sludge | Switch,Pressure-High | Switch |  | PSH | http://www.toronto.ca/TWONTO#pressure_switch
133985 | THR-DIS-PSH-0500 | Switch, Pressure, High, Pump skid 5, Disinfection Building Main Floor | THR-DIS-P-SRAS | Pumps, Disinfection, South Return Activated Sludge | Switch,Pressure-High | Switch |  | PSH | http://www.toronto.ca/TWONTO#pressure_switch
133986 | THR-DIS-PSH-0600 | Switch, Pressure, High, Pump skid 6, Disinfection Building Main Floor | THR-DIS-P-FPW | Pumps, Disinfection, Filtered Plant Water | Switch,Pressure-High | Switch |  | PSH | http://www.toronto.ca/TWONTO#pressure_switch
133987 | THR-DIS-PSH-1001 | Switch, Pressure-High, Chlorine Bank 1 Header, Chlorination Building, Disinfection, Chlorination System | THR-DIS-WIT-1000 | Transmitter, Weight Indicating, Chlorine Bank 1, Chlorination Building, Disinfection, Chlorination System | Switch,Pressure-High | Switch | 34838 | PSH | http://www.toronto.ca/TWONTO#pressure_switch
133988 | THR-DIS-PSH-1021 | Switch, Pressure-High, Chlorine Bank 2 Header, Chlorination Building, Disinfection, Chlorination System | THR-DIS-WIT-1020 | Transmitter, Weight Indicating, Chlorine Bank 2, Chlorination Building, Disinfection, Chlorination System | Switch,Pressure-High | Switch | 34839 | PSH | http://www.toronto.ca/TWONTO#pressure_switch
133989 | THR-DIS-PSH-1110 | Switch, Pressure-High, Outlet, Evaporator 1110, Chlorination Building, Disinfection, Chlorination System | THR-DIS-EV-1110 | Evaporator, Chlorine, Chlorination Building, Disinfection, Chlorination System | Switch,Pressure-High | Switch | 34841 | PSH | http://www.toronto.ca/TWONTO#pressure_switch
133990 | THR-DIS-PSH-1140 | Switch, Pressure-High, Outlet, Evaporator 1140, Chlorination Building, Disinfection, Chlorination System | THR-DIS-EV-1140 | Evaporator, Chlorine, Chlorination Building, Disinfection, Chlorination System | Switch,Pressure-High | Switch | 34844 | PSH | http://www.toronto.ca/TWONTO#pressure_switch
133991 | THR-DIS-PSL-0121 | Switch, Pressure-Low, Chlorine Injector 0124 Water, Chlorination Building, Disinfection, Chlorination System | THR-DIS-CHL-1221 | Chlorinator, Chlorination Building, Disinfection, Chlorination System | Switch,Pressure-Low | Switch | 34846 | PSL | http://www.toronto.ca/TWONTO#pressure_switch
133992 | THR-DIS-PSL-0131 | Switch, Pressure-Low, Chlorine Injector 0134 Water, Chlorination Building, Disinfection, Chlorination System | THR-DIS-CHL-1231 | Chlorinator, Chlorination Building, Disinfection, Chlorination System | Switch,Pressure-Low | Switch | 34847 | PSL | http://www.toronto.ca/TWONTO#pressure_switch
133993 | THR-DIS-PSL-0141 | Switch, Pressure-Low, Water to Chlorine Injector 0144, Chlorination Building, Disinfection, Chlorination System | THR-DIS-CHL-1241 | Chlorinator, Chlorination Building, Disinfection, Chlorination System | Switch,Pressure-Low | Switch | 34848 | PSL | http://www.toronto.ca/TWONTO#pressure_switch
133994 | THR-DIS-PSL-0151 | Switch, Pressure-Low, Water to Chlorine Injector 0154, Chlorination Building, Disinfection, Chlorination System | THR-DIS-CHL-1251 | Chlorinator, Chlorination Building, Disinfection, Chlorination System | Switch,Pressure-Low | Switch | 34849 | PSL | http://www.toronto.ca/TWONTO#pressure_switch
133995 | THR-DIS-PSL-0711 | Switch, Pressure, Low, Transfer Line, Transfer Pump P-0710, Disinfection Building Main Floor | THR-DIS-T-PP | Disinfection, Tank, Palace Pier | Switch,Pressure-Low | Switch |  | PSL | http://www.toronto.ca/TWONTO#pressure_switch
133996 | THR-DIS-PSL-0721 | Switch, Pressure, Low, Transfer Line, Transfer Pump P-0720, Disinfection Building Main Floor | THR-DIS-T-PP | Disinfection, Tank, Palace Pier | Switch,Pressure-Low | Switch |  | PSL | http://www.toronto.ca/TWONTO#pressure_switch
133997 | THR-DIS-PSL-1100 | Switch, Pressure-Low, Chlorine Header, Liquid Chlorine | THR-DIS-CHL | Disinfection, Chlorination System | Switch,Pressure-Low | Switch |  | PSL | http://www.toronto.ca/TWONTO#pressure_switch
134832 | THR-ELS-LSH-0004 | Switch,Level-High,Basement South Center Wall,Basement Sump Pump CP-0102 Start Lag Pump Float | THR-ELS-CP-0102 | Control Panel,Electrical,Basement South Wall,Basement Sump Pump Control Panel |  | Switch |  | LSH | http://www.toronto.ca/TWONTO#level_switch
134833 | THR-ELS-LSH-0007 | Switch,Level-High,Manhole 1 North-East,Manhole Sump Pump CP-0304 Start Lag Pump Float | THR-ELS-CP-0304 | Control Panel,Electrical,Outside North-East,Manhole 1 Sump Pump Control Panel |  | Switch |  | LSH | http://www.toronto.ca/TWONTO#level_switch
134834 | THR-ELS-LSH-0011 | Switch,Level-High,Basement North-West Wall,Basement Flood Alarm | THR-ELS-MAINSUB | Electrical Equipment at the Main Substation |  | Switch |  | LSH | http://www.toronto.ca/TWONTO#level_switch
134835 | THR-ELS-LSH-0013 | Switch,Level-High,Basement South-East Wall,Basement Flood Alarm | THR-ELS-MAINSUB | Electrical Equipment at the Main Substation |  | Switch |  | LSH | http://www.toronto.ca/TWONTO#level_switch
134836 | THR-ELS-LSHH-0100 | Switch, Level, High-High, Sump Pump 0100A/0101, Old Main Sub Station | THR-ELS-CP-0100 | Control Panel,Sump Pump 0100A/0101,Old Main Sub Station | Switch,Level-High-High | Switch |  | LSHH | http://www.toronto.ca/TWONTO#level_switch
134837 | THR-ELS-LSL-0005 | Switch,Level-Low,Manhole 1 North-East,Manhole Sump Pump CP-0304 Stop Float | THR-ELS-CP-0304 | Control Panel,Electrical,Outside North-East,Manhole 1 Sump Pump Control Panel |  | Switch |  | LSL | http://www.toronto.ca/TWONTO#level_switch
134838 | THR-ELS-LSL-0100 | Switch,Level-Low,Sump Pump0100A/0101, Old Main Sub Station | THR-ELS-CP-0100 | Control Panel,Sump Pump 0100A/0101,Old Main Sub Station |  | Switch |  | LSL | http://www.toronto.ca/TWONTO#level_switch
134840 | THR-ELS-LSM-0100 | Switch, Level, Medium, Sump Pump 0100A/0101, Old Main Sub Station | THR-ELS-CP-0100 | Control Panel,Sump Pump 0100A/0101,Old Main Sub Station | Switch,Level-High-High | Switch |  | LSM | http://www.toronto.ca/TWONTO#level_switch
135113 | THR-ELS-TS-2921 | Switch, Automatic Transfer, Emergency Generator, Electrical Room MCC-2921 | THR-ELS-GEN-2920 | Generator,Diesel, Emergency, Diesel, Head House Area | Switch | Switch |  | TS | http://www.toronto.ca/TWONTO#transfer_switch
135114 | THR-ELS-TS-2922 | Switch, Automatic Transfer, Emergency Generator, Electrical Room MCC-2922 | THR-ELS-GEN-2920 | Generator,Diesel, Emergency, Diesel, Head House Area | Switch | Switch |  | TS | http://www.toronto.ca/TWONTO#transfer_switch
135115 | THR-ELS-TS-9563A | Switch, Manual Transfer, Portable Generator, Dig North Electrical Bldg | THR-ELS-LP-9583 | Lighting Panel, Control Panel Bldg, East Wall | Switch | Switch |  | TS | http://www.toronto.ca/TWONTO#transfer_switch
135116 | THR-ELS-TS-9563B | Transfer Switch, Digester 7-10 Electrical Bldg, Main Floor | THR-ELS-LP-9583 | Lighting Panel, Control Panel Bldg, East Wall | Switch | Switch |  | TS | http://www.toronto.ca/TWONTO#transfer_switch
135166 | THR-EPS-FSL-0310 | Switch, Flow-Low, Water Supply, Heat Exchanger 0311, Plant Service, Effluent Pump, Centrifugaling | THR-EPS-P-0310 | Pump, Centrifugal, Screw | Switch,Flow-Low | Switch |  | FSL | http://www.toronto.ca/TWONTO#flow_switch
135167 | THR-EPS-FSL-0410 | Switch, Flow-Low, Water Supply, Heat Exchanger 0411, Plant Service, Effluent Pump, Centrifugaling | THR-EPS-P-0410 | Pump, Centrifugal, Screw | Switch,Flow-Low | Switch |  | FSL | http://www.toronto.ca/TWONTO#flow_switch
135171 | THR-EPS-LSHH-0093 | Switch, Level High-High, (Pump, Centrifugal Level High) Pump 0093, Plant Service, Effluent Pump, | THR-EPS-P-0093 | Pump, Centrifugal, (Sump), Plant Service,Centrifugal truck port, Effluent Pump, Centrifugaling | Switch,Level-High-High | Switch |  | LSHH | http://www.toronto.ca/TWONTO#level_switch
135172 | THR-EPS-LSL-0215 | Switch, Level-Low, Grease Tank 0215, Plant Service, Effluent Pump, Centrifugaling | THR-EPS-P-0210 | Pump, Centrifugal, Screw | Switch,Level-Low | Switch |  | LSL | http://www.toronto.ca/TWONTO#level_switch
135173 | THR-EPS-LSL-0315 | Switch, Level-Low, Grease Tank 0315, Plant Service, Effluent Pump, Centrifugaling | THR-EPS-P-0310 | Pump, Centrifugal, Screw | Switch,Level-Low | Switch |  | LSL | http://www.toronto.ca/TWONTO#level_switch
135184 | THR-EPS-PSH-0116 | Switch, Pressurel-High, Grease Pump, Centrifugal 0116, Plant Service, Effluent Pump, Centrifugaling | THR-EPS-P-0110 | Pump, Centrifugal, Screw | Switch,Pressure-High | Switch |  | PSH | http://www.toronto.ca/TWONTO#pressure_switch
135185 | THR-EPS-PSH-0316 | Switch, Pressurel-High, Grease Pump, Centrifugal 0316, Plant Service, Effluent Pump, Centrifugaling | THR-EPS-P-0310 | Pump, Centrifugal, Screw | Switch,Pressure-High | Switch |  | PSH | http://www.toronto.ca/TWONTO#pressure_switch
135186 | THR-EPS-PSH-0416 | Switch, Pressurel-High, Grease Pump, Centrifugal 0416, Plant Service, Effluent Pump, Centrifugaling | THR-EPS-P-0410 | Pump, Centrifugal, Screw | Switch,Pressure-High | Switch |  | PSH | http://www.toronto.ca/TWONTO#pressure_switch
135187 | THR-EPS-PSL-0110 | Switch, Pressurel-Low, Oil Pump, Centrifugal 0111, Plant Service, Effluent Pump, Centrifugaling | THR-EPS-P-0110 | Pump, Centrifugal, Screw | Switch,Pressure-Low | Switch |  | PSL | http://www.toronto.ca/TWONTO#pressure_switch
135188 | THR-EPS-PSL-0216 | Switch, Pressurel-Low, Grease Pump, Centrifugal 0216, Plant Service, Effluent Pump, Centrifugaling | THR-EPS-P-0210 | Pump, Centrifugal, Screw | Switch,Pressure-Low | Switch |  | PSL | http://www.toronto.ca/TWONTO#pressure_switch
135189 | THR-EPS-PSL-0316 | Switch, Pressurel-Low, Grease Pump, Centrifugal 0316, Plant Service, Effluent Pump, Centrifugaling | THR-EPS-P-0310 | Pump, Centrifugal, Screw | Switch,Pressure-Low | Switch |  | PSL | http://www.toronto.ca/TWONTO#pressure_switch
135191 | THR-EPS-SSL-0310 | Switch, Speed-Low, Pump, Centrifugal 0310, Plant Service, Effluent Pump, Centrifugaling | THR-EPS-P-0310 | Pump, Centrifugal, Screw | Switch,Speed-Low | Switch |  | SSL | http://www.toronto.ca/TWONTO#speed_switch
135244 | THR-FPW-FSL-1041 | Switch, Flow-Low, RAS Pumps Seal Water | THR-FT-P-3640 | Pump, Rotary Vane, Scum Tank 3600, System 9, Scum Pumping | Switch,Flow-Low | Switch |  | FSL | http://www.toronto.ca/TWONTO#flow_switch
135245 | THR-FPW-FSL-1042 | Switch, Flow-Low, WAS Pumps Seal Water | THR-FPW-FW | Filtered Plant Water, Flushing Water | Switch,Flow-Low | Switch |  | FSL | http://www.toronto.ca/TWONTO#flow_switch
135246 | THR-FPW-FSL-1043 | Switch, Pressure-Low, Crossfeed Pumps Seal Water | THR-FPW-FW | Filtered Plant Water, Flushing Water | Switch,Flow-Low | Switch |  | FSL | http://www.toronto.ca/TWONTO#flow_switch
135247 | THR-FPW-FSL-1044 | Switch, Flow-Low, Drain Pumps Seal Water | THR-FT-DRN | Final Tank, Drainage, Sump Pumps | Switch,Flow-Low | Switch |  | FSL | http://www.toronto.ca/TWONTO#flow_switch
135256 | THR-FPW-LSH-0012 | Swirtch, Level High, Plant Water Building, Plant Services, Flood Monitoring System | THR-FPW-P-0012 | Pump, Centrifugal, Sump, Plant Water Building, Plant Services, Flood Monitoring System | Switch,Level-High-High | Switch |  | LSH | http://www.toronto.ca/TWONTO#level_switch
135257 | THR-FPW-LSH-0205 | Switch, High Level, Mud Well, BW Storage, Filtered Plant Water Bldg. | THR-FPW | Filtered Plant Water | Switch,Level-High | Switch |  | LSH | http://www.toronto.ca/TWONTO#level_switch
135258 | THR-FPW-LSHH-0002 | Switch, Level-High High, Mudwell, Filter Water Building | THR-FPW | Filtered Plant Water | Switch,Level-High-High | Switch |  | LSHH | http://www.toronto.ca/TWONTO#level_switch
135259 | THR-FPW-LSHH-0012 | Switch, Level, High-high, Plant Water Building, Plant Services, Flood Monitoring System | THR-FPW-P-0012 | Pump, Centrifugal, Sump, Plant Water Building, Plant Services, Flood Monitoring System | Switch,Level-High-High | Switch |  | LSHH | http://www.toronto.ca/TWONTO#level_switch
135281 | THR-FPW-PSH-4902 | Switch, Pressure-High, Valve Chamber, Raw Plant Water Pumping | THR-FPW-P-4902 | Pump, Submersible, Raw Plant Water | Switch,Pressure-High | Switch |  | PSH | http://www.toronto.ca/TWONTO#pressure_switch
135282 | THR-FPW-PSL-0010 | Switch,Pressure-Low, Pump, Centrifugal 0010, Gallery T21, Flushing Water Piping Detail | THR-FPW-P-0010S | Pump, Centrifugal, Flushing Water, Gallery T21 | Switch,Pressure-Low | Switch |  | PSL | http://www.toronto.ca/TWONTO#pressure_switch
135283 | THR-FPW-PSL-0016 | Switch, Pressurel-Low, Secondary Effluent Pump Suction Line, Plant Water Building | THR-FPW | Filtered Plant Water | Switch,Pressure-Low | Switch |  | PSL | http://www.toronto.ca/TWONTO#pressure_switch
135284 | THR-FPW-PSL-1033 | Switch, Pressure-Low, Crossfeed Pumps Seal Water | THR-FPW-FW | Filtered Plant Water, Flushing Water | Switch,Flow-Low | Switch |  | PSL | http://www.toronto.ca/TWONTO#pressure_switch
135288 | THR-FPW-SEN-0021 | Switch, High High Level, Effluent Inlet Channel, Filtered Plant Water Bldg. | THR-FPW | Filtered Plant Water | Switch,Level-High | Switch |  | SEN | http://www.toronto.ca/TWONTO#level_switch
135539 | THR-FT-FSL-2321 | Switch, Flow-Low, Pump 2321, Seal Water, RAS Pumping - North | THR-FT-P-2321 | Pump, Centrifugal, Secondary Treatment, RAS Pumping - North | Switch,Pressure-Low | Switch |  | FSL | http://www.toronto.ca/TWONTO#flow_switch
135540 | THR-FT-FSL-2323 | Switch, Fow-Low, Pump 2323, Seal Water, RAS Pumping - North | THR-FT-P-2323 | Pump, Centrifugal, Secondary Treatment, RAS Pumping - North | Switch,Pressure-Low | Switch |  | FSL | http://www.toronto.ca/TWONTO#flow_switch
135541 | THR-FT-FSL-2324 | Switch, Flow-Low, Pump 2324, Seal Water, RAS Pumping - North | THR-FT-P-2324 | Pump, Centrifugal, Secondary Treatment, RAS Pumping - North | Switch,Pressure-Low | Switch |  | FSL | http://www.toronto.ca/TWONTO#flow_switch
135542 | THR-FT-FSL-2521 | Switch, Flow-Low, Pump P-2521 Discharge, FT 16/17 RAS Pumps South | THR-FT-P-2520 | Pump, Centrifugal, Tank 1600 & 1700, RAS Pumping,Tunnel 23, South | Switch,Pressure-Low | Switch |  | FSL | http://www.toronto.ca/TWONTO#flow_switch
135543 | THR-FT-FSL-2521 | Switch, Flow-Low, Pump P-2521 Discharge, FT 16/17 RAS Pumps South | THR-FT-P-2521 | Pump, Centrifugal, Tank 1600 & 1700, RAS Pumping,Tunnel 23, South | Switch,Pressure-Low | Switch |  | FSL | http://www.toronto.ca/TWONTO#flow_switch
135544 | THR-FT-FSL-2522 | Switch, Flow-Low, Pump P-2522 Discharge, FT 16/17 RAS Pumps South | THR-FT-P-2522 | Pump, Centrifugal, Tank 1600 & 1700, RAS Pumping,Tunnel 23, South | Switch,Pressure-Low | Switch |  | FSL | http://www.toronto.ca/TWONTO#flow_switch
135545 | THR-FT-FSL-2523 | Switch, Flow-Low, Pump P-2522 Discharge, FT 16/17 RAS Pumps South | THR-FT-P-2523 | Pump, Centrifugal, Tank 1600 & 1700, RAS Pumping,Tunnel 23,South | Switch,Pressure-Low | Switch |  | FSL | http://www.toronto.ca/TWONTO#flow_switch
135546 | THR-FT-FSL-2620 | Switch, Flow-Low, Pump 2620, Seal Water, RAS Pumping - North | THR-FT-P-2620 | Pump, Centrifugal, Secondary Treatment,Tunnel 23 East, RAS Pumping- North | Switch,Pressure-Low | Switch |  | FSL | http://www.toronto.ca/TWONTO#flow_switch
135547 | THR-FT-FSL-2621 | Switch, Flow-Low, Pump 2621, Seal Water, RAS Pumping - North | THR-FT-P-2621 | Pump, Centrifugal, Secondary Treatment,Tunnel 23 East, RAS Pumping - North | Switch,Pressure-Low | Switch |  | FSL | http://www.toronto.ca/TWONTO#flow_switch
135548 | THR-FT-FSL-2623 | Switch, Flow-Low, Pump 2623, Seal Water, RAS Pumping - North | THR-FT-P-2623 | Pump, Centrifugal, Secondary Treatment, Tunnel 23 East,RAS Pumping - North | Switch,Pressure-Low | Switch |  | FSL | http://www.toronto.ca/TWONTO#flow_switch
135549 | THR-FT-FSL-2724 | Switch, Flow-Low, Pump 2724, Seal Water, RAS Pumping - North | THR-FT-P-2724 | Pump, Centrifugal, Secondary Treatment,Tunnel 23 North, RAS Pumping - North | Switch,Pressure-Low | Switch |  | FSL | http://www.toronto.ca/TWONTO#flow_switch
135550 | THR-FT-FSL-3036S | Switch, Flow-Low, WAW, Tank 0400, Secondary Treatment, Scum Pumping | THR-FT-T-0400 | Tank, Final Settling, Mixed Liquor, Secondary Clarification - South (Tank#04) | Switch,Flow-Low | Switch | 39477 | FSL | http://www.toronto.ca/TWONTO#flow_switch
135551 | THR-FT-FSL-3040S | Switch, Flow-Low, Seal Water, Pump 3040, Secondary Treatment, Scum Pumping | THR-FT-P-3040 | Pump, Rotary Lobe, Scum from Tank 3030, Scum Pumping | Switch,Flow-Low | Switch | 39478 | FSL | http://www.toronto.ca/TWONTO#flow_switch
135552 | THR-FT-FSL-3140S | Switch, Flow-Low, Seal Water, Pump 3140, Secondary Treatment, Scum Pumping | THR-FT-P-3140S | Pump, Rotary Vane, Scum Tank 3130, System 2, Scum Pumping | Switch,Flow-Low | Switch | 39486 | FSL | http://www.toronto.ca/TWONTO#flow_switch
135553 | THR-FT-FSL-3146S | Switch, Flow-Low, WHF, Suction, Pump 3140, Secondary Treatment, Scum Pumping | THR-FT-P-3140S | Pump, Rotary Vane, Scum Tank 3130, System 2, Scum Pumping | Switch,Flow-Low | Switch | 39487 | FSL | http://www.toronto.ca/TWONTO#flow_switch
135554 | THR-FT-FSL-3205S | Switch, Flow-Low, WAW, Tank 0900, Secondary Treatment, Scum Pumping | THR-FT-T-0900S | Tank, Final Settling, Mixed Liquor, Secondary Treatment, Secondary Clarification - South | Switch,Flow-Low | Switch | 39488 | FSL | http://www.toronto.ca/TWONTO#flow_switch
135555 | THR-FT-FSL-3206S | Switch, Flow-Low, WAW, Tank 1100, Secondary Treatment, Scum Pumping | THR-FT-T-1100S | Tank, Final Settling, Mixed Liquor, Secondary Treatment, Secondary Clarification - South | Switch,Flow-Low | Switch | 39489 | FSL | http://www.toronto.ca/TWONTO#flow_switch
135556 | THR-FT-FSL-3236S | Switch, Flow-Low, WAW, Tank 1200, Secondary Treatment, Scum Pumping | THR-FT-T-1200S | Tank, Final Settling, Mixed Liquor, Secondary Treatment, Secondary Clarification - South | Switch,Flow-Low | Switch | 39491 | FSL | http://www.toronto.ca/TWONTO#flow_switch
135557 | THR-FT-FSL-3250S | Switch, Flow-Low, Seal Water, Pump 3250, Secondary Treatment, Scum Pumping | THR-FT-P-3250S | Pump, Rotary Vane, Scum Tank 3200 & 3230, System 3A, 3B Scum Pumping | Switch,Flow-Low | Switch | 39492 | FSL | http://www.toronto.ca/TWONTO#flow_switch
135558 | THR-FT-FSL-3256S | Switch, Flow-Low, WHF, Suction, Pump 3250, Secondary Treatment, Scum Pumping | THR-FT-P-3250S | Pump, Rotary Vane, Scum Tank 3200 & 3230, System 3A, 3B Scum Pumping | Switch,Flow-Low | Switch | 39493 | FSL | http://www.toronto.ca/TWONTO#flow_switch
135559 | THR-FT-FSL-3306 | Switch, Flow-Low, WAW, Tank 1300, Secondary Treatment, Scum Pumping - North | THR-FT-T-1300 | Tank, Final Settling, Mixed Liquor, Secondary Treatment, Secondary Clarification - North (Tank#13) | Switch,Flow-Low | Switch |  | FSL | http://www.toronto.ca/TWONTO#flow_switch
135560 | THR-FT-FSL-3330 | Switch, Flow-Low, Seal Water, Pump 3330, Secondary Treatment, Secondary Scum Pumping - North Plant | THR-FT-P-3330 | Pump, Rotary Vane, Scum Tank 3300, System 4, Scum Pumping | Switch,Flow-Low | Switch |  | FSL | http://www.toronto.ca/TWONTO#flow_switch
135561 | THR-FT-FSL-3336 | Switch, Flow-Low, HFW, Pump 3330, Secondary Treatment, Scum Pumping - North | THR-FT-P-3330 | Pump, Rotary Vane, Scum Tank 3300, System 4, Scum Pumping | Switch,Flow-Low | Switch |  | FSL | http://www.toronto.ca/TWONTO#flow_switch
135562 | THR-FT-FSL-3405 | Switch, Flow-Low, WAW, Tank 1400, Secondary Treatment, Scum Pumping - North | THR-FT-T-1400 | Tank, Final Settling, Mixed Liquor, Secondary Treatment, Secondary Clarification - North (Tank#14) | Switch,Flow-Low | Switch |  | FSL | http://www.toronto.ca/TWONTO#flow_switch
135563 | THR-FT-FSL-3406 | Switch, Flow-Low, WAW, Tank 1500, Secondary Treatment, Scum Pumping - North | THR-FT-T-1500 | Tank, Final Settling, Mixed Liquor, Secondary Treatment, Secondary Clarification - South (Tank#15) | Switch,Flow-Low | Switch |  | FSL | http://www.toronto.ca/TWONTO#flow_switch
135564 | THR-FT-FSL-3426 | Switch, Flow-Low, WHF, Pump 3420, Secondary Treatment, Scum Pumping - North | THR-FT-P-3420 | Pump, Rotary Vane, Scum Tank 3400, System 5, Scum Pumping | Switch,Flow-Low | Switch |  | FSL | http://www.toronto.ca/TWONTO#flow_switch
135565 | THR-FT-FSL-3505 | Switch, Flow-Low, WAW, Tank 1600, Secondary Treatment, Scum Pumping | THR-FT-T-1600 | Tank, Final Settling, Mixed Liquor, Secondary Treatment, Secondary Clarification - South (Tank#16) | Switch,Flow-Low | Switch |  | FSL | http://www.toronto.ca/TWONTO#flow_switch
135566 | THR-FT-FSL-3506 | Switch, Flow-Low, WAW, Tank 1700, Secondary Treatment, Scum Pumping | THR-FT-T-1700 | Tank, Final Settling, Mixed Liquor, Secondary Treatment, Secondary Clarification -South (Tank#17) | Switch,Flow-Low | Switch |  | FSL | http://www.toronto.ca/TWONTO#flow_switch
135567 | THR-FT-FSL-3520 | Switch, Flow-Low, Seal Water, Pump 3520, Secondary Treatment, Scum Pumping | THR-FT-P-3520 | Pump, Rotary Vane, Scum Tank 3500, System 7, Scum Pumping | Switch,Flow-Low | Switch |  | FSL | http://www.toronto.ca/TWONTO#flow_switch
135568 | THR-FT-FSL-3526 | Switch, Flow-Low, WHF, Suction, Pump 3520, Secondary Treatment, Scum Pumping | THR-FT-P-3520 | Pump, Rotary Vane, Scum Tank 3500, System 7, Scum Pumping | Switch,Flow-Low | Switch |  | FSL | http://www.toronto.ca/TWONTO#flow_switch
135569 | THR-FT-FSL-3530 | Switch, Flow-Low, Seal Water, Pump 3530, Secondary Treatment, Scum Pumping | THR-FT-P-3530 | Pump, Rotary Vane, Scum Tank 3500, System 7, Scum Pumping | Switch,Flow-Low | Switch |  | FSL | http://www.toronto.ca/TWONTO#flow_switch
135570 | THR-FT-FSL-3546 | Switch, Flow-Low, WHF, Suction, Pump 3540, Secondary Treatment, Scum Pumping | THR-FT-P-3540 | Pump, Rotary Vane, Scum Tank 3500, System 7, Scum Pumping | Switch,Flow-Low | Switch |  | FSL | http://www.toronto.ca/TWONTO#flow_switch
135571 | THR-FT-FSL-3606 | Switch, Flow-Low, WAW, Tank 2100, Secondary Treatment, Scum Pumping - North | THR-FT-T-2100 | Tank, Final Settling, Mixed Liquor, Secondary Treatment, Secondary Clarification - North (Tank#21) | Switch,Flow-Low | Switch |  | FSL | http://www.toronto.ca/TWONTO#flow_switch
135572 | THR-FT-FSL-3620 | Switch, Flow-Low, Seal Water, Pump 3620, Secondary Treatment, Secondary Scum Pumping - North Plant | THR-FT-P-3620 | Pump, Rotary Vane, Scum Tank 3600, System 9, Scum Pumping | Switch,Flow-Low | Switch |  | FSL | http://www.toronto.ca/TWONTO#flow_switch
135573 | THR-FT-FSL-3630 | Switch, Flow-Low, Seal Water, Pump 3630, Secondary Treatment, Secondary Scum Pumping - North Plant | THR-FT-P-3630 | Pump, Rotary Vane, Scum Tank 3600, System 9, Scum Pumping | Switch,Flow-Low | Switch |  | FSL | http://www.toronto.ca/TWONTO#flow_switch
135574 | THR-FT-FSL-3640 | Switch, Flow-Low, Seal Water, Pump 3640, Secondary Treatment, Secondary Scum Pumping - North Plant | THR-FT-P-3640 | Pump, Rotary Vane, Scum Tank 3600, System 9, Scum Pumping | Switch,Flow-Low | Switch |  | FSL | http://www.toronto.ca/TWONTO#flow_switch
135575 | THR-FT-FSL-3646 | Switch, Flow-Low, WHF, Pump 3640, Secondary Treatment, Scum Pumping - North | THR-FT-P-3640 | Pump, Rotary Vane, Scum Tank 3600, System 9, Scum Pumping | Switch,Flow-Low | Switch |  | FSL | http://www.toronto.ca/TWONTO#flow_switch
135576 | THR-FT-FSL-3705 | Switch, Flow-Low, WAW, Tank 1900, Secondary Treatment, Scum Pumping - North | THR-FT-T-1900 | Tank, Final Settling, Mixed Liquor, Secondary Treatment, Secondary Clarification - North (Tank#19) | Switch,Flow-Low | Switch |  | FSL | http://www.toronto.ca/TWONTO#flow_switch
135577 | THR-FT-FSL-3706 | Switch, Flow-Low, WAW, Tank 2100,Secondary Treatment, Scum Pumping - North | THR-FT-T-2100 | Tank, Final Settling, Mixed Liquor, Secondary Treatment, Secondary Clarification - North (Tank#21) | Switch,Flow-Low | Switch |  | FSL | http://www.toronto.ca/TWONTO#flow_switch
135578 | THR-FT-FSL-3726 | Switch, Flow-Low, WHF, Pump 3720, Secondary Treatment, Scum Pumping - North | THR-FT-P-3720 | Pump, Rotary Vane, Scum Tank 3700, System 8, Scum Pumping | Switch,Flow-Low | Switch |  | FSL | http://www.toronto.ca/TWONTO#flow_switch
135579 | THR-FT-FSL-3746 | Switch, Flow-Low, WHF, Pump 3740, Secondary Treatment, Scum Pumping - North | THR-FT-P-3740 | Pump, Rotary Vane, Scum Tank 3700, System 8, Scum Pumping | Switch,Flow-Low | Switch |  | FSL | http://www.toronto.ca/TWONTO#flow_switch
135580 | THR-FT-FSL-4401 | Switch, Flow-Low, Seal Water, Pump P-4401, RAS Pumping - South | THR-FT-P-4401 | Pump, Centrifugal, RAS, RAS Pumping Station - South | Switch,Pressure-Low | Switch |  | FSL | http://www.toronto.ca/TWONTO#flow_switch
135581 | THR-FT-FSL-4402 | Switch, Flow-Low, Seal Water, Pump P-4402, RAS Pumping - South | THR-FT-P-2724 | Pump, Centrifugal, Secondary Treatment,Tunnel 23 North, RAS Pumping - North | Switch,Pressure-Low | Switch |  | FSL | http://www.toronto.ca/TWONTO#flow_switch
135582 | THR-FT-FSL-4402 | Switch, Flow-Low, Seal Water, Pump P-4402, RAS Pumping - South | THR-FT-P-4402 | Pump, Centrifugal, RAS, RAS Pumping Station - South | Switch,Pressure-Low | Switch |  | FSL | http://www.toronto.ca/TWONTO#flow_switch
135583 | THR-FT-FSL-4405 | Switch, Flow-Low, Seal Water, Pump P-4405, RAS Pumping - South | THR-FT-P-2724 | Pump, Centrifugal, Secondary Treatment,Tunnel 23 North, RAS Pumping - North | Switch,Pressure-Low | Switch |  | FSL | http://www.toronto.ca/TWONTO#flow_switch
135584 | THR-FT-FSL-4501 | Switch, Flow-Low, Seal Water, Pump P-4501, WAS Pumping - South | THR-FT-P-4501 | Pump, Centrifugal, WAS, RAS Pumping Station - South | Switch,Pressure-Low | Switch |  | FSL | http://www.toronto.ca/TWONTO#flow_switch
135585 | THR-FT-FSL-4625 | Gallery T20N, Seal Water Line for Pump P-4625 | THR-FT-P-4624 | Pump, Centrifugal, Drain, Gallery T20N | Switch,Pressure-Low | Switch |  | FSL | http://www.toronto.ca/TWONTO#flow_switch
135586 | THR-FT-FSL-4626 | Switch, Flow-Low, Pump P-4626 Seal Water, Drain Pumping - South | THR-FT-P-4624 | Pump, Centrifugal, Drain, Gallery T20N | Switch,Pressure-Low | Switch |  | FSL | http://www.toronto.ca/TWONTO#flow_switch
135587 | THR-FT-FSL-4626 | Switch, Flow-Low, Pump P-4626 Seal Water, Drain Pumping - South | THR-FT-P-4626 | Pump, Centrifugal, Drain, Gallery T20N | Switch,Pressure-Low | Switch |  | FSL | http://www.toronto.ca/TWONTO#flow_switch
135588 | THR-FT-FSL-4720 | Switch, Flow-Low, Seal Water, Pump P-4720, Cross Feed Pumping - South | THR-FT-P-4720 | Pump, Centrifugal, Sludge Cross Feed, RAS Pumping Station - South | Switch,Pressure-Low | Switch |  | FSL | http://www.toronto.ca/TWONTO#flow_switch
135658 | THR-FT-LSH-4820 | Switch, Level-High, Sump, Gallery T-20S, Flood Monitoring System | THR-FT-P-4830 | Pump, Sump, Final Tanks, Sump Pit No.34,T-13,Plant Services, Flood Monitoring System | Switch,Level-High-High | Switch |  | LSH | http://www.toronto.ca/TWONTO#level_switch
135659 | THR-FT-LSH-4830 | Switch, Level-High, Sump, Gallery T-13, Flood Monitoring System | THR-FT-P-4830 | Pump, Sump, Final Tanks, Sump Pit No.34,T-13,Plant Services, Flood Monitoring System | Switch,Level-High-High | Switch |  | LSH | http://www.toronto.ca/TWONTO#level_switch
135660 | THR-FT-LSH-4840 | Switch, Level-High, Sump, Gallery T-15, Flood Monitoring System | THR-FT-P-4830 | Pump, Sump, Final Tanks, Sump Pit No.34,T-13,Plant Services, Flood Monitoring System | Switch,Level-High-High | Switch |  | LSH | http://www.toronto.ca/TWONTO#level_switch
135661 | THR-FT-LSH-4840 | Switch, Level-High, Sump, Gallery T-15, Flood Monitoring System | THR-FT-P-4840 | Pump, Centrifugal, Sump, T15 | Switch,Level-High-High | Switch |  | LSH | http://www.toronto.ca/TWONTO#level_switch
135662 | THR-FT-LSH-4850 | Switch, Level-High, Sump, SP RAS PS, Flood Monitoring System | THR-FT-P-4850 | Pump, Centrifugal, Sump,Sump Pit No. 31,SP RAS PS | Switch,Level-High-High | Switch |  | LSH | http://www.toronto.ca/TWONTO#level_switch
135663 | THR-FT-LSH-4860 | Switch, Level-High, Sump, Gallery T-17E, Flood Monitoring System | THR-FT-P-4860 | Pump, Centrifugal, Sump,Sump pit#30, SP RAS PS, | Switch,Level-High-High | Switch |  | LSH | http://www.toronto.ca/TWONTO#level_switch
135664 | THR-FT-LSH-4870 | Switch, Level-High, Sump, Gallery T-20N, Flood Monitoring System | THR-FT-P-4870 | Pump, Centrifugal, Sump, T20N | Switch,Level-High-High | Switch |  | LSH | http://www.toronto.ca/TWONTO#level_switch
135665 | THR-FT-LSHH-0548 | High High Level Switch, Pump 0548, Final Tank,Engine Room Basement | THR-FT-P-0548 | Pump, Sump, Engine House Bassement, Plant Services, Flood Monitoring System | Switch,Level-High-High | Switch |  | LSHH | http://www.toronto.ca/TWONTO#level_switch
135666 | THR-FT-LSHH-3977 | Switch, Level-High-High,Pump 3981,Sump,T20 | THR-FT-P-3981 | Pump, Sump, Flood Monitoring, Finals, Tunnel 20 | Switch,Level-High-High | Switch |  | LSHH | http://www.toronto.ca/TWONTO#level_switch
135667 | THR-FT-LSHH-3981 | Switch, Level-High-High,Pump 3981,Sump,T20 | THR-FT-P-3981 | Pump, Sump, Flood Monitoring, Finals, Tunnel 20 | Switch,Level-High-High | Switch |  | LSHH | http://www.toronto.ca/TWONTO#level_switch
135668 | THR-FT-LSHH-3982 | Switch, Level-High-High,Pump 3982,Sump,T20 | THR-FT-P-3982 | Pump, Sump, Flood Monitoring, Finals, Tunnel 20 | Switch,Level-High-High | Switch |  | LSHH | http://www.toronto.ca/TWONTO#level_switch
135669 | THR-FT-LSHH-4800 | Switch, Level-High-High,Pump 4800/4801,Sump,T14 | THR-FT-P-4810 | Pump, Sump, Flood Monitoring, Finals, Tunnel 14 | Switch,Level-High-High | Switch |  | LSHH | http://www.toronto.ca/TWONTO#level_switch
135670 | THR-FT-LSHH-4810 | Switch, Level-High-High,Pump 4810/4811,Sump,T14 | THR-FT-P-4810 | Pump, Sump, Flood Monitoring, Finals, Tunnel 14 | Switch,Level-High-High | Switch |  | LSHH | http://www.toronto.ca/TWONTO#level_switch
135671 | THR-FT-LSHH-4820 | Switch, Level-High-High, Sump, Gallery T-20S, Flood Monitoring System | THR-FT-P-4820 | Pump, Centrifugal, Sump, T20s | Switch,Level-High-High | Switch |  | LSHH | http://www.toronto.ca/TWONTO#level_switch
135672 | THR-FT-LSHH-4840 | Switch, Level-High-High, Sump, Gallery T-15, Flood Monitoring System | THR-FT-P-4840 | Pump, Centrifugal, Sump, T15 | Switch,Level-High-High | Switch |  | LSHH | http://www.toronto.ca/TWONTO#level_switch
135673 | THR-FT-LSHH-4850 | Switch, Level-High-High, Sump, SP RAS PS, Flood Monitoring System | THR-FT-P-4850 | Pump, Centrifugal, Sump,Sump Pit No. 31,SP RAS PS | Switch,Level-High-High | Switch |  | LSHH | http://www.toronto.ca/TWONTO#level_switch
135674 | THR-FT-LSHH-4860 | Switch, Level-High-High, Sump, Gallery T-17E, Flood Monitoring System | THR-FT-P-4860 | Pump, Centrifugal, Sump,Sump pit#30, SP RAS PS, | Switch,Level-High-High | Switch |  | LSHH | http://www.toronto.ca/TWONTO#level_switch
135675 | THR-FT-LSHH-4880 | Switch, Level-High-High, Sump, Gallery T-19, Flood Monitoring System | THR-FT-P-4880 | Pump, Centrifugal, Sump, Gallery T19 | Switch,Level-High-High | Switch |  | LSHH | http://www.toronto.ca/TWONTO#level_switch
135676 | THR-FT-LSHH-5699 | High High Level Switch, Pump 5699, Final Tank | THR-FT-P-5699S | Pump, Sump, RAS Pump Station, RAS Building (Basement), Plant Services, Flood Monitoring System | Switch,Level-High-High | Switch |  | LSHH | http://www.toronto.ca/TWONTO#level_switch
135677 | THR-FT-LSHH-5711 | Switch, Level-High-High,Pump 5711, Sump, Aeration Gallery, Tunnel 14, South | THR-FT-P-5712 | Pump, Sump, Aeration Gallery, Tunnel 14, South | Switch,Level-High-High | Switch |  | LSHH | http://www.toronto.ca/TWONTO#level_switch
135678 | THR-FT-LSHH-6316 | High High Level Switch, Pump 6316A & 6316B, T23,Final Tanks 20 & 21 Gallery | THR-FT-P-6316A | Pump, Sump, Final Tanks 20&21 gallery, Tunnel 23,Plant Services, Flood Monitoring System | Switch,Level-High-High | Switch |  | LSHH | http://www.toronto.ca/TWONTO#level_switch
135679 | THR-FT-LSHH-6320 | Switch, Level-High-High,Pump 6320A/B,Sump,T21 | THR-FT-P-6320A | Pump, Sump, Flood Monitoring, Finals, Tunnel 21 | Switch,Level-High-High | Switch |  | LSHH | http://www.toronto.ca/TWONTO#level_switch
135680 | THR-FT-LSHH-6322 | High High Level Switch, Pump 6322, Final Tank,T16 | THR-FT-P-6322 | Pump, Sump, Flood Monitoring, Finals, Tunnel 16 | Switch,Level-High-High | Switch |  | LSHH | http://www.toronto.ca/TWONTO#level_switch
135681 | THR-FT-LSL-4820 | Switch, Level-Low, Sump, Gallery T-20S, Flood Monitoring System | THR-FT-P-4830 | Pump, Sump, Final Tanks, Sump Pit No.34,T-13,Plant Services, Flood Monitoring System | Switch,Level-High-High | Switch |  | LSL | http://www.toronto.ca/TWONTO#level_switch
135682 | THR-FT-LSL-4830 | Switch, Level-Low, Sump, Gallery T-13, Flood Monitoring System | THR-FT-P-4830 | Pump, Sump, Final Tanks, Sump Pit No.34,T-13,Plant Services, Flood Monitoring System | Switch,Level-High-High | Switch |  | LSL | http://www.toronto.ca/TWONTO#level_switch
135683 | THR-FT-LSL-4840 | Switch, Level-Low, Sump, Gallery T-15, Flood Monitoring System | THR-FT-P-4840 | Pump, Centrifugal, Sump, T15 | Switch,Level-High-High | Switch |  | LSL | http://www.toronto.ca/TWONTO#level_switch
135684 | THR-FT-LSL-4860 | Switch, Level-Low, Sump, Gallery T-17E, Flood Monitoring System | THR-FT-P-4860 | Pump, Centrifugal, Sump,Sump pit#30, SP RAS PS, | Switch,Level-High-High | Switch |  | LSL | http://www.toronto.ca/TWONTO#level_switch
135685 | THR-FT-LSL-4870 | Switch, Level-Low, Sump, Gallery T-20N, Flood Monitoring System | THR-FT-P-4870 | Pump, Centrifugal, Sump, T20N | Switch,Level-High-High | Switch |  | LSL | http://www.toronto.ca/TWONTO#level_switch
135838 | THR-FT-PSH-2520 | Switch, Pressure-Low, Pump P-2520 Discharge, FT 16/17 RAS Pumps | THR-FT-P-2520 | Pump, Centrifugal, Tank 1600 & 1700, RAS Pumping,Tunnel 23, South | Switch,Pressure-High | Switch |  | PSH | http://www.toronto.ca/TWONTO#pressure_switch
135839 | THR-FT-PSH-2523 | Switch, Pressure-Low, Pump P-2523 Discharge, FT 16/17 RAS Pumps | THR-FT-P-2523 | Pump, Centrifugal, Tank 1600 & 1700, RAS Pumping,Tunnel 23,South | Switch,Pressure-High | Switch |  | PSH | http://www.toronto.ca/TWONTO#pressure_switch
135840 | THR-FT-PSH-3020S | Switch, Pressure-High, Discharge, Pump 3020, Secondary Treatment, Scum Pumping | THR-FT-P-3020 | Pump, Rotary Lobe, Scum from Tank 3000, Scum Pumping | Switch,Pressure-High | Switch | 39544 | PSH | http://www.toronto.ca/TWONTO#pressure_switch
135841 | THR-FT-PSH-3021 | Switch, Pressure-High, Pump P-3020 Discharge, Scum Pumping - South | THR-FT-P-3020 | Pump, Rotary Lobe, Scum from Tank 3000, Scum Pumping | Switch,Pressure-High | Switch |  | PSH | http://www.toronto.ca/TWONTO#pressure_switch
135842 | THR-FT-PSH-3040S | Switch, Pressure-High, Discharge, Pump 3040, Secondary Treatment, Scum Pumping | THR-FT-P-3040 | Pump, Rotary Lobe, Scum from Tank 3030, Scum Pumping | Switch,Pressure-High | Switch | 39545 | PSH | http://www.toronto.ca/TWONTO#pressure_switch
135843 | THR-FT-PSH-3121 | Switch, Pressure-High, Pump P-3120 Discharge, Scum Pumping - South | THR-FT-P-3120 | Pump, Rotary Lobe, Scum from Tank 3100, Scum Pumping | Switch,Pressure-High | Switch |  | PSH | http://www.toronto.ca/TWONTO#pressure_switch
135844 | THR-FT-PSH-3140S | Switch, Pressure-High, Discharge, Pump 3140, Secondary Treatment, Scum Pumping | THR-FT-P-3140S | Pump, Rotary Vane, Scum Tank 3130, System 2, Scum Pumping | Switch,Pressure-High | Switch | 39546 | PSH | http://www.toronto.ca/TWONTO#pressure_switch
135845 | THR-FT-PSH-3141 | Switch, Pressure-High, Pump P-3140 Discharge, Scum Pumping - South | THR-FT-P-3140 | Pump, Rotary Lobe, Scum from Tank 3130, Scum Pumping | Switch,Pressure-High | Switch |  | PSH | http://www.toronto.ca/TWONTO#pressure_switch
135846 | THR-FT-PSH-3221 | Switch, Pressure-High, Pump P-3220 Discharge, Scum Pumping - South | THR-FT-P-3220 | Pump, Rotary Lobe, Scum from Tank 3200, Scum Pumping | Switch,Pressure-High | Switch |  | PSH | http://www.toronto.ca/TWONTO#pressure_switch
135847 | THR-FT-PSH-3241 | Switch, Pressure-High, Pump P-3240 Discharge, Scum Pumping - South | THR-FT-P-3240 | Pump, Rotary Lobe, Scum from Tank 3230, Scum Pumping | Switch,Pressure-High | Switch |  | PSH | http://www.toronto.ca/TWONTO#pressure_switch
135848 | THR-FT-PSH-3250S | Switch, Pressure-High, Discharge, Pump 3250, Secondary Treatment, Scum Pumping | THR-FT-P-3250S | Pump, Rotary Vane, Scum Tank 3200 & 3230, System 3A, 3B Scum Pumping | Switch,Pressure-High | Switch | 39547 | PSH | http://www.toronto.ca/TWONTO#pressure_switch
135849 | THR-FT-PSH-3261 | Switch, Pressure-High, Pump P-3260 Discharge, Scum Pumping - South | THR-FT-P-3260 | Pump, Rotary Lobe, Scum from Tank 3250, Scum Pumping | Switch,Pressure-High | Switch |  | PSH | http://www.toronto.ca/TWONTO#pressure_switch
135850 | THR-FT-PSH-3340 | Switch, Pressure-High, Discharge, Pump 3340, Secondary Treatment, Scum Pumping - North | THR-FT-P-3340 | Pump, Rotary Vane, Scum Tank 3300, System 4, Scum Pumping | Switch,Pressure-High | Switch |  | PSH | http://www.toronto.ca/TWONTO#pressure_switch
135851 | THR-FT-PSH-3440 | Switch, Pressure-High, Discharge, Pump 3440, Secondary Treatment, Scum Pumping - North | THR-FT-P-3440 | Pump, Rotary Vane, Scum Tank 3400, System 5, Scum Pumping | Switch,Pressure-High | Switch |  | PSH | http://www.toronto.ca/TWONTO#pressure_switch
135852 | THR-FT-PSH-3540 | Switch, Pressure-High, Discharge, Pump 3540, Secondary Treatment, Scum Pumping | THR-FT-P-3540 | Pump, Rotary Vane, Scum Tank 3500, System 7, Scum Pumping | Switch,Pressure-High | Switch |  | PSH | http://www.toronto.ca/TWONTO#pressure_switch
135853 | THR-FT-PSH-3630 | Switch, Pressure-High, Discharge, Pump 3630, Secondary Treatment, Scum Pumping - North | THR-FT-P-3630 | Pump, Rotary Vane, Scum Tank 3600, System 9, Scum Pumping | Switch,Pressure-High | Switch |  | PSH | http://www.toronto.ca/TWONTO#pressure_switch
135854 | THR-FT-PSH-3720 | Switch, Pressure-High, Discharge, Pump 3720, Secondary Treatment, Scum Pumping - North | THR-FT-P-3720 | Pump, Rotary Vane, Scum Tank 3700, System 8, Scum Pumping | Switch,Pressure-High | Switch |  | PSH | http://www.toronto.ca/TWONTO#pressure_switch
135855 | THR-FT-PSH-3740 | Switch, Pressure-High, Discharge, Pump 3740, Secondary Treatment, Scum Pumping - North | THR-FT-P-3740 | Pump, Rotary Vane, Scum Tank 3700, System 8, Scum Pumping | Switch,Pressure-High | Switch |  | PSH | http://www.toronto.ca/TWONTO#pressure_switch
135856 | THR-FT-PSH-4065S | Switch, Pressure-High, WAS Pump 4065 Discharge, Secondary Treatment, WAS Pumping | THR-FT-P-4065 | Pump, Centrifugal, WAS, Secondary Treatment, WAS Pumping | Switch,Pressure-High | Switch | 39550 | PSH | http://www.toronto.ca/TWONTO#pressure_switch
135857 | THR-FT-PSH-4066S | Switch, Pressure-High, WAS Pump 4066 Discharge, Secondary Treatment, WAS Pumping | THR-FT-P-4066 | Pump, Centrifugal, WAS, Secondary Treatment, WAS Pumping | Switch,Pressure-High | Switch | 39552 | PSH | http://www.toronto.ca/TWONTO#pressure_switch
135858 | THR-FT-PSH-4405 | Switch, Pressure-High, Pump P-4403 Discharge, RAS Pumping - South | THR-FT-P-4403 | Pump, Centrifugal, RAS, RAS Pumping Station - South | Switch,Pressure-High | Switch |  | PSH | http://www.toronto.ca/TWONTO#pressure_switch
135859 | THR-FT-PSH-4407 | Switch, Pressure-High, Pump P-4404 Discharge, RAS Pumping - South | THR-FT-P-4404 | Pump, Centrifugal, RAS, RAS Pumping Station - South | Switch,Pressure-High | Switch |  | PSH | http://www.toronto.ca/TWONTO#pressure_switch
135860 | THR-FT-PSH-4409 | Switch, Pressure-High, Pump P-4405 Discharge, RAS Pumping - South | THR-FT-P-4405 | Pump, Centrifugal, RAS, RAS Pumping Station - South | Switch,Pressure-High | Switch |  | PSH | http://www.toronto.ca/TWONTO#pressure_switch
135861 | THR-FT-PSH-4540 | Switch, Pressure-High, Pump P-4504 Discharge, WAS Pumping - South | THR-FT-P-4504 | Pump, Self-Prime Centrifugal, Drain, RAS Pumping Station - South | Switch,Pressure-High | Switch |  | PSH | http://www.toronto.ca/TWONTO#pressure_switch
135862 | THR-FT-PSH-4622 | Switch, Pressure-Low, Pump P-4624 Discharge, Scum Pumping - South | THR-FT-P-4624 | Pump, Centrifugal, Drain, Gallery T20N | Switch,Pressure-High | Switch |  | PSH | http://www.toronto.ca/TWONTO#pressure_switch
135863 | THR-FT-PSH-4730 | Switch, Pressure-High, Pump P-4730 Discharge, Cross Feed Pumping - South | THR-FT-P-4730 | Pump, Centrifugal, Sludge Cross Feed, RAS Pumping Station - South | Switch,Pressure-High | Switch |  | PSH | http://www.toronto.ca/TWONTO#pressure_switch
135864 | THR-FT-PSL-2171 | Switch, Pressure-Low, Pump 2171, Secondary Treatment, RAS Pumping - South | THR-FT-P-2171S | Pump, Centrifugal, Secondary Treatment, RAS Pumping,Tunnel 20, - South | Switch,Pressure-Low | Switch |  | PSL | http://www.toronto.ca/TWONTO#pressure_switch
135865 | THR-FT-PSL-2172 | Switch, Pressure-Low, Pump 2172, Secondary Treatment, RAS Pumping - South | THR-FT-P-2172S | Pump, Centrifugal, Secondary Treatment, RAS Pumping,Tunnel 20, - South | Switch,Pressure-Low | Switch |  | PSL | http://www.toronto.ca/TWONTO#pressure_switch
135866 | THR-FT-PSL-2173 | Switch, Pressure-Low, Pump 2173, Secondary Treatment, RAS Pumping - South | THR-FT-P-2173S | Pump, Centrifugal, Secondary Treatment,Tunnel20, RAS Pumping - South | Switch,Pressure-Low | Switch |  | PSL | http://www.toronto.ca/TWONTO#pressure_switch
135867 | THR-FT-PSL-2320 | Switch, Pressure-Low, Pump 2320, Secondary Treatment, RAS Pumping - North | THR-FT-P-2320 | Pump, Centrifugal, Secondary Treatment, RAS Pumping - North | Switch,Pressure-Low | Switch |  | PSL | http://www.toronto.ca/TWONTO#pressure_switch
135868 | THR-FT-PSL-2322 | Switch, Pressure-Low, Pump 2322, Secondary Treatment, RAS Pumping - North | THR-FT-P-2322 | Pump, Centrifugal, Secondary Treatment, RAS Pumping - North | Switch,Pressure-Low | Switch |  | PSL | http://www.toronto.ca/TWONTO#pressure_switch
135869 | THR-FT-PSL-2323 | Switch, Pressure-Low, Pump 2323, Secondary Treatment, RAS Pumping - North | THR-FT-P-2323 | Pump, Centrifugal, Secondary Treatment, RAS Pumping - North | Switch,Pressure-Low | Switch |  | PSL | http://www.toronto.ca/TWONTO#pressure_switch
135870 | THR-FT-PSL-2520 | Switch, Pressure-Low, Pump P-2520 Discharge, FT 16/17 RAS Pumps- South | THR-FT-P-2520 | Pump, Centrifugal, Tank 1600 & 1700, RAS Pumping,Tunnel 23, South | Switch,Pressure-Low | Switch |  | PSL | http://www.toronto.ca/TWONTO#pressure_switch
135871 | THR-FT-PSL-2520S | Switch, Pressure-Low, Suction, Pump 2520, RAS Pumping - South | THR-FT-P-2520 | Pump, Centrifugal, Tank 1600 & 1700, RAS Pumping,Tunnel 23, South | Switch,Pressure-Low | Switch | 39556 | PSL | http://www.toronto.ca/TWONTO#pressure_switch
135872 | THR-FT-PSL-2521S | Switch, Pressure-Low, Suction, Pump 2521, RAS Pumping - South | THR-FT-P-2521 | Pump, Centrifugal, Tank 1600 & 1700, RAS Pumping,Tunnel 23, South | Switch,Pressure-Low | Switch | 39557 | PSL | http://www.toronto.ca/TWONTO#pressure_switch
135873 | THR-FT-PSL-2523 | Switch, Pressure-Low, Pump P-2523 Discharge, FT 16/17 RAS Pumps- South | THR-FT-P-2523 | Pump, Centrifugal, Tank 1600 & 1700, RAS Pumping,Tunnel 23,South | Switch,Pressure-Low | Switch |  | PSL | http://www.toronto.ca/TWONTO#pressure_switch
135874 | THR-FT-PSL-2523S | Switch, Pressure-Low, Suction, Pump 2523, RAS Pumping - South | THR-FT-P-2523 | Pump, Centrifugal, Tank 1600 & 1700, RAS Pumping,Tunnel 23,South | Switch,Pressure-Low | Switch | 41008 | PSL | http://www.toronto.ca/TWONTO#pressure_switch
135875 | THR-FT-PSL-2524 | Switch, Pressure-Low, Pump P-2524 Discharge, FT 16/17 RAS Pumps- South | THR-FT-P-2524 | Pump, Centrifugal, Tank 1600 & 1700, RAS Pumping,Tunnel 23, South | Switch,Pressure-Low | Switch |  | PSL | http://www.toronto.ca/TWONTO#pressure_switch
135876 | THR-FT-PSL-2524S | Switch, Pressure-Low, Suction, Pump 2524, RAS Pumping - South | THR-FT-P-2524 | Pump, Centrifugal, Tank 1600 & 1700, RAS Pumping,Tunnel 23, South | Switch,Pressure-Low | Switch | 39559 | PSL | http://www.toronto.ca/TWONTO#pressure_switch
135877 | THR-FT-PSL-2620 | Switch, Pressure-Low, Suction, Pump 2620, Secondary Treatment, RAS Pumping - North | THR-FT-P-2620 | Pump, Centrifugal, Secondary Treatment,Tunnel 23 East, RAS Pumping- North | Switch,Pressure-Low | Switch |  | PSL | http://www.toronto.ca/TWONTO#pressure_switch
135878 | THR-FT-PSL-2621 | Switch, Pressure-Low, Suction, Pump 2621, Secondary Treatment, RAS Pumping - North | THR-FT-P-2621 | Pump, Centrifugal, Secondary Treatment,Tunnel 23 East, RAS Pumping - North | Switch,Pressure-Low | Switch |  | PSL | http://www.toronto.ca/TWONTO#pressure_switch
135879 | THR-FT-PSL-2623 | Switch, Pressure-Low, Suction, Pump 2623, Secondary Treatment, RAS Pumping - North | THR-FT-P-2623 | Pump, Centrifugal, Secondary Treatment, Tunnel 23 East,RAS Pumping - North | Switch,Pressure-Low | Switch |  | PSL | http://www.toronto.ca/TWONTO#pressure_switch
135880 | THR-FT-PSL-2624 | Switch, Pressure-Low, Suction, Pump 2624, Secondary Treatment, RAS Pumping - North | THR-FT-P-2624 | Pump, Centrifugal, Secondary Treatment,Tunnel 23 East, RAS Pumping - North | Switch,Pressure-Low | Switch |  | PSL | http://www.toronto.ca/TWONTO#pressure_switch
135881 | THR-FT-PSL-2720 | Switch, Pressure-Low, Pump 2720, Secondary Treatment, RAS Pumping - North | THR-FT-P-2720 | Pump, Centrifugal, Secondary Treatment,Tunnel 23 North, RAS Pumping - North | Switch,Pressure-Low | Switch |  | PSL | http://www.toronto.ca/TWONTO#pressure_switch
135882 | THR-FT-PSL-2721 | Switch, Pressure-Low, Pump 2721, Secondary Treatment, RAS Pumping - North | THR-FT-P-2721 | Pump, Centrifugal, Secondary Treatment,Tunnel 23 North, RAS Pumping - North | Switch,Pressure-Low | Switch |  | PSL | http://www.toronto.ca/TWONTO#pressure_switch
135883 | THR-FT-PSL-2722 | Switch, Pressure-Low, Pump 2722, Secondary Treatment, RAS Pumping - North | THR-FT-P-2722 | Pump, Centrifugal, Secondary Treatment,Tunnel 23 North, RAS Pumping - North | Switch,Pressure-Low | Switch |  | PSL | http://www.toronto.ca/TWONTO#pressure_switch
135884 | THR-FT-PSL-3020 | Switch, Pressure-Low, Pump P-3020 Suction, Scum Pumping - South | THR-FT-P-3020 | Pump, Rotary Lobe, Scum from Tank 3000, Scum Pumping | Switch,Pressure-High | Switch |  | PSL | http://www.toronto.ca/TWONTO#pressure_switch
135885 | THR-FT-PSL-3140 | Switch, Pressure-Low, Pump P-3120 Suction, Scum Pumping - South | THR-FT-P-3140 | Pump, Rotary Lobe, Scum from Tank 3130, Scum Pumping | Switch,Pressure-High | Switch |  | PSL | http://www.toronto.ca/TWONTO#pressure_switch
135886 | THR-FT-PSL-4063S | Switch, Pressure-Low, WAS Pump 4063 Suction, Secondary Treatment, WAS Pumping | THR-FT-P-4063 | Pump, Centrifugal, WAS, Secondary Treatment, WAS Pumping | Switch,Pressure-Low | Switch | 39560 | PSL | http://www.toronto.ca/TWONTO#pressure_switch
135887 | THR-FT-PSL-4064S | Switch, Pressure-Low, WAS Pump 4064 Suction, Secondary Treatment, WAS Pumping | THR-FT-P-4064 | Pump, Centrifugal, WAS, Secondary Treatment, WAS Pumping | Switch,Pressure-Low | Switch | 39561 | PSL | http://www.toronto.ca/TWONTO#pressure_switch
135888 | THR-FT-PSL-4400 | Switch, Pressure-Low, Pump P-4401 Suction, RAS Pumping - South | THR-FT-P-4401 | Pump, Centrifugal, RAS, RAS Pumping Station - South | Switch,Pressure-Low | Switch |  | PSL | http://www.toronto.ca/TWONTO#pressure_switch
135889 | THR-FT-PSL-4402 | Switch, Pressure-Low, Pump P-4402 Suction, RAS Pumping - South | THR-FT-P-4402 | Pump, Centrifugal, RAS, RAS Pumping Station - South | Switch,Pressure-Low | Switch |  | PSL | http://www.toronto.ca/TWONTO#pressure_switch
135890 | THR-FT-PSL-4406 | Switch, Pressure-Low, Pump P-4404 Suction, RAS Pumping - South | THR-FT-P-4404 | Pump, Centrifugal, RAS, RAS Pumping Station - South | Switch,Pressure-Low | Switch |  | PSL | http://www.toronto.ca/TWONTO#pressure_switch
135891 | THR-FT-PSL-4529 | Switch, Pressure-Low, Pump P-4502 Suction, Scum Pumping - South | THR-FT-P-4502 | Pump, Centrifugal, WAS, RAS Pumping Station - South | Switch,Pressure-High | Switch |  | PSL | http://www.toronto.ca/TWONTO#pressure_switch
135892 | THR-FT-PSL-4549 | Switch, Pressure-Low, Pump P-4504 Suction, Scum Pumping - South | THR-FT-P-4504 | Pump, Self-Prime Centrifugal, Drain, RAS Pumping Station - South | Switch,Pressure-High | Switch |  | PSL | http://www.toronto.ca/TWONTO#pressure_switch
135893 | THR-FT-PSL-4601 | Switch, Pressure-Low, Pump P-4601 Suction, Scum Pumping - South | THR-FT-P-4601 | Pump, Self-Prime Centrifugal, Drain, RAS Pumping Station - South | Switch,Pressure-Low | Switch |  | PSL | http://www.toronto.ca/TWONTO#pressure_switch
135894 | THR-FT-PSL-4602 | Switch, Pressure-Low, Pump P-4602 Suction, Scum Pumping - South | THR-FT-P-4601 | Pump, Self-Prime Centrifugal, Drain, RAS Pumping Station - South | Switch,Pressure-Low | Switch |  | PSL | http://www.toronto.ca/TWONTO#pressure_switch
135895 | THR-FT-PSL-4628 | Switch, Pressure-Low, Pump P-4625 Suction, Scum Pumping - South | THR-FT-P-4625 | Pump, Centrifugal, Drain, Gallery T20N | Switch,Pressure-High | Switch |  | PSL | http://www.toronto.ca/TWONTO#pressure_switch
135896 | THR-FT-PSL-4709 | Switch, Pressure-Low, Pump P-4710 Suction, Cross Feed Pumping - South | THR-FT-P-4710 | Pump, Centrifugal, Sludge Cross Feed, RAS Pumping Station - South | Switch,Pressure-Low | Switch |  | PSL | http://www.toronto.ca/TWONTO#pressure_switch
136786 | THR-NAFT-LSHH | Switch,High High Level, Sump Pumps, North Aeration and Final Tank | THR-GRK-DRN-WA3 | Drains, Floor, Gratings,Work Area 3 | Switch,Level-High-High | Switch |  |  | http://www.toronto.ca/TWONTO#level_switch
136794 | THR-NGS-PSH-0202 | Switch,Pressurel-High, NG Valve Train, Compressor Building, Gas Compressor (And Dryer) | THR-NGS-CG | Natural Gas System, Co-Generation | Switch,Pressure-High | Switch |  | PSH | http://www.toronto.ca/TWONTO#pressure_switch
136795 | THR-NGS-PSH-0801 | Switch,Pressurel-High, Inlet, Natural Gas Train for Boiler 0800, North Grit Boilers, Plant Services, Natural Gas Overview | THR-ACC-BO-0800 | Boiler, Low Pressure, North Grit Boilers, Plant Services, Natural Gas Overview (CRN-B9917.5,TSSA UID-65022713, SNo.-5.867338,S-87073) | Switch,Pressure-High | Switch |  | PSH | http://www.toronto.ca/TWONTO#pressure_switch
136796 | THR-NGS-PSH-0901 | Switch,Pressurel-High, Inlet, Natural Gas Train for Boiler 0900, North Grit Boilers, Plant Services, Natural Gas Overview | THR-ACC-BO-0900 | Boiler, Low Pressure, North Grit Boilers, Plant Services, Natural Gas Overview (CRN-B9917.5,TSSA UID-65022712, SNo.-5.867337,S-87072) | Switch,Pressure-High | Switch |  | PSH | http://www.toronto.ca/TWONTO#pressure_switch
136797 | THR-NGS-PSL-0902 | Switch,Pressure-Low, Natural Gas Train for Boiler 0900, North Grit Boilers, Plant Services, Natural Gas Overview | THR-ACC-BO-0900 | Boiler, Low Pressure, North Grit Boilers, Plant Services, Natural Gas Overview (CRN-B9917.5,TSSA UID-65022712, SNo.-5.867337,S-87072) | Switch,Pressure-Low | Switch |  | PSL | http://www.toronto.ca/TWONTO#pressure_switch
136920 | THR-OCS-FLS-2225 | Flow Switch Low, FN-2220, Biofilter, North Odour Control, North plant | THR-OCS-FN-2220 | Fan, Centrifugal, Odourous Air, North Biofilter |  | Switch |  | FLS | http://www.toronto.ca/TWONTO#flow_switch
136931 | THR-OCS-FSL-3956A | Switch, Flow-Low, Outlet to Drain, Ozone Generator 3956, Ozonator Room, Plant Services, Odour Control System | THR-OCS-OZ-3956S | Ozone Generator, Odour Control System | Switch,Flow-Low | Switch |  | FSL | http://www.toronto.ca/TWONTO#flow_switch
136932 | THR-OCS-FSL-3957 | Switch, Flow-Low, Outlet to Drain, Ozone Generator 3957, Ozonator Room, Plant Services, Odour Control System | THR-OCS-OZ-3957S | Ozone Generator, Odour Control System | Switch,Flow-Low | Switch |  | FSL | http://www.toronto.ca/TWONTO#flow_switch
136933 | THR-OCS-FSL-3957A | Switch, Flow-Low, Plant Water to Ozone Generator 3957, Ozonator Room, Plant Services, Odour Control System | THR-OCS-OZ-3957S | Ozone Generator, Odour Control System | Switch,Flow-Low | Switch |  | FSL | http://www.toronto.ca/TWONTO#flow_switch
136935 | THR-OCS-LSHH-2275 | Switch, Level, High-High, Drain Sump, North Biofilter | THR-OCS-BIOFILTER NORTH | Biofilter, North Odour Control, North plant | Switch,Level-High-High | Switch |  | LSHH | http://www.toronto.ca/TWONTO#level_switch
136936 | THR-OCS-LSHH-2275 | Switch, Level, High-High, Drain Sump, North Biofilter | THR-OCS-P-2270 | Pump, Centrifugal (Wet), Drain Sump, North Biofilter | Switch,Level-High-High | Switch |  | LSHH | http://www.toronto.ca/TWONTO#level_switch
136937 | THR-OCS-LSLH-0552 | Sensor, Bed Level, Scrubber 0552, Plant Services, Odour Control System | THR-OCS-SB-0552 | Scrubber, Plant Services, Odour Control System | Switch,Level | Switch |  | LSLH | http://www.toronto.ca/TWONTO#level_switch
136938 | THR-OCS-LSLH-0553 | Sensor, Bed Level, Scrubber 0553, Plant Services, Odour Control System | THR-OCS-SB-0553 | Scrubber, Plant Services, Odour Control System | Switch,Level | Switch |  | LSLH | http://www.toronto.ca/TWONTO#level_switch
136939 | THR-OCS-LSLH-0554 | Switch, Level, Bed Level, Scrubber 0554,Plant Services, Odour Control System | THR-OCS-SB-0554 | Scrubber, Plant Services, Odour Control System | Switch,Level | Switch |  | LSLH | http://www.toronto.ca/TWONTO#level_switch
136940 | THR-OCS-LSLH-0555 | Switch, Level, Bed Level, Scrubber 0555, Plant Services, Odour Control System | THR-OCS-SB-0555 | Scrubber, Plant Services, Odour Control System | Switch,Level | Switch |  | LSLH | http://www.toronto.ca/TWONTO#level_switch
136941 | THR-OCS-LSLL-2275 | Switch, Level, Low-Low, Drain Sump, North Biofilter | THR-OCS-BIOFILTER NORTH | Biofilter, North Odour Control, North plant | Switch,Level-Low-Low | Switch |  | LSLL | http://www.toronto.ca/TWONTO#level_switch
136942 | THR-OCS-LSLL-2275 | Switch, Level, Low-Low, Drain Sump, North Biofilter | THR-OCS-P-2270 | Pump, Centrifugal (Wet), Drain Sump, North Biofilter | Switch,Level-Low-Low | Switch |  | LSLL | http://www.toronto.ca/TWONTO#level_switch
136969 | THR-OCS-PSH-2932 | Switch, Pressure-High, Pump 2932, Plant Services, Odour Control System | THR-OCS-P-2932 | Pump, Centrifugal, Hypochlorite To Scrubber 0551, Plant Services, Odour Control System | Switch,Pressure-High | Switch |  | PSH | http://www.toronto.ca/TWONTO#pressure_switch
136970 | THR-OCS-PSH-2944 | Switch, Pressure-High, Pump 2944, Plant Services, Odour Control System | THR-OCS-P-2944 | Pump,Centrifugal,Hypochlorite to Scrubber 0552 & Scrubber 0553,Plant Services, Odour Control System | Switch,Pressure-High | Switch |  | PSH | http://www.toronto.ca/TWONTO#pressure_switch
136971 | THR-OCS-PSH-2949 | Switch, Pressure-High, Pump 2949, Plant Services, Odour Control System | THR-OCS-P-2949 | Pump,Centrifugal,Hypochlorite to Scrubber 0554 & Scrubber 0555,Plant Services, Odour Control System | Switch,Pressure-High | Switch |  | PSH | http://www.toronto.ca/TWONTO#pressure_switch
136972 | THR-OCS-PSH-2956 | Switch, Pressure-High, Pump 2956, Plant Services, Odour Control System | THR-OCS-P-2956 | Pump,Centrifugal,Hypochlorite to Scrubber 0554 & Scrubber 0555,Plant Services, Odour Control System | Switch,Pressure-High | Switch |  | PSH | http://www.toronto.ca/TWONTO#pressure_switch
136973 | THR-OCS-PSH-3951 | Switch, Pressure-High, Foul Air Plenum to Atmosphere, Plant Services, Odour Control System | THR-OCS-SB-0554 | Scrubber, Plant Services, Odour Control System | Switch,Pressure-High | Switch |  | PSH | http://www.toronto.ca/TWONTO#pressure_switch
136974 | THR-OCS-PSH-6382 | Switch, Pressure-High, Pump 6382, Plant Services, Odour Control System | THR-OCS-P-6382 | Pump, Centrifugal, Hypochlorite from Storage Tanks to Day Tanks, Plant Services, Odour Control System | Switch,Pressure-High | Switch |  | PSH | http://www.toronto.ca/TWONTO#pressure_switch
136975 | THR-OCS-PSL-3956A | Switch, Pressure-Low, Filtered Air to Ozone Generator 3956, Ozonator Room, Plant Services, Odour Control System | THR-OCS-OZ-3956S | Ozone Generator, Odour Control System | Switch,Pressure-Low | Switch |  | PSL | http://www.toronto.ca/TWONTO#pressure_switch
136976 | THR-OCS-PSL-3956B | Switch, Pressure-Low, Outlet, Ozone Generator 3956 to Contact Chamber, Ozonator Room, Plant Services, Odour Control System | THR-OCS-OZ-3956S | Ozone Generator, Odour Control System | Switch,Pressure-Low | Switch |  | PSL | http://www.toronto.ca/TWONTO#pressure_switch
136977 | THR-OCS-PSL-3957A | Switch, Pressure-Low, Filtered Air to Ozone Generator 3957, Ozonator Room, Plant Services, Odour Control System | THR-OCS-OZ-3957S | Ozone Generator, Odour Control System | Switch,Pressure-Low | Switch |  | PSL | http://www.toronto.ca/TWONTO#pressure_switch
136978 | THR-OCS-PSL-3957B | Switch, Pressure-Low, Outlet, Ozone Generator 3957 to Ozone Contact Chamber, Ozonator Room, Plant Services, Odour Control System | THR-OCS-OZ-3957S | Ozone Generator, Odour Control System | Switch,Pressure-Low | Switch |  | PSL | http://www.toronto.ca/TWONTO#pressure_switch
136979 | THR-OCS-PSL-3969 | Switch, Pressure-Low, Foul Air Plenum to Atmosphere, Plant Services, Odour Control System | THR-OCS-SB-0555 | Scrubber, Plant Services, Odour Control System | Switch,Pressure-Low | Switch |  | PSL | http://www.toronto.ca/TWONTO#pressure_switch
136980 | THR-OCS-PSLH-0500 | Switch, Pressure Low/High, Air Handling Units 0500A/B, Ozonator Room, Plant Services, Odour Control System | THR-OCS-D-0500A | Dryer, Dessicant, Ozone Generator 3956, Ozonator Room, Plant Services, Odour Control System | Switch,Pressure-High | Switch |  | PSLH | http://www.toronto.ca/TWONTO#pressure_switch
136981 | THR-OCS-PSLH-0501 | Switch, Pressure Low/High, Air Handling Units 0501A/B, Ozonator Room, Plant Services, Odour Control System | THR-OCS-D-0501A | Dryer, Dessicant, Ozone Generator 3957, Ozonator Room, Plant Services, Odour Control System | Switch,Pressure-High | Switch |  | PSLH | http://www.toronto.ca/TWONTO#pressure_switch
137294 | THR-PLT-FSL-0103 | Switch, Flow, Low, Spray Water, Bar Screen SC-0102, Headhouse | THR-PLT-SC-0102 | Bar Screen, Preliminary Treatment | Switch,Flow-Low | Switch |  | FSL | http://www.toronto.ca/TWONTO#flow_switch
137295 | THR-PLT-FSL-0111 | Switch, Flow, Low, Flushing Water, Washer Compactor CMP-0110, Headhouse | THR-PLT-CMP-0110 | Compactor, Bar Screen 0112, Prelimiry Treatment | Switch,Flow-Low | Switch |  | FSL | http://www.toronto.ca/TWONTO#flow_switch
137296 | THR-PLT-FSL-0113 | Switch, Flow, Low, Spray Water, Bar Screen SC-0112,Headhouse | THR-PLT-SC-0112 | Bar Screen, Preliminary Treatment | Switch,Flow-Low | Switch |  | FSL | http://www.toronto.ca/TWONTO#flow_switch
137297 | THR-PLT-FSL-1403 | Switch, Flow, Low, Water Scour, Grit Vortex Chamber CYC-1101, Headhouse | THR-PLT-CYC-1101 | Cyclone, Prelimary Treatment, Grit Removal - Vortex Chambers #1 (OLD Tag THR-PLT-CYC-1102) | Switch,Flow-Low | Switch |  | FSL | http://www.toronto.ca/TWONTO#flow_switch
137298 | THR-PLT-FSL-1414 | Switch, Flow, Low, Seal Water, Grit Pump P-1410, Headhouse | THR-PLT-P-1410 | Pump, Centrifugal (Dry), Grit, Vortex Prime Tank T-1400, Headhouse | Switch,Flow-Low | Switch |  | FSL | http://www.toronto.ca/TWONTO#flow_switch
137299 | THR-PLT-FSL-1504 | Switch, Flow, Low, Water Scour, Grit Vortex Chamber CYC-1116, Headhouse | THR-PLT-CYC-1116 | Cyclone, Prelimary Treatment, Grit Removal - Vortex Chambers #2 (OLDTag THR-PLT-CYC-1117) | Switch,Flow-Low | Switch |  | FSL | http://www.toronto.ca/TWONTO#flow_switch
137300 | THR-PLT-FSL-1524 | Switch, Flow, Low, Seal Water, Grit Pump P-1520, Headhouse | THR-PLT-P-1520 | Pump, Centrifugal (Dry), Grit, Vortex Prime Tank T-1500, Headhouse | Switch,Flow-Low | Switch |  | FSL | http://www.toronto.ca/TWONTO#flow_switch
137301 | THR-PLT-FSL-1603 | Switch, Flow, Low, Water Scour, Grit Vortex Chamber CYC-1131, Headhouse | THR-PLT-CYC-1131 | Cyclone, Prelimary Treatment, Grit Removal - Vortex Chambers # 3 (OLD Tag THR-PLT-CYC-1132) | Switch,Flow-Low | Switch |  | FSL | http://www.toronto.ca/TWONTO#flow_switch
137302 | THR-PLT-FSL-1924 | Switch, Flow, Low, Seal Water, Grit Pump P-1920, Headhouse | THR-PLT-P-1920 | Pump, Centrifugal (Dry), Grit Vortex Prime Tank T-1900, Headhouse | Switch,Flow-Low | Switch |  | FSL | http://www.toronto.ca/TWONTO#flow_switch
137303 | THR-PLT-FSL-1937 | Switch, Flow, Low, Flushing Water, Grit Classifer CL-1930, North Grit Building | THR-PLT-CL-1930 | Classifier, Grit, for Headhouse | Switch,Flow-Low | Switch |  | FSL | http://www.toronto.ca/TWONTO#flow_switch
137304 | THR-PLT-FSL-2171 | Switch, Flow-Low, Discharge, Blower 2171, Preliminary Treatment, Grit Removal - Grit Tanks - North Plant | THR-PLT-BL-2171(SUSP) | Blower, Centrifugal, Foul Air Removal, Tank 0200, Preliminary Treatment, Grit Removal - Grit Tanks - North Plant | Switch,Flow-Low | Switch |  | FSL | http://www.toronto.ca/TWONTO#flow_switch
137305 | THR-PLT-FSL-2172 | Switch, Flow-Low, Discharge, Blower 2172, Preliminary Treatment, Grit Removal - Grit Tanks - North Plant | THR-PLT-BL-2172(SUSP) | Blower, Centrifugal, Foul Air Removal, Tank 0300, Preliminary Treatment, Grit Removal - Grit Tanks - North Plant | Switch,Flow-Low | Switch |  | FSL | http://www.toronto.ca/TWONTO#flow_switch
137306 | THR-PLT-FSL-2212 | Switch, Flow, Low, Water Scour, Aerated Grit Tank T-0200, North Grit Building | THR-PLT-T-0200 | Tank, Grit Removal, Grit Tank, North Grit Building | Switch,Flow-Low | Switch |  | FSL | http://www.toronto.ca/TWONTO#flow_switch
137307 | THR-PLT-FSL-2401 | Switch, Flow, Low, Seal Water, Grit Pump P-2400, North Grit Building | THR-PLT-P-2400 | Pump, Centrifugal (Dry), Grit Tank T-0100, North Grit Building | Switch,Flow-Low | Switch |  | FSL | http://www.toronto.ca/TWONTO#flow_switch
137308 | THR-PLT-FSL-2701 | Switch, Flow, Low, Seal Water, Grit Pump P-2700, North Grit Building | THR-PLT-P-2700 | Pump, Centrifugal (Dry), Grit Tank T-0200, North Grit Building | Switch,Flow-Low | Switch |  | FSL | http://www.toronto.ca/TWONTO#flow_switch
137309 | THR-PLT-FSL-2801 | Switch, Flow, Low, Seal Water, Grit Pump P-2800, North Grit Building | THR-PLT-P-2800 | Pump, Centrifugal (Dry), Grit Tank T-0300, North Grit Building | Switch,Flow-Low | Switch |  | FSL | http://www.toronto.ca/TWONTO#flow_switch
137310 | THR-PLT-FSL-2907 | Switch, Flow, Low, Flushing Water, Grit Classifer CL-2910, North Grit Building | THR-PLT-CL-2910 | Classifier, Grit, North Grit Building | Switch,Flow-Low | Switch |  | FSL | http://www.toronto.ca/TWONTO#flow_switch
137311 | THR-PLT-FSL-2927 | Switch, Flow, Low, Flushing Water, Grit Classifer CL-2920, North Grit Building | THR-PLT-CL-2920 | Classifier, Grit, North Grit Building | Switch,Flow-Low | Switch |  | FSL | http://www.toronto.ca/TWONTO#flow_switch
137335 | THR-PLT-HS-0201 | Switch, Hand, Conveyor 0201, Path A,B, Head house, Preliminary Treatment, Screening | THR-PLT-CV-0201 | Conveyor, Screw, Bar Screen 0102, Path A,B, Head house, Preliminary Treatment - S | Switch,Hand | Switch |  | HS | hand_switch
137336 | THR-PLT-HS-0203 | Switch, Hand, Conveyor 0203, Path A,B, Head house, Preliminary Treatment, Screening | THR-PLT-CV-0203 | Conveyor, Screw, Bar Screen 0112, Path A,B, Head house, Preliminary Treatment -S | Switch,Hand | Switch |  | HS | hand_switch
137337 | THR-PLT-HS-0204 | Switch, Hand, Conveyor 0204, Path A, Head house, Preliminary Treatment, Screening | THR-PLT-CV-0204 | Conveyor 1, Screw, Bar Screen 0102 & Bar Screen 0112, Path A, Head house, Preliminary Treatment - S | Switch,Hand | Switch |  | HS | hand_switch
137338 | THR-PLT-HS-0206 | Switch, Hand, Conveyor 0206, Path B, Head house, Preliminary Treatment, Screening | THR-PLT-CV-0206 | Conveyor 2, Screw, Bar Screen 0102 & Bar Screen 0112, Path B, Head house, Preliminary Treatment - S | Switch,Hand | Switch |  | HS | hand_switch
137339 | THR-PLT-HS-0211 | Switch, Hand, Conveyor 0211, Path A,B, Head house, Preliminary Treatment, Screening | THR-PLT-CV-0211 | Conveyor, Screw, Bar Screen 0122, Path A,B, Head house, Preliminary Treatment - S | Switch,Hand | Switch |  | HS | hand_switch
137340 | THR-PLT-HS-0214 | Switch, Hand, Conveyor 0214, Path A, Head house, Preliminary Treatment, Screening | THR-PLT-CV-0214 | Conveyor, Screw, Bar Screen 0122 & Bar Screen 0132, Path A, Head house, Preliminary Treatment - S | Switch,Hand | Switch |  | HS | hand_switch
137341 | THR-PLT-HS-0220 | Switch, Hand, Conveyor 0220, Head house, Preliminary Treatment, Screening | THR-PLT-CV-0220 | Conveyor, Screw, Bar Screen, Path A, Head house, Preliminary Treatment - S | Switch,Hand | Switch |  | HS | hand_switch
137342 | THR-PLT-HS-0222 | Switch, Hand, Conveyor 0222, Path A, Head house, Preliminary Treatment, Screening | THR-PLT-CV-0222 | Conveyor 1, Bar Screen 0152 Path A, Head house, Preliminary Treatment - S | Switch,Hand | Switch |  | HS | hand_switch
137343 | THR-PLT-HS-0226 | Switch, Hand, Conveyor 0226, Path A, Head house, Preliminary Treatment, Screening | THR-PLT-CV-0226 | Conveyor, Screw, Bar Screen 0142, Path A, Head house, Preliminary Treatment - S | Switch,Hand | Switch |  | HS | hand_switch
137344 | THR-PLT-HS-0227 | Switch, Hand, Conveyor 0227, Path B, Head house, Preliminary Treatment, Screening | THR-PLT-CV-0227 | Conveyor, Screw, Bar Screen 0142, Path B, Head house, Preliminary Treatment - S | Switch,Hand | Switch |  | HS | hand_switch
137345 | THR-PLT-HS-0232 | Switch, Hand, Conveyor 0232, Path A, Head house, Preliminary Treatment, Screening | THR-PLT-CV-0232 | Conveyor, Screw, Bar Screens, Path A, Head house, Preliminary Treatment - S | Switch,Hand | Switch |  | HS | hand_switch
137346 | THR-PLT-HS-0233 | Switch, Hand, Conveyor 0233, Path B, Head house, Preliminary Treatment, Screening | THR-PLT-CV-0233 | Conveyor, Screw, Bar Screens, Path B, Head house, Preliminary Treatment - S | Switch,Hand | Switch |  | HS | hand_switch
137347 | THR-PLT-HS-1112 | Switch, Hand, Classifier 1112, Preliminary Treatment, Grit Removal - Vortex - South Plant (Head house) | THR-PLT-CL-1112 | Classifier, Cyclone 1102, Preliminary Treatment, Grit Removal - Vortex | Switch,Hand | Switch |  | HS | hand_switch
137348 | THR-PLT-HS-1127 | Switch, Hand, Classifier 1127, Preliminary Treatment, Grit Removal - Vortex - South Plant (Head house) | THR-PLT-CL-1127 | Classifier, Cyclone, 1117, Preliminary Treatment, Grit Removal - Vortex | Switch,Hand | Switch |  | HS | hand_switch
137349 | THR-PLT-HS-1142 | Switch, Hand, Classifier 1142, Preliminary Treatment, Grit Removal - Vortex - South Plant (Head house) | THR-PLT-CL-1142 | Classifier, Cyclone, 1132, Preliminary Treatment, Grit Removal - Vortex | Switch,Hand | Switch |  | HS | hand_switch
137350 | THR-PLT-HS-1157 | Switch, Hand, Classifier 1157, Preliminary Treatment, Grit Removal - Vortex - South Plant (Head house) | THR-PLT-CL-1157 | Classifier, Cyclone, 1147, Preliminary Treatment, Grit Removal - Vortex | Switch,Hand | Switch |  | HS | hand_switch
137351 | THR-PLT-HS-1220 | Switch, Hand, Conveyor 1220, Path A, Preliminary Treatment, Grit Removal - Vortex - South Plant (Head house) | THR-PLT-CV-1220 | Conveyor, Screw, Path 1, Preliminary Treatment, Grit Removal - Vortex - S | Switch,Hand | Switch |  | HS | hand_switch
137352 | THR-PLT-HS-1222 | Switch, Hand, Conveyor 1222, Path B, Preliminary Treatment, Grit Removal - Vortex - South Plant (Head house) | THR-PLT-CV-1222 | Conveyor, Screw, Path 2, Preliminary Treatment, Grit Removal - Vortex - S | Switch,Hand | Switch |  | HS | hand_switch
137353 | THR-PLT-HS-1231 | Switch, Hand, Conveyor 1231, Path B, Preliminary Treatment, Grit Removal - Vortex - South Plant (Head house) | THR-PLT-CV-1230 | Conveyor, Screw, Path 3, Preliminary Treatment, Grit Removal - Vortex - S | Switch,Hand | Switch |  | HS | hand_switch
137354 | THR-PLT-HS-1232 | Switch, Hand, Conveyor 1232, Path A, Preliminary Treatment, Grit Removal - Vortex - South Plant (Head house) | THR-PLT-CV-1231 | Conveyor, Screw, Path 4, Preliminary Treatment, Grit Removal - Vortex - S | Switch,Hand | Switch |  | HS | hand_switch
137355 | THR-PLT-HS-1234 | Switch, Hand, Conveyor 1234, Path B, Preliminary Treatment, Grit Removal - Vortex - South Plant (Head house) | THR-PLT-CV-1234 | Conveyor, Screw, Path 4, Preliminary Treatment, Grit Removal - Vortex - S | Switch,Hand | Switch |  | HS | hand_switch
137356 | THR-PLT-HS-1242 | Switch, Hand, Conveyor 1242, Path B, Preliminary Treatment, Grit Removal - Vortex - South Plant (Head house) | THR-PLT-CV-1242 | Conveyor, Screw, Path 2, Preliminary Treatment, Grit Removal - Vortex - S | Switch,Hand | Switch |  | HS | hand_switch
137357 | THR-PLT-HS-1245 | Switch, Hand, Conveyor 1245, Path B, Preliminary Treatment, Grit Removal - Vortex - South Plant (Head house) | THR-PLT-CV-1245 | Conveyor, Screw, Conveyor, Path A, To Trailer Conveyor 0240 - S | Switch,Hand | Switch |  | HS | hand_switch
137358 | THR-PLT-HS-2152 | Switch, Hand, Tank 0100, Preliminary Treatment, Grit Removal - Grit Tanks - North Plant | THR-PLT-T-0100 | Tank, Grit Removal, Grit Tank, North Grit Building | Switch,Hand | Switch |  | HS | hand_switch
137413 | THR-PLT-LSH | Switch, Level-High, PM Activity Lead Task | THR-PLT-SC-0102 | Bar Screen, Preliminary Treatment | Switch,Level-High | Switch |  |  | http://www.toronto.ca/TWONTO#level_switch
137414 | THR-PLT-LSH-0122 | Switch, Level-High, Screen 0122, Preliminary Treatment, Screening | THR-PLT-SC-0122 | Bar Screen, Preliminary Treatment | Switch,Level-High | Switch |  | LSH | http://www.toronto.ca/TWONTO#level_switch
137415 | THR-PLT-LSH-0152 | Switch, Level-High, Screen 0152, Preliminary Treatment, Screening | THR-PLT-SC-0152 | Bar Screen, Preliminary Treatment | Switch,Level-High | Switch |  | LSH | http://www.toronto.ca/TWONTO#level_switch
137419 | THR-PLT-LSL-1112 | Switch, Level-Low, Grit Classifier 1112, Preliminary Treatment, Grit Removal - Vortex - South Plant (Head house) | THR-PLT-CL-1112 | Classifier, Cyclone 1102, Preliminary Treatment, Grit Removal - Vortex | Switch,Level-Low | Switch |  | LSL | http://www.toronto.ca/TWONTO#level_switch
137420 | THR-PLT-LSL-1172 | Switch, Level-Low, Grit Classifier 1172, Preliminary Treatment, Grit Removal - Vortex - South Plant (Head house) | THR-PLT-CL-1172 | Classifier, Cyclone, 1161, Preliminary Treatment, Grit Removal - Vortex | Switch,Level-Low | Switch |  | LSL | http://www.toronto.ca/TWONTO#level_switch
137421 | THR-PLT-LSL-1187 | Switch, Level-Low, Grit Classifier 1187, Preliminary Treatment, Grit Removal - Vortex - South Plant (Head house) | THR-PLT-CL-1187 | Classifier, Cyclone, 1177, Preliminary Treatment, Grit Removal - Vortex | Switch,Level-Low | Switch |  | LSL | http://www.toronto.ca/TWONTO#level_switch
137447 | THR-PLT-PSL-1105 | Switch, Pressure-Low, Discharge Air, Blower 1105, Preliminary Treatment, Grit Removal - Vortex Chambers | THR-PLT-BL-1105(SUSP) | Blower, Centrifugal, Preliminary Treatment, Grit Removal - Vortex Chambers | Switch,Pressure-Low | Switch |  | PSL | http://www.toronto.ca/TWONTO#pressure_switch
137448 | THR-PLT-PSL-1150 | Switch, Pressure-Low, Discharge Air, Blower 1150, Preliminary Treatment, Grit Removal - Vortex Chambers | THR-PLT-BL-1150 | Blower, Centrifugal, Preliminary Treatment, Grit Removal - Vortex Chambers | Switch,Pressure-Low | Switch |  | PSL | http://www.toronto.ca/TWONTO#pressure_switch
137449 | THR-PLT-PSL-1165 | Switch, Pressure-Low, Discharge Air, Blower 1165, Preliminary Treatment, Grit Removal - Vortex Chambers | THR-PLT-BL-1165 | Blower, Centrifugal, Preliminary Treatment, Grit Removal - Vortex Chambers | Switch,Pressure-Low | Switch |  | PSL | http://www.toronto.ca/TWONTO#pressure_switch
137450 | THR-PLT-PSL-2100 | Switch, Pressure-Low, Discharge, Blower 2100, Preliminary Treatment, Grit Removal - Grit Tanks - North Plant | THR-PLT-BL-2100 | Blower, Centrifugal, Process Air, Preliminary Treatment, Grit Removal - Grit Tanks - North Plant | Switch,Pressure-Low | Switch |  | PSL | http://www.toronto.ca/TWONTO#pressure_switch
137451 | THR-PLT-PSL-2110 | Switch, Pressure-Low, Discharge, Blower 2110, Preliminary Treatment, Grit Removal - Grit Tanks - North Plant | THR-PLT-BL-2110 | Blower, Centrifugal, Process Air, Preliminary Treatment, Grit Removal - Grit Tanks - North Plant | Switch,Pressure-Low | Switch |  | PSL | http://www.toronto.ca/TWONTO#pressure_switch
137718 | THR-PRM-DRV-2221 | Drive, Variable Frequency P-2221, South Primary Station 2, T-12 basement | THR-PRM-P-2221 | Pump, Centrifugal, Sludge, South Primary Station 2 | Switch,Pressure-Low | Switch |  | DRV | http://www.toronto.ca/TWONTO#VFD
137719 | THR-PRM-DRV-2231 | Drive, Variable Frequency P-2231, South Primary Station 2, T-12 basement | THR-PRM-P-2231 | Pump, Centrifugal, Sludge, South Primary Station 2 | Switch,Pressure-Low | Switch |  | DRV | http://www.toronto.ca/TWONTO#VFD
137720 | THR-PRM-DRV-2241 | Drive, Variable Frequency P-2241, South Primary Station 2, T-12 basement | THR-PRM-P-2241 | Pump, Centrifugal, Sludge, South Primary Station 2 | Switch,Pressure-Low | Switch |  | DRV | http://www.toronto.ca/TWONTO#VFD
137733 | THR-PRM-FSL-2231 | Switch, Flow-Low, Seal Water, Pump 2231, Sludge Pumping - South | THR-PRM-P-2231 | Pump, Centrifugal, Sludge, South Primary Station 2 | Switch,Pressure-Low | Switch |  | FSL | http://www.toronto.ca/TWONTO#flow_switch
137734 | THR-PRM-FSL-2241 | Switch, Flow-Low, Seal Water, Pump 2241, Sludge Pumping - South | THR-PRM-P-2241 | Pump, Centrifugal, Sludge, South Primary Station 2 | Switch,Pressure-Low | Switch |  | FSL | http://www.toronto.ca/TWONTO#flow_switch
137735 | THR-PRM-FSL-2340 | Switch, Flow-Low, Seal Water, Pump 2340, Primary Treatment, Sludge Pumping - South | THR-PRM-P-2340 | Pump, Centrifugal, Sludge, South Primary Station 3 | Switch,Pressure-Low | Switch |  | FSL | http://www.toronto.ca/TWONTO#flow_switch
137739 | THR-PRM-FSL-3223 | Switch, Flow-Low, Pump 3223, Primary Treatment, Scum Pumping - South | THR-PRM-P-3223 | Pump, Rotary Lobe, Scum from Tank 3200, Scum Pumping - South | Switch,Flow-Low | Switch |  | FSL | http://www.toronto.ca/TWONTO#flow_switch
137788 | THR-PRM-LSHH-4520 | Switch, Level High High, Pump 4520, T-12, Flood Monitoring System | THR-PRM-P-4520 | Pump, Sump, Primary Sludge, Gallery T12, Flood Monitoring System | Switch,Level-High-High | Switch |  | LSHH | http://www.toronto.ca/TWONTO#level_switch
137831 | THR-PRM-PSH-2120 | Switch, Pressure-High, Discharge, Pump 2120, Sludge Pumping - South | THR-PRM-P-2120 | Pump, Centrifugal, Sludge, Primary Station 1 | Switch,Pressure-Low | Switch |  | PSH | http://www.toronto.ca/TWONTO#pressure_switch
137832 | THR-PRM-PSH-2121 | Switch, Pressure-High, Discharge, Pump 2121, Sludge Pumping - South | THR-PRM-P-2121 | Pump, Centrifugal, Sludge, Primary Station 1 | Switch,Pressure-Low | Switch |  | PSH | http://www.toronto.ca/TWONTO#pressure_switch
137833 | THR-PRM-PSH-2231 | Switch, Pressure-High, Discharge, Pump 2231, Sludge Pumping - South | THR-PRM-P-2231 | Pump, Centrifugal, Sludge, South Primary Station 2 | Switch,Pressure-Low | Switch |  | PSH | http://www.toronto.ca/TWONTO#pressure_switch
137834 | THR-PRM-PSH-2340 | Switch, Pressure-High, Diischarge, Pump 2340, Sludge Pumping - South | THR-PRM-P-2340 | Pump, Centrifugal, Sludge, South Primary Station 3 | Switch,Pressure-Low | Switch |  | PSH | http://www.toronto.ca/TWONTO#pressure_switch
137835 | THR-PRM-PSH-2341 | Switch, Pressure-High, Discharge, Pump 2341,Sludge Pumping - South | THR-PRM-P-2340 | Pump, Centrifugal, Sludge, South Primary Station 3 | Switch,Pressure-Low | Switch |  | PSH | http://www.toronto.ca/TWONTO#pressure_switch
137836 | THR-PRM-PSH-3120 | Switch, Pressure-High, Scum Pump 3120, Scum Pumping - South | THR-PRM-P-3120 | Pump, Rotary Lobe, Scum from Tank 3100, Scum Pumping - South | Switch,Pressure-High | Switch |  | PSH | http://www.toronto.ca/TWONTO#pressure_switch
137837 | THR-PRM-PSH-3233 | Switch, Pressure-High, Scum Pump 3233, Scum Pumping - South | THR-PRM-P-3233 | Pump, Rotary Lobe, Scum from Tank 3200, Scum Pumping - South | Switch,Flow-Low | Switch |  | PSH | http://www.toronto.ca/TWONTO#pressure_switch
137838 | THR-PRM-PSH-3320 | Switch, Pressure-High, Diischarge, Pump 3320, Sludge Pumping - South | THR-PRM-P-3320 | Pump, Rotary Lobe, Scum from Tank 3300, Scum Pumping - South | Switch,Pressure-Low | Switch |  | PSH | http://www.toronto.ca/TWONTO#pressure_switch
137839 | THR-PRM-PSH-3330 | Switch, Pressure-High, Diischarge, Pump 3330, Sludge Pumping - South | THR-PRM-P-3330 | Pump, Rotary Lobe, Scum from Tank 3300, Scum Pumping - South | Switch,Pressure-Low | Switch |  | PSH | http://www.toronto.ca/TWONTO#pressure_switch
137843 | THR-PRM-PSL-2241 | Switch, Pressure-Low, Suction, Pump 2241, Sludge Pumping - South | THR-PRM-P-2241 | Pump, Centrifugal, Sludge, South Primary Station 2 | Switch,Pressure-Low | Switch |  | PSL | http://www.toronto.ca/TWONTO#pressure_switch
137845 | THR-PRM-PSL-3130 | Switch, Pressure Low, Scum Pump 3130, Scum Pumping - South | THR-PRM-P-3130 | Pump, Rotary Lobe, Scum from Tank 3100, Scum Pumping - South | Switch,Flow-Low | Switch |  | PSL | http://www.toronto.ca/TWONTO#pressure_switch
137846 | THR-PRM-PSL-3320 | Switch, Pressure-Low, Diischarge, Pump 3320, Sludge Pumping - South | THR-PRM-P-3320 | Pump, Rotary Lobe, Scum from Tank 3300, Scum Pumping - South | Switch,Pressure-Low | Switch |  | PSL | http://www.toronto.ca/TWONTO#pressure_switch
138125 | THR-PRM-ZSM-0902 | Switch, Maintenance Position, Bridge 0902 - Kiosk, Primary Clarification, Primary Tank - North | THR-PRM-CM-0902 | Bridge, Collector, (NEW) Sludge/Scum, Primary Clarification Tank 0900 |  | Switch |  | ZSM | http://www.toronto.ca/TWONTO#position_switch
138126 | THR-PRM-ZSM-1002 | Switch, Maintenance Position, Bridge 1002 - Kiosk, Primary Clarification, Primary Tank - North | THR-PRM-CM-1002 | Bridge Collector, (NEW) Sludge/Scum, Tank 1000, Primary Clarification - Primary Tank - North |  | Switch |  | ZSM | http://www.toronto.ca/TWONTO#position_switch
138127 | THR-PRM-ZSM-1102 | Switch, Maintenance Position, Bridge 1102 - Kiosk, Primary Clarification, Primary Tank - North | THR-PRM-CM-1002 | Bridge Collector, (NEW) Sludge/Scum, Tank 1000, Primary Clarification - Primary Tank - North |  | Switch |  | ZSM | http://www.toronto.ca/TWONTO#position_switch
138163 | THR-PRS-LSH-0050 | Switch, Level High, Sump System, Chemical Building, (TEMPORARY) | THR-PRS-P | Phosphorous Removal System, Pumps | Transmitter,Level | Switch |  | LSH | http://www.toronto.ca/TWONTO#level_switch
138164 | THR-PRS-LSHH-0050 | Switch, Level-High-High, Sump Tank, Ferrous Chloride System | THR-PRS-P | Phosphorous Removal System, Pumps | Transmitter,Level | Switch |  | LSHH | http://www.toronto.ca/TWONTO#level_switch
138179 | THR-PRS-PDIT-9001 | Transmitter,Pressure,, Differential,Unloading Strainer,Temp. Chemical Building | THR-PRS-F-0005S | Filter, Fine Bag, Ferrous Chloride Storage Tanks Outlet, Chemical Building, Secondary Treatment, Phosphorous Removal | Switch,Pressure | Switch |  | PDIT | http://www.toronto.ca/TWONTO#pressure_transmitter
138180 | THR-PRS-PDIT-9002 | Transmitter,Pressure,, Differential,Unloading Strainer,Temp. Chemical Building | THR-PRS-F-0005S | Filter, Fine Bag, Ferrous Chloride Storage Tanks Outlet, Chemical Building, Secondary Treatment, Phosphorous Removal | Switch,Pressure | Switch |  | PDIT | http://www.toronto.ca/TWONTO#pressure_transmitter
138181 | THR-PRS-PDIT-9002 | Transmitter,Pressure,, Differential,Unloading Strainer,Temp. Chemical Building | THR-PRS-P | Phosphorous Removal System, Pumps | Switch,Pressure | Switch |  | PDIT | http://www.toronto.ca/TWONTO#pressure_transmitter
138182 | THR-PRS-PDSH-0154S | Switch, Differential Pressure, Filter 0005, Chemical Building, Secondary Treatment, Phosphorous Removal | THR-PRS-F-0005S | Filter, Fine Bag, Ferrous Chloride Storage Tanks Outlet, Chemical Building, Secondary Treatment, Phosphorous Removal | Switch,Pressure | Switch | 39852 | PDSH | http://www.toronto.ca/TWONTO#pressure_switch
138183 | THR-PRS-PDSH-0164S | Switch, Differential Pressure, Filter 0006, Chemical Building, Secondary Treatment, Phosphorous Removal | THR-PRS-F-0006S | Filter, Fine Bag, Ferrous Chloride Storage Tanks Outlet, Chemical Building, Secondary Treatment, Phosphorous Removal | Switch,Pressure | Switch | 39853 | PDSH | http://www.toronto.ca/TWONTO#pressure_switch
138187 | THR-PRS-PSH-0052 | Switch, Pressure-High, Pump P-0052 Discharge, Ferrous Chloride System | THR-PRS-P-0052 | Pump, Ferrous Chloride, Primary, Chemical Building | Switch,Pressure-High | Switch |  | PSH | http://www.toronto.ca/TWONTO#pressure_switch
138188 | THR-PRS-PSH-0055 | Switch, Pressure-High, Pump P-0055 Discharge, Ferrous Chloride System | THR-PRS-P-0055 | Pump, Ferrous Chloride, Primary, Chemical Building | Switch,Pressure-High | Switch |  | PSH | http://www.toronto.ca/TWONTO#pressure_switch
138189 | THR-PRS-PSH-0300S | Switch, Pressure-High, Ferrous Chloride to South Aeration Tank 0100 Feed Pump Discharge, Chemical Building, Secondary Treatment, Phosphorous Removal | THR-PRS-P-0300S | Pump, Diaphragm, Ferrous Chloride to South Aeration Tank 0100, Chemical Building, Secondary Treatment, Phosphorous Removal | Switch,Pressure-High | Switch | 39854 | PSH | http://www.toronto.ca/TWONTO#pressure_switch
138190 | THR-PRS-PSH-0340S | Switch, Pressure-High, Ferrous Chloride to South Aeration Tank 0300 Feed Pump Discharge, Chemical Building, Secondary Treatment, Phosphorous Removal | THR-PRS-P-0340S | Pump, Diaphragm, Ferrous Chloride to South Aeration Tank 0300, Chemical Building, Secondary Treatment, Phosphorous Removal | Switch,Pressure-High | Switch | 39857 | PSH | http://www.toronto.ca/TWONTO#pressure_switch
138191 | THR-PRS-PSH-0400S | Switch, Pressure-High, Ferrous Chloride to North Aeration Tank 0600 Feed Pump Discharge, Chemical Building, Secondary Treatment, Phosphorous Removal | THR-PRS-P-0400S | Pump, Diaphragm, Ferrous Chloride to North Aeration Tank 0600, Chemical Building, Secondary Treatment, Phosphorous Removal | Switch,Pressure-High | Switch | 39828 | PSH | http://www.toronto.ca/TWONTO#pressure_switch
138192 | THR-PRS-PSH-0420S | Switch, Pressure-High, Ferrous Chloride to North Aeration Tank 0700 Feed Pump Discharge, Chemical Building, Secondary Treatment, Phosphorous Removal | THR-PRS-P-0420S | Pump, Diaphragm, Ferrous Chloride to North Aeration Tank 0700, Chemical Building, Secondary Treatment, Phosphorous Removal | Switch,Pressure-High | Switch | 39829 | PSH | http://www.toronto.ca/TWONTO#pressure_switch
138193 | THR-PRS-PSH-9001 | Switch, Pressure-High, Pump Discharge, P-9001,Chemical Building, (TEMPORARY) | THR-PRS-P-0300S | Pump, Diaphragm, Ferrous Chloride to South Aeration Tank 0100, Chemical Building, Secondary Treatment, Phosphorous Removal | Switch,Pressure-High | Switch |  | PSH | http://www.toronto.ca/TWONTO#pressure_switch
138194 | THR-PRS-PSH-9001 | Switch, Pressure-High, Pump Discharge, P-9001,Chemical Building, (TEMPORARY) | THR-PRS-P-9001 | Pump, Primary, Chemical Building, Pump Room (TEMPORARY) | Switch,Pressure-High | Switch |  | PSH | http://www.toronto.ca/TWONTO#pressure_switch
138195 | THR-PRS-PSH-9002 | Switch, Pressure-High, Pump Discharge, P-9002,Chemical Building, (TEMPORARY) | THR-PRS-P-9001 | Pump, Primary, Chemical Building, Pump Room (TEMPORARY) | Switch,Pressure-High | Switch |  | PSH | http://www.toronto.ca/TWONTO#pressure_switch
138196 | THR-PRS-PSL-0052 | Switch, Pressure-Low, Pump P-0052 Suction, Ferrous Chloride System | THR-PRS-P-0052 | Pump, Ferrous Chloride, Primary, Chemical Building | Switch,Pressure-Low | Switch |  | PSL | http://www.toronto.ca/TWONTO#pressure_switch
138197 | THR-PRS-PSL-0053 | Switch, Pressure-Low, Pump P-0053 Suction, Ferrous Chloride System | THR-PRS-P-0053 | Pump, Ferrous Chloride, Primary Standby, Chemical Building | Switch,Pressure-Low | Switch |  | PSL | http://www.toronto.ca/TWONTO#pressure_switch
138198 | THR-PRS-PSL-0054 | Switch, Pressure-Low, Pump P-0054 Suction, Ferrous Chloride System | THR-PRS-P-0054 | Pump, Ferrous Chloride, Primary, Chemical Building | Switch,Pressure-Low | Switch |  | PSL | http://www.toronto.ca/TWONTO#pressure_switch
138199 | THR-PRS-PSL-0055 | Switch, Pressure-Low, Pump P-0055 Suction, Ferrous Chloride System | THR-PRS-P-0055 | Pump, Ferrous Chloride, Primary, Chemical Building | Switch,Pressure-Low | Switch |  | PSL | http://www.toronto.ca/TWONTO#pressure_switch
138200 | THR-PRS-PSL-0057 | Switch, Pressure-Low, Pump P-0057 Suction, Ferrous Chloride System | THR-PRS-P-0057 | Pump, Ferrous Chloride, Secondary Standby, Chemical Building | Switch,Pressure-Low | Switch |  | PSL | http://www.toronto.ca/TWONTO#pressure_switch
138201 | THR-PRS-PSL-0175S | Switch, Pressure-Low, Ferrous Chloride to Aeration Tank Pumps Suction Header, Chemical Building, Secondary Treatment, Phosphorous Removal | THR-PRS-P | Phosphorous Removal System, Pumps | Switch,Pressure-Low | Switch | 39833 | PSL | http://www.toronto.ca/TWONTO#pressure_switch
138216 | THR-PRS-TSH-0173S | Switch, Temperature-High, Ferrous Chloride to Aeration Tank Pumps Suction Header, Chemical Building, Secondary Treatment, Phosphorous Removal | THR-PRS-P | Phosphorous Removal System, Pumps | Switch,Temperature-High | Switch | 39867 | TSH | http://www.toronto.ca/TWONTO#temperature_switch
138217 | THR-PRS-TSL-0172S | Switch, Temperature-Low, Ferrous Chloride to Aeration Tank Pumps Suction Header, Chemical Building, Secondary Treatment, Phosphorous Removal | THR-PRS-P | Phosphorous Removal System, Pumps | Switch,Temperature-Low | Switch | 39869 | TSL | http://www.toronto.ca/TWONTO#temperature_switch
138284 | THR-RSPS-ASH-4001S | Smoke Detector (Returns Control Room) | THR-RSPS-CR | New Returns Control Room | Fire Prevention,Heat Detector | Switch | 42091 | ASH | http://www.toronto.ca/TWONTO#flame_or_combustion_sensing_instrument
138287 | THR-SAFT-LSHH | Switch,High High Level, Sump Pumps, South Aeration and Final Tank | THR-FT-DRN | Final Tank, Drainage, Sump Pumps | Switch,Level-High-High | Switch |  |  | http://www.toronto.ca/TWONTO#level_switch
139010 | THR-THK-FSL-7010 | Switch, Flow, Low, Seal Water, MTI Transfer Pump | THR-THK-P-7010 | MTI Transfer Pump | Switch,Flow-Low | Switch |  | FSL | http://www.toronto.ca/TWONTO#flow_switch
139011 | THR-THK-FSL-7020 | Switch, Flow, Low, Seal Water, MTI Transfer Pump | THR-THK-P-7020 | MTI Transfer Pump | Switch,Flow-Low | Switch |  | FSL | http://www.toronto.ca/TWONTO#flow_switch
139030 | THR-THK-LSH-2002 | Switch, Level High, WAS Storage Tank | THR-THK-T-2002 | Tank, WAS Storage, STB | Switch,Level-High | Switch |  | LSH | http://www.toronto.ca/TWONTO#level_switch
139031 | THR-THK-LSH-5001 | Switch, Level High, TWAS Holding Tank | THR-THK-T-5001 | Tank, TWAS Holding | Switch,Level-High | Switch |  | LSH | http://www.toronto.ca/TWONTO#level_switch
139032 | THR-THK-LSH-5003 | Switch, Level High, TWAS Holding Tank | THR-THK-T-5003 | Tank, TWAS Holding | Switch,Level-High | Switch |  | LSH | http://www.toronto.ca/TWONTO#level_switch
139033 | THR-THK-LSH-6001 | Switch, Level High, Centrate Tank | THR-THK-T-6001 | Tank, Centrate from Centrifuges | Switch,Level-High | Switch |  | LSH | http://www.toronto.ca/TWONTO#level_switch
139034 | THR-THK-LSH-7001 | Switch, Level High, MTI Sludge Holding Tank | THR-THK-T-7001 | Tank, MTI Sludge Holding | Switch,Level-High | Switch |  | LSH | http://www.toronto.ca/TWONTO#level_switch
139035 | THR-THK-LSH-8101 | Switch, Level High, Polymer Day Tank | THR-THK-T-8101 | Tank, Polymer Day, 1% Solution | Switch,Level-High | Switch |  | LSH | http://www.toronto.ca/TWONTO#level_switch
139036 | THR-THK-LSH-8201 | Switch, Level High, Polymer Day Tank | THR-THK-T-8201 | Tank, Polymer Day, 1% Solution | Switch,Level-High | Switch |  | LSH | http://www.toronto.ca/TWONTO#level_switch
139127 | THR-THK-PSH-5010 | Switch, Pressure High, TWAS Transfer P-5010 | THR-THK-P-5010 | TWAS Transfer Pump | Switch,Pressure-High | Switch |  | PSH | http://www.toronto.ca/TWONTO#pressure_switch
139128 | THR-THK-PSH-5020 | Switch, Pressure High, TWAS Transfer P-5020 | THR-THK-P-5020 | TWAS Transfer Pump | Switch,Pressure-High | Switch |  | PSH | http://www.toronto.ca/TWONTO#pressure_switch
139129 | THR-THK-PSH-5030 | Switch, Pressure High, TWAS Transfer P-5030 | THR-THK-P-5030 | TWAS Transfer Pump | Switch,Pressure-High | Switch |  | PSH | http://www.toronto.ca/TWONTO#pressure_switch
139130 | THR-THK-PSH-5070 | Switch, Pressure High, TWAS Transfer P-5070 | THR-THK-P-5070 | TWAS Transfer Pump | Switch,Pressure-High | Switch |  | PSH | http://www.toronto.ca/TWONTO#pressure_switch
139131 | THR-THK-PSH-5080 | Switch, Pressure High, TWAS Transfer P-5080 | THR-THK-P-5080 | TWAS Transfer Pump | Switch,Pressure-High | Switch |  | PSH | http://www.toronto.ca/TWONTO#pressure_switch
139133 | THR-THK-PSL-3010 | Switch, Pressure Low, Centrifuge Feed Pump-3010 | THR-THK-P-3010 | Centrifuge Feed Pump | Switch,Pressure-Low | Switch |  | PSL | http://www.toronto.ca/TWONTO#pressure_switch
139134 | THR-THK-PSL-3050 | Switch, Pressure Low, Centrifuge Feed Pump-3050 | THR-THK-P-3050 | Centrifuge Feed Pump | Switch,Pressure-Low | Switch |  | PSL | http://www.toronto.ca/TWONTO#pressure_switch
139135 | THR-THK-PSL-3070 | Switch, Pressure Low, Centrifuge Feed Pump-3070 | THR-THK-P-3070 | Centrifuge Feed Pump | Switch,Pressure-Low | Switch |  | PSL | http://www.toronto.ca/TWONTO#pressure_switch
139136 | THR-THK-PSL-5010 | Switch, Pressure Low, TWAS Transfer P-5010 | THR-THK-P-5010 | TWAS Transfer Pump | Switch,Pressure-Low | Switch |  | PSL | http://www.toronto.ca/TWONTO#pressure_switch
139137 | THR-THK-PSL-5060 | Switch, Pressure Low, TWAS Transfer P-5060 | THR-THK-P-5060 | TWAS Transfer Pump | Switch,Pressure-Low | Switch |  | PSL | http://www.toronto.ca/TWONTO#pressure_switch
139138 | THR-THK-PSL-6011A | Switch, Pressure Low, Centrate Pump-6011 | THR-THK-P-6011 | Centrate Transfer Pump | Switch,Pressure-Low | Switch |  | PSL | http://www.toronto.ca/TWONTO#pressure_switch
139139 | THR-THK-PSL-6012A | Switch, Pressure Low, Centrate Pump-6012 | THR-THK-P-6012 | Centrate Transfer Pump | Switch,Pressure-Low | Switch |  | PSL | http://www.toronto.ca/TWONTO#pressure_switch
139140 | THR-THK-PSL-6013A | Switch, Pressure, Low, Centrate Pump-6013 | THR-THK-P-6013 | Centrate Transfer Pump | Switch,Pressure-Low | Switch |  | PSL | http://www.toronto.ca/TWONTO#pressure_switch
139657 | TNT-ACC-FSL-5101 | Switch,Flow,Low, Boiler #5100 | TNT-ACC-BO-5100 | Boiler, Hot Water | Switch,Flow | Switch |  | FSL | http://www.toronto.ca/TWONTO#flow_switch
139697 | TNT-ACC-LS-1001 | Switch, Level, Oil Tank | TNT-ACC-T-1000 | Tank,Storage, Furnace oil for Boilers | Switch,Level | Switch |  | LS | http://www.toronto.ca/TWONTO#level_switch
139698 | TNT-ACC-LS-5101 | Switch, Level, Boiler #5100 | TNT-ACC-BO-5100 | Boiler, Hot Water | Switch,Level | Switch |  | LS | http://www.toronto.ca/TWONTO#level_switch
139699 | TNT-ACC-LS-5201 | Switch, Level, Boiler #5200 | TNT-ACC-BO-5200 | Boiler, Hot Water | Switch,Level | Switch |  | LS | http://www.toronto.ca/TWONTO#level_switch
139703 | TNT-ACC-PSH-5101 | Switch, Pressure, High,Oil Pump #5101 | TNT-ACC-P-5101 | Pump, Furnace Oil, to Boiler #5100 | Switch,Pressure | Switch |  | PSH | http://www.toronto.ca/TWONTO#pressure_switch
139704 | TNT-ACC-PSH-5201 | Switch, Pressure, High, Oil Pump #5201 | TNT-ACC-P-5201 | Pump, Furnace Oil, to Boiler #5200 | Switch,Pressure | Switch |  | PSH | http://www.toronto.ca/TWONTO#pressure_switch
139716 | TNT-ACC-TS-0001 | Switch,Temperature, Boiler #5200 | TNT-ACC-BO-5200 | Boiler, Hot Water | Switch,Temperature | Switch |  | TS | http://www.toronto.ca/TWONTO#temperature_switch
139867 | TNT-AER-FSL-2101 | Flow Switch, Low, Mabr Blower 1 - Flow Switch Low, Aeration | TNT-AER-BL-2100 | Blower, Rotary Compressor, Mabr Blower 1, Aeration | Switch,Flow | Switch |  | FSL | http://www.toronto.ca/TWONTO#flow_switch
139868 | TNT-AER-FSL-2101 | Flow Switch, Low, Mabr Blower 1 - Flow Switch Low, Aeration | TNT-STR-P-1101 | Pump, Return Sludge # 1 | Switch,Flow | Switch |  | FSL | http://www.toronto.ca/TWONTO#flow_switch
139895 | TNT-AER-PSL-2001 | Pressure Switch, Low, Mabr Compressors - Effluent Pressure Level Switch 1, Aeration | TNT-AER-BL-2100 | Blower, Rotary Compressor, Mabr Blower 1, Aeration | Switch,Pressure-Low | Switch |  | PSL | http://www.toronto.ca/TWONTO#pressure_switch
139896 | TNT-AER-PSL-2002 | Pressure Switch, Low, Mabr Compressors - Effluent Pressure Level Switch 2, Aeration | TNT-AER-C-2100 | Compressor, Reciprocating, Mabr Compressor 1, Aeration | Switch,Pressure-Low | Switch |  | PSL | http://www.toronto.ca/TWONTO#pressure_switch
140089 | TNT-CSO-FSL-2101 | Switch, Flow, Low Neat Polymer Flow, Polymer Make-Down Skid No.1 | TNT-CSO-P-2101 | Pump, Progressive Cavity, Neat Polymer Metering, Polymer Make-Down Skid No.1 | Switch,Flow-Low | Switch |  | FSL | http://www.toronto.ca/TWONTO#flow_switch
140090 | TNT-CSO-FSL-2201 | Switch, Flow, Low Neat Polymer Flow, Polymer Make-Down Skid No.2 | TNT-CSO-P-2201 | Pump, Progressive Cavity, Neat Polymer Metering, Polymer Make-Down Skid No.2 | Switch,Flow-Low | Switch |  | FSL | http://www.toronto.ca/TWONTO#flow_switch
140100 | TNT-CSO-LSHH-0301 | Switch, Level High-High, Dry Pit Sump, Dry Pit Pump Station | TNT-CSO-P-0300 | Pump, Centrifugal, Dry Pit Sump, Dry Pit Pump Station | Building Service,Floor Drain | Switch |  | LSHH | http://www.toronto.ca/TWONTO#level_switch
140162 | TNT-CSO-ZS-0401 | Switch, Limit, Inlet Channel, TPB-0401 | TNT-CSO-TPB-0404 | Tipping Bucket, CSO Storage Tank Flushing | Switch,Position | Switch |  | ZS | http://www.toronto.ca/TWONTO#position_switch
140202 | TNT-DCL-FS-0301 | Switch, Flow | TNT-DCL-P-0300 | Pump, Metering | Switch,Flow | Switch |  | FS | http://www.toronto.ca/TWONTO#flow_switch
140203 | TNT-DCL-FS-0401 | Switch, Flow | TNT-DCL-P-0300 | Pump, Metering | Switch,Flow | Switch |  | FS | http://www.toronto.ca/TWONTO#flow_switch
140204 | TNT-DCL-FS-0401 | Switch, Flow | TNT-DCL-P-0400 | Pump, Metering | Switch,Flow | Switch |  | FS | http://www.toronto.ca/TWONTO#flow_switch
140207 | TNT-DCL-LSH-0001 | Switch, Level, High, Containment | TNT-DCL-T-0100 | Tank, Sodium Bisulphite | Switch,Level-High | Switch |  | LSH | http://www.toronto.ca/TWONTO#level_switch
140208 | TNT-DCL-LSH-0401 | Switch, Level, High, Containment | TNT-DCL-P-0400 | Pump, Metering | Switch,Level-High | Switch |  | LSH | http://www.toronto.ca/TWONTO#level_switch
140210 | TNT-DCL-PSH-0401 | Switch, Pressure, High | TNT-DCL-P-0400 | Pump, Metering | Switch,Pressure-High | Switch |  | PSH | http://www.toronto.ca/TWONTO#pressure_switch
140247 | TNT-DIG-LS-3101 | Switch, Level, Drainage Tank | TNT-DIG-T-3100 | Tank, Drainage System | Tank,Reservoir | Switch |  | LS | http://www.toronto.ca/TWONTO#level_switch
140248 | TNT-DIG-LS-3201 | Switch, Level, Drainage Tank | TNT-DIG-T-3200 | Tank, Drainage System | Tank,Reservoir | Switch |  | LS | http://www.toronto.ca/TWONTO#level_switch
140249 | TNT-DIG-LSL-1201 | Switch, Level | TNT-DIG-T-1200 | Tank, Sump, Drainage System | Switch,Level-Low | Switch |  | LSL | http://www.toronto.ca/TWONTO#level_switch
140259 | TNT-DIG-PSH-5210 | Switch, Pressure, High | TNT-DIG-BL-5200 | Digester Gas header- Boiler B0-5200 | Switch,Pressure | Switch |  | PSH | http://www.toronto.ca/TWONTO#pressure_switch
140260 | TNT-DIG-PSL-5110 | Switch, Pressure, Low | TNT-DIG-BL-5100 | Digester Gas header-Boiler BO-5100 | Switch,Pressure | Switch |  | PSL | http://www.toronto.ca/TWONTO#pressure_switch
140261 | TNT-DIG-PSL-5210 | Switch,Pressure, Low | TNT-DIG-BL-5200 | Digester Gas header- Boiler B0-5200 | Switch,Pressure | Switch |  | PSL | http://www.toronto.ca/TWONTO#pressure_switch
140416 | TNT-DIS-LSH-0001 | Switch, Level, High | TNT-DIS-T-0500 | Tank, Sodium HypoChlorite | Switch,Level-High | Switch |  | LSH | http://www.toronto.ca/TWONTO#level_switch
140422 | TNT-DIS-PSH-0701 | Switch, Pessure ,High | TNT-DIS-P-0700 | Pump,Chlorination Dosing | Switch,Pressure-High | Switch |  | PSH | http://www.toronto.ca/TWONTO#pressure_switch
140423 | TNT-DIS-PSH-0801 | Switch, Pessure ,High | TNT-DIS-P-0800 | Pump,Chlorination Dosing | Switch,Pressure-High | Switch |  | PSH | http://www.toronto.ca/TWONTO#pressure_switch
140524 | TNT-ELS-TS-6104C | Power Distribution, Automatic Transfer Switch, 600v | TNT-ELS-MCC-6104 | Control Centre, Motor, Electrical Sub-Station | Switchgear,Indoor | Switch |  | TS | http://www.toronto.ca/TWONTO#transfer_switch
140558 | TNT-FT-LSH-1101 | Switch, Level,High | TNT-FT-T-1100 | SumpTank # 1 | Switch,Level | Switch |  | LSH | http://www.toronto.ca/TWONTO#level_switch
140559 | TNT-FT-LSH-1501 | Switch, Level,High | TNT-FT-T-1500 | SumpTank # 5 | Switch,Level | Switch |  | LSH | http://www.toronto.ca/TWONTO#level_switch
140560 | TNT-FT-LSL-1101 | Switch, Level, Low | TNT-FT-T-1100 | SumpTank # 1 | Switch,Level | Switch |  | LSL | http://www.toronto.ca/TWONTO#level_switch
140561 | TNT-FT-LSL-1301 | Switch, Level,Low | TNT-FT-T-1300 | SumpTank # 3 | Switch,Level | Switch |  | LSL | http://www.toronto.ca/TWONTO#level_switch
140562 | TNT-FT-LSL-1501 | Switch, Level,Low | TNT-FT-T-1500 | SumpTank # 5 | Switch,Level | Switch |  | LSL | http://www.toronto.ca/TWONTO#level_switch
140617 | TNT-MCS-LSL-0201 | Switch,Level,Low | TNT-MCS-T-0200 | Tank, Reservoir, Sump Well | Switch,Level-Low | Switch |  | LSL | http://www.toronto.ca/TWONTO#level_switch
140650 | TNT-PLT-LS-1101 | Switch, Level | TNT-PLT-T-1100 | Tank, Wet Well,Drainage | Switch,Level | Switch |  | LS | http://www.toronto.ca/TWONTO#level_switch
140651 | TNT-PLT-LSH-1001 | Switch, Level, High | TNT-PLT-P-1001 | Pump, Submersible Single Speed, Sump Pump | Switch,Level-High | Switch |  | LSH | http://www.toronto.ca/TWONTO#level_switch
140675 | TNT-PRM-LS-0501 | Switch, Level Indicating, | TNT-PRM-T-0500 | Wet Well, Primary Sludge | Switch,Level | Switch |  | LS | http://www.toronto.ca/TWONTO#level_switch
140676 | TNT-PRM-LS-0502 | Switch, Level Indicating, | TNT-PRM-T-0500 | Wet Well, Primary Sludge | Switch,Level | Switch |  | LS | http://www.toronto.ca/TWONTO#level_switch
140677 | TNT-PRM-LS-0503 | Switch, Level Indicating, | TNT-PRM-T-0500 | Wet Well, Primary Sludge | Switch,Level | Switch |  | LS | http://www.toronto.ca/TWONTO#level_switch
140680 | TNT-PRM-PSL-1101 | Switch, Pressure, Low, Pump Suction | TNT-PRM-P-1101 | Pump, Primary Sludge # 1 | Switch,Pressure | Switch |  | PSL | http://www.toronto.ca/TWONTO#pressure_switch
140811 | TNT-STR-FSL-1101 | Switsh,Flow,Low, C.W to Gland | TNT-STR-P-1101 | Pump, Return Sludge # 1 | Switch,Flow | Switch |  | FSL | http://www.toronto.ca/TWONTO#flow_switch
140812 | TNT-STR-FSL-1401S | Switch,Flow Indicating, CW | TNT-STR-P-1401S | Pump ,Waste Activated Sludge # 4 | Switch,Flow | Switch |  | FSL | http://www.toronto.ca/TWONTO#flow_switch
140813 | TNT-STR-FSL-1601 | Switsh,Flow,Low, C.W to Gland | TNT-STR-P-1601 | Pump, Return Sludge # 6 | Switch,Flow | Switch |  | FSL | http://www.toronto.ca/TWONTO#flow_switch
140814 | TNT-STR-FSL-1701 | Switsh,Flow,Low, C.W to Gland | TNT-STR-P-1701 | Pump,Return Sludge #7 | Switch,Flow | Switch |  | FSL | http://www.toronto.ca/TWONTO#flow_switch
141650 | WTR-119-LSH-0001A | Switch, Level, High, Flood Alarm, Chamber 119-01A, Parkway | CH 119 01A | Chamber | Switch,Level-High | Switch |  | LSH | http://www.toronto.ca/TWONTO#level_switch
142183 | WTR-250-LSH-3B01 | Switch, Level High, Flood Alarm | WTR-250-CH-0003C | Chamber,Revenue Meter,Bathurst-Steeles (Magmeter) | Control Panel,Instrumentation | Switch |  | LSH | http://www.toronto.ca/TWONTO#level_switch
142270 | WTR-269-LSH-0401 | Switch, Level High, Flood Alarm | WTR-269-CH-0005 | Chamber,Revenue Meter,Woodbine-Steelcase (Magmeter) | Transmitter,Pressure | Switch |  | LSH | http://www.toronto.ca/TWONTO#level_switch
142350 | WTR-282-LSH-0016 | Switch, Level, High, Flood Alarm, Chamber 282-16, Bayview & John St West | CH 282 16 | Chamber | Switch,Level-High | Switch |  | LSH | http://www.toronto.ca/TWONTO#level_switch
142353 | WTR-282-TSL-0016 | Switch, Temperature, Low, Chamber 282-16, Bayview & John St West | CH 282 16 | Chamber | Switch,Temperature-Low | Switch |  | TSL | http://www.toronto.ca/TWONTO#temperature_switch
142378 | WTR-287-LSH-0004A | Switch, Level, High, Flood Alarm, Chamber 287-04A, Murray Ross PKWY & Keele Street | CH 287 04A | Chamber | Switch,Level-High | Switch |  | LSH | http://www.toronto.ca/TWONTO#level_switch
142465 | WTR-298-LSH-0001 | Switch, Level, High, Flood Alarm, Chamber 298-01, Bayview & John St East | CH 298 01 | Chamber | Switch,Level-High | Switch |  | LSH | http://www.toronto.ca/TWONTO#level_switch
142466 | WTR-298-TSL-0001 | Switch, Temperature, Low, Chamber 298-01, Bayview & John St East | CH 298 01 | Chamber | Switch,Temperature-Low | Switch |  | TSL | http://www.toronto.ca/TWONTO#temperature_switch
142487 | WTR-300-LSH-1101 | Switch, Level High, Flood Alarm | WTR-300-CH-0012 | Chamber,Revenue Meter,Islington-Steeles (Magmeter) | Transmitter,Pressure | Switch |  | LSH | http://www.toronto.ca/TWONTO#level_switch
142548 | WTR-307-LSH-1601 | Switch, Level High, Flood Alarm | WTR-307-CP-1601 | Control Panel, Electrical | Transmitter,Pressure | Switch |  | LSH | http://www.toronto.ca/TWONTO#level_switch
142585 | WTR-316-LSH-0601 | Switch, Level High, Flood Alarm | WTR-316-CH-0006 | Chamber,Revenue Meter,McCowan-Steeles (Magmeter) | Transmitter,Pressure | Switch |  | LSH | http://www.toronto.ca/TWONTO#level_switch
142854 | WTR-359-LSH-0401 | Switch, Level High, Flood Alarm | WTR-359-CH-0004 | Chamber,Revenue Meter,Willowdale-Highland (Magmeter) | Transmitter,Pressure | Switch |  | LSH | http://www.toronto.ca/TWONTO#level_switch
142855 | WTR-359-LSH-0401 | Switch, Level High, Flood Alarm | WTR-359-CP-0401 | Control Panel, Electrical | Transmitter,Pressure | Switch |  | LSH | http://www.toronto.ca/TWONTO#level_switch
142910 | WTR-365-LSH-0601 | Switch, Level High, Flood Alarm | WTR-365-CP-0601 | Control Panel, Electrical | Transmitter,Pressure | Switch |  | LSH | http://www.toronto.ca/TWONTO#level_switch
143083 | WTR-PAH-LSH-0001 | Switch, Level-High, Building Flood Alarm | WTR-PAH-AUX | Auxiliary Equipment (Building Facilities) | Switch,Level-High | Switch |  | LSH | http://www.toronto.ca/TWONTO#level_switch
143106 | WTR-PAH-TSH-0002 | Switch, Temperature-High, Building | WTR-PAH-AUX | Auxiliary Equipment (Building Facilities) | Switch,Temperature-High | Switch |  | TSH | http://www.toronto.ca/TWONTO#temperature_switch
143107 | WTR-PAH-TSL-0001 | Switch, Temperature-Low, Building | WTR-PAH-AUX | Auxiliary Equipment (Building Facilities) | Switch,Temperature-Low | Switch |  | TSL | http://www.toronto.ca/TWONTO#temperature_switch
143133 | WTR-PAH-ZS-0003 | Position Switch, open/close | WTR-PAH-AUX | Auxiliary Equipment (Building Facilities) | Switch,Position | Switch |  | ZS | http://www.toronto.ca/TWONTO#position_switch
143134 | WTR-PAH-ZS-0004 | Position Switch, open/close | WTR-PAH-AUX | Auxiliary Equipment (Building Facilities) | Switch,Position | Switch |  | ZS | http://www.toronto.ca/TWONTO#position_switch
143162 | WTR-PDS-LSH-0001 | Switch,Level High,Flood Alarm | WTR-PDS-AUX | Auxiliary Equipment (Building Facilities) | Switch,Level-High | Switch |  | LSH | http://www.toronto.ca/TWONTO#level_switch
143163 | WTR-PDS-LSH-0001S | Switch,Level High,Flood Alarm | WTR-PDS-AUX | Auxiliary Equipment (Building Facilities) | Switch,Level-High | Switch | 38625 | LSH | http://www.toronto.ca/TWONTO#level_switch
143185 | WTR-PDS-PSH-0002 | Switch,Pressure,High,Discharge | WTR-PDS-TRW | Treated Water (Transmission) | Switch,Pressure-High | Switch |  | PSH | http://www.toronto.ca/TWONTO#pressure_switch
143186 | WTR-PDS-PSH-0002S | Switch,Pressure,High,Discharge | WTR-PDS-TRW | Treated Water (Transmission) | Switch,Pressure-High | Switch | 38631 | PSH | http://www.toronto.ca/TWONTO#pressure_switch
143187 | WTR-PDS-PSH-0002S | Switch,Pressure,High,Discharge | WTR-PDSS | Dorset Pumping station (Chamber Replaced with Pod) | Switch,Pressure-High | Switch | 38631 | PSH | http://www.toronto.ca/TWONTO#pressure_switch
143188 | WTR-PDS-PSL-0002 | Switch,Pressure,Low,Discharge | WTR-PDS-TRW | Treated Water (Transmission) | Switch,Pressure-Low | Switch |  | PSL | http://www.toronto.ca/TWONTO#pressure_switch
143201 | WTR-PDS-TSL-0001S | Switch,Temperature,Low | WTR-PDS-AUX | Auxiliary Equipment (Building Facilities) | Switch | Switch | 38635 | TSL | http://www.toronto.ca/TWONTO#temperature_switch
143288 | WTR-PEG-LSH-0001 | Switch,Level-High, Flood | WTR-PEG-AUX | Auxiliary Equipment (Building Facilities) | Switch,Level-High | Switch |  | LSH | http://www.toronto.ca/TWONTO#level_switch
143289 | WTR-PEG-LSL-0500 | Switch,Level-Low, Pump 0500 | WTR-PEG-P-0500 | Pump, Centrifugal, District 4 | Switch,Level-Low | Switch |  | LSL | http://www.toronto.ca/TWONTO#level_switch
143290 | WTR-PEG-LSL-0600 | Switch,Level-Low, Pump 0600 | WTR-PEG-P-0600 | Pump, Centrifugal, District 4 | Switch,Level-Low | Switch |  | LSL | http://www.toronto.ca/TWONTO#level_switch
143317 | WTR-PEG-PSH-0001 | Switch,Pressure-High, Vacuum priming Unit | WTR-PEG-AUX | Auxiliary Equipment (Building Facilities) | Switch,Pressure-High | Switch |  | PSH | http://www.toronto.ca/TWONTO#pressure_switch
143318 | WTR-PEG-PSH-0002 | Switch,Pressure-High, Discharge to District 3E | WTR-PEG-TRW | Treated Water (Transmission) | Switch,Pressure-High | Switch |  | PSH | http://www.toronto.ca/TWONTO#pressure_switch
143319 | WTR-PEG-PSL-0002 | Switch,Pressure-Low, Discharge to District 3E | WTR-PEG-TRW | Treated Water (Transmission) | Switch,Pressure-Low | Switch |  | PSL | http://www.toronto.ca/TWONTO#pressure_switch
143320 | WTR-PEG-PSL-0003 | Switch,Pressure-Low, Discharge to District 4 | WTR-PEG-TRW | Treated Water (Transmission) | Switch,Pressure-Low | Switch |  | PSL | http://www.toronto.ca/TWONTO#pressure_switch
143329 | WTR-PEG-TSH-0001 | Switch, Temperature-High, Building Alarm | WTR-PEG-AUX | Auxiliary Equipment (Building Facilities) | Switch,Temperature-High | Switch |  | TSH | http://www.toronto.ca/TWONTO#temperature_switch
143371 | WTR-PEG-ZS-0001 | Switch, Position,Door Security | WTR-PEG-AUX | Auxiliary Equipment (Building Facilities) | Switch,Position | Switch |  | ZS | http://www.toronto.ca/TWONTO#position_switch
143372 | WTR-PEG-ZS-0002 | Switch, Position,Door Security | WTR-PEG-AUX | Auxiliary Equipment (Building Facilities) | Switch,Position | Switch |  | ZS | http://www.toronto.ca/TWONTO#position_switch
143373 | WTR-PEG-ZS-0003 | Switch, Position,Door Security | WTR-PEG-AUX | Auxiliary Equipment (Building Facilities) | Switch,Position | Switch |  | ZS | http://www.toronto.ca/TWONTO#position_switch
143374 | WTR-PEG-ZS-0004 | Switch, Position,Door Security | WTR-PEG-AUX | Auxiliary Equipment (Building Facilities) | Switch,Position | Switch |  | ZS | http://www.toronto.ca/TWONTO#position_switch
143509 | WTR-PEL-FSL-0601 | Switch, Flow-Low, Fan 0601 | WTR-PEL-FN-0601 | Fan, Supply, Air, Pump 0600 | Switch,Flow-Low | Switch |  | FSL | http://www.toronto.ca/TWONTO#flow_switch
143524 | WTR-PEL-HS-1092 | Switch, Hand, Ventilation System, Generator Building, Electrical Room | WTR-PEL-ACC | Air Conditioning, Handling and Ventilation | Switch,Hand | Switch |  | HS | hand_switch
143581 | WTR-PEL-LS-0001 | Switch, Level-High-High, Surge Tank 0001 | WTR-PEL-T-0001 | Tank, Surge | Switch,Level-High-High | Switch |  | LS | http://www.toronto.ca/TWONTO#level_switch
143582 | WTR-PEL-LS-0004 | Switch, Level-High, Flood | WTR-PEL-T-0001 | Tank, Surge | Switch,Level-High | Switch |  | LS | http://www.toronto.ca/TWONTO#level_switch
143583 | WTR-PEL-LSH-0001 | Switch, Level-High, Flood | WTR-PEL-AUX | Auxilliary Equipment (Building Facilities) | Switch,Level-High | Switch |  | LSH | http://www.toronto.ca/TWONTO#level_switch
143584 | WTR-PEL-LSH-1001 | Switch, Flood Alarm, Basement, Generator Building, Ellesmere PS | WTR-PEL-AUX | Auxilliary Equipment (Building Facilities) | Switch,Level-High | Switch |  | LSH | http://www.toronto.ca/TWONTO#level_switch
143585 | WTR-PEL-LSH-1001A | Switch, Level, High, Flood, Alarm, Generator Building, Basement | WTR-PEL-AUX | Auxilliary Equipment (Building Facilities) | Switch,Level-High | Switch |  | LSH | http://www.toronto.ca/TWONTO#level_switch
143586 | WTR-PEL-LSH-1003 | Switch, Level, High, Containment Alarm, Generator Building, Bulk Fuel Storage Room | WTR-PEL-AUX | Auxilliary Equipment (Building Facilities) | Switch,Level-High | Switch |  | LSH | http://www.toronto.ca/TWONTO#level_switch
143587 | WTR-PEL-LSH-1004 | Switch, Level, High, Containment Alarm, Generator Building, Product Handling Room | WTR-PEL-AUX | Auxilliary Equipment (Building Facilities) | Switch,Level-High | Switch |  | LSH | http://www.toronto.ca/TWONTO#level_switch
143588 | WTR-PEL-LSH-1011 | Switch, Level, High, Diesel Fuel Storage Tank T-1010, Generator Building, Bulk Fuel Storage Room | WTR-PEL-T-1010 | Tank, Non-Pressurized, Diesel Fuel Storage, Generator Building, Bulk Fuel Storage Room | Switch,Level-High | Switch |  | LSH | http://www.toronto.ca/TWONTO#level_switch
143589 | WTR-PEL-LSH-1022 | Switch, Level, High, Leak Diesel Fuel Storage Tank T-1020, Generator Building, Bulk Fuel Storage Room | WTR-PEL-T-1020 | Tank, Non-Pressurized, Diesel Fuel Storage, Generator Building, Bulk Fuel Storage Room | Switch,Level-High | Switch |  | LSH | http://www.toronto.ca/TWONTO#level_switch
143590 | WTR-PEL-LSH-1102 | Switch, Level, High, Fuel Day Tank T-1100, Generator Building, Product Handling Room | WTR-PEL-T-1100 | Tank, Non-Pressurized, Diesel Fuel Day, Generator Building, Product Handling Room | Switch,Level-High | Switch |  | LSH | http://www.toronto.ca/TWONTO#level_switch
143591 | WTR-PEL-LSH-1201 | Switch, Level, High, Diesel Fuel Day Tank T-1200, Generator Building, Product Handling Room | WTR-PEL-T-1200 | Tank, Non-Pressurized, Diesel Fuel Day, Generator Building, Product Handling Room | Switch,Level-High | Switch |  | LSH | http://www.toronto.ca/TWONTO#level_switch
143592 | WTR-PEL-LSH-1202 | Switch, Level, High, Fuel Day Tank T-1200, Generator Building, Product Handling Room | WTR-PEL-T-1200 | Tank, Non-Pressurized, Diesel Fuel Day, Generator Building, Product Handling Room | Switch,Level-High | Switch |  | LSH | http://www.toronto.ca/TWONTO#level_switch
143593 | WTR-PEL-LSH-1301 | Switch, Level, High, Diesel Fuel Day Tank T-1300, Generator Building, Product Handling Room | WTR-PEL-T-1300 | Tank, Non-Pressurized, Diesel Fuel Day, Generator Building, Product Handling Room | Switch,Level-High | Switch |  | LSH | http://www.toronto.ca/TWONTO#level_switch
143594 | WTR-PEL-LSH-1601 | Switch, Level, High, New Oil Tank T-1600, Generator Building, Generator Room | WTR-PEL-T-1600 | Tank, Non-Pressurized, New Oil, Generator Building, Product Handling Room | Switch,Level-High | Switch |  | LSH | http://www.toronto.ca/TWONTO#level_switch
143595 | WTR-PEL-LSHH-1011 | Switch, Level, High High, Diesel Fuel Storage Tank T-1010, Generator Building, Bulk Fuel Storage Room | WTR-PEL-T-1010 | Tank, Non-Pressurized, Diesel Fuel Storage, Generator Building, Bulk Fuel Storage Room | Switch,Level-High-High | Switch |  | LSHH | http://www.toronto.ca/TWONTO#level_switch
143596 | WTR-PEL-LSHH-1201 | Switch, Level, High High, Diesel Fuel Day Tank T-1200, Generator Building, Product Handling Room | WTR-PEL-T-1200 | Tank, Non-Pressurized, Diesel Fuel Day, Generator Building, Product Handling Room | Switch,Level-High-High | Switch |  | LSHH | http://www.toronto.ca/TWONTO#level_switch
143597 | WTR-PEL-LSHH-1202 | Switch, Level, High High, Diesel Fuel Day Tank T-1200, Generator Building, Product Handling Room | WTR-PEL-T-1200 | Tank, Non-Pressurized, Diesel Fuel Day, Generator Building, Product Handling Room | Switch,Level-High-High | Switch |  | LSHH | http://www.toronto.ca/TWONTO#level_switch
143598 | WTR-PEL-LSHH-1301 | Switch, Level, High High, Diesel Fuel Day Tank T-1300, Generator Building, Product Handling Room | WTR-PEL-T-1300 | Tank, Non-Pressurized, Diesel Fuel Day, Generator Building, Product Handling Room | Switch,Level-High-High | Switch |  | LSHH | http://www.toronto.ca/TWONTO#level_switch
143599 | WTR-PEL-LSL-0200 | Switch, Level-Low, Pump 0200 | WTR-PEL-P-0200 | Pump, Centrifugal, Water | Switch,Level-Low | Switch |  | LSL | http://www.toronto.ca/TWONTO#level_switch
143600 | WTR-PEL-LSL-0400 | Switch, Level-Low, Pump 0400 | WTR-PEL-P-0400 | Pump, Centrifugal, Water | Switch,Level-Low | Switch |  | LSL | http://www.toronto.ca/TWONTO#level_switch
143601 | WTR-PEL-LSL-0600 | Switch, Level-Low, Pump 0600 | WTR-PEL-P-0600 | Pump, Centrifugal, Water | Switch,Level-Low | Switch |  | LSL | http://www.toronto.ca/TWONTO#level_switch
143602 | WTR-PEL-LSL-0700 | Switch, Level-Low, Pump 0700 | WTR-PEL-P-0700 | Pump, Centrifugal, Water | Switch,Level-Low | Switch |  | LSL | http://www.toronto.ca/TWONTO#level_switch
143603 | WTR-PEL-LSL-0900 | Switch, Level-Low, Pump 0900 | WTR-PEL-P-0900 | Pump, Centrifugal, Water | Switch,Level-Low | Switch |  | LSL | http://www.toronto.ca/TWONTO#level_switch
143604 | WTR-PEL-LSL-1001 | Switch, Level, Low, Jacket Water and AC Cooling, Generator Building, Roof | WTR-PEL-ACC | Air Conditioning, Handling and Ventilation | Switch,Level-Low | Switch |  | LSL | http://www.toronto.ca/TWONTO#level_switch
143605 | WTR-PEL-LSL-1002 | Switch, Level, Low, Jacket Water and AC Cooling, Generator Building, Roof | WTR-PEL-ACC | Air Conditioning, Handling and Ventilation | Switch,Level-Low | Switch |  | LSL | http://www.toronto.ca/TWONTO#level_switch
143606 | WTR-PEL-LSL-1011 | Switch, Level, Low, Diesel Fuel Storage Tank T-1010, Generator Building, Bulk Fuel Storage Room | WTR-PEL-T-1010 | Tank, Non-Pressurized, Diesel Fuel Storage, Generator Building, Bulk Fuel Storage Room | Switch,Level-Low | Switch |  | LSL | http://www.toronto.ca/TWONTO#level_switch
143607 | WTR-PEL-LSL-1101 | Switch, Level, Low, Diesel Fuel Day Tank T-1100, Generator Building, Product Handling Room | WTR-PEL-T-1100 | Tank, Non-Pressurized, Diesel Fuel Day, Generator Building, Product Handling Room | Switch,Level-Low | Switch |  | LSL | http://www.toronto.ca/TWONTO#level_switch
143703 | WTR-PEL-PSH-0001 | Switch, Pressure-High | WTR-PEL-TRW | Treated Water (Transmission) | Switch,Pressure-High | Switch |  | PSH | http://www.toronto.ca/TWONTO#pressure_switch
143704 | WTR-PEL-PSH-0002 | Switch, Pressure-High, Line to District 4 | WTR-PEL-TRW | Treated Water (Transmission) | Switch,Pressure-High | Switch |  | PSH | http://www.toronto.ca/TWONTO#pressure_switch
143705 | WTR-PEL-PSH-0004 | Switch, Pressure-High, Compressor 0003 | WTR-PEL-TRW | Treated Water (Transmission) | Switch,Pressure-High | Switch |  | PSH | http://www.toronto.ca/TWONTO#pressure_switch
143706 | WTR-PEL-PSH-0005 | Switch, Pressure-High, Air Header | WTR-PEL-TRW | Treated Water (Transmission) | Switch,Pressure-High | Switch |  | PSH | http://www.toronto.ca/TWONTO#pressure_switch
143707 | WTR-PEL-PSL-0001 | Switch, Pressure-Low, Suction, Pumps | WTR-PEL-TRW | Treated Water (Transmission) | Switch,Pressure-Low | Switch |  | PSL | http://www.toronto.ca/TWONTO#pressure_switch
143708 | WTR-PEL-PSL-0002 | Switch, Pressure-Low, Air Header | WTR-PEL-TRW | Treated Water (Transmission) | Switch,Pressure-Low | Switch |  | PSL | http://www.toronto.ca/TWONTO#pressure_switch
143709 | WTR-PEL-PSL-0003 | Switch, Pressure-Low, Water to District 2E | WTR-PEL-TRW | Treated Water (Transmission) | Switch,Pressure-Low | Switch |  | PSL | http://www.toronto.ca/TWONTO#pressure_switch
143742 | WTR-PEL-TSH-0002 | Switch, Temperature-High, Building | WTR-PEL-AUX | Auxilliary Equipment (Building Facilities) | Switch,Temperature-High | Switch |  | TSH | http://www.toronto.ca/TWONTO#temperature_switch
143743 | WTR-PEL-TSL-0001 | Switch, Temperature-Low, Building | WTR-PEL-AUX | Auxilliary Equipment (Building Facilities) | Switch,Temperature-Low | Switch |  | TSL | http://www.toronto.ca/TWONTO#temperature_switch
143744 | WTR-PEL-TSL-0301 | Switch, Temperature-Low, Fan 0301 | WTR-PEL-FN-0301 | Fan, Supply, Air, Pump 0300 | Switch,Temperature-Low | Switch |  | TSL | http://www.toronto.ca/TWONTO#temperature_switch
143745 | WTR-PEL-TSL-0601 | Switch, Temperature-Low, Fan 0601 | WTR-PEL-FN-0601 | Fan, Supply, Air, Pump 0600 | Switch,Temperature-Low | Switch |  | TSL | http://www.toronto.ca/TWONTO#temperature_switch
143746 | WTR-PEL-TSL-1001 | Switch, Temperature Low, Generator Building, Electrical Room | WTR-PEL-AUX | Auxilliary Equipment (Building Facilities) | Switch,Temperature-Low | Switch |  | TSL | http://www.toronto.ca/TWONTO#temperature_switch
143874 | WTR-PEL-ZS-0001 | Switch, Position,Door Security | WTR-PEL-AUX | Auxilliary Equipment (Building Facilities) | Switch,Position | Switch |  | ZS | http://www.toronto.ca/TWONTO#position_switch
143875 | WTR-PEL-ZS-0002 | Switch, Position,Door Security | WTR-PEL-AUX | Auxilliary Equipment (Building Facilities) | Switch,Position | Switch |  | ZS | http://www.toronto.ca/TWONTO#position_switch
143876 | WTR-PEL-ZS-0007 | Switch, Position,Door Security | WTR-PEL-AUX | Auxilliary Equipment (Building Facilities) | Switch,Position | Switch |  | ZS | http://www.toronto.ca/TWONTO#position_switch
143877 | WTR-PEL-ZS-0008 | Switch, Position,Door Security | WTR-PEL-AUX | Auxilliary Equipment (Building Facilities) | Switch,Position | Switch |  | ZS | http://www.toronto.ca/TWONTO#position_switch
143878 | WTR-PEL-ZS-0009 | Switch, Position,Door Security | WTR-PEL-AUX | Auxilliary Equipment (Building Facilities) | Switch,Position | Switch |  | ZS | http://www.toronto.ca/TWONTO#position_switch
144053 | WTR-PHL-LSH-0003 | Switch, Level-High, Building Flood Alarm, Basement | WTR-PHL-AUX | Auxiliary Equipment (Building Facilities) | Switch,Level-High | Switch | 33710 | LSH | http://www.toronto.ca/TWONTO#level_switch
144187 | WTR-PHL-PSH-0002 | Switch, Pressure-High, Line to District 2 | WTR-PHL-TRW | Treated Water (Transmission) | Switch,Pressure-High | Switch |  | PSH | http://www.toronto.ca/TWONTO#pressure_switch
144188 | WTR-PHL-PSH-0003 | Switch, Pressure-High, Line to Local Distribution and District 3 | WTR-PHL-TRW | Treated Water (Transmission) | Switch,Pressure-High | Switch |  | PSH | http://www.toronto.ca/TWONTO#pressure_switch
144189 | WTR-PHL-PSH-0004 | Switch, Pressure-High, Line to District 4 | WTR-PHL-TRW | Treated Water (Transmission) | Switch,Pressure-High | Switch |  | PSH | http://www.toronto.ca/TWONTO#pressure_switch
144190 | WTR-PHL-PSL-0001 | Switch, Pressure-Low, From District 1 | WTR-PHL-TRW | Treated Water (Transmission) | Switch,Pressure-Low | Switch |  | PSL | http://www.toronto.ca/TWONTO#pressure_switch
144191 | WTR-PHL-PSL-0004 | Switch, Pressure-Low, Line to District 4 | WTR-PHL-TRW | Treated Water (Transmission) | Switch,Pressure-Low | Switch |  | PSL | http://www.toronto.ca/TWONTO#pressure_switch
144196 | WTR-PHL-SW-0001 | Switch, Primary Tie Switch | WTR-PHL-TR-0101 | Transformer, Power, Line 1, 13.8 kV/4.16 kV | Load Break Switch | Switch |  | SW | http://www.toronto.ca/TWONTO#disconnect_switch
144197 | WTR-PHL-SW-0002 | Switch, Primary Tie Switch | WTR-PHL-TR-0201 | Transformer, Power, Line 2, 13.8 kV/4.16 kV | Load Break Switch | Switch |  | SW | http://www.toronto.ca/TWONTO#disconnect_switch
144198 | WTR-PHL-SW-0201 | Switch, Load Break, Incoming Line 2 (Primary) | WTR-PHL-TR-0201 | Transformer, Power, Line 2, 13.8 kV/4.16 kV | Load Break Switch | Switch |  | SW | http://www.toronto.ca/TWONTO#load_break_disconnect_switch
144199 | WTR-PHL-SW-2401 | Switch, Fused Disconnect | WTR-PHL-LB-0002 | Circuit Breaker, Secondary Tie | Switch | Switch |  | SW | http://www.toronto.ca/TWONTO#disconnect_switch
144225 | WTR-PHL-TS-2001 | Transfer Switch , Control Room | WTR-PHL-GEN-2001 | Generator, Electrical, High Level PS | Switch | Switch |  | TS | http://www.toronto.ca/TWONTO#transfer_switch
144226 | WTR-PHL-TS-2101 | Transfer Switch , Trans. Feed | WTR-PHL-PDP-0101 | Switchgear, 600v Bus T1 | Switch | Switch |  | TS | http://www.toronto.ca/TWONTO#transfer_switch
144227 | WTR-PHL-TS-2101 | Transfer Switch , Trans. Feed | WTR-PHL-PDP-0201 | Switchgear, 600v Bus T2 | Switch | Switch |  | TS | http://www.toronto.ca/TWONTO#transfer_switch
144228 | WTR-PHL-TSH-0002 | Switch, Temperature-High, Building | WTR-PHL-AUX | Auxiliary Equipment (Building Facilities) | Switch,Temperature-High | Switch |  | TSH | http://www.toronto.ca/TWONTO#temperature_switch
144229 | WTR-PHL-TSL-0001 | Switch, Temperature-Low, Building | WTR-PHL-AUX | Auxiliary Equipment (Building Facilities) | Switch,Temperature-Low | Switch |  | TSL | http://www.toronto.ca/TWONTO#temperature_switch
144278 | WTR-PHL-ZS-0003 | Switch, Position,Door Security | WTR-PHL-AUX | Auxiliary Equipment (Building Facilities) | Switch,Position | Switch |  | ZS | http://www.toronto.ca/TWONTO#position_switch
144279 | WTR-PHL-ZS-0005 | Switch, Position,Door Security | WTR-PHL-AUX | Auxiliary Equipment (Building Facilities) | Switch,Position | Switch |  | ZS | http://www.toronto.ca/TWONTO#position_switch
144280 | WTR-PHL-ZS-0006 | Switch, Position,Door Security | WTR-PHL-AUX | Auxiliary Equipment (Building Facilities) | Switch,Position | Switch |  | ZS | http://www.toronto.ca/TWONTO#position_switch
144281 | WTR-PHL-ZS-0008 | Switch, Position,Door Security | WTR-PHL-AUX | Auxiliary Equipment (Building Facilities) | Switch,Position | Switch |  | ZS | http://www.toronto.ca/TWONTO#position_switch
144282 | WTR-PHL-ZS-0010 | Switch, Position,Door Security | WTR-PHL-AUX | Auxiliary Equipment (Building Facilities) | Switch,Position | Switch |  | ZS | http://www.toronto.ca/TWONTO#position_switch
144283 | WTR-PHL-ZS-0011 | Switch, Position,Door Security | WTR-PHL-AUX | Auxiliary Equipment (Building Facilities) | Switch,Position | Switch |  | ZS | http://www.toronto.ca/TWONTO#position_switch
144284 | WTR-PHL-ZS-0016 | Switch, Position,Door Security | WTR-PHL-AUX | Auxiliary Equipment (Building Facilities) | Switch,Position | Switch |  | ZS | http://www.toronto.ca/TWONTO#position_switch
144285 | WTR-PHL-ZS-0017 | Switch, Position,Door Security | WTR-PHL-AUX | Auxiliary Equipment (Building Facilities) | Switch,Position | Switch |  | ZS | http://www.toronto.ca/TWONTO#position_switch
144286 | WTR-PHL-ZS-0018 | Switch, Position,Door Security | WTR-PKL-AUX | Auxiliary Equipment (Building Facilities) | Switch,Position | Switch |  | ZS | http://www.toronto.ca/TWONTO#position_switch
144333 | WTR-PJO-LSH-0001 | Switch, Level-High, Building Flood Alarm | WTR-PJO-AUX | Auxiliary Equipment (Building Facilities) | Switch,Level-High | Switch |  | LSH | http://www.toronto.ca/TWONTO#level_switch
144353 | WTR-PJO-PSH-0002 | Switch, Pressure, (High), Line to District 4W | WTR-PJO-TRW | Treated Water (Transmission) | Switch | Switch |  | PSH | http://www.toronto.ca/TWONTO#pressure_switch
144354 | WTR-PJO-PSL-0001 | Switch, Pressure, (Low), Line to District 3 | WTR-PJO-TRW | Treated Water (Transmission) | Switch | Switch |  | PSL | http://www.toronto.ca/TWONTO#pressure_switch
144361 | WTR-PJO-TSH-0001 | Switch, Temperature-High, Building Alarm | WTR-PJO-AUX | Auxiliary Equipment (Building Facilities) | Switch,Temperature-High | Switch |  | TSH | http://www.toronto.ca/TWONTO#temperature_switch
144362 | WTR-PJO-TSH-0002 | Switch, Temperature-High, Building | WTR-PJO-AUX | Auxiliary Equipment (Building Facilities) | Switch,Temperature-High | Switch |  | TSH | http://www.toronto.ca/TWONTO#temperature_switch
144363 | WTR-PJO-TSL-0001 | Switch, Temperature-Low, Building | WTR-PJO-AUX | Auxiliary Equipment (Building Facilities) | Switch,Temperature-Low | Switch |  | TSL | http://www.toronto.ca/TWONTO#temperature_switch
144383 | WTR-PJO-ZS-0001 | Position Switch, open/close | WTR-PJO-AUX | Auxiliary Equipment (Building Facilities) | Switch,Position | Switch |  | ZS | http://www.toronto.ca/TWONTO#position_switch
144384 | WTR-PJO-ZS-0002 | Position Switch, open/close | WTR-PJO-AUX | Auxiliary Equipment (Building Facilities) | Switch,Position | Switch |  | ZS | http://www.toronto.ca/TWONTO#position_switch
144533 | WTR-PJS-LSH-0001 | Switch, Level-High, Building Flood | WTR-PJS-AUX | Auxiliary Equipment (Building Facilities) | Switch,Level-High | Switch |  | LSH | http://www.toronto.ca/TWONTO#level_switch
144534 | WTR-PJS-LSH-0005 | Switch, Level, High, Flood Alarm, CH6 (12B), John Street Pumping Station, Basement | WTR-PJS-CH-06 | Chamber, Isolation From Harris Surge Tank (V 12B), John Street Pumping Station, Basement | Switch,Level-High | Switch |  | LSH | http://www.toronto.ca/TWONTO#level_switch
144535 | WTR-PJS-LSH-0068 | Switch,Level-High,Level 79 Enwave Pump Room East Wall,DLCW Pump Room Level 79 Flood Alarm | WTR-PJS-ENW | Enwave Process | Switch,Level-High | Switch |  | LSH | http://www.toronto.ca/TWONTO#level_switch
144536 | WTR-PJS-LSH-0079 | Switch,Level-High,Level 68 Enwave Basement North Wall,DLCW Basement Level 68 Flood Alarm | WTR-PJS-ENW | Enwave Process | Switch,Level-High | Switch |  | LSH | http://www.toronto.ca/TWONTO#level_switch
144537 | WTR-PJS-LSH-0103 | Switch, Level-High, John Street Surge Tank 2 | WTR-PJS-T-0103 | Tank, (Surge), John St #2 | Switch,Level-High | Switch |  | LSH | http://www.toronto.ca/TWONTO#level_switch
144538 | WTR-PJS-LSH-1701 | Switch, Level-High, Chamber 4 | WTR-PJS-AUX | Auxiliary Equipment (Building Facilities) | Switch,Level-High | Switch |  | LSH | http://www.toronto.ca/TWONTO#level_switch
144539 | WTR-PJS-LSH-1801 | Switch, Level-High, Sump | WTR-PJS-AUX | Auxiliary Equipment (Building Facilities) | Switch,Level-High | Switch |  | LSH | http://www.toronto.ca/TWONTO#level_switch
144540 | WTR-PJS-LSH-1901 | Switch, Level-High, Sump | WTR-PJS-AUX | Auxiliary Equipment (Building Facilities) | Switch,Level-High | Switch |  | LSH | http://www.toronto.ca/TWONTO#level_switch
144541 | WTR-PJS-LSL-0101 | Switch, Level-Low, Spadina Surge Tank | WTR-PJS-T-0101 | Tank, (Surge), Spadina Main | Switch,Level-Low | Switch |  | LSL | http://www.toronto.ca/TWONTO#level_switch
144542 | WTR-PJS-LSL-0300 | Switch, Level-Low, (Priming Status Switch), Pump 0300 | WTR-PJS-P-0300 | Pump, Centrifugal, To DLWC | Switch,Level-Low | Switch |  | LSL | http://www.toronto.ca/TWONTO#level_switch
144543 | WTR-PJS-LSLL-0101 | Switch, Level-Low-Low, Spadina Surge Tank | WTR-PJS-T-0101 | Tank, (Surge), Spadina Main | Switch,Level-Low-Low | Switch |  | LSLL | http://www.toronto.ca/TWONTO#level_switch
144544 | WTR-PJS-LSLL-0103 | Switch, Level-Low-Low, John Street Surge Tank 2 | WTR-PJS-T-0103 | Tank, (Surge), John St #2 | Switch,Level-Low-Low | Switch |  | LSLL | http://www.toronto.ca/TWONTO#level_switch
144622 | WTR-PJS-PSH-0001 | Switch, Pressure-High, Island Surge Tank | WTR-PJS-T-0001 | Island Suction Surge Tank | Switch,Pressure-High | Switch |  | PSH | http://www.toronto.ca/TWONTO#pressure_switch
144623 | WTR-PJS-PSH-0003 | Switch, Pressure-High, Line to John Street Main | WTR-PJS-TRW | Treated Water (Transmission) | Switch,Pressure-High | Switch |  | PSH | http://www.toronto.ca/TWONTO#pressure_switch
144624 | WTR-PJS-PSH-1101 | Switch, Pressure-High, Vacuum system Supply Line | WTR-PJS-C-1101 | Compressor, Vacuum Priming Unit | Switch,Pressure-High | Switch |  | PSH | http://www.toronto.ca/TWONTO#pressure_switch
144625 | WTR-PJS-PSL-0002 | Switch, Pressure-Low, Line to Spadina Main | WTR-PJS-TRW | Treated Water (Transmission) | Switch,Pressure-Low | Switch |  | PSL | http://www.toronto.ca/TWONTO#pressure_switch
144626 | WTR-PJS-PSL-0003 | Switch, Pressure-Low, Line to John Street Main | WTR-PJS-TRW | Treated Water (Transmission) | Switch,Pressure-Low | Switch |  | PSL | http://www.toronto.ca/TWONTO#pressure_switch
144627 | WTR-PJS-PSL-0101 | Switch, Pressure-Low, Spadina Surge Tank | WTR-PJS-T-0101 | Tank, (Surge), Spadina Main | Switch,Pressure-Low | Switch |  | PSL | http://www.toronto.ca/TWONTO#pressure_switch
144673 | WTR-PJS-TS-0001 | Switch, Emergency Lighting Transfer Switch | WTR-PJS-ELS | Electrical System | Switch | Switch |  | TS | http://www.toronto.ca/TWONTO#transfer_switch
144674 | WTR-PJS-TSH-0001 | Switch, Temperature-High, Bulding | WTR-PJS | John Street Pumping Station | Switch,Temperature-High | Switch |  | TSH | http://www.toronto.ca/TWONTO#temperature_switch
144675 | WTR-PJS-TSH-0001 | Switch, Temperature-High, Bulding | WTR-PJS-FEQ-SUS | Fire Equipment, John Street Pumping Station | Switch,Temperature-High | Switch |  | TSH | http://www.toronto.ca/TWONTO#temperature_switch
144676 | WTR-PJS-TSH-0002 | Switch, Temperature-High, Building Temperature High | WTR-PJS-AUX | Auxiliary Equipment (Building Facilities) | Switch,Temperature-High | Switch |  | TSH | http://www.toronto.ca/TWONTO#temperature_switch
144789 | WTR-PJS-ZS-0010 | Position Switch, open/close | WTR-PJS-AUX | Auxiliary Equipment (Building Facilities) | Switch,Position | Switch |  | ZS | http://www.toronto.ca/TWONTO#position_switch
144790 | WTR-PJS-ZS-0011 | Position Switch, open/close | WTR-PJS-AUX | Auxiliary Equipment (Building Facilities) | Switch,Position | Switch |  | ZS | http://www.toronto.ca/TWONTO#position_switch
144791 | WTR-PJS-ZS-0012 | Position Switch, open/close | WTR-PJS-AUX | Auxiliary Equipment (Building Facilities) | Switch,Position | Switch |  | ZS | http://www.toronto.ca/TWONTO#position_switch
144822 | WTR-PKL-FS-0001 | Switch,Flow,Station Flow Directional Switch District 5 | WTR-PKL-TRW | Treated Water (Transmission) | Switch,Flow | Switch |  | FS | http://www.toronto.ca/TWONTO#flow_switch
144833 | WTR-PKL-LSH-0002 | Switch,Level-High,Chamber Flood Alarm | WTR-PKL-TRW | Treated Water (Transmission) | Switch,Level-High | Switch |  | LSH | http://www.toronto.ca/TWONTO#level_switch
144834 | WTR-PKL-LSH-0801 | Switch,Level-High,Pump 0801 & Pump 0802 | WTR-PKL-CP-0801 | Control Panel,Operator,Pump 0801 & Pump 0802 | Switch,Level-High | Switch |  | LSH | http://www.toronto.ca/TWONTO#level_switch
144835 | WTR-PKL-LSH-0802 | Switch,Level-High,Pump 0801 & Pump 0802 | WTR-PKL-CP-0801 | Control Panel,Operator,Pump 0801 & Pump 0802 | Switch,Level-High | Switch |  | LSH | http://www.toronto.ca/TWONTO#level_switch
144836 | WTR-PKL-LSL-0200 | Switch,Level-Low,Priming Status Switch,Pump 0200 | WTR-PKL-P-0200 | Pump, Centrifugal, District 5 | Switch,Level-Low | Switch |  | LSL | http://www.toronto.ca/TWONTO#level_switch
144837 | WTR-PKL-LSL-0300 | Switch,Level-Low,Priming Status Switch,Pump 0300 | WTR-PKL-P-0300S | Pump, Centrifugal, District 5 | Switch,Level-Low | Switch |  | LSL | http://www.toronto.ca/TWONTO#level_switch
144838 | WTR-PKL-LSL-0500 | Switch,Level-Low,Priming Status Switch,Pump 0500 | WTR-PKL-P-0500 | Pump, Centrifugal, District 6 | Switch,Level-Low | Switch |  | LSL | http://www.toronto.ca/TWONTO#level_switch
144839 | WTR-PKL-LSL-0600 | Switch,Level-Low,Priming Status Switch,Pump 0600 | WTR-PKL-P-0600 | Pump, Centrifugal, District 6 | Switch,Level-Low | Switch |  | LSL | http://www.toronto.ca/TWONTO#level_switch
144878 | WTR-PKL-PSH-0902 | Switch,Pressure-High,Vacuum Pump System | WTR-PKL-AUX | Auxiliary Equipment (Building Facilities) | Switch,Pressure-High | Switch |  | PSH | http://www.toronto.ca/TWONTO#pressure_switch
144879 | WTR-PKL-PSH-0904 | Switch,Pressure-High,Vacuum Pump System | WTR-PKL-AUX | Auxiliary Equipment (Building Facilities) | Switch,Pressure-High | Switch |  | PSH | http://www.toronto.ca/TWONTO#pressure_switch
144880 | WTR-PKL-PSH-1201 | Switch,Pressure-High,Service Air System | WTR-PKL-TRW | Treated Water (Transmission) | Switch,Pressure-High | Switch |  | PSH | http://www.toronto.ca/TWONTO#pressure_switch
144881 | WTR-PKL-PSL-0001 | Switch,Pressure-Low,Suction Side of Pump 0100 | WTR-PKL-TRW | Treated Water (Transmission) | Switch,Pressure-Low | Switch |  | PSL | http://www.toronto.ca/TWONTO#pressure_switch
144895 | WTR-PKL-TSL-0001 | Switch,Temperature-Low,Building | WTR-PKL-AUX | Auxiliary Equipment (Building Facilities) | Switch,Temperature-Low | Switch |  | TSL | http://www.toronto.ca/TWONTO#temperature_switch
144896 | WTR-PKL-TSL-0002 | Switch, Temperature-Low, Station | WTR-PKL-AUX | Auxiliary Equipment (Building Facilities) | Switch,Temperature-Low | Switch |  | TSL | http://www.toronto.ca/TWONTO#temperature_switch
144971 | WTR-PKN-LSH-0002 | Switch, Level-High, Northeast Sump | WTR-PKN-AUX | Auxiliary Equipment (Building Facilities) | Switch,Level-High | Switch |  | LSH | http://www.toronto.ca/TWONTO#level_switch
144999 | WTR-PKN-TSH-0003 | Switch, Temperature-High, AHU 0901 | WTR-PKN-AHU-0901 | Air Handling Unit | Switch,Temperature-High | Switch |  | TSH | http://www.toronto.ca/TWONTO#temperature_switch
145023 | WTR-PKN-VSH-0201 | Switch, Vibration-High, Pump 0200 Inner | WTR-PKN-P-0200 | Pump, Centrifugal | Switch | Switch |  | VSH | http://www.toronto.ca/TWONTO#vibration_sensor_element
145024 | WTR-PKN-ZS-0004 | Position Switch, open/close | WTR-PKN-AUX | Auxiliary Equipment (Building Facilities) | Switch,Position | Switch |  | ZS | http://www.toronto.ca/TWONTO#position_switch
145109 | WTR-PLW-LSH-0001 | Switch, Level-High, Flood Alarm, Building | WTR-PLW-AUX | Auxilliary Equipment (Building Facilities) |  | Switch |  | LSH | http://www.toronto.ca/TWONTO#level_switch
145149 | WTR-PLW-PSHL-0003 | Switch, Pressure, (High/Low), Line to District 5E | WTR-PLW-TRW | Treated Water (Transmission) | Switch | Switch |  | PSHL | http://www.toronto.ca/TWONTO#pressure_switch
145150 | WTR-PLW-PSL-0001 | Switch, Pressure-Low, Line from District 3 | WTR-PLW-TRW | Treated Water (Transmission) | Switch,Pressure-Low | Switch |  | PSL | http://www.toronto.ca/TWONTO#pressure_switch
145172 | WTR-PLW-TSH-0002 | Switch, Temperature-High, Building | WTR-PLW-AUX | Auxilliary Equipment (Building Facilities) | Switch,Temperature-High | Switch |  | TSH | http://www.toronto.ca/TWONTO#temperature_switch
145273 | WTR-PMI-DS-0501 | Switch, Fused Disconnect, Water Transmission | WTR-PMI-AUX | Auxiliary Equipment (Building Facilities) | Damper/Louver | Switch |  | DS | http://www.toronto.ca/TWONTO#disconnect_switch
145274 | WTR-PMI-DS-0501 | Switch, Fused Disconnect, Water Transmission | WTR-PMI-ELS | Electrical System | Damper/Louver | Switch |  | DS | http://www.toronto.ca/TWONTO#disconnect_switch
145275 | WTR-PMI-DS-0502 | Switch, Fused Disconnect, Water Transmission | WTR-PMI-ELS | Electrical System | Damper/Louver | Switch |  | DS | http://www.toronto.ca/TWONTO#disconnect_switch
145322 | WTR-PMI-FSL-0701 | Switch, Flow, Compressor 0701, | WTR-PMI-CW | City Water System | Switch,Flow | Switch |  | FSL | http://www.toronto.ca/TWONTO#flow_switch
145357 | WTR-PMI-LSH-0005 | Switch, Level, High, Flood Alarm, Miliken Pumping Station, Basement | WTR-PMI-AUX | Auxiliary Equipment (Building Facilities) | Switch,Level-High | Switch |  | LSH | http://www.toronto.ca/TWONTO#level_switch
145358 | WTR-PMI-LSH-0009 | Switch, Level-High, Flood, | WTR-PMI-30P-07 | Chamber | Switch,Level-High | Switch |  | LSH | http://www.toronto.ca/TWONTO#level_switch
145359 | WTR-PMI-LSH-0100 | Instrument, Level Switch, High, Water Transmission | WTR-PMI-AUX | Auxiliary Equipment (Building Facilities) |  | Switch |  | LSH | http://www.toronto.ca/TWONTO#level_switch
145360 | WTR-PMI-LSHH-0003 | Instrument, Level Switch, High High, Water Transmission | WTR-PMI-AUX | Auxiliary Equipment (Building Facilities) |  | Switch |  | LSHH | http://www.toronto.ca/TWONTO#level_switch
145361 | WTR-PMI-LSHH-0901 | Switch, Level-High-High, Sump Pump, South Lower Level Gallery, | WTR-PMI-AUX | Auxiliary Equipment (Building Facilities) | Switch,Level-High-High | Switch |  | LSHH | http://www.toronto.ca/TWONTO#level_switch
145362 | WTR-PMI-LSL-0100 | Instrument, Level Switch, Low, Water Transmission | WTR-PMI-P-0100 | Pump, Centrifugal, District 5 & 6S, East Pump Room | Switch,Level-Low | Switch |  | LSL | http://www.toronto.ca/TWONTO#level_switch
145363 | WTR-PMI-LSL-0200 | Switch, Level-Low, Pump 0200, | WTR-PMI-P-0200 | Pump, Centrifugal, District 5 & 6S, East Pump Room | Switch,Level-Low | Switch |  | LSL | http://www.toronto.ca/TWONTO#level_switch
145364 | WTR-PMI-LSL-0300 | Switch, Level-Low, Pump 0300, | WTR-PMI-P-0300 | Pump, Centrifugal, District 5 & 6S, East Pump Room | Switch,Level-Low | Switch |  | LSL | http://www.toronto.ca/TWONTO#level_switch
145365 | WTR-PMI-LSL-0500 | Switch, Level-Low, Pump 0500, | WTR-PMI-P-0500 | Pump, Centrifugal, District 5,East Pump Room | Switch,Level-Low | Switch |  | LSL | http://www.toronto.ca/TWONTO#level_switch
145366 | WTR-PMI-LSL-0600 | Switch, Level-Low, Pump 0600 | WTR-PMI-P-0600 | Pump, Centrifugal, Water Transmission, West Pump Room | Switch,Level-Low | Switch |  | LSL | http://www.toronto.ca/TWONTO#level_switch
145367 | WTR-PMI-LSL-0801 | Switch, Level-Low, Sump Pump, South Lower Level Gallery, | WTR-PMI-AUX | Auxiliary Equipment (Building Facilities) | Switch,Level-Low | Switch |  | LSL | http://www.toronto.ca/TWONTO#level_switch
145368 | WTR-PMI-LSL-1000 | Switch, Level-Low, Pump 1000 | WTR-PMI-P-1000 | Pump, Centrifugal, Water Transmission (VFD), West Pump Room | Switch,Level-Low | Switch |  | LSL | http://www.toronto.ca/TWONTO#level_switch
145369 | WTR-PMI-LSL-1200 | Switch, Level-Low, Pump 1200 | WTR-PMI-P-1200 | Pump, Centrifugal, Water Transmission (VFD), West Pump Room | Switch,Level-Low | Switch |  | LSL | http://www.toronto.ca/TWONTO#level_switch
145482 | WTR-PMI-PS-0003 | Switch, Pressure, Low/High, Discharge, District 5, | WTR-PMI-TRW | Treated Water (Transmission) | Switch | Switch |  | PS | http://www.toronto.ca/TWONTO#pressure_switch
145483 | WTR-PMI-PSH-0100 | Instrument, Pressure Switch, High, Water Transmission | WTR-PMI-TRW | Treated Water (Transmission) |  | Switch |  | PSH | http://www.toronto.ca/TWONTO#pressure_switch
145484 | WTR-PMI-PSL-0001 | Switch, Pressure-Low, Suction, Pump 0100, | WTR-PMI-TRW | Treated Water (Transmission) | Switch,Pressure-Low | Switch |  | PSL | http://www.toronto.ca/TWONTO#pressure_switch
145485 | WTR-PMI-PSL-0004 | Pressure Switch, Low, Suction Pumps 6 to 8 | WTR-PMI-TRW | Treated Water (Transmission) |  | Switch |  | PSL | http://www.toronto.ca/TWONTO#pressure_switch
145486 | WTR-PMI-PSL-0005 | Pressure Switch, Low, Suction Pumps 10 to 12 | WTR-PMI-TRW | Treated Water (Transmission) |  | Switch |  | PSL | http://www.toronto.ca/TWONTO#pressure_switch
145487 | WTR-PMI-PSL-0006 | Pressure Switch, Low, Discharge to District 6 | WTR-PMI-TRW | Treated Water (Transmission) |  | Switch |  | PSL | http://www.toronto.ca/TWONTO#pressure_switch
145488 | WTR-PMI-PSL-0007 | Pressure Switch, Low, | WTR-PMI-TRW | Treated Water (Transmission) |  | Switch |  | PSL | http://www.toronto.ca/TWONTO#pressure_switch
145506 | WTR-PMI-TS-0001 | Automatic Transfer Switch, Water Transmission | WTR-PMI-ELS | Electrical System | Switch | Switch |  | TS | http://www.toronto.ca/TWONTO#transfer_switch
145507 | WTR-PMI-TS-0001 | Automatic Transfer Switch, Water Transmission | WTR-PMI-MCC-0101 | Control Panel, MCC, Line 1,. | Switch | Switch |  | TS | http://www.toronto.ca/TWONTO#transfer_switch
145508 | WTR-PMI-TS-0002 | Automatic Transfer Switch, Water Transmission | WTR-PMI-ELS | Electrical System |  | Switch |  | TS | http://www.toronto.ca/TWONTO#transfer_switch
145509 | WTR-PMI-TSH-0003 | Switch, Temperature-High, Pumping Room, | WTR-PMI-AUX | Auxiliary Equipment (Building Facilities) | Switch,Temperature-High | Switch |  | TSH | http://www.toronto.ca/TWONTO#temperature_switch
145510 | WTR-PMI-TSH-0004 | Switch, Temperature, High, Water Transmission | WTR-PMI-AUX | Auxiliary Equipment (Building Facilities) | Switch,Temperature-High | Switch |  | TSH | http://www.toronto.ca/TWONTO#temperature_switch
145511 | WTR-PMI-TSH-0006 | Switch, Temperature, High, Water Transmission | WTR-PMI-AUX | Auxiliary Equipment (Building Facilities) | Switch,Temperature-High | Switch |  | TSH | http://www.toronto.ca/TWONTO#temperature_switch
145512 | WTR-PMI-TSL-0002 | Switch, Temperature, Low, Water Transmission | WTR-PMI-AUX | Auxiliary Equipment (Building Facilities) |  | Switch |  | TSL | http://www.toronto.ca/TWONTO#temperature_switch
145513 | WTR-PMI-TSL-0003 | Switch, Temperature-Low, Alarm, Mechanical Room, | WTR-PMI-AUX | Auxiliary Equipment (Building Facilities) | Switch,Temperature-Low | Switch | 33809 | TSL | http://www.toronto.ca/TWONTO#temperature_switch
145514 | WTR-PMI-TSL-0005 | Switch, Temperature, Low, Water Transmission | WTR-PMI-AUX | Auxiliary Equipment (Building Facilities) |  | Switch |  | TSL | http://www.toronto.ca/TWONTO#temperature_switch
145515 | WTR-PMI-TSL-0008 | Switch, Temperature-Low, | WTR-PMI-AUX | Auxiliary Equipment (Building Facilities) | Switch,Temperature-Low | Switch |  | TSL | http://www.toronto.ca/TWONTO#temperature_switch
145593 | WTR-PMI-ZS-0001 | Switch, Position,Door Security | WTR-PMI-AUX | Auxiliary Equipment (Building Facilities) | Switch,Position | Switch |  | ZS | http://www.toronto.ca/TWONTO#position_switch
145594 | WTR-PMI-ZS-0002 | Switch, Position,Door Security | WTR-PMI-AUX | Auxiliary Equipment (Building Facilities) | Switch,Position | Switch |  | ZS | http://www.toronto.ca/TWONTO#position_switch
145595 | WTR-PMI-ZS-0004 | Switch, Position,Door Security | WTR-PMI-AUX | Auxiliary Equipment (Building Facilities) | Switch,Position | Switch |  | ZS | http://www.toronto.ca/TWONTO#position_switch
145596 | WTR-PMI-ZS-0007 | Switch, Position,Door Security | WTR-PMI-AUX | Auxiliary Equipment (Building Facilities) | Switch,Position | Switch |  | ZS | http://www.toronto.ca/TWONTO#position_switch
145597 | WTR-PMI-ZS-0009 | Switch, Position,Door Security | WTR-PMI-AUX | Auxiliary Equipment (Building Facilities) | Switch,Position | Switch |  | ZS | http://www.toronto.ca/TWONTO#position_switch
145598 | WTR-PMI-ZS-0012 | Switch, Position,Door Security | WTR-PMI-AUX | Auxiliary Equipment (Building Facilities) | Switch,Position | Switch |  | ZS | http://www.toronto.ca/TWONTO#position_switch
145599 | WTR-PMI-ZS-0014 | Switch, Position,Door Security | WTR-PMI-AUX | Auxiliary Equipment (Building Facilities) | Switch,Position | Switch |  | ZS | http://www.toronto.ca/TWONTO#position_switch
145600 | WTR-PMI-ZS-0015 | Switch, Position,Door Security | WTR-PMI-AUX | Auxiliary Equipment (Building Facilities) | Switch,Position | Switch |  | ZS | http://www.toronto.ca/TWONTO#position_switch
145601 | WTR-PMI-ZS-0020 | Switch, Position,Door Security | WTR-PMI-AUX | Auxiliary Equipment (Building Facilities) | Switch,Position | Switch |  | ZS | http://www.toronto.ca/TWONTO#position_switch
145602 | WTR-PMI-ZS-0021 | Switch, Position,Door Security | WTR-PMI-AUX | Auxiliary Equipment (Building Facilities) | Switch,Position | Switch |  | ZS | http://www.toronto.ca/TWONTO#position_switch
145603 | WTR-PMI-ZS-0026 | Switch, Position,Door Security | WTR-PMI-AUX | Auxiliary Equipment (Building Facilities) | Switch,Position | Switch |  | ZS | http://www.toronto.ca/TWONTO#position_switch
145604 | WTR-PMI-ZS-0027 | Switch, Position,Door Security | WTR-PMI-AUX | Auxiliary Equipment (Building Facilities) | Switch,Position | Switch |  | ZS | http://www.toronto.ca/TWONTO#position_switch
145605 | WTR-PMI-ZS-0028 | Switch, Position,Door Security | WTR-PMI-AUX | Auxiliary Equipment (Building Facilities) | Switch,Position | Switch |  | ZS | http://www.toronto.ca/TWONTO#position_switch
145606 | WTR-PMI-ZS-0029 | Switch, Position,Door Security | WTR-PMI-AUX | Auxiliary Equipment (Building Facilities) | Switch,Position | Switch |  | ZS | http://www.toronto.ca/TWONTO#position_switch
145607 | WTR-PMI-ZS-0030 | Switch, Position,Door Security | WTR-PMI-AUX | Auxiliary Equipment (Building Facilities) | Switch,Position | Switch |  | ZS | http://www.toronto.ca/TWONTO#position_switch
145608 | WTR-PMI-ZS-0031 | Switch, Position,Door Security | WTR-PMI-AUX | Auxiliary Equipment (Building Facilities) | Switch,Position | Switch |  | ZS | http://www.toronto.ca/TWONTO#position_switch
145737 | WTR-PPD-PSL-0001 | Switch, Pressure-Low, Suction from Harris Tunnel | WTR-PPD-TRW | Treated Water (Transmission) | Switch,Pressure-Low | Switch |  | PSL | http://www.toronto.ca/TWONTO#pressure_switch
145738 | WTR-PPD-PSL-0002 | Switch, Pressure-Low, Line to District 1 | WTR-PPD-TRW | Treated Water (Transmission) | Switch,Pressure-Low | Switch |  | PSL | http://www.toronto.ca/TWONTO#pressure_switch
145750 | WTR-PPD-TSH-0001 | Switch, Temperature-High, Building Alarm | WTR-PPD-AUX | Auxiliary Equipment (Building Facilities) | Switch,Temperature-High | Switch |  | TSH | http://www.toronto.ca/TWONTO#temperature_switch
145751 | WTR-PPD-TSH-0002 | Switch, Temperature-High, Building | WTR-PPD-AUX | Auxiliary Equipment (Building Facilities) | Switch,Temperature-High | Switch |  | TSH | http://www.toronto.ca/TWONTO#temperature_switch
145768 | WTR-PPD-ZS-0004 | Position Switch, open/close | WTR-PPD-AUX | Auxiliary Equipment (Building Facilities) | Switch,Position | Switch |  | ZS | http://www.toronto.ca/TWONTO#position_switch
145828 | WTR-PRH-FSH-0001 | Switch, Flow High, Eywash Unit | WTR-PRH-AUX | Auxiliary Equipment (Building Facilities) | Switch,Flow-High | Switch |  | FSH | http://www.toronto.ca/TWONTO#flow_switch
145829 | WTR-PRH-FSH-0002 | Switch, Flow, High, Sprinkler System | WTR-PRH-AUX | Auxiliary Equipment (Building Facilities) | Switch,Flow-High | Switch |  | FSH | http://www.toronto.ca/TWONTO#flow_switch
145857 | WTR-PRH-LSH-0001 | Switch, Level-High, Building Flood Alarm | WTR-PRH-AUX | Auxiliary Equipment (Building Facilities) | Switch,Level-High | Switch |  | LSH | http://www.toronto.ca/TWONTO#level_switch
145858 | WTR-PRH-LSH-0005 | Switch, Level High, Generator 1200 Containment, Generator Room | WTR-PRH-GEN-1200 | Generator, Diesel, Generator Room | Switch,Level-High | Switch |  | LSH | http://www.toronto.ca/TWONTO#level_switch
145859 | WTR-PRH-LSH-0006 | Switch, Level High, Containment, Fuel Vault Room | WTR-PRH-AUX | Auxiliary Equipment (Building Facilities) | Switch,Level-High | Switch |  | LSH | http://www.toronto.ca/TWONTO#level_switch
145860 | WTR-PRH-LSH-1010 | Switch, Level High, Diesel Fuel Storage Tank | WTR-PRH-AUX | Auxiliary Equipment (Building Facilities) | Switch,Level-High | Switch |  | LSH | http://www.toronto.ca/TWONTO#level_switch
145861 | WTR-PRH-LSH-1020 | Switch, Level High, Diesel Fuel Storage Tank | WTR-PRH-AUX | Auxiliary Equipment (Building Facilities) | Switch,Level-High | Switch |  | LSH | http://www.toronto.ca/TWONTO#level_switch
145862 | WTR-PRH-LSH-1100 | Switch, Level High, Fuel Day Tank | WTR-PRH-AUX | Auxiliary Equipment (Building Facilities) | Switch,Level-High | Switch |  | LSH | http://www.toronto.ca/TWONTO#level_switch
145863 | WTR-PRH-LSH-1200 | Switch, Level High, Fuel Day Tank | WTR-PRH-AUX | Auxiliary Equipment (Building Facilities) | Switch,Level-High | Switch |  | LSH | http://www.toronto.ca/TWONTO#level_switch
145864 | WTR-PRH-LSHH-1010 | Switch, Level, High High, Diesel Fuel Storage Tank | WTR-PRH-AUX | Auxiliary Equipment (Building Facilities) | Switch,Level-High-High | Switch |  | LSHH | http://www.toronto.ca/TWONTO#level_switch
145865 | WTR-PRH-LSHH-1020 | Switch, Level, High High, Diesel Fuel Storage Tank | WTR-PRH-AUX | Auxiliary Equipment (Building Facilities) | Switch,Level-High-High | Switch |  | LSHH | http://www.toronto.ca/TWONTO#level_switch
145866 | WTR-PRH-LSHH-1100 | Switch, Level, High High, Fuel Day Tank | WTR-PRH-AUX | Auxiliary Equipment (Building Facilities) | Switch,Level-High-High | Switch |  | LSHH | http://www.toronto.ca/TWONTO#level_switch
145867 | WTR-PRH-LSHH-1200 | Switch, Level, High High, Fuel Day Tank | WTR-PRH-AUX | Auxiliary Equipment (Building Facilities) | Switch,Level-High-High | Switch |  | LSHH | http://www.toronto.ca/TWONTO#level_switch
145868 | WTR-PRH-LSL-1100 | Switch, Level Low, Fuel Day Tank | WTR-PRH-AUX | Auxiliary Equipment (Building Facilities) | Switch,Level-Low | Switch |  | LSL | http://www.toronto.ca/TWONTO#level_switch
145869 | WTR-PRH-LSL-1101 | Switch, Level Low, Radiator JW Expansion Tank | WTR-PRH-AUX | Auxiliary Equipment (Building Facilities) | Switch,Level-Low | Switch |  | LSL | http://www.toronto.ca/TWONTO#level_switch
145870 | WTR-PRH-LSL-1200 | Switch, Level Low, Fuel Day Tank | WTR-PRH-AUX | Auxiliary Equipment (Building Facilities) | Switch,Level-Low | Switch |  | LSL | http://www.toronto.ca/TWONTO#level_switch
145871 | WTR-PRH-LSLL-1200 | Switch, Level Low Low, Fuel Day Tank | WTR-PRH-AUX | Auxiliary Equipment (Building Facilities) | Switch,Level-Low-Low | Switch |  | LSLL | http://www.toronto.ca/TWONTO#level_switch
145915 | WTR-PRH-PSH-1020 | Switch, Vacuum, Diesel Fuel Storage Tank | WTR-PRH-T-1100 | Tank, Bulk Fuel Storage, Generator Room | Vacuum | Switch |  | PSH | http://www.toronto.ca/TWONTO#pressure_switch
145916 | WTR-PRH-PSH-1100 | Switch, Vacuum, Fuel Day Tank | WTR-PRH-T-1100 | Tank, Bulk Fuel Storage, Generator Room | Vacuum | Switch |  | PSH | http://www.toronto.ca/TWONTO#pressure_switch
145917 | WTR-PRH-PSH-1200 | Switch, Vacuum, Fuel Day Tank | WTR-PRH-T-1200 | Tank, Bulk Fuel Storage, Generator Room | Vacuum | Switch |  | PSH | http://www.toronto.ca/TWONTO#pressure_switch
145918 | WTR-PRH-PSL-0001 | Switch, Pressure-Low, Line from Rosehill Reservoir and District 1 | WTR-PRH-TRW | Treated Water (Transmission) | Switch,Pressure-Low | Switch |  | PSL | http://www.toronto.ca/TWONTO#pressure_switch
145919 | WTR-PRH-PSL-0002 | Switch, Pressure-Low, Line to District 4 | WTR-PRH-TRW | Treated Water (Transmission) | Switch,Pressure-Low | Switch |  | PSL | http://www.toronto.ca/TWONTO#pressure_switch
145920 | WTR-PRH-PSL-0003 | Switch, Pressure Low, Basement, Transfer Pump P-0001/P-0002 Common Pipe | WTR-PRH-ELS | Electrical System | Switch,Pressure-Low | Switch |  | PSL | http://www.toronto.ca/TWONTO#pressure_switch
145929 | WTR-PRH-SW-0101 | Switch, Load Break, Incoming Line 1 (Primary) | WTR-PRH-TR-0101 | Transformer, Power, Line 1, 13.2 kV/4.16 kV | Load Break Switch | Switch |  | SW | http://www.toronto.ca/TWONTO#load_break_disconnect_switch
145930 | WTR-PRH-SW-0103 | Switch, Load Breaker, 5KV, Outdoor Load Bank Connection | WTR-PRH-LB-0102 | Load Breaker, 4160V, Secondary, Switchgear Electrical Room | Load Break Switch | Switch |  | SW | http://www.toronto.ca/TWONTO#load_break_disconnect_switch
145931 | WTR-PRH-SW-0201 | Switch, Load Break, Incoming Line 2 (Primary) | WTR-PRH-TR-0201 | Transformer, Power, Line 2, 13.2 kV/4.16 kV | Load Break Switch | Switch |  | SW | http://www.toronto.ca/TWONTO#load_break_disconnect_switch
145947 | WTR-PRH-TSH-0001 | Switch, Temperature-High, Building Alarm | WTR-PRH-AUX | Auxiliary Equipment (Building Facilities) | Switch,Temperature-High | Switch |  | TSH | http://www.toronto.ca/TWONTO#temperature_switch
145948 | WTR-PRH-TSL-0001 | Switch, Temperature-Low, Building | WTR-PRH-AUX | Auxiliary Equipment (Building Facilities) | Switch,Temperature-Low | Switch |  | TSL | http://www.toronto.ca/TWONTO#temperature_switch
145949 | WTR-PRH-TSL-0004 | Switch, Temperature, Low, TSL-0004, Switchgear Room | WTR-PRH-RPU-0002 | Remote Processing Unit, Control Panel, Switchgear Room | Switch,Temperature-Low | Switch |  | TSL | http://www.toronto.ca/TWONTO#temperature_switch
145968 | WTR-PRH-ZS-0001 | Switch, Position,Door Security | WTR-PRH-AUX | Auxiliary Equipment (Building Facilities) | Switch,Position | Switch |  | ZS | http://www.toronto.ca/TWONTO#position_switch
145969 | WTR-PRH-ZS-0004 | Switch, Position,Door Security | WTR-PRH-AUX | Auxiliary Equipment (Building Facilities) | Switch,Position | Switch |  | ZS | http://www.toronto.ca/TWONTO#position_switch
146034 | WTR-PRV-LSH-0001 | Switch, Level-High, Flood | WTR-PRV-AUX | Auxiliary Equipment (Building Facilities) | Switch,Level-High | Switch |  | LSH | http://www.toronto.ca/TWONTO#level_switch
146035 | WTR-PRV-LSL-0200 | Switch,Level-Low,Pump 0200 | WTR-PRV-P-0200 | Pump,Centrifugal | Switch,Level-Low | Switch |  | LSL | http://www.toronto.ca/TWONTO#level_switch
146036 | WTR-PRV-LSL-0300 | Switch,Level-Low,Pump 0300 | WTR-PRV-P-0300 | Pump,Centrifugal | Switch,Level-Low | Switch |  | LSL | http://www.toronto.ca/TWONTO#level_switch
146037 | WTR-PRV-LSL-0500 | Switch,Level-Low,Pump 0500 | WTR-PRV-P-0500 | Pump,Centrifugal | Switch,Level-Low | Switch |  | LSL | http://www.toronto.ca/TWONTO#level_switch
146038 | WTR-PRV-LSL-0600 | Switch,Level-Low,Pump 0600 | WTR-PRV-P-0600 | Pump,Centrifugal | Switch,Level-Low | Switch |  | LSL | http://www.toronto.ca/TWONTO#level_switch
146084 | WTR-PRV-TSL-0001 | Switch,Temperature-Low,Building | WTR-PRV-AUX | Auxiliary Equipment (Building Facilities) | Switch,Temperature-Low | Switch |  | TSL | http://www.toronto.ca/TWONTO#temperature_switch
146118 | WTR-PRV-ZS-0002 | Switch, Position,Door Security | WTR-PRV-AUX | Auxiliary Equipment (Building Facilities) | Switch,Position | Switch |  | ZS | http://www.toronto.ca/TWONTO#position_switch
146119 | WTR-PRV-ZS-0003 | Switch, Position,Door Security | WTR-PRV-AUX | Auxiliary Equipment (Building Facilities) | Switch,Position | Switch |  | ZS | http://www.toronto.ca/TWONTO#position_switch
146120 | WTR-PRV-ZS-0004 | Switch, Position,Door Security | WTR-PRV-AUX | Auxiliary Equipment (Building Facilities) | Switch,Position | Switch |  | ZS | http://www.toronto.ca/TWONTO#position_switch
146177 | WTR-PSA-LSH-0001 | Switch, Level-High, Flood Alarm, Building | WTR-PSA-AUX | Auxiliary Equipment (Building Facilities) | Switch,Level-High | Switch |  | LSH | http://www.toronto.ca/TWONTO#level_switch
146178 | WTR-PSA-LSL-0701 | Switch, Level-Low, Pump 0701 | WTR-PSA-P-0701 | Pump, Sump | Switch,Level-Low | Switch |  | LSL | http://www.toronto.ca/TWONTO#level_switch
146203 | WTR-PSA-PS-0002 | Switch, Pressure-High/Pressure-Low, Line to District 3 | WTR-PSA-TRW | Treated Water (Transmission) | Switch | Switch |  | PS | http://www.toronto.ca/TWONTO#pressure_switch
146204 | WTR-PSA-PSL-0001 | Switch, Pressure-Low, Suction Header | WTR-PSA-TRW | Treated Water (Transmission) | Switch,Pressure-Low | Switch |  | PSL | http://www.toronto.ca/TWONTO#pressure_switch
146207 | WTR-PSA-SW-0201 | Switch, Incoming Primary Line 2 | WTR-PSA-TR-0201 | Transformer, Power, Line 2, 27.6 kV/4.16 kV | Switch | Switch |  | SW | http://www.toronto.ca/TWONTO#disconnect_switch
146214 | WTR-PSA-TS-0903 | Switch | WTR-PSA-ELS | Electrical System | Switch | Switch |  | TS | ?
146215 | WTR-PSA-TSH-0001 | Switch, Temperature-High, Building Alarm | WTR-PSA-AUX | Auxiliary Equipment (Building Facilities) | Switch,Temperature-High | Switch |  | TSH | http://www.toronto.ca/TWONTO#temperature_switch
146216 | WTR-PSA-TSH-0002 | Switch, Temperature-High, Building | WTR-PSA-AUX | Auxiliary Equipment (Building Facilities) | Switch,Temperature-High | Switch |  | TSH | http://www.toronto.ca/TWONTO#temperature_switch
146217 | WTR-PSA-TSHH-0801 | Switch, Temperature-High-High, Discharge, AHU 0801 | WTR-PSA-AHU-0801 | Air Handling Unit | Switch,Temperature-High | Switch |  | TSHH | http://www.toronto.ca/TWONTO#temperature_switch
146218 | WTR-PSA-TSHH-0901 | Switch, Temperature-High | WTR-PSA-AUX | Auxiliary Equipment (Building Facilities) | Switch,Temperature-High | Switch |  | TSHH | http://www.toronto.ca/TWONTO#temperature_switch
146219 | WTR-PSA-TSL-0001 | Switch, Temperature-Low, Building | WTR-PSA-AUX | Auxiliary Equipment (Building Facilities) | Switch,Temperature-Low | Switch |  | TSL | http://www.toronto.ca/TWONTO#temperature_switch
146220 | WTR-PSA-TSL-0902 | Switch, Temperature-Low | WTR-PSA-AUX | Auxiliary Equipment (Building Facilities) | Switch,Temperature-Low | Switch |  | TSL | http://www.toronto.ca/TWONTO#temperature_switch
146246 | WTR-PSA-ZS-0002 | Position Switch, open/close | WTR-PSA-AUX | Auxiliary Equipment (Building Facilities) | Switch,Position | Switch |  | ZS | http://www.toronto.ca/TWONTO#position_switch
146247 | WTR-PSA-ZS-0003 | Position Switch, open/close | WTR-PSA-AUX | Auxiliary Equipment (Building Facilities) | Switch,Position | Switch |  | ZS | http://www.toronto.ca/TWONTO#position_switch
146248 | WTR-PSA-ZS-0004 | Position Switch, open/close | WTR-PSA-AUX | Auxiliary Equipment (Building Facilities) | Switch,Position | Switch |  | ZS | http://www.toronto.ca/TWONTO#position_switch
146329 | WTR-PSC-FS-0502 | Switch, Flow, Vacuum Water | WTR-PSC-C-0001 | Vacuum, Pump System, Vacuum Pump | Switch,Pressure | Switch |  | FS | http://www.toronto.ca/TWONTO#flow_switch
146359 | WTR-PSC-LSH-0001 | Switch, Level-High, Flood | WTR-PSC-AUX | Auxiliary Equipment (Building Facilities) | Switch,Level-High | Switch |  | LSH | http://www.toronto.ca/TWONTO#level_switch
146360 | WTR-PSC-LSL-1400 | Switch, Level-Low, Pump 1400 to Vacuum Air System | WTR-PSC-P-1400 | Pump, Centrifugal, District 3E | Switch,Level-Low | Switch |  | LSL | http://www.toronto.ca/TWONTO#level_switch
146361 | WTR-PSC-LSL-1700 | Switch, Level-Low, Pumps 1700A & 1700B to Vacuum Air System | WTR-PSC-P-1700 | Pump, Centrifugal, District 4 | Switch,Level-Low | Switch |  | LSL | http://www.toronto.ca/TWONTO#level_switch
146362 | WTR-PSC-LSL-2000 | Switch,Level-Low,Pump 2000 to Vacuum Air System | WTR-PSC-P-2000 | Pump, Centrifugal, District 4 | Switch,Level-Low | Switch |  | LSL | http://www.toronto.ca/TWONTO#level_switch
146402 | WTR-PSC-PSH-0001 | Switch, Pressure-High, Water to District 3E | WTR-PSC-TRW | Treated Water (Transmission) | Switch,Pressure-High | Switch |  | PSH | http://www.toronto.ca/TWONTO#pressure_switch
146403 | WTR-PSC-PSL-0001 | Switch, Pressure-Low, Water to District 3E | WTR-PSC-TRW | Treated Water (Transmission) | Switch,Pressure-Low | Switch |  | PSL | http://www.toronto.ca/TWONTO#pressure_switch
146405 | WTR-PSC-SW-0003 | Switch, Splitter | WTR-PSC-MCC-0201 | Motor Control Center, Bus 0201 | Switch | Switch |  | SW | http://www.toronto.ca/TWONTO#disconnect_switch
146421 | WTR-PSC-TSH-0001 | Switch, Temperature-High, Building Alarm | WTR-PSC-AUX | Auxiliary Equipment (Building Facilities) | Switch,Temperature-High | Switch |  | TSH | http://www.toronto.ca/TWONTO#temperature_switch
146422 | WTR-PSC-TSH-0002 | Switch, Temperature-High, Building | WTR-PSC-AUX | Auxiliary Equipment (Building Facilities) | Switch,Temperature-High | Switch |  | TSH | http://www.toronto.ca/TWONTO#temperature_switch
146423 | WTR-PSC-TSL-0001 | Switch, Temperature-Low, Building | WTR-PSC-AUX | Auxiliary Equipment (Building Facilities) | Switch,Temperature-Low | Switch |  | TSL | http://www.toronto.ca/TWONTO#temperature_switch
146465 | WTR-PSC-ZS-0001 | Switch, Position,Door Security | WTR-PSC-AUX | Auxiliary Equipment (Building Facilities) | Switch,Position | Switch |  | ZS | http://www.toronto.ca/TWONTO#position_switch
146466 | WTR-PSC-ZS-0002 | Switch, Position,Door Security | WTR-PSC-AUX | Auxiliary Equipment (Building Facilities) | Switch,Position | Switch |  | ZS | http://www.toronto.ca/TWONTO#position_switch
146488 | WTR-PTH-FSL-0401 | Switch, Flow-Low, AHU 0401 | WTR-PTH-AHU-0401 | Air Handling Unit | Switch,Flow-Low | Switch |  | FSL | http://www.toronto.ca/TWONTO#flow_switch
146503 | WTR-PTH-LSH-0001 | Switch, Level-High, Flood | WTR-PTH-AUX | Auxiliary Equipment (Building Facilities) | Switch,Level-High | Switch |  | LSH | http://www.toronto.ca/TWONTO#level_switch
146504 | WTR-PTH-LSH-0002 | Switch, Level High, Flood Alarm | WTR-PTH-TRW | Treated Water (Transmission) | Transmitter,Pressure | Switch |  | LSH | http://www.toronto.ca/TWONTO#level_switch
146505 | WTR-PTH-LSH-0501 | Switch, Level-High, Sump | WTR-PTH-AUX | Auxiliary Equipment (Building Facilities) | Switch,Level-High | Switch |  | LSH | http://www.toronto.ca/TWONTO#level_switch
146506 | WTR-PTH-LSH-0502 | Switch, Level-High, Sump | WTR-PTH-AUX | Auxiliary Equipment (Building Facilities) | Switch,Level-High | Switch |  | LSH | http://www.toronto.ca/TWONTO#level_switch
146522 | WTR-PTH-TS-0001 | Switch, Temperature Control | WTR-PTH-AUX | Auxiliary Equipment (Building Facilities) | Switch | Switch |  | TS | http://www.toronto.ca/TWONTO#temperature_switch
146523 | WTR-PTH-TSH-0001 | Switch, Temperature-High, Building Alarm | WTR-PTH-AUX | Auxiliary Equipment (Building Facilities) | Switch,Temperature-High | Switch |  | TSH | http://www.toronto.ca/TWONTO#temperature_switch
146524 | WTR-PTH-TSH-0002 | Switch, Temperature-High, Building Temperature | WTR-PTH-AUX | Auxiliary Equipment (Building Facilities) | Switch,Temperature-High | Switch |  | TSH | http://www.toronto.ca/TWONTO#temperature_switch
146525 | WTR-PTH-TSL-0001 | Switch, Temperature-Low, Building Temperature | WTR-PTH-AUX | Auxiliary Equipment (Building Facilities) | Switch,Temperature-Low | Switch |  | TSL | http://www.toronto.ca/TWONTO#temperature_switch
146526 | WTR-PTH-TSL-0401 | Switch, Temperature-Low, AHU 0401 | WTR-PTH-AHU-0401 | Air Handling Unit | Switch,Temperature-Low | Switch |  | TSL | http://www.toronto.ca/TWONTO#temperature_switch
146539 | WTR-PTH-ZS-0001 | Switch, Position,Door Security | WTR-PTH-AUX | Auxiliary Equipment (Building Facilities) | Switch,Position | Switch |  | ZS | http://www.toronto.ca/TWONTO#position_switch
146540 | WTR-PTH-ZS-0003 | Switch, Position,Door Security | WTR-PTH-AUX | Auxiliary Equipment (Building Facilities) | Switch,Position | Switch |  | ZS | http://www.toronto.ca/TWONTO#position_switch
146593 | WTR-PWT-LS-1100 | Switch, Level, High/Low, Generator Compartment | WTR-PWT-GEN-1100 | Generator, Diesel, Standby Power, Outdoor, West Tor PS | Switch,Level-Low | Switch |  | LS | http://www.toronto.ca/TWONTO#level_switch
146594 | WTR-PWT-LSH-0001 | Switch, Level-High, Building Flood Alarm | WTR-PWT-AUX | Auxiliary Equipment (Building Facilities) | Switch,Level-High | Switch |  | LSH | http://www.toronto.ca/TWONTO#level_switch
146595 | WTR-PWT-LSH-1010 | Switch, Level, High, Fuel Bulk Storage Tank | WTR-PWT-T-1010 | Tank, Fuel, Bulk Storage, Pumping Station, Outdoor Generator Enclosure | Switch,Level-High | Switch |  | LSH | http://www.toronto.ca/TWONTO#level_switch
146596 | WTR-PWT-LSH-1100 | Switch, Level, High, Fuel Day Tank | WTR-PWT-GEN-1100 | Generator, Diesel, Standby Power, Outdoor, West Tor PS | Switch,Level-High | Switch |  | LSH | http://www.toronto.ca/TWONTO#level_switch
146622 | WTR-PWT-PSL-0001 | Switch, Pressure-Low, Main 98 from District 2 | WTR-PWT-TRW | Treated Water (Transmission) | Switch,Pressure-Low | Switch |  | PSL | http://www.toronto.ca/TWONTO#pressure_switch
146623 | WTR-PWT-PSL-1010 | Switch, Pressure, Low, Fuel Bulk Storage Tank | WTR-PWT-T-1010 | Tank, Fuel, Bulk Storage, Pumping Station, Outdoor Generator Enclosure | Switch,Level-Low | Switch |  | PSL | http://www.toronto.ca/TWONTO#pressure_switch
146624 | WTR-PWT-PSL-1100 | Switch, Pressure, Low, Fuel Day Tank | WTR-PWT-T-1100 | Tank, Fuel , Day Tank, Pumping Station, Base Outdoor Generator Enclosure | Switch,Level-Low | Switch |  | PSL | http://www.toronto.ca/TWONTO#pressure_switch
146629 | WTR-PWT-SW-1100 | Switch, 2400V, Load Bank, Electrical Room | WTR-PWT-GEN-1100 | Generator, Diesel, Standby Power, Outdoor, West Tor PS | Switchgear,Indoor | Switch |  | SW | http://www.toronto.ca/TWONTO#disconnect_switch
146638 | WTR-PWT-TSL-0001 | Switch, Temperature-Low, Building | WTR-PWT-AUX | Auxiliary Equipment (Building Facilities) | Switch,Temperature-Low | Switch |  | TSL | http://www.toronto.ca/TWONTO#temperature_switch
146658 | WTR-PWT-ZS-0002 | Position Switch, open/close | WTR-PWT-AUX | Auxiliary Equipment (Building Facilities) | Switch,Position | Switch |  | ZS | http://www.toronto.ca/TWONTO#position_switch
146673 | WTR-RBV-LSH-0001 | Switch, Level-High, Flood Alarm, Building | WTR-RBV-AUX | Auxiliary Equipment (Building Facilities) | Switch,Level-High | Switch |  | LSH | http://www.toronto.ca/TWONTO#level_switch
146674 | WTR-RBV-LSH-0401 | Switch, Level-High, Pump 0400 | WTR-RBV-AUX | Auxiliary Equipment (Building Facilities) | Switch,Level-High | Switch |  | LSH | http://www.toronto.ca/TWONTO#level_switch
146686 | WTR-RBV-TSL-0001 | Switch, Temperature-Low, Building | WTR-RBV-AUX | Auxiliary Equipment (Building Facilities) | Switch,Temperature-Low | Switch |  | TSL | http://www.toronto.ca/TWONTO#temperature_switch
146734 | WTR-RDF-LSH-0001 | Switch, Level-High, (Building Flood Alarm) | WTR-RDF-AUX | Auxiliary Equipment (Building Facilities) | Switch,Level-High | Switch |  | LSH | http://www.toronto.ca/TWONTO#level_switch
146735 | WTR-RDF-LSH-0002 | Switch, Level-High, Sump Pumps | WTR-RDF-AUX | Auxiliary Equipment (Building Facilities) | Switch,Level-High | Switch |  | LSH | http://www.toronto.ca/TWONTO#level_switch
146736 | WTR-RDF-LSH-0101 | Switch, Level-High, Tank 0100 | WTR-RDF-T-0100 | Tank, Reservoir, (West Basin) | Switch,Level-High | Switch |  | LSH | http://www.toronto.ca/TWONTO#level_switch
146737 | WTR-RDF-LSH-0201 | Switch, Level-High, Tank 0200 | WTR-RDF-T-0200 | Tank, Reservoir, (East Basin) | Switch,Level-High | Switch |  | LSH | http://www.toronto.ca/TWONTO#level_switch
146738 | WTR-RDF-LSH-0301 | Switch, Level-High, Tank 0300 | WTR-RDF-T-0300 | Tank, Reservoir | Switch,Level-High | Switch |  | LSH | http://www.toronto.ca/TWONTO#level_switch
146739 | WTR-RDF-LSHH-0002 | Switch, Level-High-High, Sump Pumps | WTR-RDF-AUX | Auxiliary Equipment (Building Facilities) | Switch,Level-High-High | Switch |  | LSHH | http://www.toronto.ca/TWONTO#level_switch
146740 | WTR-RDF-LSL-0002 | Switch, Level-Low, Sump Pumps | WTR-RDF-AUX | Auxiliary Equipment (Building Facilities) | Switch,Level-Low | Switch |  | LSL | http://www.toronto.ca/TWONTO#level_switch
146776 | WTR-RDF-STR-0501 | Strainer, Water Line to Local Sink and Toilet | WTR-RDF-P-0501 | Pump, Centrifugal, Service Water, South Valve House | Strainer | Switch |  | STR | http://www.toronto.ca/TWONTO#strainer
146778 | WTR-RDF-SW-0002 | Switch, Power to Transformer 0001 | WTR-RDF-ELS | Electrical System | Switch | Switch |  | SW | http://www.toronto.ca/TWONTO#disconnect_switch
146784 | WTR-RDF-TSH-0401 | Switch, Temperature-High, Pump 0401 | WTR-RDF-P-0401 | Pump, Centrifugal, Water to Sprinkler System, South Valve House | Switch,Temperature-High | Switch |  | TSH | http://www.toronto.ca/TWONTO#temperature_switch
146785 | WTR-RDF-TSL-0001 | Switch, Temperature-Low, (Building) | WTR-RDF-AUX | Auxiliary Equipment (Building Facilities) | Switch,Temperature-Low | Switch |  | TSL | http://www.toronto.ca/TWONTO#temperature_switch
146811 | WTR-RDF-ZS-0001 | Switch, Position,Door Security | WTR-RDF-AUX | Auxiliary Equipment (Building Facilities) | Switch,Position | Switch |  | ZS | http://www.toronto.ca/TWONTO#position_switch
146812 | WTR-RDF-ZS-0003 | Switch, Position,Door Security | WTR-RDF-AUX | Auxiliary Equipment (Building Facilities) | Switch,Position | Switch |  | ZS | http://www.toronto.ca/TWONTO#position_switch
146813 | WTR-RDF-ZS-0004 | Switch, Latch Sensor, Door Security, South Access House | WTR-RDF-AUX | Auxiliary Equipment (Building Facilities) | Switch,Position | Switch |  | ZS | http://www.toronto.ca/TWONTO#position_switch
146814 | WTR-RDF-ZS-0101 | Switch, Position,Door Security | WTR-RDF-AUX | Auxiliary Equipment (Building Facilities) | Switch,Position | Switch |  | ZS | http://www.toronto.ca/TWONTO#position_switch
146815 | WTR-RDF-ZS-0301 | Switch, Position,Door Security | WTR-RDF-AUX | Auxiliary Equipment (Building Facilities) | Switch,Position | Switch |  | ZS | http://www.toronto.ca/TWONTO#position_switch
146816 | WTR-RDF-ZS-0303 | Switch, Position,Door Security | WTR-RDF-AUX | Auxiliary Equipment (Building Facilities) | Switch,Position | Switch |  | ZS | http://www.toronto.ca/TWONTO#position_switch
146817 | WTR-RDF-ZS-0306 | Switch, Position,Door Security | WTR-RDF-AUX | Auxiliary Equipment (Building Facilities) | Switch,Position | Switch |  | ZS | http://www.toronto.ca/TWONTO#position_switch
146818 | WTR-RDF-ZS-0401 | Switch, Position,Door Security | WTR-RDF-AUX | Auxiliary Equipment (Building Facilities) | Switch,Position | Switch |  | ZS | http://www.toronto.ca/TWONTO#position_switch
146819 | WTR-RDF-ZS-0403 | Switch, Position,Door Security | WTR-RDF-AUX | Auxiliary Equipment (Building Facilities) | Switch,Position | Switch |  | ZS | http://www.toronto.ca/TWONTO#position_switch
146820 | WTR-RDF-ZS-0408 | Switch, Position,Door Security | WTR-RDF-AUX | Auxiliary Equipment (Building Facilities) | Switch,Position | Switch |  | ZS | http://www.toronto.ca/TWONTO#position_switch
146821 | WTR-RDF-ZS-0409 | Switch, Position,Door Security | WTR-RDF-AUX | Auxiliary Equipment (Building Facilities) | Switch,Position | Switch |  | ZS | http://www.toronto.ca/TWONTO#position_switch
146823 | WTR-REB-LSH-0001 | Switch, Level-High, Overflow Alarm | WTR-REB-TRW | Treated Water (Transmission) | Switch,Level-High | Switch | 35843 | LSH | http://www.toronto.ca/TWONTO#level_switch
146841 | WTR-REG-LSH-0001 | Switch, Level-High, (Flood Alarm) | WTR-REG-AUX | Auxiliary Equipment (Building Facilities) | Switch,Level-High | Switch |  | LSH | http://www.toronto.ca/TWONTO#level_switch
146849 | WTR-REG-TSL-0001 | Switch, Temperature-Low, Building | WTR-REG-AUX | Auxiliary Equipment (Building Facilities) | Switch,Temperature-Low | Switch |  | TSL | http://www.toronto.ca/TWONTO#temperature_switch
146857 | WTR-REG-ZS-0001 | Switch, Position,Door Security | WTR-REG-AUX | Auxiliary Equipment (Building Facilities) | Switch,Position | Switch |  | ZS | http://www.toronto.ca/TWONTO#position_switch
146858 | WTR-REG-ZS-0002 | Switch, Position,Door Security | WTR-REG-AUX | Auxiliary Equipment (Building Facilities) | Switch,Position | Switch |  | ZS | http://www.toronto.ca/TWONTO#position_switch
146859 | WTR-REG-ZS-0004 | Switch, Position,Door Security | WTR-REG-AUX | Auxiliary Equipment (Building Facilities) | Switch,Position | Switch |  | ZS | http://www.toronto.ca/TWONTO#position_switch
146866 | WTR-REL-LSH-0001 | Switch, Level-High, Building Flood | WTR-REL-AUX | Auxiliary Equipment (Building Facilities) | Switch,Level-High | Switch |  | LSH | http://www.toronto.ca/TWONTO#level_switch
146867 | WTR-REL-LSH-0201 | Switch, Level-High, Tank 0200 | WTR-REL-T-0200 | Tank, South-West Basin (Cell 2) | Switch,Level-High | Switch |  | LSH | http://www.toronto.ca/TWONTO#level_switch
146868 | WTR-REL-LSHH-0401 | Switch, Level-High-High, Pump 0402 | WTR-REL-P-0402 | Pump, Sump, Centrifugal | Switch,Level-High-High | Switch |  | LSHH | http://www.toronto.ca/TWONTO#level_switch
146869 | WTR-REL-LSHH-0402 | Switch, Level-High-High, Pump 0401 | WTR-REL-P-0401 | Pump, Sump, Centrifugal | Switch,Level-High-High | Switch |  | LSHH | http://www.toronto.ca/TWONTO#level_switch
146897 | WTR-RKL-LSH-0101 | Switch, Level-High, Tank 0100 | WTR-RKL-T-0100 | Tank, (South-West Basin) | Switch,Level-High | Switch |  | LSH | http://www.toronto.ca/TWONTO#level_switch
146898 | WTR-RKL-LSH-0201 | Switch, Level-High, Tank 0200 | WTR-RKL-T-0200 | Tank, (North-West Basin) | Switch,Level-High | Switch |  | LSH | http://www.toronto.ca/TWONTO#level_switch
146902 | WTR-RKL-SW-0001 | Switch, Disconnect, LightingTransformer,Sports Field Lighting | WTR-RKL-TR-0002 | Transformer, Lighting, Sports Field Lighting | Switch | Switch |  | SW | http://www.toronto.ca/TWONTO#disconnect_switch
146903 | WTR-RKL-SW-0002 | Switch, Disconnect, LightingTransformer,Sports Field Lighting | WTR-RKL-TR-0002 | Transformer, Lighting, Sports Field Lighting | Switch | Switch |  | SW | http://www.toronto.ca/TWONTO#disconnect_switch
146908 | WTR-RKL-TSL-0001 | Switch, Temperature-Low, Building | WTR-RKL-AUX | Auxiliary Equipment (Building Facilities) | Switch,Temperature-Low | Switch |  | TSL | http://www.toronto.ca/TWONTO#temperature_switch
146932 | WTR-RKL-ZS-0001 | Switch, Position,Door Security | WTR-RKL-AUX | Auxiliary Equipment (Building Facilities) | Switch,Position | Switch |  | ZS | http://www.toronto.ca/TWONTO#position_switch
146933 | WTR-RKL-ZS-0002 | Switch, Position,Door Security | WTR-RKL-AUX | Auxiliary Equipment (Building Facilities) | Switch,Position | Switch |  | ZS | http://www.toronto.ca/TWONTO#position_switch
146934 | WTR-RKL-ZS-0003 | Switch, Position,Door Security | WTR-RKL-AUX | Auxiliary Equipment (Building Facilities) | Switch,Position | Switch |  | ZS | http://www.toronto.ca/TWONTO#position_switch
146944 | WTR-RLL-LSH-0003 | Switch, Level-High, P-0001 | WTR-RLL-P-0001 | Pump, Submersible, Sump | Switch,Level-High | Switch |  | LSH | http://www.toronto.ca/TWONTO#level_switch
146965 | WTR-RLW-LSH-0001 | Switch, Level-High, (Flood Alarm) | WTR-RLW-AUX | Auxiliary Equipment (Building Facilities) | Switch,Level-High | Switch |  | LSH | http://www.toronto.ca/TWONTO#level_switch
146966 | WTR-RLW-LSH-0101 | Switch, Level-High, Tank 0100 | WTR-RLW-T-0100 | Tank, Reservoir, (South-West Basin) | Switch,Level-High | Switch |  | LSH | http://www.toronto.ca/TWONTO#level_switch
146967 | WTR-RLW-LSH-0201 | Switch, Level-High, Tank 0200 | WTR-RLW-T-0200 | Tank, Reservoir, (South-East Basin) | Switch,Level-High | Switch |  | LSH | http://www.toronto.ca/TWONTO#level_switch
146976 | WTR-RLW-TSL-0001 | Switch, Temperature-Low, Building | WTR-RLW-AUX | Auxiliary Equipment (Building Facilities) | Switch,Temperature-Low | Switch |  | TSL | http://www.toronto.ca/TWONTO#temperature_switch
147022 | WTR-RMI-DS-0101 | Switch, Fused Disconnect, Water Transmission | WTR-RMI-ELS | Electrical System |  | Switch |  | DS | http://www.toronto.ca/TWONTO#disconnect_switch
147043 | WTR-RMI-LSH-0003 | Instrument, Level Switch, High, Water Transmission | WTR-RMI-AUX | Auxiliary Equipment (Building Facilities) |  | Switch |  | LSH | http://www.toronto.ca/TWONTO#level_switch
147044 | WTR-RMI-LSH-0005 | Instrument, Level Switch, High, Water Transmission | WTR-RMI-AUX | Auxiliary Equipment (Building Facilities) |  | Switch |  | LSH | http://www.toronto.ca/TWONTO#level_switch
147058 | WTR-RMI-TSL-0003 | Instrument, Temperature Switch, Low, Water Transmission | WTR-RMI-AUX | Auxiliary Equipment (Building Facilities) |  | Switch |  | TSL | http://www.toronto.ca/TWONTO#temperature_switch
147059 | WTR-RMI-TSL-0004 | Instrument, Temperature Switch, Low, Water Transmission | WTR-RMI-AUX | Auxiliary Equipment (Building Facilities) |  | Switch |  | TSL | http://www.toronto.ca/TWONTO#temperature_switch
147060 | WTR-RMI-TSL-0012 | Instrument, Temperature Switch, Low, Water Transmission | WTR-RMI-AUX | Auxiliary Equipment (Building Facilities) |  | Switch |  | TSL | http://www.toronto.ca/TWONTO#temperature_switch
147089 | WTR-RMI-ZS-0002 | Switch, Position,Door Security | WTR-RMI-AUX | Auxiliary Equipment (Building Facilities) | Switch,Position | Switch |  | ZS | http://www.toronto.ca/TWONTO#position_switch
147090 | WTR-RMI-ZS-0003 | Switch, Position,Door Security | WTR-RMI-AUX | Auxiliary Equipment (Building Facilities) | Switch,Position | Switch |  | ZS | http://www.toronto.ca/TWONTO#position_switch
147091 | WTR-RMI-ZS-0004 | Switch, Position,Door Security | WTR-RMI-AUX | Auxiliary Equipment (Building Facilities) | Switch,Position | Switch |  | ZS | http://www.toronto.ca/TWONTO#position_switch
147092 | WTR-RMI-ZS-0005 | Switch, Position,Door Security | WTR-RMI-AUX | Auxiliary Equipment (Building Facilities) | Switch,Position | Switch |  | ZS | http://www.toronto.ca/TWONTO#position_switch
147093 | WTR-RMI-ZS-0011 | Switch, Position,Door Security | WTR-RMI-AUX | Auxiliary Equipment (Building Facilities) | Switch,Position | Switch |  | ZS | http://www.toronto.ca/TWONTO#position_switch
147094 | WTR-RMI-ZS-0012 | Switch, Position,Door Security | WTR-RMI-AUX | Auxiliary Equipment (Building Facilities) | Switch,Position | Switch |  | ZS | http://www.toronto.ca/TWONTO#position_switch
147095 | WTR-RMI-ZS-0017 | Switch, Position,Door Security | WTR-RMI-AUX | Auxiliary Equipment (Building Facilities) | Switch,Position | Switch |  | ZS | http://www.toronto.ca/TWONTO#position_switch
147096 | WTR-RMI-ZS-0020 | Switch, Position,Door Security | WTR-RMI-AUX | Auxiliary Equipment (Building Facilities) | Switch,Position | Switch |  | ZS | http://www.toronto.ca/TWONTO#position_switch
147097 | WTR-RMI-ZS-0023 | Switch, Position,Door Security,Access House | WTR-RMI-AUX | Auxiliary Equipment (Building Facilities) | Switch,Position | Switch |  | ZS | http://www.toronto.ca/TWONTO#position_switch
147098 | WTR-RMI-ZS-0025 | Switch, Position,Door Security,Access House | WTR-RMI-AUX | Auxiliary Equipment (Building Facilities) | Switch,Position | Switch |  | ZS | http://www.toronto.ca/TWONTO#position_switch
147099 | WTR-RMI-ZS-0026 | Switch, Position,Door Security,Access House | WTR-RMI-AUX | Auxiliary Equipment (Building Facilities) | Switch,Position | Switch |  | ZS | http://www.toronto.ca/TWONTO#position_switch
147100 | WTR-RMI-ZS-0029 | Instrument, Door Contact, Water Transmission | WTR-RMI-AUX | Auxiliary Equipment (Building Facilities) |  | Switch |  | ZS | http://www.toronto.ca/TWONTO#position_switch
147101 | WTR-RMI-ZS-0030 | Instrument, Door Contact, Water Transmission | WTR-RMI-AUX | Auxiliary Equipment (Building Facilities) |  | Switch |  | ZS | http://www.toronto.ca/TWONTO#position_switch
147102 | WTR-RMI-ZS-0031 | Instrument, Door Contact, Water Transmission | WTR-RMI-AUX | Auxiliary Equipment (Building Facilities) |  | Switch |  | ZS | http://www.toronto.ca/TWONTO#position_switch
147103 | WTR-RMI-ZS-0032 | Instrument, Door Contact, Water Transmission | WTR-RMI-AUX | Auxiliary Equipment (Building Facilities) |  | Switch |  | ZS | http://www.toronto.ca/TWONTO#position_switch
147104 | WTR-RMI-ZS-0033 | Instrument, Door Contact, Water Transmission | WTR-RMI-AUX | Auxiliary Equipment (Building Facilities) |  | Switch |  | ZS | http://www.toronto.ca/TWONTO#position_switch
147105 | WTR-RMI-ZS-0041 | Instrument, Door Position Switch, Water Transmission | WTR-RMI-AUX | Auxiliary Equipment (Building Facilities) |  | Switch |  | ZS | http://www.toronto.ca/TWONTO#position_switch
147106 | WTR-RMI-ZS-0042 | Instrument, Door Position Switch, Water Transmission | WTR-RMI-AUX | Auxiliary Equipment (Building Facilities) |  | Switch |  | ZS | http://www.toronto.ca/TWONTO#position_switch
147107 | WTR-RMI-ZS-0043 | Instrument, Door Position Switch, Water Transmission | WTR-RMI-AUX | Auxiliary Equipment (Building Facilities) |  | Switch |  | ZS | http://www.toronto.ca/TWONTO#position_switch
147108 | WTR-RMI-ZS-0048 | Instrument, Door Position Switch, Water Transmission | WTR-RMI-AUX | Auxiliary Equipment (Building Facilities) |  | Switch |  | ZS | http://www.toronto.ca/TWONTO#position_switch
147109 | WTR-RMI-ZS-0049 | Instrument, Door Position Switch, Water Transmission | WTR-RMI-AUX | Auxiliary Equipment (Building Facilities) |  | Switch |  | ZS | http://www.toronto.ca/TWONTO#position_switch
147110 | WTR-RMI-ZS-0051 | Instrument, Door Position Switch, Water Transmission | WTR-RMI-AUX | Auxiliary Equipment (Building Facilities) |  | Switch |  | ZS | http://www.toronto.ca/TWONTO#position_switch
147111 | WTR-RMI-ZS-0054 | Instrument, Door Position Switch, Water Transmission | WTR-RMI-AUX | Auxiliary Equipment (Building Facilities) |  | Switch |  | ZS | http://www.toronto.ca/TWONTO#position_switch
147142 | WTR-RRG-LSH-0002 | Switch, Level-High, T-0002 | WTR-RRG-AUX | Auxiliary Equipment (Building Facilities) | Switch,Level-High | Switch |  | LSH | http://www.toronto.ca/TWONTO#level_switch
147147 | WTR-RRG-SW-0001 | Switch, Hand | WTR-RRG-ELS | Electrical System | Switch | Switch |  | SW | http://www.toronto.ca/TWONTO#disconnect_switch
147151 | WTR-RRG-TSH-0001 | Switch, Temperature-High, Building Alarm | WTR-RRG-AUX | Auxiliary Equipment (Building Facilities) | Switch,Temperature-High | Switch |  | TSH | http://www.toronto.ca/TWONTO#temperature_switch
147183 | WTR-RRH-LSH-0201 | Switch, Level, High, Rosehill Reservoir, Tank T-0200 | WTR-RRH-T-0200 | Tank, Reservoir, (East Basin) | Switch,Level | Switch |  | LSH | http://www.toronto.ca/TWONTO#level_switch
147270 | WTR-RRH-ZS-0003 | Sensor, Door, Security, Overhead Door, Rosehill Reservoir, Valve House | WTR-RRH-AUX | Auxiliary Equipment (Building Facilities) | Sensor,Position | Switch |  | ZS | http://www.toronto.ca/TWONTO#position_switch
147271 | WTR-RRH-ZS-0006 | Sensor, Latch, Security, Rosehill Reservoir, Access House | WTR-RRH-CP-0002 | Control Panel, Security Alarms, Rosehill Reservoir, Access House | Sensor,Position | Switch |  | ZS | http://www.toronto.ca/TWONTO#position_switch
147272 | WTR-RRH-ZS-0007 | Sensor, Latch, Security, East Door, Rosehill Reservoir, Valve House, Electrical Room | WTR-RRH-CP-0001 | Control Panel, Security Alarms, Rosehill Reservoir, Valve House | Sensor,Position | Switch |  | ZS | http://www.toronto.ca/TWONTO#position_switch
147285 | WTR-RRV-LSH-0001 | Switch, Level-High, (Building Flood Alarm) | WTR-RRV-AUX | Auxiliary Equipment (Building Facilities) | Switch,Level-High | Switch |  | LSH | http://www.toronto.ca/TWONTO#level_switch
147286 | WTR-RRV-LSH-0101 | Switch, Level-High, Tank 0100 | WTR-RRV-T-0100 | Tank, Reservoir, (South-West Basin) | Switch,Level-High | Switch |  | LSH | http://www.toronto.ca/TWONTO#level_switch
147312 | WTR-RRV-ZS-0003 | Switch, Position,Door Security | WTR-RRV-AUX | Auxiliary Equipment (Building Facilities) | Switch,Position | Switch |  | ZS | http://www.toronto.ca/TWONTO#position_switch
147338 | WTR-RST-LSH-0001 | Switch, Level-High, Flood Alarm, Lower Level Valve House, | WTR-RST-AUX | Auxiliary Equipment (Building Facilities) | Switch,Level-High | Switch |  | LSH | http://www.toronto.ca/TWONTO#level_switch
147339 | WTR-RST-LSH-0201 | Switch, Level-High, Tank 0200, Reservoir Cell | WTR-RST-T-0200 | Tank, Reservoir, (West Basin) | Switch,Level-High | Switch |  | LSH | http://www.toronto.ca/TWONTO#level_switch
147340 | WTR-RST-LSH-0201S | Switch, Level-High, Tank 0200 | WTR-RST-T-0200 | Tank, Reservoir, (West Basin) | Switch,Level-High | Switch | 38669 | LSH | http://www.toronto.ca/TWONTO#level_switch
147348 | WTR-RST-SW-0011 | Switch, Northwest Wall, Access House | WTR-RST-AUX | Auxiliary Equipment (Building Facilities) | Switch | Switch |  | SW | http://www.toronto.ca/TWONTO#disconnect_switch
147366 | WTR-RST-ZS-0004 | Switch, Position,Door Security | WTR-RST-AUX | Auxiliary Equipment (Building Facilities) | Switch,Position | Switch |  | ZS | http://www.toronto.ca/TWONTO#position_switch
147374 | WTR-RWA-LSH-0002 | Switch, Level-High, Overflow Alarm, Tank 0001 | WTR-RWA-AUX | Auxiliary Equipment (Building Facilities) | Switch,Level-High | Switch |  | LSH | http://www.toronto.ca/TWONTO#level_switch
147378 | WTR-RWA-TSH-0001 | Switch, Temperature-High, Building Alarm | WTR-RWA-AUX | Auxiliary Equipment (Building Facilities) | Switch,Temperature-High | Switch |  | TSH | http://www.toronto.ca/TWONTO#temperature_switch
147379 | WTR-RWA-TSL-0001 | Switch, Temperature-Low, Building | WTR-RWA-AUX | Auxiliary Equipment (Building Facilities) | Switch,Temperature-Low | Switch |  | TSL | http://www.toronto.ca/TWONTO#temperature_switch
147392 | WTR-RWL-LSH-0001 | Switch, Level-High, Flood Alarm, Building | WTR-RWL-AUX | Auxiliary Equipment (Building Facilities) | Switch,Level-High | Switch |  | LSH | http://www.toronto.ca/TWONTO#level_switch
147393 | WTR-RWL-LSH-0002 | Switch, Level-High, Overflow Alarm, Tank 0001 | WTR-RWL-TRW | Treated Water (Transmission) | Switch,Level-High | Switch |  | LSH | http://www.toronto.ca/TWONTO#level_switch
147397 | WTR-RWL-SW-0001 | Switch, Control Room | WTR-RWL-ELS | Electrical System | Switch | Switch |  | SW | http://www.toronto.ca/TWONTO#disconnect_switch
147398 | WTR-RWL-TSH-0001 | Switch, Temperature-High, Building Alarm | WTR-RWL-AUX | Auxiliary Equipment (Building Facilities) | Switch,Temperature-High | Switch |  | TSH | http://www.toronto.ca/TWONTO#temperature_switch
147399 | WTR-RWL-TSL-0001 | Switch, Temperature-Low, Building | WTR-RWL-AUX | Auxiliary Equipment (Building Facilities) | Switch,Temperature-Low | Switch |  | TSL | http://www.toronto.ca/TWONTO#temperature_switch
147709 | YTF-ACC-LSH-0201 | Switch, Level-High, Generator Fuel Containment Tank, Miscellaneous Devices | YTF-ACC | HVAC Equipment | Switch,Level-High | Switch |  | LSH | http://www.toronto.ca/TWONTO#level_switch
147771 | YTF-ELS-SW-0202 | Switch, Isolation, Utility Bypass, Utility Power, Transfer Switch and Generator | YTF-ELS | Electrical Equipment | Switch | Switch |  | SW | http://www.toronto.ca/TWONTO#disconnect_switch
147772 | YTF-ELS-SW-0205 | Switch, Isoaltion, Normal Operation, Generator Power, Transfer Switch and Generator | YTF-ELS | Electrical Equipment | Switch | Switch |  | SW | http://www.toronto.ca/TWONTO#disconnect_switch
147777 | YTF-ELS-TS-0201 | Switch, Generator Transfer Switch, Transfer Switch and Generator | YTF-ELS | Electrical Equipment | Switch | Switch |  | TS | http://www.toronto.ca/TWONTO#transfer_switch
147778 | YTF-ELS-TS-0701 | Switch, YTF-ELS-PDP-0701, Main Electrical Service | YTF-ELS | Electrical Equipment | Switch | Switch |  | TS | ?

## System_Process_Control_Pivot (hidden)
Row Labels | Count of Valid_Class
activity | 16
http://www.toronto.ca/TWONTO#collection_of_assets | 2
http://www.toronto.ca/TWONTO#network_panel | 29
http://www.toronto.ca/TWONTO#network_switch | 3
http://www.toronto.ca/TWONTO#operator_interface_terminal | 1
termination_panel | 20
Grand Total | 71

## System_Process_Control (hidden)
Column1 | Entity_number | Description | Parent | Parent_Description | Category | Class | Suspended | Tag | Valid_Class
15609 | FHA SCADA CLIENTS | FHA SCADA Clients | FHA-SPC1 | Process Control Systems - Administrative |  | System Process Control |  |  | http://www.toronto.ca/TWONTO#collection_of_assets
15610 | FHA SCADA SUPPORT | FHA SCADA Support | FHA-SPC1 | Process Control Systems - Administrative |  | System Process Control |  |  | activity
16363 | FHA-CRITICAL-EQLIST | Critical Equipment List Review | FHA ADMIN | Administration |  | System Process Control |  |  | activity
17631 | FHA-REVIEW | Control Standards Review | FHA ADMIN | Administration |  | System Process Control |  |  | activity
21293 | FHO-CRITICAL- EQLIST | Critical Equipment List Review | FHO ADMIN | Administration |  | System Process Control |  |  | activity
29295 | FIS-FLT-COMP | Composite Sampling | FIS-SAMP | Sampling Systems |  | System Process Control |  |  | activity
29544 | FIS-ITS-COM-0100 | Core Switch, Primary, Admin Building, Server Room | FIS COMMUNICATIONS | FIS Communications |  | System Process Control |  | COM | http://www.toronto.ca/TWONTO#network_switch
29545 | FIS-ITS-COM-0200 | Core Switch, Backup, Admin Building, Server Room | FIS COMMUNICATIONS | FIS Communications |  | System Process Control |  | COM | http://www.toronto.ca/TWONTO#network_switch
29546 | FIS-ITS-COM-0300 | Server Cabinet, Primary, Admin Building, Server Room | FIS COMMUNICATIONS | FIS Communications |  | System Process Control |  | COM | http://www.toronto.ca/TWONTO#network_panel
29547 | FIS-ITS-COM-2101 | Termination Panel | FIS COMMUNICATIONS | FIS Communications |  | System Process Control |  | COM | termination_panel
29935 | FIS-REVIEW | Control Standards Review | FIS ADMIN | Administration |  | System Process Control |  |  | activity
97334 | FIS-ITS-COM-2100 | Access Closet | FIS COMMUNICATIONS | FIS Communications |  | System Process Control |  | COM | http://www.toronto.ca/TWONTO#network_panel
98318 | FIS-SPC-COM-1900 | Access Closet, Admin Building, Control Room | FIS-SPC | Process Control Systems - Services Area |  | System Process Control |  | COM | http://www.toronto.ca/TWONTO#network_panel
98314 | FIS-SPC-COM-1400 | Access Closet, Ammonia/Fluoride Building, Lobby | FIS-SPC | Process Control Systems - Services Area |  | System Process Control |  | COM | http://www.toronto.ca/TWONTO#network_panel
98315 | FIS-SPC-COM-1600 | Access Closet, Chemical Building, Workshop | FIS-SPC | Process Control Systems - Services Area |  | System Process Control |  | COM | http://www.toronto.ca/TWONTO#network_panel
32204 | COL-REVIEW | Control Standards Review | COL ADMIN | Administration |  | System Process Control |  |  | activity
40076 | DOS-REVIEW | Control Standards Review | DOS ADMIN | Administration |  | System Process Control |  |  | activity
53383 | TAB-SES-BYPS-0001 | Bypass Event | TAB-ADMIN | Tab Admin |  | System Process Control |  | BYPS | activity
60439 | THC-DIS-SIMULATION | Disinfection Simulation | THC-DIS | Disinfection (Chlorination) Process |  | System Process Control |  |  | activity
64127 | FCL-REVIEW | Control Standards Review | FCL ADMIN | Administration |  | System Process Control |  |  | activity
66398 | THC-SPC-COM-1002 | SCADA & Computer | THC-SPC-WA2 | System Process Control | SCADA | System Process Control |  | COM | termination_panel
66399 | THC-SPC-COM-1106 | SCADA & Computer | THC-SPC-WA2 | System Process Control | SCADA | System Process Control |  | COM | termination_panel
66400 | THC-SPC-COM-1107 | SCADA & Computer | THC-SPC-WA2 | System Process Control | SCADA | System Process Control |  | COM | termination_panel
66401 | THC-SPC-COM-1108 | SCADA & Computer | THC-SPC-WA2 | System Process Control | SCADA | System Process Control |  | COM | termination_panel
66408 | THC-SPC-COM-2205 | SCADA & Computer, BIOSOLIDS TREATMENT UPGRADES, PCS network, Termination Panel | THC-SPC-WA1 | System Process Control | SCADA | System Process Control |  | COM | termination_panel
66409 | THC-SPC-COM-2304 | SCADA & Computer, BIOSOLIDS TREATMENT UPGRADES, PCS network, Termination Panel | THC-SPC-WA1 | System Process Control | SCADA | System Process Control |  | COM | termination_panel
66415 | THC-SPC-CPU-2201 | SCADA & Computer, BIOSOLIDS TREATMENT UPGRADES, PCS network, SCADA VIEW | THC-SPC-WA1 | System Process Control | SCADA | System Process Control |  | CPU | termination_panel
66420 | THC-SPC-SCADA-0001 | SCADA & Computer | THC-GRK-MAINT | Building Maintenance | SCADA | System Process Control |  | SCADA | termination_panel
66421 | THC-SPC-SCADA-0002 | SCADA & Computer | THC-GRK-MAINT | Building Maintenance | SCADA | System Process Control |  | SCADA | termination_panel
66422 | THC-SPC-SCADA-0002 | SCADA & Computer | THC-SPC-WA2 | System Process Control | SCADA | System Process Control |  | SCADA | termination_panel
66423 | THC-SPC-UPS-2001 | SCADA & Computer, BIOSOLIDS TREATMENT UPGRADES, PCS network, PLC UPS, 2KVA | THC-SPC-WA1 | System Process Control | SCADA | System Process Control |  | UPS | http://www.toronto.ca/TWONTO#network_panel
30773 | FIS-SPC-COM-1200 | Access Closet, Filter Building, Switchgear Area | FIS-SPC | Process Control Systems - Services Area |  | System Process Control |  | COM | http://www.toronto.ca/TWONTO#network_panel
69547 | FHA SCADA SERVERS | FHA SCADA Servers | FHA-SPC1 | Process Control Systems - Administrative |  | System Process Control |  |  | http://www.toronto.ca/TWONTO#collection_of_assets
78960 | THR-SPC-COM-1310S | System Process Control,, Aeration Gallery T-14 | THR-ELS-AER | Electrical System, Aeration and Galleries | UPS | System Process Control | 39962 | COM | http://www.toronto.ca/TWONTO#network_panel
78961 | THR-SPC-COM-1601 | System Process Control, Termination Panel, Digester Gas Compressor Room | THR-SPC-COM-1600 | System Process Control, Digester Gas Compressor MCC | UPS | System Process Control |  | COM | http://www.toronto.ca/TWONTO#network_panel
78962 | THR-SPC-COM-1700 | System Process Control, Digester 1-2, Mezzanine | THR-ELS-DIG | Electrical System, Digester Tanks | UPS | System Process Control |  | COM | http://www.toronto.ca/TWONTO#network_panel
78963 | THR-SPC-COM-1701 | System Process Control, Termination Panel, Digester 1-6 MCC | THR-SPC-COM-1700 | System Process Control, Digester 1-2, Mezzanine | UPS | System Process Control |  | COM | http://www.toronto.ca/TWONTO#network_panel
78964 | THR-SPC-COM-1710 | System Process Control,, Digester 1-6 MCC | THR-ELS-DIG | Electrical System, Digester Tanks | UPS | System Process Control |  | COM | http://www.toronto.ca/TWONTO#network_panel
78965 | THR-SPC-COM-1800 | System Process Control, Digester 7- 10 | THR-ELS-DIG | Electrical System, Digester Tanks | UPS | System Process Control |  | COM | http://www.toronto.ca/TWONTO#network_panel
78972 | THR-SPC-COM-2110 | System Process Control,, Aeration Gallery T-14 | THR-ELS-AER | Electrical System, Aeration and Galleries | UPS | System Process Control |  | COM | http://www.toronto.ca/TWONTO#network_panel
78973 | THR-SPC-COM-2250 | System Process Control,, SCADA, T-23 | THR-ELS | Electrical Power System | RPU | System Process Control |  | COM | http://www.toronto.ca/TWONTO#network_panel
78974 | THR-SPC-COM-2250 | System Process Control,, SCADA, T-23 | THR-ELS-FST | Electrical System, Final Sedimentation Tanks & Galleries | RPU | System Process Control |  | COM | http://www.toronto.ca/TWONTO#network_panel
78975 | THR-SPC-COM-2810 | System Process Control,, Odour Control MCC | THR-ELS-OCS | Electrical System, Odour Control System | UPS | System Process Control |  | COM | http://www.toronto.ca/TWONTO#network_panel
84938 | WTR-PEL-COM-2001 | Communication, Network, Panel, Generator Building, Electrical Room | WTR-PEL-RPU-0003 | RPU Panel, Generator Building, Electrical Room | Network | System Process Control |  | COM | http://www.toronto.ca/TWONTO#network_panel
84939 | WTR-PEL-COM-2002 | Communication, Network, Panel, Generator Building, Electrical Room | WTR-PEL-RPU-0003 | RPU Panel, Generator Building, Electrical Room | Network | System Process Control |  | COM | http://www.toronto.ca/TWONTO#network_panel
93976 | FHO-REVIEW | Control Standards Review | FHO ADMIN | Administration |  | System Process Control |  |  | activity
97330 | FIS-ITS-COM-0400 | Server Cabinet, Backup, Admin Building, Server Room | FIS COMMUNICATIONS | FIS Communications |  | System Process Control |  | COM | http://www.toronto.ca/TWONTO#network_panel
30774 | FIS-SPC-COM-1300 | Access Closet, Filter Building, Switchgear Area | FIS-SPC | Process Control Systems - Services Area |  | System Process Control |  | COM | http://www.toronto.ca/TWONTO#network_panel
98317 | FIS-SPC-COM-1800 | Access Closet, Intake Valve Chamber | FIS-SPC | Process Control Systems - Services Area |  | System Process Control |  | COM | http://www.toronto.ca/TWONTO#network_panel
98316 | FIS-SPC-COM-1700 | Access Closet, Low Kit Building , Pump Room | FIS-SPC | Process Control Systems - Services Area |  | System Process Control |  | COM | http://www.toronto.ca/TWONTO#network_panel
30772 | FIS-SPC-COM-1100 | Access Closet, Metering Building | FIS-SPC | Process Control Systems - Services Area |  | System Process Control |  | COM | http://www.toronto.ca/TWONTO#network_panel
30775 | FIS-SPC-COM-1500 | Access Closet, Workshop Building, Switchgear Area | FIS-SPC | Process Control Systems - Services Area |  | System Process Control |  | COM | http://www.toronto.ca/TWONTO#network_panel
128805 | THC-SPC-COM-2202 | SCADA & Computer, BIOSOLIDS TREATMENT UPGRADES, PCS network, Access Closet | THC-SPC-WA1 | System Process Control | SCADA | System Process Control |  | COM | http://www.toronto.ca/TWONTO#network_panel
117146 | TAB-REVIEW | Tab Admin For review of various control documents | TAB-ADMIN | Tab Admin |  | System Process Control |  |  | activity
117783 | TAB-SES-ECA-0001 | Environmental Compliance Approval | TAB-ADMIN | Tab Admin |  | System Process Control |  | ECA | activity
120242 | TC&S | Technical Contract and Services | COL ADMIN | Administration |  | System Process Control |  |  | activity
128798 | THC-SPC-COM-1102 | SCADA & Computer | THC-SPC-WA2 | System Process Control | SCADA | System Process Control |  | COM | termination_panel
128799 | THC-SPC-COM-1105 | SCADA & Computer | THC-SPC-WA2 | System Process Control | SCADA | System Process Control |  | COM | termination_panel
128802 | THC-SPC-COM-1802 | SCADA & Computer | THC-SPC-WA2 | System Process Control | SCADA | System Process Control |  | COM | termination_panel
128806 | THC-SPC-COM-2302 | SCADA & Computer, BIOSOLIDS TREATMENT UPGRADES, PCS network, Access Closet | THC-SPC-WA1 | System Process Control | SCADA | System Process Control |  | COM | http://www.toronto.ca/TWONTO#network_panel
66428 | THC-SPS-COM-2201 | SCADA & Computer, BIOSOLIDS TREATMENT UPGRADES, PCS network, Access Switch | THC-SPC-WA1 | System Process Control | SCADA | System Process Control |  | COM | http://www.toronto.ca/TWONTO#network_switch
128807 | THC-SPC-COM-2303 | SCADA & Computer, BIOSOLIDS TREATMENT UPGRADES, PCS network, Termination Panel | THC-SPC-WA1 | System Process Control | SCADA | System Process Control |  | COM | termination_panel
128808 | THC-SPC-COM-2310 | SCADA & Computer, BIOSOLIDS TREATMENT UPGRADES, PCS network, Multilink Cabinet | THC-SPC-WA1 | System Process Control | SCADA | System Process Control |  | COM | termination_panel
128819 | THC-SPC-CPU-2301 | SCADA & Computer, BIOSOLIDS TREATMENT UPGRADES, PCS network, SCADA VIEW | THC-SPC-WA1 | System Process Control | SCADA | System Process Control |  | CPU | http://www.toronto.ca/TWONTO#operator_interface_terminal
128820 | THC-SPC-SCADA-0001 | SCADA & Computer | THC-SPC-WA1 | System Process Control | SCADA | System Process Control |  | SCADA | termination_panel
138833 | THR-SPC-COM-1600 | System Process Control, Digester Gas Compressor MCC | THR-ELS-DIG | Electrical System, Digester Tanks | UPS | System Process Control |  | COM | termination_panel
138834 | THR-SPC-COM-1610 | System Process Control, Digester Gas Compressor MCC | THR-ELS-DIG | Electrical System, Digester Tanks | UPS | System Process Control |  | COM | termination_panel
138835 | THR-SPC-COM-1702 | System Process Control, Termination Panel, Digester 1-6 MCC | THR-SPC-COM-1700 | System Process Control, Digester 1-2, Mezzanine | UPS | System Process Control |  | COM | termination_panel
143415 | WTR-PEL-COM-2000 | Telecommunication, Network, Access Panel, Generator Building, Electrical Room | WTR-PEL-RPU-0003 | RPU Panel, Generator Building, Electrical Room | Network,Telecommunication | System Process Control |  | COM | http://www.toronto.ca/TWONTO#network_panel
143416 | WTR-PEL-COM-2003 | Communication, Network, Panel, Generator Building, Electrical Room | WTR-PEL-RPU-0003 | RPU Panel, Generator Building, Electrical Room | Network | System Process Control |  | COM | http://www.toronto.ca/TWONTO#network_panel
146880 | WTR-REVIEW | Control Standards and Critical Equipment Review | WTR ADMIN | Administration |  | System Process Control |  |  | activity

## Test_Equipment_Pivot (hidden)
Row Labels | Count of Valid_Class
backflow_preventer_tester | 7
electrical_meter | 11
flow_calibrator | 2
gas_detector_calibrator | 4
http://www.toronto.ca/TWONTO#portable_gas_detector | 1
http://www.toronto.ca/TWONTO#space | 1
megger_tester | 6
pressure_calibrator | 15
thermal_anemometer | 1
venturi_calibrator | 6
lab_equipment | 10
Grand Total | 64

## Test_Equipment (hidden)
Column1 | Entity_number | Description | Parent | Parent_Description | Category | Class | Suspended | Tag | Valid_Class
42640 | FAC-YCM-LAB | BUILDING ENVELOPE | FAC-YCM | YARD - 545 COMMISSIONERS ROAD |  | Test Equipment |  |  | http://www.toronto.ca/TWONTO#space
145050 | WTR-PLW-CLB-0003 | Calibrator, Druck, Venturi, S/N 6100425806 | WTR-WEST-ANL | Analyzers, Air Monitors & Calibration Equipment - WWA | Analyzer | Test Equipment |  | CLB | venturi_calibrator
146285 | WTR-PSC-CLB-0002 | Calibrator, Druck, Venturi, S/N 6100828812 | WTR-EAST-ANL | Analyzers, Air Monitors & Calibration Equipment - EWA | Analyzer | Test Equipment |  | CLB | venturi_calibrator
88190 | WTR-PSC-CLB-0001 | Calibrator, Druck, Venturi, S/N 6100829812 | WTR-EAST-ANL | Analyzers, Air Monitors & Calibration Equipment - EWA | Analyzer | Test Equipment |  | CLB | venturi_calibrator
146286 | WTR-PSC-CLB-0003 | Calibrator, Druck, Venturi, S/N 6104937501, (PSC) | WTR-EAST-ANL | Analyzers, Air Monitors & Calibration Equipment - EWA | Analyzer | Test Equipment |  | CLB | venturi_calibrator
145049 | WTR-PLW-CLB-0001 | Calibrator, Druck, Venturi, S/N 6104938501 | WTR-WEST-ANL | Analyzers, Air Monitors & Calibration Equipment - WWA | Analyzer | Test Equipment |  | CLB | venturi_calibrator
86740 | WTR-PLW-CLB-0002 | Calibrator, Druck, Venturi, S/N 6104939501 | WTR-WEST-ANL | Analyzers, Air Monitors & Calibration Equipment - WWA | Analyzer | Test Equipment |  | CLB | venturi_calibrator
90535 | FHO-AUX-CAL-0005 | Calibrator, Flow, Portable, A23-14 Ozone Generator, Admin Building, S2, Electrical Work Shop | FHO-AUX-CAL-GRP1 | Meters, Group 1, Admin Building, S2, Electrical Work Shop | Meter,Flow | Test Equipment |  | CAL | flow_calibrator
90534 | FHO-AUX-CAL-0004 | Calibrator, Flow, Portable, GS8B Flow Simulator Krohne, Admin Building, S2, Electrical Work Shop | FHO-AUX | Lab/Portable Testing Instruments | Meter,Flow | Test Equipment |  | CAL | flow_calibrator
20768 | FHO-AUX-CAL-0012 | Calibrator, Gas Detector, Drager, Admin Building, S2, Electrical Work Shop | FHO-AUX | Lab/Portable Testing Instruments | Meter | Test Equipment |  | CAL | gas_detector_calibrator
20764 | FHO-AUX-CAL-0001 | Calibrator, Loop, Portable, 4-20mA Loop Meter/Generator PIE, Admin Building, S2, Electrical Work Shop | FHO-AUX | Lab/Portable Testing Instruments | Meter,current | Test Equipment |  | CAL | electrical_meter
20765 | FHO-AUX-CAL-0001 | Calibrator, Loop, Portable, 4-20mA Loop Meter/Generator PIE, Admin Building, S2, Electrical Work Shop | FHO-AUX-CAL-GRP1 | Meters, Group 1, Admin Building, S2, Electrical Work Shop | Meter,current | Test Equipment |  | CAL | electrical_meter
20766 | FHO-AUX-CAL-0002 | Calibrator, Loop, Portable, 4-20mA Loop Meter/Generator PIE, Admin Building, S2, Electrical Work Shop | FHO-AUX-CAL-GRP1 | Meters, Group 1, Admin Building, S2, Electrical Work Shop | Meter,current | Test Equipment |  | CAL | electrical_meter
90533 | FHO-AUX-CAL-0003 | Calibrator, Loop, Portable, 4-20mA Loop Meter/Generator PIE, Admin Building, S2, Electrical Work Shop | FHO-AUX-CAL-GRP2 | Meters, Group 2, Admin Building, S2, Electrical Work Shop | Meter,current | Test Equipment |  | CAL | electrical_meter
90536 | FHO-AUX-CAL-0011 | Calibrator, Loop, Portable, Pressure Gauge Crystal XP2, Admin Building, S2, Electrical Work Shop | FHO-AUX-CAL-GRP2 | Meters, Group 2, Admin Building, S2, Electrical Work Shop | Meter | Test Equipment |  | CAL | electrical_meter
20767 | FHO-AUX-CAL-0010 | Calibrator, Loop, Portable,, Pressure Gauge Crystal HPC49, Admin Building, S2, Electrical Work Shop | FHO-AUX-CAL-GRP1 | Meters, Group 1, Admin Building, S2, Electrical Work Shop | Meter | Test Equipment |  | CAL | electrical_meter
134708 | THR-ELS-INQ-0025 | Differential Pressure Manometer (DWYER) | THR-ELS-INQ | Instrument Equipment, Meter, Calibrators, Spectrophotometer | Safety | Test Equipment |  | INQ | pressure_calibrator
70950 | FHA-AUX-ANL-0017 | Druck Pressure calibrator SER # 6102256101 | FHA-AUX-LAB | Laboratory and Portable Testing Equipment | Analyzer,Chlorine | Test Equipment |  | ANL | pressure_calibrator
70951 | FHA-AUX-ANL-0017 | Druck Pressure calibrator SER # 6102256101 | FHA-ELS-ELS | Electrical/Instrumentation Test Equipment | Analyzer,Chlorine | Test Equipment |  | ANL | pressure_calibrator
15983 | FHA-AUX-ANL-0021 | Druck Pressure calibrator SER# 5800639 | FHA-ELS-ELS | Electrical/Instrumentation Test Equipment | Pressure Sensor,Gauge,Pressure | Test Equipment |  | ANL | pressure_calibrator
15979 | FHA-AUX-ANL-0018 | Druck Pressure calibrator SER# 61001407 | FHA-ELS-ELS | Electrical/Instrumentation Test Equipment | Analyzer,Chlorine | Test Equipment |  | ANL | pressure_calibrator
70952 | FHA-AUX-ANL-0018 | Druck Pressure calibrator SER# 61001407 | FHA-AUX-LAB | Laboratory and Portable Testing Equipment | Analyzer,Chlorine | Test Equipment |  | ANL | pressure_calibrator
98775 | FPP-LAB-HTR-0001 | Gravity oven | FHA-FPP | Harris Filtration Pilot Plant | Drier,Dessicant | Test Equipment |  | HTR | lab_equipment
98776 | FPP-LAB-HTR-0001 | Gravity oven | FPP-LPL-PIP-0001 | Lead Pipe Loop system | Drier,Dessicant | Test Equipment |  | HTR | lab_equipment
15980 | FHA-AUX-ANL-0019 | Megger | FHA-AUX-LAB | Laboratory and Portable Testing Equipment | Analyzer,Chlorine | Test Equipment |  | ANL | megger_tester
15981 | FHA-AUX-ANL-0019 | Megger | FHA-ELS-ELS | Electrical/Instrumentation Test Equipment | Analyzer,Chlorine | Test Equipment |  | ANL | megger_tester
15982 | FHA-AUX-ANL-0020 | Megger -5 kV insulation tester | FHA-ELS-ELS | Electrical/Instrumentation Test Equipment | Analyzer,Chlorine | Test Equipment |  | ANL | megger_tester
73939 | THR-ELS-SQ-0326 | Megger Tester, Electrical Safety Equipment | THR-ELS-SQ | Electrical Safety Equipment, Gloves, Hot Stick, HVT & Megger | Safety | Test Equipment |  | SQ | megger_tester
73940 | THR-ELS-SQ-0327 | Megger Tester, Electrical Safety Equipment | THR-ELS-SQ | Electrical Safety Equipment, Gloves, Hot Stick, HVT & Megger | Safety | Test Equipment |  | SQ | megger_tester
73941 | THR-ELS-SQ-0328 | Megger Tester, Electrical Safety Equipment | THR-ELS-SQ | Electrical Safety Equipment, Gloves, Hot Stick, HVT & Megger | Safety | Test Equipment |  | SQ | megger_tester
90537 | FHO-AUX-METR-0003 | Meter, Multipurpose, Portable, Fluke 789, Admin Building, S2, Electrical Work Shop | FHO-AUX-CAL-GRP2 | Meters, Group 2, Admin Building, S2, Electrical Work Shop | Meter,Multi | Test Equipment |  | METR | electrical_meter
20771 | FHO-AUX-METR-0004 | Meter, Resistance, Portable, DLRO, Admin Building, S2, Electrical Work Shop | FHO-AUX-CAL-GRP2 | Meters, Group 2, Admin Building, S2, Electrical Work Shop | Meter | Test Equipment |  | METR | electrical_meter
90538 | FHO-AUX-METR-0005 | Meter, Temperature, Portable, WIKA CTH 6300, Admin Building, S2, Electrical Work Shop | FHO-AUX-CAL-GRP1 | Meters, Group 1, Admin Building, S2, Electrical Work Shop | Meter,Temperature | Test Equipment |  | METR | electrical_meter
20769 | FHO-AUX-CAL-GRP1 | Meters, Group 1, Admin Building, S2, Electrical Work Shop | FHO-AUX | Lab/Portable Testing Instruments | Meter | Test Equipment |  |  | electrical_meter
20770 | FHO-AUX-CAL-GRP2 | Meters, Group 2, Admin Building, S2, Electrical Work Shop | FHO-AUX | Lab/Portable Testing Instruments | Meter | Test Equipment |  |  | electrical_meter
113443 | TAB-ELS-SQ-4001 | MSA Portable Monitor Multi unit charger | TAB-ELS-SQ-4000 | MSA Gas Monitor Bump Test Stand | Atmosphere Monitoring Device | Test Equipment |  | SQ | gas_detector_calibrator
113444 | TAB-ELS-SQ-4002 | MSA Portable Monitor test Gas Cylinder holder | TAB-ELS-SQ-4000 | MSA Gas Monitor Bump Test Stand | Atmosphere Monitoring Device | Test Equipment |  | SQ | gas_detector_calibrator
113442 | TAB-ELS-SQ-4000 | MSA Gas Monitor Bump Test Stand | TAB-ELS-ESQ | Electrical Safety Equipment | Atmosphere Monitoring Device | Test Equipment |  | SQ | gas_detector_calibrator
134707 | THR-ELS-INQ-0024 | Oda Log Gas Logger | THR-ELS-INQ | Instrument Equipment, Meter, Calibrators, Spectrophotometer | Safety | Test Equipment |  | INQ | http://www.toronto.ca/TWONTO#portable_gas_detector
134706 | THR-ELS-INQ-0023 | Pocket Calorimeter, Electrical & Instrument Shop | THR-ELS-INQ | Instrument Equipment, Meter, Calibrators, Spectrophotometer | Safety | Test Equipment |  | INQ | lab_equipment
73661 | THR-ELS-INQ-0299 | Portable Pneumatic & Hydraulic Pressure Calibrators | THR-ELS-INQ | Instrument Equipment, Meter, Calibrators, Spectrophotometer | Safety | Test Equipment |  | INQ | pressure_calibrator
73662 | THR-ELS-INQ-0299 | Portable Pneumatic & Hydraulic Pressure Calibrators | THR-ELS-SQ | Electrical Safety Equipment, Gloves, Hot Stick, HVT & Megger | Safety | Test Equipment |  | INQ | pressure_calibrator
15376 | FCL-TST-CLB-0705 | Portable Pressure Calibration Unit (Druck Meter) | FCL-ELS-1 | Process Control and SCADA | Analyzer,Chlorine | Test Equipment | 35567 | CLB | pressure_calibrator
15377 | FCL-TST-CLB-0705 | Portable Pressure Calibration Unit (Druck Meter) | FCL-MCS | Mechanical Services | Analyzer,Chlorine | Test Equipment | 35567 | CLB | pressure_calibrator
15373 | FCL-TST-CLB-0610 | Portable Pressure Calibration Unit (Druck Meter) Sr.No.6102534105 | FCL-MCS | Mechanical Services | Analyzer,Chlorine | Test Equipment |  | CLB | pressure_calibrator
68534 | FCL-TST-CLB-0610 | Portable Pressure Calibration Unit (Druck Meter) Sr.No.6102534105 | FCL-ELS-1 | Process Control and SCADA | Analyzer,Chlorine | Test Equipment |  | CLB | pressure_calibrator
68535 | FCL-TST-CLB-0610 | Portable Pressure Calibration Unit (Druck Meter) Sr.No.6102534105 | FCL-SUSPENDED | Suspended entity | Analyzer,Chlorine | Test Equipment |  | CLB | pressure_calibrator
15374 | FCL-TST-CLB-0610B | Portable Pressure Calibration Unit (Druck Meter), SR 61061331 | FCL-ELS-1 | Process Control and SCADA | Analyzer,Chlorine | Test Equipment |  | CLB | pressure_calibrator
15375 | FCL-TST-CLB-0610B | Portable Pressure Calibration Unit (Druck Meter), SR 61061331 | FCL-SUSPENDED | Suspended entity | Analyzer,Chlorine | Test Equipment |  | CLB | pressure_calibrator
73663 | THR-ELS-INQ-3900 | Portable Spectrophotometer(DR3900) with RFID, Electrical & Instrument Shop | THR-ELS-INQ | Instrument Equipment, Meter, Calibrators, Spectrophotometer | Safety | Test Equipment |  | INQ | lab_equipment
73664 | THR-ELS-INQ-9179 | Portable Spectrophotometer, Electrical & Instrument Shop | THR-ELS | Electrical Power System | Safety | Test Equipment |  | INQ | lab_equipment
134709 | THR-ELS-INQ-9179 | Portable Spectrophotometer, Electrical & Instrument Shop | THR-ELS-INQ | Instrument Equipment, Meter, Calibrators, Spectrophotometer | Safety | Test Equipment |  | INQ | lab_equipment
31289 | FPP-LAB-MX-0002 | Stir plate, Laboratory benchtop | FHA-FPP | Harris Filtration Pilot Plant | Mixer | Test Equipment |  | MX | lab_equipment
31290 | FPP-LAB-MX-0003 | Stir plate, Laboratory benchtop | FHA-FPP | Harris Filtration Pilot Plant | Mixer | Test Equipment |  | MX | lab_equipment
98777 | FPP-LAB-MX-0001 | Stir plate, Laboratory benchtop | FHA-FPP | Harris Filtration Pilot Plant | Mixer | Test Equipment |  | MX | lab_equipment
98778 | FPP-LAB-MX-0001 | Stir plate, Laboratory benchtop | FPP-LPL-PIP-0001 | Lead Pipe Loop system | Mixer | Test Equipment |  | MX | lab_equipment
69689 | THR-BFP-TEST-7435 | Tester, Backflow Preventer, WA1 | THR-CW-BFP-WA1 | City Water, Back Flow Preventer, Work Area 1 | Transmitter,Flow | Test Equipment |  | TEST | backflow_preventer_tester
69688 | THR-BFP-TEST-2274S | Tester, Backflow Preventer, WA2 | THR-CW-BFP-WA2 | City Water, Back Flow Preventer, Work Area 2 | Transmitter,Flow | Test Equipment | 40955 | TEST | backflow_preventer_tester
131356 | THR-BFP-TEST-2274 | Tester, Backflow Preventer, WA2 | THR-CW-BFP-WA2 | City Water, Back Flow Preventer, Work Area 2 | Transmitter,Flow | Test Equipment |  | TEST | backflow_preventer_tester
69686 | THR-BFP-TEST-0023 | Tester, Backflow Preventer, WA3 | THR-CW-BFP-WA3 | City Water, Back Flow Preventer, Work Area 3 | Transmitter,Flow | Test Equipment |  | TEST | backflow_preventer_tester
69687 | THR-BFP-TEST-0768 | Tester, Backflow Preventer, WA3 | THR-CW-BFP-WA3 | City Water, Back Flow Preventer, Work Area 3 | Transmitter,Flow | Test Equipment |  | TEST | backflow_preventer_tester
131357 | THR-BFP-TEST-7964 | Tester, Backflow Preventer, WA4 | THR-CW-BFP-WA4 | City Water, Back Flow Preventer, Work Area 4 |  | Test Equipment |  | TEST | backflow_preventer_tester
69685 | THR-BFP-TEST-0004 | Tester, Backflow Preventer, WA4 (Suspended) | THR-CW-BFP-WA4 | City Water, Back Flow Preventer, Work Area 4 | Transmitter,Flow | Test Equipment | 34980 | TEST | backflow_preventer_tester
73660 | THR-ELS-INQ-0026 | Thermal Anemometer (VELOCICALC) | THR-ELS-INQ | Instrument Equipment, Meter, Calibrators, Spectrophotometer | Safety | Test Equipment |  | INQ | thermal_anemometer

## Tool_Pivot (hidden)
Row Labels | Count of Valid_Class
backflow_preventer_tester | 21
bench_grinder | 7
cutting_shears | 2
hammer_drill | 1
http://www.toronto.ca/TWONTO#band_saw | 14
http://www.toronto.ca/TWONTO#collection_of_assets | 39
http://www.toronto.ca/TWONTO#crane | 3
http://www.toronto.ca/TWONTO#drill_press | 13
http://www.toronto.ca/TWONTO#ladder | 38
http://www.toronto.ca/TWONTO#lathe | 33
http://www.toronto.ca/TWONTO#lifting_equipment_hoist | 2
http://www.toronto.ca/TWONTO#milling_machine | 15
http://www.toronto.ca/TWONTO#portable_ladder | 1
http://www.toronto.ca/TWONTO#power_washer | 1
http://www.toronto.ca/TWONTO#radial_arm_drill | 7
http://www.toronto.ca/TWONTO#roll_up_door | 1
http://www.toronto.ca/TWONTO#table_saw | 6
http://www.toronto.ca/TWONTO#welding_receptacle | 4
hydraulic_press | 3
laser_alignment_tool | 3
lawn_mover | 1
lift_table | 2
machine_attachments | 6
parts_washer | 5
plasma_cutter | 4
sandblaster | 3
sheet_metal_bender | 3
shop_stool | 9
steam_cleaner | 2
table_sander | 1
tool_kit | 31
torque_limiter | 2
valve_operator | 3
weather_station | 1
welder | 23
Grand Total | 310

## Tool (hidden)
Column1 | Entity_number | Description | Parent | Parent_Description | Category | Class | Suspended | Tag | Valid_Class
259 | 378251C | Forklift, Attachments, Forks, WA-7 | TAB-GRK-VEH-378251 | Vehicle, Utility, Multi-Attachment, Propane, BobCat 5600, WA-7 | Forklift | Tool |  |  | machine_attachments
260 | 378251E | Forklift, Attachments, Sweeper, WA-7 | TAB-GRK-VEH-378251 | Vehicle, Utility, Multi-Attachment, Propane, BobCat 5600, WA-7 | Forklift | Tool |  |  | machine_attachments
261 | 378251F | Forklift, Attachments, Small Bucket, WA-7 | TAB-GRK-VEH-378251 | Vehicle, Utility, Multi-Attachment, Propane, BobCat 5600, WA-7 | Forklift | Tool |  |  | machine_attachments
307 | 378251A | Forklift, Attachments, Vacuum, WA-7 | TAB-GRK-VEH-378251 | Vehicle, Utility, Multi-Attachment, Propane, BobCat 5600, WA-7 | Forklift | Tool |  |  | machine_attachments
308 | 378251B | Forklift, Attachments, Snow Blower, WA-7 | TAB-GRK-VEH-378251 | Vehicle, Utility, Multi-Attachment, Propane, BobCat 5600, WA-7 | Forklift | Tool |  |  | machine_attachments
309 | 378251D | Forklift, Attachments, Large Bucket, WA-7 | TAB-GRK-VEH-378251 | Vehicle, Utility, Multi-Attachment, Propane, BobCat 5600, WA-7 | Forklift | Tool |  |  | machine_attachments
9982 | FAC-YCM-TOOLS | Yard tools | FAC-YCM-EQUIP | EQUIPMENT |  | Tool |  |  | http://www.toronto.ca/TWONTO#collection_of_assets
13670 | FCL-MCS-EQUIP-0001 | Miscellaneous Equipment and Tools | FCL-MCS | Mechanical Services |  | Tool |  | EQUIP | http://www.toronto.ca/TWONTO#collection_of_assets
17602 | FHA-MCS-MT-0301 | Machine Tool, Milling Machine, Service Building, Machine Shop | FHA-MCS-MEQ | Machine Shop & Equipment | Machine Tool,Milling Machine | Tool |  | MT | http://www.toronto.ca/TWONTO#milling_machine
61346 | THC-ELS-WR-0602 | 600 Volt, 30 Amp Receptacle, Building A | THC-MCS-MEQ | Machine Shop and Equipment | Machine Tool,Milling Machine | Tool |  | WR | http://www.toronto.ca/TWONTO#welding_receptacle
17604 | FHA-MCS-MT-0801 | Machine Tool, Welder, Mig, Service Building, Machine Shop | FHA-MCS-MEQ | Machine Shop & Equipment | Welding Equipment,Welding Machine | Tool |  | MT | welder
17605 | FHA-MCS-MT-0901 | Machine Tool, Welder, Tig, Service Building, Machine Shop | FHA-MCS-MEQ | Machine Shop & Equipment | Welding Equipment,Welding Machine | Tool |  | MT | welder
61347 | THC-ELS-WR-0603 | 600 Volt, 30 Amp Receptacle, Building A | THC-MCS-MEQ | Machine Shop and Equipment | Machine Tool,Milling Machine | Tool |  | WR | http://www.toronto.ca/TWONTO#welding_receptacle
61348 | THC-ELS-WR-0604 | 600 Volt, 30 Amp Receptacle, Building A | THC-MCS-MEQ | Machine Shop and Equipment | Machine Tool,Milling Machine | Tool |  | WR | http://www.toronto.ca/TWONTO#welding_receptacle
17608 | FHA-MCS-MT-1201 | Machine Tool, Welder, Gas, RMF, Welding Shop/Storage | FHA-MCS-MEQ | Machine Shop & Equipment | Welding Equipment,Welding Machine | Tool |  | MT | welder
125387 | THC-ELS-WR-0605 | 600 Volt, 30 Amp Receptacle, Building A | THC-MCS-MEQ | Machine Shop and Equipment | Machine Tool,Milling Machine | Tool |  | WR | http://www.toronto.ca/TWONTO#welding_receptacle
30459 | FIS-SES-LD-0040 | 8' Ladder Fibreglass (Flow Metering & Sampling Building) | FIS-SES | Safety, Instrumentation & Environmental Services | Safety | Tool |  | LD | http://www.toronto.ca/TWONTO#ladder
38421 | QT0502A | Arc Welding Machine | TAB-MCS-MT | Machine Shop Mechanical Equipment | Welding Equipment,Welding Machine | Tool |  |  | welder
105292 | QT0501A | Arc Welding Machine | TAB-MCS-MT | Machine Shop Mechanical Equipment | Welding Equipment,Welding Machine | Tool |  |  | welder
62659 | THC-MCS-MT-0023 | Arc Welding Machine, Building A | THC-MCS-MEQ | Machine Shop and Equipment | Welding Equipment,Welding Machine | Tool |  | MT | welder
24345 | FHO-MCS-MEQ-1401-SUSP | Digital Backflow Preventer Testing Kit | FHO-OBSOLETE | Removed From Service | Machine Tool | Tool | 34954 | MEQ | backflow_preventer_tester
24346 | FHO-MCS-MT-0101 | Lathe, Engine | FHO-MCS-MEQ | Machine Shop & Equipment | Machine Tool,Lathe | Tool |  | MT | http://www.toronto.ca/TWONTO#lathe
24347 | FHO-MCS-MT-0401 | Lathe, Engine | FHO-MCS-MEQ | Machine Shop & Equipment | Machine Tool,Lathe | Tool |  | MT | http://www.toronto.ca/TWONTO#lathe
126504 | THC-MCS-MT-0022 | Argon Welding Machine, Building A | THC-MCS-MEQ | Machine Shop and Equipment | Welding Equipment,Welding Machine | Tool |  | MT | welder
93486 | FHO-MCS-MEQ-1301SUSP | Backflow Preventer Test Kit | FHO-MCS-MEQ | Machine Shop & Equipment | Machine Tool | Tool | 38066 | MEQ | backflow_preventer_tester
24344 | FHO-MCS-MEQ-1401 | Backflow Preventer Test Kit - Serial # 667797 | FHO-MCS-PWA | Service Water & Backflow Prevention | Machine Tool | Tool |  | MEQ | backflow_preventer_tester
24342 | FHO-MCS-MEQ-1301 | Backflow Preventer Test Kit - Serial # 815066 | FHO-MCS-MEQ | Machine Shop & Equipment | Machine Tool | Tool |  | MEQ | backflow_preventer_tester
146383 | WTR-PSC-MEQ-0007 | Backflow Preventer Test Kit, S/N 025886 | WTR-PSC-AUX | Auxiliary Equipment (Building Facilities) |  | Tool |  | MEQ | backflow_preventer_tester
145118 | WTR-PLW-MEQ-0001 | Backflow Preventer Test Kit, S/N 512843 | WTR-PLW-AUX | Auxilliary Equipment (Building Facilities) |  | Tool |  | MEQ | backflow_preventer_tester
86834 | WTR-PLW-MEQ-0002S | Backflow Preventer Test Kit, S/N 52158 | WTR-SUSPENDED | Suspended Obsolete entity for storage purpose |  | Tool | 41273 | MEQ | backflow_preventer_tester
145119 | WTR-PLW-MEQ-0002S | Backflow Preventer Test Kit, S/N 52158 | WTR-PLW-AUX | Auxilliary Equipment (Building Facilities) |  | Tool | 41273 | MEQ | backflow_preventer_tester
88273 | WTR-PSC-MEQ-0006 | Backflow Preventer Test Kit, S/N 644931 | WTR-PSC-AUX | Auxiliary Equipment (Building Facilities) |  | Tool |  | MEQ | backflow_preventer_tester
85694 | WTR-PHL-MEQ-0002 | Backflow Preventer Test Kit, S/N 747489 | WTR-PHL-AUX | Auxiliary Equipment (Building Facilities) |  | Tool |  | MEQ | backflow_preventer_tester
86833 | WTR-PLW-MEQ-0002 | Backflow Preventer Test Kit, S/N 876358 | WTR-PLW-AUX | Auxilliary Equipment (Building Facilities) | Valve,Backflow Preventer | Tool |  | MEQ | backflow_preventer_tester
85695 | WTR-PHL-MEQ-0003 | Backflow Preventer Test Kit, S/N 895957 | WTR-PHL-AUX | Auxiliary Equipment (Building Facilities) | Valve,Backflow Preventer | Tool |  | MEQ | backflow_preventer_tester
24343 | FHO-MCS-MEQ-1301_SU | Backflow Preventer Testing Kit | FHO-MCS-MEQ | Machine Shop & Equipment | Machine Tool | Tool | 34957 | MEQ | backflow_preventer_tester
93487 | FHO-MCS-MEQ-1401-SU | Backflow Preventer Testing Kit | FHO-MCS-MEQ | Machine Shop & Equipment | Machine Tool | Tool |  | MEQ | backflow_preventer_tester
126491 | THC-MCS-MEQ-0006 | Backflow Preventer Testing Kit (WA3), Building A | THC-MCS-MEQ | Machine Shop and Equipment |  | Tool |  | MEQ | backflow_preventer_tester
62635 | THC-MCS-MEQ-0003 | Backflow Preventer Testing Kit, Building A | THC-MCS-MEQ | Machine Shop and Equipment |  | Tool |  | MEQ | backflow_preventer_tester
62636 | THC-MCS-MEQ-0004 | Backflow Preventer Testing Kit, Building A | THC-MCS-MEQ | Machine Shop and Equipment |  | Tool | 36938 | MEQ | backflow_preventer_tester
126489 | THC-MCS-MEQ-0004 | Backflow Preventer Testing Kit, Building A | THC-MCS-MEQ-0005 | Mechanical Equipment, Building M |  | Tool | 36938 | MEQ | backflow_preventer_tester
126490 | THC-MCS-MEQ-0004 | Backflow Preventer Testing Kit, Building A | THC-SUSPENDED | Suspended entity |  | Tool | 36938 | MEQ | backflow_preventer_tester
86272 | WTR-PJS-MT-0001 | Band Saw | WTR-PJS-AUX | Auxiliary Equipment (Building Facilities) |  | Tool |  | MT | http://www.toronto.ca/TWONTO#band_saw
136764 | THR-MCS-MT-0546 | Bandsaw | THR-MT-WA3 | Machine Tools |  | Tool |  | MT | http://www.toronto.ca/TWONTO#band_saw
76227 | THR-MCS-MT-0545 | Bandsaw, Horizontal | THR-MT-WA4 | Machine Tools |  | Tool |  | MT | http://www.toronto.ca/TWONTO#band_saw
76229 | THR-MCS-MT-0554 | Bandsaw, Horizontal | THR-MT-WA3 | Machine Tools |  | Tool |  | MT | http://www.toronto.ca/TWONTO#band_saw
136758 | THR-MCS-MT-0510 | Bandsaw, Horizontal | THR-MT-WA3 | Machine Tools |  | Tool |  | MT | http://www.toronto.ca/TWONTO#band_saw
136763 | THR-MCS-MT-0545 | Bandsaw, Horizontal | THR-MT-WA3 | Machine Tools |  | Tool |  | MT | http://www.toronto.ca/TWONTO#band_saw
136761 | THR-MCS-MT-0530 | Bandsaw, Vertical | THR-MT-WA3 | Machine Tools |  | Tool |  | MT | http://www.toronto.ca/TWONTO#band_saw
76221 | THR-MCS-MT-0517 | Bench Grinder | THR-MT-WA3 | Machine Tools |  | Tool |  | MT | bench_grinder
136766 | THR-MCS-MT-0553 | Bench Grinder | THR-MT-WA3 | Machine Tools |  | Tool |  | MT | bench_grinder
62653 | THC-MCS-MT-0016 | Bench Grinder, Building A | THC-MCS-MEQ | Machine Shop and Equipment | Machine Tool | Tool |  | MT | bench_grinder
136630 | THR-MCS-CHR-9885 | Chair, Shop Stool, Issued to Andrei Klimbovsky | THR-MCS-MT2-WA2 | Machine Tool-2 |  | Tool |  | CHR | shop_stool
136627 | THR-MCS-CHR-3649 | Chair, Shop Stool, Issued to Danny Oliveira | THR-LD-WA2 | Lifting Devices, Chain Hoist, Come Along & Slings |  | Tool |  | CHR | shop_stool
136628 | THR-MCS-CHR-3649 | Chair, Shop Stool, Issued to Danny Oliveira | THR-MCS-MT2-WA2 | Machine Tool-2 |  | Tool |  | CHR | shop_stool
76050 | THR-MCS-CHR-4214 | Chair, Shop Stool, Issued to Edgardo Manansala | THR-MCS-MT2-WA2 | Machine Tool-2 |  | Tool |  | CHR | shop_stool
76054 | THR-MCS-CHR-9892 | Chair, Shop Stool, Issued to Esmond Lewis | THR-MCS-MT2-WA2 | Machine Tool-2 |  | Tool |  | CHR | shop_stool
76052 | THR-MCS-CHR-9889 | Chair, Shop Stool, Issued to Pauly Jacob | THR-MCS-MT2-WA2 | Machine Tool-2 |  | Tool |  | CHR | shop_stool
76051 | THR-MCS-CHR-4215 | Chair, Shop Stool, Issued to Ravin Sankar | THR-MCS-MT2-WA2 | Machine Tool-2 |  | Tool |  | CHR | shop_stool
136629 | THR-MCS-CHR-4218 | Chair, Shop Stool, Issued to Terry McNany | THR-MCS-MT2-WA2 | Machine Tool-2 |  | Tool |  | CHR | shop_stool
76053 | THR-MCS-CHR-9890 | Chair, Shop Stool, Issued to Vadim Sak | THR-MCS-MT2-WA2 | Machine Tool-2 |  | Tool |  | CHR | shop_stool
126402 | THC-MCS-CRN-6003 | Crane, Conveyor Platform Area, Headworks | THC-PLT-BLDG-0001 | New Head House, preliminary process | Lifting Device,Hoist,Electrical | Tool |  | CRN | http://www.toronto.ca/TWONTO#crane
126401 | THC-MCS-CRN-6002 | Crane, Inclined Conveyor Area, Headworks | THC-PLT-BLDG-0001 | New Head House, preliminary process | Lifting Device,Hoist,Electrical | Tool |  | CRN | http://www.toronto.ca/TWONTO#crane
62512 | THC-MCS-CRN-6001 | Crane, Screen Room, Headworks | THC-PLT-BLDG-0001 | New Head House, preliminary process | Lifting Device,Hoist,Electrical | Tool |  | CRN | http://www.toronto.ca/TWONTO#crane
105289 | QT0101A | Cutting Shears | TAB-MCS-MT | Machine Shop Mechanical Equipment | Welding Equipment,Welding Tools | Tool |  |  | cutting_shears
93488 | FHO-MCS-MEQ-1401-SUSP | Digital Backflow Preventer Testing Kit | FHO-MCS-MEQ | Machine Shop & Equipment | Machine Tool | Tool | 34954 | MEQ | backflow_preventer_tester
93489 | FHO-MCS-MEQ-1401-SUSP | Digital Backflow Preventer Testing Kit | FHO-MCS-PWA | Service Water & Backflow Prevention | Machine Tool | Tool | 34954 | MEQ | backflow_preventer_tester
34754 | MS0100A | Lathe | TAB-MCS-MT | Machine Shop Mechanical Equipment | Machine Tool,Lathe | Tool |  |  | http://www.toronto.ca/TWONTO#lathe
34755 | MS0105A | Lathe | TAB-MCS-MT | Machine Shop Mechanical Equipment | Machine Tool,Lathe | Tool |  |  | http://www.toronto.ca/TWONTO#lathe
34756 | MS0107A | Lathe | TAB-WA5-MCS | Machine Shop- WA5 | Machine Tool,Lathe | Tool |  |  | http://www.toronto.ca/TWONTO#lathe
34757 | MS0108A | Lathe | TAB-MCS-MT | Machine Shop Mechanical Equipment | Machine Tool,Lathe | Tool |  |  | http://www.toronto.ca/TWONTO#lathe
34758 | MS0110A | Lathe | TAB-MCS-MT | Machine Shop Mechanical Equipment | Machine Tool,Lathe | Tool |  |  | http://www.toronto.ca/TWONTO#lathe
34759 | MS0117A | Milling Machine | TAB-MCS-MT | Machine Shop Mechanical Equipment | Machine Tool,Milling Machine | Tool |  |  | http://www.toronto.ca/TWONTO#milling_machine
34760 | MS0120A | Milling Machine | TAB-MCS-MT | Machine Shop Mechanical Equipment | Machine Tool,Milling Machine | Tool |  |  | http://www.toronto.ca/TWONTO#milling_machine
34761 | MS0125A | Mill, Boring, BFT-80 | TAB-MCS-MT | Machine Shop Mechanical Equipment | Machine Tool,Milling Machine | Tool |  |  | http://www.toronto.ca/TWONTO#milling_machine
76228 | THR-MCS-MT-0549 | Drill Press | THR-MT-WA3 | Machine Tools |  | Tool |  | MT | http://www.toronto.ca/TWONTO#drill_press
136765 | THR-MCS-MT-0552 | Drill Press | THR-MT-WA3 | Machine Tools |  | Tool |  | MT | http://www.toronto.ca/TWONTO#drill_press
101806 | MS0126A | Drill Press, B2508 | TAB-MCS-MT | Machine Shop Mechanical Equipment | Machine Tool,Drill Press | Tool |  |  | http://www.toronto.ca/TWONTO#drill_press
48701 | TAB-MCS-MT-1211 | Machine Tool, Milling | TAB-STR-STRC | Blower Bldg Services - Drains, Electrical Service(110/220V), Lighting, Plumbing | Machine Tool,Milling Machine | Tool |  | MT | http://www.toronto.ca/TWONTO#milling_machine
126502 | THC-MCS-MT-0015 | Drill Press, Building A | THC-MCS-MEQ | Machine Shop and Equipment | Machine Tool,Drill Press | Tool |  | MT | http://www.toronto.ca/TWONTO#drill_press
24351 | FHO-MCS-MT-0901 | Drill, Pedestal | FHO-MCS-MEQ | Machine Shop & Equipment | Machine Tool,Drill Press | Tool |  | MT | http://www.toronto.ca/TWONTO#drill_press
24352 | FHO-MCS-MT-1001 | Drill, Pedestal | FHO-MCS-MEQ | Machine Shop & Equipment | Machine Tool | Tool |  | MT | http://www.toronto.ca/TWONTO#drill_press
24350 | FHO-MCS-MT-0801 | Drill, Press | FHO-MCS-MEQ | Machine Shop & Equipment | Machine Tool,Drill Press | Tool |  | MT | http://www.toronto.ca/TWONTO#drill_press
24349 | FHO-MCS-MT-0701 | Drill, Radial Arm | FHO-MCS-MEQ | Machine Shop & Equipment | Machine Tool,Drill Press | Tool |  | MT | http://www.toronto.ca/TWONTO#radial_arm_drill
75919 | THR-GRK-MT-5062 | Drill, Torque Limiter Electric, Portable on Tripod | THR-GRK-GQ-WA2 | Building & Grounds Equipment, Work Area 2 | Generator,Electricity,Portable | Tool |  | MT | torque_limiter
136533 | THR-GRK-MT-5237 | Drill, Torque Limiter Electric, Portable on Tripod | THR-GRK-GQ-WA2 | Building & Grounds Equipment, Work Area 2 | Generator,Electricity,Portable | Tool |  | MT | torque_limiter
76223 | THR-MCS-MT-0520 | Dust Collector,Metal- JET | THR-MCS-MT2-WA2 | Machine Tool-2 |  | Tool |  | MT | http://www.toronto.ca/TWONTO#collection_of_assets
78741 | FHA-MCS-MT-1401 | FHA-MCS-SB-1401 - Sandblaster | FHA-MCS-MEQ | Machine Shop & Equipment | Machine Tool,Lathe | Tool |  | MT | sandblaster
136759 | THR-MCS-MT-0518 | Grinder-Baldor | THR-MCS-MT2-WA2 | Machine Tool-2 |  | Tool |  | MT | bench_grinder
93494 | FHO-MCS-MT-0501 | Hacksaw, Power | FHO-MCS-MEQ | Machine Shop & Equipment | Machine Tool,Saw | Tool |  | MT | http://www.toronto.ca/TWONTO#table_saw
113503 | TAB-ELS-SQ-GLOVE | High Voltage Gloves | TAB-ELS-ESQ | Electrical Safety Equipment |  | Tool |  |  | http://www.toronto.ca/TWONTO#collection_of_assets
113499 | TAB-ELS-SQ-BLANKET | High Voltage Insulating Blankets | TAB-ELS-ESQ | Electrical Safety Equipment |  | Tool |  |  | http://www.toronto.ca/TWONTO#collection_of_assets
62514 | THC-MCS-CRN-6005 | Hoist, Mechanical Room #1 | THC-PLT-BLDG-0001 | New Head House, preliminary process | Lifting Device,Hoist,Electrical | Tool |  | CRN | http://www.toronto.ca/TWONTO#lifting_equipment_hoist
62513 | THC-MCS-CRN-6004 | Hoist, Mechanical Room #2 | THC-PLT-BLDG-0001 | New Head House, preliminary process | Lifting Device,Hoist,Electrical | Tool |  | CRN | http://www.toronto.ca/TWONTO#lifting_equipment_hoist
136767 | THR-MCS-MT-0555 | Hydraulic Press | THR-MT-WA3 | Machine Tools |  | Tool |  | MT | hydraulic_press
48700 | TAB-MCS-MT-0002 | Hydraulic Press, Work Area 5 Workshop | TAB-WA5-MCS | Machine Shop- WA5 |  | Tool |  | MT | hydraulic_press
105290 | QT0301A | Iron Worker | TAB-MCS-MT | Machine Shop Mechanical Equipment | Welding Equipment,Welding Tools | Tool |  |  | sheet_metal_bender
30462 | FIS-SES-LDR-0310 | Ladder, 12' Fiberglass, Storage Building | FIS-SES | Safety, Instrumentation & Environmental Services | Safety | Tool |  | LDR | http://www.toronto.ca/TWONTO#ladder
30474 | FIS-SES-LDR-4502 | Ladder, 12'/26' Aluminum, Multiway, Workshop Building Near Washer/Dryer | FIS-SES | Safety, Instrumentation & Environmental Services | Safety | Tool |  | LDR | http://www.toronto.ca/TWONTO#ladder
62648 | THC-MCS-MT-0007 | Centre Lathe Machine, Building A | THC-MCS-MEQ | Machine Shop and Equipment | Machine Tool,Lathe | Tool |  | MT | http://www.toronto.ca/TWONTO#lathe
30468 | FIS-SES-LDR-0407 | Ladder, 16' Aluminum, Extension, Filter Building, Filter Gallery | FIS-SES | Safety, Instrumentation & Environmental Services | Safety | Tool |  | LDR | http://www.toronto.ca/TWONTO#ladder
30480 | FIS-SES-LDR-5001 | Ladder, 16' Aluminum, Extension, Fluoride & Ammonia Building, Scrubber Room | FIS-SES | Safety, Instrumentation & Environmental Services | Safety | Tool |  | LDR | http://www.toronto.ca/TWONTO#ladder
30460 | FIS-SES-LDR-0304 | Ladder, 16' Aluminum, Extension, Storage Building | FIS-SES | Safety, Instrumentation & Environmental Services | Safety | Tool |  | LDR | http://www.toronto.ca/TWONTO#ladder
30478 | FIS-SES-LDR-4507 | Ladder, 16' Aluminum, Extension, Workshop Building, Upper Mezzanine, Electrical Area | FIS-SES | Safety, Instrumentation & Environmental Services | Safety | Tool |  | LDR | http://www.toronto.ca/TWONTO#ladder
62654 | THC-MCS-MT-0017 | Bantam Lathe, Building A | THC-MCS-MEQ | Machine Shop and Equipment | Machine Tool,Lathe | Tool |  | MT | http://www.toronto.ca/TWONTO#lathe
30479 | FIS-SES-LDR-4508 | Ladder, 16' Aluminum, Extension, Workshop Building, Upper Mezzanine, Electrical Area | FIS-SES | Safety, Instrumentation & Environmental Services | Safety | Tool |  | LDR | http://www.toronto.ca/TWONTO#ladder
30471 | FIS-SES-LDR-1601 | Ladder, 16' Fiberglass, Extension, Raw Water PS | FIS-SES | Safety, Instrumentation & Environmental Services | Safety | Tool |  | LDR | http://www.toronto.ca/TWONTO#ladder
30477 | FIS-SES-LDR-4506 | Ladder, 2' Aluminum, Workshop Building, Stores | FIS-SES | Safety, Instrumentation & Environmental Services | Safety | Tool |  | LDR | http://www.toronto.ca/TWONTO#ladder
98005 | FIS-SES-LDR-0302 | Ladder, 24' Aluminum, Extension, Storage Building | FIS-SES | Safety, Instrumentation & Environmental Services | Safety | Tool |  | LDR | http://www.toronto.ca/TWONTO#ladder
30461 | FIS-SES-LDR-0308 | Ladder, 24' Fiberglass, Extension, Storage Building | FIS-SES | Safety, Instrumentation & Environmental Services | Safety | Tool |  | LDR | http://www.toronto.ca/TWONTO#ladder
98007 | FIS-SES-LDR-0305 | Ladder, 24' Fiberglass, Extension, Storage Building | FIS-SES | Safety, Instrumentation & Environmental Services | Safety | Tool |  | LDR | http://www.toronto.ca/TWONTO#ladder
98008 | FIS-SES-LDR-0306 | Ladder, 24' Fiberglass, Extension, Storage Building | FIS-SES | Safety, Instrumentation & Environmental Services | Safety | Tool |  | LDR | http://www.toronto.ca/TWONTO#ladder
98015 | FIS-SES-LDR-3501 | Ladder, 3' Aluminum, Gaseous Chemical Building, Tools Area | FIS-SES | Safety, Instrumentation & Environmental Services | Safety | Tool |  | LDR | http://www.toronto.ca/TWONTO#ladder
62663 | THC-MCS-SM-0110 | Machine Tool,Lathe, Building A | THC-MCS-MEQ | Machine Shop and Equipment | Machine Tool,Milling Machine | Tool |  | SM | http://www.toronto.ca/TWONTO#lathe
62664 | THC-MCS-SM-0130 | Machine Tool,Lathe, Building A | THC-MCS-MEQ | Machine Shop and Equipment | Machine Tool,Milling Machine | Tool |  | SM | http://www.toronto.ca/TWONTO#lathe
62665 | THC-MCS-SM-0140 | Machine Tool,Lathe, Building A | THC-MCS-MEQ | Machine Shop and Equipment | Machine Tool,Milling Machine | Tool |  | SM | http://www.toronto.ca/TWONTO#lathe
62666 | THC-MCS-SM-0170 | Machine Tool,Milling Machine, Building A | THC-MCS-MEQ | Machine Shop and Equipment | Machine Tool,Milling Machine | Tool |  | SM | http://www.toronto.ca/TWONTO#milling_machine
98016 | FIS-SES-LDR-3503 | Ladder, 3' Stairs, Gaseous Chemical Building, Storage Room West Wall | FIS-SES | Safety, Instrumentation & Environmental Services | Safety | Tool |  | LDR | http://www.toronto.ca/TWONTO#portable_ladder
98009 | FIS-SES-LDR-0307 | Ladder, 36' Fiberglass, Extension, Storage Building | FIS-SES | Safety, Instrumentation & Environmental Services | Safety | Tool |  | LDR | http://www.toronto.ca/TWONTO#ladder
30470 | FIS-SES-LDR-1401 | Ladder, 4' Aluminum, Meternig & Sampling Building | FIS-SES | Safety, Instrumentation & Environmental Services | Safety | Tool |  | LDR | http://www.toronto.ca/TWONTO#ladder
98018 | FIS-SES-LDR-5002 | Ladder, 4' Fiberglass, Fluoride & Ammonia Building, Ammonia Room | FIS-SES | Safety, Instrumentation & Environmental Services | Safety | Tool |  | LDR | http://www.toronto.ca/TWONTO#ladder
30463 | FIS-SES-LDR-0311 | Ladder, 4' Stairs, Storage Building | FIS-SES | Safety, Instrumentation & Environmental Services | Safety | Tool |  | LDR | http://www.toronto.ca/TWONTO#ladder
30472 | FIS-SES-LDR-1604 | Ladder, 44' Aluminum, Extension , Raw Water PS | FIS-SES | Safety, Instrumentation & Environmental Services | Safety | Tool |  | LDR | http://www.toronto.ca/TWONTO#ladder
30469 | FIS-SES-LDR-1301 | Ladder, 6' Fiberglass, Chemical Mixing Building | FIS-SES | Safety, Instrumentation & Environmental Services | Safety | Tool |  | LDR | http://www.toronto.ca/TWONTO#ladder
30465 | FIS-SES-LDR-0403 | Ladder, 6' Fiberglass, Filter Building, Backwash Pump Basement | FIS-SES | Safety, Instrumentation & Environmental Services | Safety | Tool |  | LDR | http://www.toronto.ca/TWONTO#ladder
98011 | FIS-SES-LDR-0401 | Ladder, 6' Fiberglass, Filter Building, Backwash Pump Basement, Communication Room | FIS-SES | Safety, Instrumentation & Environmental Services | Safety | Tool |  | LDR | http://www.toronto.ca/TWONTO#ladder
30466 | FIS-SES-LDR-0405 | Ladder, 6' Fiberglass, Filter Building, Filter Gallery | FIS-SES | Safety, Instrumentation & Environmental Services | Safety | Tool |  | LDR | http://www.toronto.ca/TWONTO#ladder
30467 | FIS-SES-LDR-0406 | Ladder, 6' Fiberglass, Filter Building, Filter Gallery | FIS-SES | Safety, Instrumentation & Environmental Services | Safety | Tool |  | LDR | http://www.toronto.ca/TWONTO#ladder
98014 | FIS-SES-LDR-1605 | Ladder, 6' Fiberglass, Flume Walkway | FIS-SES | Safety, Instrumentation & Environmental Services | Safety | Tool |  | LDR | http://www.toronto.ca/TWONTO#ladder
98019 | FIS-SES-LDR-5003 | Ladder, 6' Fiberglass, Fluoride & Ammonia Building, Fluoride Skid Room | FIS-SES | Safety, Instrumentation & Environmental Services | Safety | Tool |  | LDR | http://www.toronto.ca/TWONTO#ladder
98012 | FIS-SES-LDR-1602 | Ladder, 6' Fiberglass, Raw Water PS | FIS-SES | Safety, Instrumentation & Environmental Services | Safety | Tool |  | LDR | http://www.toronto.ca/TWONTO#ladder
76224 | THR-MCS-MT-0523 | Centre Lathe | THR-MT-WA3 | Machine Tools |  | Tool |  | MT | http://www.toronto.ca/TWONTO#lathe
76225 | THR-MCS-MT-0524 | Centre Lathe | THR-GRK-PRTY-WA3 | WA3 Property, Humber T. P. for DOS Work Orders |  | Tool |  | MT | http://www.toronto.ca/TWONTO#lathe
76226 | THR-MCS-MT-0531 | Milling Machine | THR-MT-WA3 | Machine Tools |  | Tool |  | MT | http://www.toronto.ca/TWONTO#milling_machine
98013 | FIS-SES-LDR-1603 | Ladder, 6' Fiberglass, Raw Water PS | FIS-SES | Safety, Instrumentation & Environmental Services | Safety | Tool |  | LDR | http://www.toronto.ca/TWONTO#ladder
98006 | FIS-SES-LDR-0303 | Ladder, 6' Fiberglass, Storage Building | FIS-SES | Safety, Instrumentation & Environmental Services | Safety | Tool |  | LDR | http://www.toronto.ca/TWONTO#ladder
98017 | FIS-SES-LDR-4503 | Ladder, 6' Fiberglass, Workshop Building, Empty Room in TRW Pump Area | FIS-SES | Safety, Instrumentation & Environmental Services | Safety | Tool |  | LDR | http://www.toronto.ca/TWONTO#ladder
30476 | FIS-SES-LDR-4505 | Ladder, 6' Fiberglass, Workshop Building, Machine Shop | FIS-SES | Safety, Instrumentation & Environmental Services | Safety | Tool |  | LDR | http://www.toronto.ca/TWONTO#ladder
76231 | THR-MCS-MT-0559 | Centre Lathe | THR-MT-WA3 | Machine Tools |  | Tool |  | MT | http://www.toronto.ca/TWONTO#lathe
30464 | FIS-SES-LDR-0402 | Ladder, 8' Fiberglass, Filter Building, Backwash Pump Basement | FIS-SES | Safety, Instrumentation & Environmental Services | Safety | Tool |  | LDR | http://www.toronto.ca/TWONTO#ladder
30481 | FIS-SES-LDR-5004 | Ladder, 8' Fiberglass, Fluoride & Ammonia Building, Scrubber Room | FIS-SES | Safety, Instrumentation & Environmental Services | Safety | Tool |  | LDR | http://www.toronto.ca/TWONTO#ladder
98004 | FIS-SES-LDR-0301 | Ladder, 8' Fiberglass, Storage Building | FIS-SES | Safety, Instrumentation & Environmental Services | Safety | Tool |  | LDR | http://www.toronto.ca/TWONTO#ladder
98010 | FIS-SES-LDR-0309 | Ladder, 8' Fiberglass, Storage Building | FIS-SES | Safety, Instrumentation & Environmental Services | Safety | Tool |  | LDR | http://www.toronto.ca/TWONTO#ladder
30473 | FIS-SES-LDR-4501 | Ladder, 8' Fiberglass, Workshop Building Near Washer/Dryer | FIS-SES | Safety, Instrumentation & Environmental Services | Safety | Tool |  | LDR | http://www.toronto.ca/TWONTO#ladder
30475 | FIS-SES-LDR-4504 | Ladder, 8' Fiberglass, Workshop Building, Lower Machine Shop | FIS-SES | Safety, Instrumentation & Environmental Services | Safety | Tool |  | LDR | http://www.toronto.ca/TWONTO#ladder
61954 | THC-GRK-LAD-0002 | Ladder, fixed access type | THC-GRK-MCS | Mechanical Services |  | Tool |  | LAD | http://www.toronto.ca/TWONTO#collection_of_assets
125961 | THC-GRK-LAD-0001 | Ladder, portable access type, step, rolling, folding, extension, scissor, multi-position, platform, sliding | THC-GRK-MCS | Mechanical Services |  | Tool |  | LAD | http://www.toronto.ca/TWONTO#collection_of_assets
146382 | WTR-PSC-MEQ-0005 | Laser Alignment Tool, S/N 118332 | WTR-PSC-AUX | Auxiliary Equipment (Building Facilities) |  | Tool |  | MEQ | laser_alignment_tool
145120 | WTR-PLW-MEQ-0005 | Laser Alignment Tool, S/N 119940 | WTR-PLW-AUX | Auxilliary Equipment (Building Facilities) |  | Tool |  | MEQ | laser_alignment_tool
78736 | FHA-MCS-MT-0101 | Machine Tool, Lathe Engine H.D., Service Building, Machine Shop | FHA-MCS-MEQ | Machine Shop & Equipment | Machine Tool,Lathe | Tool |  | MT | http://www.toronto.ca/TWONTO#lathe
78737 | FHA-MCS-MT-0201 | Machine Tool, Lathe Standard., Service Building, Machine Shop | FHA-MCS-MEQ | Machine Shop & Equipment | Machine Tool,Lathe | Tool |  | MT | http://www.toronto.ca/TWONTO#lathe
144117 | WTR-PHL-MEQ-0001 | Laser Alignment Tool, S/N 127153 | WTR-PHL-AUX | Auxiliary Equipment (Building Facilities) |  | Tool |  | MEQ | laser_alignment_tool
136768 | THR-MCS-MT-0557 | Lift Table | THR-LD-WA3 | Lifting Devices, Chain Hoist, Come Along & Slings |  | Tool |  | MT | lift_table
136769 | THR-MCS-MT-0557 | Lift Table | THR-MT-WA3 | Machine Tools |  | Tool |  | MT | lift_table
60758 | THC-ELS-DR-0300 | Machine Shop Overhead Door, Building A | THC-MCS-MEQ | Machine Shop and Equipment | Machine Tool,Milling Machine | Tool |  | DR | http://www.toronto.ca/TWONTO#roll_up_door
17606 | FHA-MCS-MT-1001 | Machine Tool, Band Saw, Horizontal, Filter Building, | FHA-MCS-MEQ | Machine Shop & Equipment | Machine Tool,Saw | Tool |  | MT | http://www.toronto.ca/TWONTO#band_saw
78739 | FHA-MCS-MT-0601 | Machine Tool, Band Saw, Horizontal, Service Building, Machine Shop | FHA-MCS-MEQ | Machine Shop & Equipment | Machine Tool,Saw | Tool |  | MT | http://www.toronto.ca/TWONTO#band_saw
97372 | FIS-MCS-MT-4507 | Machine Tool, Band Saw, Horizontal, Workshop Building, Machine Shop | FIS-MCS | Mechanical Services | Machine Tool,Saw | Tool |  | MT | http://www.toronto.ca/TWONTO#band_saw
78740 | FHA-MCS-MT-0701 | Machine Tool, Band Saw, Vertical, Service Building, Machine Shop | FHA-MCS-MEQ | Machine Shop & Equipment | Machine Tool,Saw | Tool |  | MT | http://www.toronto.ca/TWONTO#band_saw
85719 | WTR-PHL-MT-0001 | Welding Machine, Portable (Millwright Truck) | WTR-PHL-AUX | Auxiliary Equipment (Building Facilities) |  | Tool |  | MT | welder
97371 | FIS-MCS-MT-4506 | Machine Tool, Band Saw, Vertical, Workshop Building, Machine Shop | FIS-MCS | Mechanical Services | Machine Tool,Saw | Tool |  | MT | http://www.toronto.ca/TWONTO#band_saw
29650 | FIS-MCS-MT-4504 | Machine Tool, Drill ,Press, Workshop Building, Machine Shop | FIS-MCS | Mechanical Services | Machine Tool,Drill Press | Tool |  | MT | http://www.toronto.ca/TWONTO#drill_press
78738 | FHA-MCS-MT-0501 | Machine Tool, Drill, Press, Service Building, Machine Shop | FHA-MCS-MEQ | Machine Shop & Equipment | Machine Tool,Drill Press | Tool |  | MT | http://www.toronto.ca/TWONTO#drill_press
17603 | FHA-MCS-MT-0401 | Machine Tool, Drill. Radial Arm 42" Swing, Service Building, Machine Shop | FHA-MCS-MEQ | Machine Shop & Equipment | Machine Tool | Tool |  | MT | http://www.toronto.ca/TWONTO#radial_arm_drill
126511 | THC-MCS-SM-0160 | Machine Tool, Grinder, Building A | THC-MCS-MEQ | Machine Shop and Equipment | Machine Tool,Milling Machine | Tool |  | SM | bench_grinder
17609 | FHA-MCS-MT-1301 | Machine Tool, Hydraulic Valve Operator, Gas Trailer Mounted, RMF, Welding Shop/Storage | FHA-MCS-MEQ | Machine Shop & Equipment | Vehicle,Unlicensed | Tool |  | MT | valve_operator
29651 | FIS-MCS-MT-4508 | Machine Tool, Lawn Mower | FIS-MCS | Mechanical Services | Irrigation System,Automated | Tool |  | MT | lawn_mover
76219 | THR-MCS-MT | Machine Tool, Miscellaneous | THR-MCS-WA1 | Cranes, Lifting Devices, Machine Tools, Overhead Doors | Door,Overhead | Tool |  |  | http://www.toronto.ca/TWONTO#collection_of_assets
17607 | FHA-MCS-MT-1101 | Machine Tool, Plasma Cutter, RMF, Welding Shop | FHA-MCS-MEQ | Machine Shop & Equipment | Machine Tool | Tool |  | MT | plasma_cutter
97369 | FIS-MCS-MT-4503 | Machine Tool, Radial Arm Drill ,Press, Workshop Building, Machine Shop | FIS-MCS | Mechanical Services | Machine Tool,Drill Press | Tool |  | MT | http://www.toronto.ca/TWONTO#radial_arm_drill
29652 | FIS-MCS-MT-4510 | Machine Tool, Vertical Bandsaw | FIS-MCS | Mechanical Services | Machine Tool,Saw | Tool |  | MT | http://www.toronto.ca/TWONTO#band_saw
97373 | FIS-MCS-MT-4510 | Machine Tool, Vertical Bandsaw | FIS-MCS-MC | Machine Shop & Equipment | Machine Tool,Saw | Tool |  | MT | http://www.toronto.ca/TWONTO#band_saw
126514 | THC-MCS-SM-0210 | Machine Tool,Drill Press, Building A | THC-MCS-MEQ | Machine Shop and Equipment | Machine Tool,Milling Machine | Tool |  | SM | http://www.toronto.ca/TWONTO#drill_press
126513 | THC-MCS-SM-0190 | Machine Tool,Radial arm Drill, Building A | THC-MCS-MEQ | Machine Shop and Equipment | Machine Tool,Milling Machine | Tool |  | SM | http://www.toronto.ca/TWONTO#radial_arm_drill
62667 | THC-MCS-SM-0220 | Machine Tool,Saw, Building A | THC-MCS-MEQ | Machine Shop and Equipment | Machine Tool,Milling Machine | Tool |  | SM | http://www.toronto.ca/TWONTO#table_saw
62668 | THC-MCS-SM-0230 | Machine Tool,Saw, Building A | THC-MCS-MEQ | Machine Shop and Equipment | Machine Tool,Milling Machine | Tool |  | SM | http://www.toronto.ca/TWONTO#table_saw
76236 | THR-MCS-MT1-WA2 | Machine Tool-1 | THR-MCS-WA2 | Cranes, Lifting Devices, Machine Tools, Overhead Doors |  | Tool |  |  | http://www.toronto.ca/TWONTO#collection_of_assets
76237 | THR-MCS-MT2-WA2 | Machine Tool-2 | THR-MCS-WA2 | Cranes, Lifting Devices, Machine Tools, Overhead Doors |  | Tool |  |  | http://www.toronto.ca/TWONTO#collection_of_assets
76241 | THR-MT-WA4 | Machine Tools | THR WORK AREA 4 | Liquid Handling 2 |  | Tool |  |  | http://www.toronto.ca/TWONTO#collection_of_assets
76242 | THR-MT-WA4 | Machine Tools | THR-MCS-WA4 | Cranes, Lifting Devices, Machine Tools, Mechanical/Welding Shops |  | Tool |  |  | http://www.toronto.ca/TWONTO#collection_of_assets
136784 | THR-MT-WA3 | Machine Tools | THR-MCS-WA3 | Cranes, Lifting Devices, Machine Tools, Overhead doors, Welding Shops |  | Tool |  |  | http://www.toronto.ca/TWONTO#collection_of_assets
93492 | FHO-MCS-MT-0201 | Lathe, Centre | FHO-MCS-MEQ | Machine Shop & Equipment | Machine Tool,Lathe | Tool |  | MT | http://www.toronto.ca/TWONTO#lathe
93493 | FHO-MCS-MT-0301 | Milling Machine, Vertical | FHO-MCS-MEQ | Machine Shop & Equipment | Machine Tool,Milling Machine | Tool |  | MT | http://www.toronto.ca/TWONTO#milling_machine
136785 | THR-MT-WA4 | Machine Tools | THR-GRK-WA4 | Building & Grounds Work Area 4 |  | Tool |  |  | http://www.toronto.ca/TWONTO#collection_of_assets
126488 | THC-MCS-MEQ-0001 | Mechanical Equipment, Building A | THC-MCS-MEQ | Machine Shop and Equipment |  | Tool |  | MEQ | http://www.toronto.ca/TWONTO#collection_of_assets
62634 | THC-MCS-MEQ-0002 | Mechanical Equipment, Building B | THC-MCS-MEQ | Machine Shop and Equipment |  | Tool |  | MEQ | http://www.toronto.ca/TWONTO#collection_of_assets
62637 | THC-MCS-MEQ-0005 | Mechanical Equipment, Building M | THC-GRK-MCS | Mechanical Services |  | Tool |  | MEQ | http://www.toronto.ca/TWONTO#collection_of_assets
84543 | WTR-PAH-MEQ-0001 | Mechanical Equipment, Sandblaster | WTR-PAH-AUX | Auxiliary Equipment (Building Facilities) | Machine Tool | Tool |  | MEQ | sandblaster
88271 | WTR-PSC-MEQ-0001 | Mechanical Equipment, Sandblaster | WTR-PSC-AUX | Auxiliary Equipment (Building Facilities) | Machine Tool | Tool |  | MEQ | sandblaster
84544 | WTR-PAH-MEQ-0002 | Mechanical Equipment, Steam Power Washer | WTR-PAH-AUX | Auxiliary Equipment (Building Facilities) | Machine Tool | Tool |  | MEQ | steam_cleaner
126503 | THC-MCS-MT-0020 | Mechanical Hacksaw, Building A | THC-MCS-MEQ | Machine Shop and Equipment | Machine Tool,Saw | Tool |  | MT | http://www.toronto.ca/TWONTO#table_saw
105293 | QT0503A | MIG Welding Machine | TAB-MCS-MT | Machine Shop Mechanical Equipment | Welding Equipment,Welding Machine | Tool |  |  | welder
136779 | THR-MCS-PW-0001 | Parts Washer, Digester Tank 9-10, Basement | THR-MCS-MT | Machine Tool, Miscellaneous |  | Tool |  | PW | parts_washer
76238 | THR-MCS-PW-0004 | Parts Washer, East Maintenance Bldg | THR-MT-WA4 | Machine Tools |  | Tool |  | PW | parts_washer
76239 | THR-MCS-PW-0572 | Parts Washer, West Maintenance Shop | THR-GRK-GQ-WA3 | Building & Grounds Equipment, Work Area 3 | Vehicle,Unlicensed | Tool |  | PW | parts_washer
136773 | THR-MCS-MT-0684 | Pasma Cutting System,Thermal Dynamics,WA2 | THR-MCS-MT2-WA2 | Machine Tool-2 |  | Tool |  | MT | plasma_cutter
97367 | FIS-MCS-MT-4501 | Machine Tool, Lathe, Workshop Building, Machine Shop | FIS-MCS | Mechanical Services | Machine Tool,Lathe | Tool |  | MT | http://www.toronto.ca/TWONTO#lathe
97368 | FIS-MCS-MT-4502-SUS | Machine Tool, Lathe, Workshop Building, Machine Shop | FIS-MCS | Mechanical Services | Machine Tool,Lathe | Tool | 38551 | MT | http://www.toronto.ca/TWONTO#lathe
62643 | THC-MCS-MT-0002 | Pedestal Drill, Building A | THC-SUSPENDED | Suspended entity | Machine Tool,Drill Press | Tool | 35548 | MT | http://www.toronto.ca/TWONTO#drill_press
97370 | FIS-MCS-MT-4505 | Machine Tool, Milling Machine, Workshop Building, Machine Shop | FIS-MCS | Mechanical Services | Machine Tool,Milling Machine | Tool |  | MT | http://www.toronto.ca/TWONTO#milling_machine
126493 | THC-MCS-MT-0002 | Pedestal Drill, Building A | THC-MCS-MEQ | Machine Shop and Equipment | Machine Tool,Drill Press | Tool | 35548 | MT | http://www.toronto.ca/TWONTO#drill_press
24356 | FHO-MCS-MT-1107 | Personal Tool Kit | FHO-MCS | Mechanical Services | Machine Tool | Tool |  | MT | tool_kit
24357 | FHO-MCS-MT-1107 | Personal Tool Kit | FHO-MCS-MEQ | Machine Shop & Equipment | Machine Tool | Tool |  | MT | tool_kit
24358 | FHO-MCS-MT-1108 | Personal Tool Kit | FHO-MCS-MEQ | Machine Shop & Equipment | Machine Tool | Tool |  | MT | tool_kit
93497 | FHO-MCS-MT-1105 | Personal Tool Kit | FHO-MCS-MEQ | Machine Shop & Equipment | Machine Tool | Tool |  | MT | tool_kit
24361 | FHO-MCS-MT-1114 | Personal Tool Kit (EICT) | FHO-MCS-MEQ | Machine Shop & Equipment | Machine Tool | Tool |  | MT | tool_kit
93498 | FHO-MCS-MT-1110 | Personal Tool Kit (EICT) | FHO-MCS-MEQ | Machine Shop & Equipment | Machine Tool | Tool |  | MT | tool_kit
93501 | FHO-MCS-MT-1113 | Personal Tool Kit (EICT) | FHO-MCS-MEQ | Machine Shop & Equipment | Machine Tool | Tool |  | MT | tool_kit
93503 | FHO-MCS-MT-1118 | Personal Tool Kit (EICT) | FHO-MCS-MEQ | Machine Shop & Equipment | Machine Tool | Tool |  | MT | tool_kit
24359 | FHO-MCS-MT-1109 | Personal Tool Kit (MW Apprentice) | FHO-MCS-MEQ | Machine Shop & Equipment | Machine Tool | Tool |  | MT | tool_kit
24353 | FHO-MCS-MT-1101 | Personal Tool Kit (MW) | FHO-MCS-MEQ | Machine Shop & Equipment | Machine Tool | Tool |  | MT | tool_kit
24362 | FHO-MCS-MT-1115 | Personal Tool Kit (MW) | FHO-MCS-MEQ | Machine Shop & Equipment | Machine Tool | Tool |  | MT | tool_kit
24363 | FHO-MCS-MT-1117 | Personal Tool Kit (MW) | FHO-MCS-MEQ | Machine Shop & Equipment | Machine Tool | Tool |  | MT | tool_kit
93495 | FHO-MCS-MT-1102 | Personal Tool Kit (MW) | FHO-MCS-MEQ | Machine Shop & Equipment | Machine Tool | Tool |  | MT | tool_kit
93502 | FHO-MCS-MT-1116 | Personal Tool Kit (MW) | FHO-MCS-MEQ | Machine Shop & Equipment | Machine Tool | Tool |  | MT | tool_kit
93504 | FHO-MCS-MT-1119 | Personal Tool Kit (MW) | FHO-MCS-MEQ | Machine Shop & Equipment | Machine Tool | Tool |  | MT | tool_kit
93500 | FHO-MCS-MT-1111 | Personal Tool Kit D. Gibbs | FHO-MCS-MEQ | Machine Shop & Equipment | Machine Tool | Tool | 34671 | MT | tool_kit
24355 | FHO-MCS-MT-1106 | Personal Tool Kit E. Sacay | FHO-MCS-MEQ | Machine Shop & Equipment | Machine Tool | Tool | 34669 | MT | tool_kit
93496 | FHO-MCS-MT-1103 | Personal Tool Kit G. Fuller | FHO-MCS-MEQ | Machine Shop & Equipment | Machine Tool | Tool | 34668 | MT | tool_kit
24354 | FHO-MCS-MT-1104 | Personal Tool Kit G. Little | FHO-MCS-MEQ | Machine Shop & Equipment | Machine Tool | Tool | 34667 | MT | tool_kit
101798 | MS0101A | Lathe | TAB-MCS-MT | Machine Shop Mechanical Equipment | Machine Tool,Lathe | Tool |  |  | http://www.toronto.ca/TWONTO#lathe
101799 | MS0107A | Lathe | TAB-MCS-MT | Machine Shop Mechanical Equipment | Machine Tool,Lathe | Tool |  |  | http://www.toronto.ca/TWONTO#lathe
101800 | MS0109A | Lathe | TAB-MCS-MT | Machine Shop Mechanical Equipment | Machine Tool,Lathe | Tool |  |  | http://www.toronto.ca/TWONTO#lathe
101801 | MS0109A | Lathe | TAB-WA5-MCS | Machine Shop- WA5 | Machine Tool,Lathe | Tool |  |  | http://www.toronto.ca/TWONTO#lathe
101802 | MS0112A | Milling Machine | TAB-MCS-MT | Machine Shop Mechanical Equipment | Machine Tool,Milling Machine | Tool |  |  | http://www.toronto.ca/TWONTO#milling_machine
101803 | MS0113A | Milling Machine | TAB-MCS-MT | Machine Shop Mechanical Equipment | Machine Tool,Milling Machine | Tool |  |  | http://www.toronto.ca/TWONTO#milling_machine
101804 | MS0123A | Milling Machine | TAB-MCS-MT | Machine Shop Mechanical Equipment | Machine Tool,Milling Machine | Tool |  |  | http://www.toronto.ca/TWONTO#milling_machine
101805 | MS0124A | Lathe | TAB-MCS-MT | Machine Shop Mechanical Equipment | Machine Tool,Lathe | Tool |  |  | http://www.toronto.ca/TWONTO#lathe
24360 | FHO-MCS-MT-1112 | Personal Tool Kit Plant Technicians | FHO-MCS-MEQ | Machine Shop & Equipment | Machine Tool | Tool |  | MT | tool_kit
93499 | FHO-MCS-MT-1110-SUSP | Personal Tool Kit R. Polanowski | FHO-MCS-MEQ | Machine Shop & Equipment | Machine Tool | Tool | 35010 | MT | tool_kit
62649 | THC-MCS-MT-0011 | Personal Tool Kit, B. Michlits | THC-MCS-MEQ-0005 | Mechanical Equipment, Building M |  | Tool | 35552 | MT | tool_kit
126500 | THC-MCS-MT-0011 | Personal Tool Kit, B. Michlits | THC-SUSPENDED | Suspended entity |  | Tool | 35552 | MT | tool_kit
62647 | THC-MCS-MT-0006 | Personal Tool Kit, B. Shortill | THC-SUSPENDED | Suspended entity |  | Tool | 35551 | MT | tool_kit
126496 | THC-MCS-MT-0006 | Personal Tool Kit, B. Shortill | THC-MCS-MEQ-0005 | Mechanical Equipment, Building M |  | Tool | 35551 | MT | tool_kit
62645 | THC-MCS-MT-0004 | Personal Tool Kit, E. Alexeenko | THC-SUSPENDED | Suspended entity |  | Tool | 35549 | MT | tool_kit
126494 | THC-MCS-MT-0004 | Personal Tool Kit, E. Alexeenko | THC-MCS-MEQ-0005 | Mechanical Equipment, Building M |  | Tool | 35549 | MT | tool_kit
62646 | THC-MCS-MT-0005 | Personal Tool Kit, Gao, Frank (Fengchang) | THC-MCS-MEQ-0005 | Mechanical Equipment, Building M |  | Tool | 35550 | MT | tool_kit
126495 | THC-MCS-MT-0005 | Personal Tool Kit, Gao, Frank (Fengchang) | THC-SUSPENDED | Suspended entity |  | Tool | 35550 | MT | tool_kit
113780 | TAB-MCS-MT-0001 | Milling & Drilling machine | TAB-WA5-MCS | Machine Shop- WA5 | Machine Tool,Milling Machine | Tool |  | MT | http://www.toronto.ca/TWONTO#milling_machine
62650 | THC-MCS-MT-0012 | Personal Tool Kit, T. Gisitsch | THC-MCS-MEQ-0005 | Mechanical Equipment, Building M |  | Tool | 35553 | MT | tool_kit
62651 | THC-MCS-MT-0012 | Personal Tool Kit, T. Gisitsch | THC-SUSPENDED | Suspended entity |  | Tool | 35553 | MT | tool_kit
38420 | QT0201A | Plasma Cutter | TAB-MCS-MT | Machine Shop Mechanical Equipment | Welding Equipment,Plasma Cutting Machine | Tool |  |  | plasma_cutter
62660 | THC-MCS-MT-0024 | Plasma Cutter, Building B | THC-MCS-MEQ | Machine Shop and Equipment | Welding Equipment,Welding Machine | Tool |  | MT | plasma_cutter
62662 | THC-MCS-MT-0026 | Portable Welding Machine, Building A | THC-SUSPENDED | Suspended entity | Welding Equipment,Welding Machine | Tool | 35556 | MT | welder
126505 | THC-MCS-MT-0026 | Portable Welding Machine, Building A | THC-MCS-MEQ | Machine Shop and Equipment | Welding Equipment,Welding Machine | Tool | 35556 | MT | welder
24348 | FHO-MCS-MT-0601 | Press, Hydraulic 50 Ton | FHO-MCS-MEQ | Machine Shop & Equipment | Machine Tool | Tool |  | MT | hydraulic_press
62644 | THC-MCS-MT-0003 | Radial Arm Drill, Building A | THC-MCS-MEQ | Machine Shop and Equipment | Machine Tool,Radial arm Drill | Tool |  | MT | http://www.toronto.ca/TWONTO#radial_arm_drill
101808 | MS0128A | Radial Drill | TAB-MCS-MT | Machine Shop Mechanical Equipment | Machine Tool,Radial arm Drill | Tool |  |  | http://www.toronto.ca/TWONTO#radial_arm_drill
101807 | MS0127A | Radial Drill, GR 50 - 1200 Foradia | TAB-MCS-MT | Machine Shop Mechanical Equipment | Machine Tool,Radial arm Drill | Tool |  |  | http://www.toronto.ca/TWONTO#radial_arm_drill
126516 | THC-MCS-SQ-0001 | Safety tools, equipment for general use, plant wide | THC-MCS-MEQ | Machine Shop and Equipment | Machine Tool,Milling Machine | Tool |  | SQ | http://www.toronto.ca/TWONTO#collection_of_assets
62687 | THC-MSC-MT-0026 | Sampson Box and Pan Brake, Building B | THC-MCS-MEQ | Machine Shop and Equipment | Welding Equipment,Welding Machine | Tool |  | MT | sheet_metal_bender
62661 | THC-MCS-MT-0025 | Sampson Hydraulic Shear, Building B | THC-MCS-MEQ | Machine Shop and Equipment | Welding Equipment,Welding Machine | Tool |  | MT | cutting_shears
126497 | THC-MCS-MT-0008 | Centre Lathe Machine, Building A | THC-MCS-MEQ | Machine Shop and Equipment | Machine Tool,Lathe | Tool |  | MT | http://www.toronto.ca/TWONTO#lathe
126498 | THC-MCS-MT-0009 | Centre Lathe Machine, Building A | THC-MCS-MEQ | Machine Shop and Equipment | Machine Tool,Lathe | Tool |  | MT | http://www.toronto.ca/TWONTO#lathe
126499 | THC-MCS-MT-0010 | Centre Lathe Machine, Building A | THC-MCS-MEQ | Machine Shop and Equipment | Machine Tool,Lathe | Tool |  | MT | http://www.toronto.ca/TWONTO#lathe
76222 | THR-MCS-MT-0519 | Sander, Combination- JET | THR-MCS-MT2-WA2 | Machine Tool-2 |  | Tool |  | MT | table_sander
126501 | THC-MCS-MT-0013 | Milling Machine, Building A | THC-MCS-MEQ | Machine Shop and Equipment | Machine Tool,Milling Machine | Tool |  | MT | http://www.toronto.ca/TWONTO#milling_machine
105291 | QT0401A | Sheet Metal Bender | TAB-MCS-MT | Machine Shop Mechanical Equipment | Welding Equipment,Welding Tools | Tool |  |  | sheet_metal_bender
97320 | FIS-GRK-SM-0101 | Shop Machine, Power Washer, Machine Shop | FIS-GRK-0001 | FIS, Building Maintenance | Motor,Hydraulic | Tool |  | SM | http://www.toronto.ca/TWONTO#power_washer
29534 | FIS-GRK-SM-0100 | Shop Machine, Steam Cleaner, Machine Shop | FIS-GRK-0001 | FIS, Building Maintenance | Motor,Hydraulic | Tool |  | SM | steam_cleaner
62657 | THC-MCS-MT-0021 | Shop Saw, Building A | THC-MCS-MEQ | Machine Shop and Equipment | Machine Tool,Saw | Tool | 35555 | MT | http://www.toronto.ca/TWONTO#table_saw
126509 | THC-MCS-SM-0120 | Machine Tool,Lathe, Building A | THC-MCS-MEQ | Machine Shop and Equipment | Machine Tool,Milling Machine | Tool |  | SM | http://www.toronto.ca/TWONTO#lathe
126510 | THC-MCS-SM-0150 | Machine Tool,Lathe, Building A | THC-MCS-MEQ | Machine Shop and Equipment | Machine Tool,Milling Machine | Tool |  | SM | http://www.toronto.ca/TWONTO#lathe
62658 | THC-MCS-MT-0021 | Shop Saw, Building A | THC-SUSPENDED | Suspended entity | Machine Tool,Saw | Tool | 35555 | MT | http://www.toronto.ca/TWONTO#table_saw
126512 | THC-MCS-SM-0180 | Machine Tool,Milling Machine, Building A | THC-MCS-MEQ | Machine Shop and Equipment | Machine Tool,Milling Machine | Tool |  | SM | http://www.toronto.ca/TWONTO#milling_machine
30713 | FIS-SM | Spill Management Kits | FIS-SES | Safety, Instrumentation & Environmental Services | Safety,Emergency Kit | Tool |  |  | http://www.toronto.ca/TWONTO#collection_of_assets
98267 | FIS-SM | Spill Management Kits | FIS-SES-LTG | Emergency Lights | Safety,Emergency Kit | Tool |  |  | http://www.toronto.ca/TWONTO#collection_of_assets
62655 | THC-MCS-MT-0019 | Tool Grinder Unit, Building A | THC-MCS-MEQ | Machine Shop and Equipment | Machine Tool | Tool | 35554 | MT | bench_grinder
62656 | THC-MCS-MT-0019 | Tool Grinder Unit, Building A | THC-SUSPENDED | Suspended entity | Machine Tool | Tool | 35554 | MT | bench_grinder
55536 | TAB-WA2-SP-0001 | Tool, samples grab | TAB-AER-INQ | Aeration - WA2 Instrumentation Equipment |  | Tool |  | SP | http://www.toronto.ca/TWONTO#collection_of_assets
55537 | TAB-WA2-SP-0001 | Tool, samples grab | TAB-STR-SP | Aeration, Sampler Settled Sewage |  | Tool |  | SP | http://www.toronto.ca/TWONTO#collection_of_assets
136777 | THR-MCS-MT-5356 | Ultrasonic Machine | THR-MCS-MT | Machine Tool, Miscellaneous | Machine Tool | Tool |  | MT | parts_washer
136778 | THR-MCS-MT-5356 | Ultrasonic Machine | THR-MCS-MT2-WA2 | Machine Tool-2 | Machine Tool | Tool |  | MT | parts_washer
24341 | FHO-MCS-MEQ-1201 | Valve Operator Tool, Cart Mounted | FHO-MCS-MEQ | Machine Shop & Equipment | Machine Tool | Tool |  | MEQ | valve_operator
93485 | FHO-MCS-MEQ-1202 | Valve Operator Tool, Hand Held | FHO-MCS-MEQ | Machine Shop & Equipment | Machine Tool | Tool |  | MEQ | valve_operator
53568 | TAB-SES-LD | WA2 Lifting devices | TAB-AER-BL | Blower Building | Lifting Device | Tool |  |  | http://www.toronto.ca/TWONTO#collection_of_assets
117963 | TAB-SES-LD | WA2 Lifting devices | TAB-STR-SQ | WA2 Safety Equipment,lifting devices, ladders, Eye Wash station, First Aid Kits, Lock out stations | Lifting Device | Tool |  |  | http://www.toronto.ca/TWONTO#collection_of_assets
136760 | THR-MCS-MT-0524 | Centre Lathe | THR-MT-WA3 | Machine Tools |  | Tool |  | MT | http://www.toronto.ca/TWONTO#lathe
96085 | FIS-AMT-WS-0001 | Weather Monitoring Station, Filter Building Roof | FIS-GRK | FIS Buildings & Grounds |  | Tool |  | WS | weather_station
136762 | THR-MCS-MT-0534 | Centre Lathe | THR-MT-WA3 | Machine Tools |  | Tool |  | MT | http://www.toronto.ca/TWONTO#lathe
126515 | THC-MCS-SM-0240 | Welding Down Draft Bed, Building A | THC-MCS-MEQ | Machine Shop and Equipment | Machine Tool,Milling Machine | Tool |  | SM | welder
76220 | THR-MCS-MT-0408 | Welding Machine | THR-MT-WA3 | Machine Tools |  | Tool |  | MT | welder
76230 | THR-MCS-MT-0556 | Welding Machine | THR-MT-WA3 | Machine Tools |  | Tool |  | MT | welder
76232 | THR-MCS-MT-0679 | Welding Machine / Plasma Cutter | THR-MT-WA3 | Machine Tools |  | Tool |  | MT | welder
136771 | THR-MCS-MT-0680 | Welding Machine Arc | THR-MT-WA3 | Machine Tools |  | Tool |  | MT | welder
136776 | THR-MCS-MT-1990 | Welding Machine Arc, Portable | THR-MT-WA3 | Machine Tools |  | Tool |  | MT | welder
136757 | THR-MCS-MT-0409 | Welding Machine Portable | THR-MT-WA3 | Machine Tools |  | Tool |  | MT | welder
136770 | THR-MCS-MT-0560 | Centre Lathe | THR-MT-WA3 | Machine Tools |  | Tool |  | MT | http://www.toronto.ca/TWONTO#lathe
76233 | THR-MCS-MT-0681 | Welding Machine, Arc | THR-MCS-MT2-WA2 | Machine Tool-2 |  | Tool |  | MT | welder
76234 | THR-MCS-MT-0681 | Welding Machine, Arc | THR-PRM | Primary Treatment |  | Tool |  | MT | welder
136774 | THR-MCS-MT-0689 | Welding Machine, Arc | THR-MT-WA3 | Machine Tools |  | Tool |  | MT | welder
136775 | THR-MCS-MT-0689 | Welding Machine, Arc | THR-MT-WA4 | Machine Tools |  | Tool |  | MT | welder
76235 | THR-MCS-MT-0683 | Welding Machine, MIG Welding- Lincoln | THR-MCS-MT2-WA2 | Machine Tool-2 |  | Tool |  | MT | welder
147561 | YCM-TL-BCU-01 | Yard tools - Bushcutter | FAC-YCM-TOOLS | Yard tools |  | Tool |  | BCU | http://www.toronto.ca/TWONTO#collection_of_assets
147563 | YCM-TL-CSA-01 | Yard tools - Chainsaw | FAC-YCM-TOOLS | Yard tools |  | Tool |  | CSA | http://www.toronto.ca/TWONTO#collection_of_assets
89862 | YCM-TL-CG-01 | Yard tools - Chipping gun | FAC-YCM-TOOLS | Yard tools |  | Tool |  | CG | http://www.toronto.ca/TWONTO#collection_of_assets
89864 | YCM-TL-CSA-02 | Yard tools - Chop Saw | FAC-YCM-TOOLS | Yard tools |  | Tool |  | CSA | http://www.toronto.ca/TWONTO#collection_of_assets
89863 | YCM-TL-CMS-01 | Yard tools - Compound Mitre Saw | FAC-YCM-TOOLS | Yard tools |  | Tool |  | CMS | http://www.toronto.ca/TWONTO#collection_of_assets
89865 | YCM-TL-DRP-01 | Yard tools - Drill Press | FAC-YCM-TOOLS | Yard tools |  | Tool |  | DRP | http://www.toronto.ca/TWONTO#drill_press
89866 | YCM-TL-GRI-01 | Yard tools - Grinder | FAC-YCM-TOOLS | Yard tools |  | Tool |  | GRI | http://www.toronto.ca/TWONTO#collection_of_assets
147564 | YCM-TL-HDR-01 | Yard tools - Hammer Drill | FAC-YCM-TOOLS | Yard tools |  | Tool |  | HDR | hammer_drill
89861 | YCM-TL-C-0001 | Yard tools - Portable air compressor | FAC-YCM-MEQ | EQUIPMENT-UNLICENSED |  | Tool |  | C | http://www.toronto.ca/TWONTO#collection_of_assets
147562 | YCM-TL-C-0001 | Yard tools - Portable air compressor | FAC-YCM-TOOLS | Yard tools |  | Tool |  | C | http://www.toronto.ca/TWONTO#collection_of_assets
89867 | YCM-TL-QCSA-01 | Yard tools - Quickcut Saw | FAC-YCM-TOOLS | Yard tools |  | Tool |  | QCSA | http://www.toronto.ca/TWONTO#collection_of_assets
89868 | YCM-TL-QCSA-02 | Yard tools - Quickcut Saw | FAC-YCM-TOOLS | Yard tools |  | Tool |  | QCSA | http://www.toronto.ca/TWONTO#collection_of_assets
89869 | YCM-TL-SAZ-01 | Yard tools - Sawzall | FAC-YCM-TOOLS | Yard tools |  | Tool |  | SAZ | http://www.toronto.ca/TWONTO#collection_of_assets
147565 | YCM-TL-SGEN-01 | Yard tools - Suitcase Generator | FAC-YCM-TOOLS | Yard tools |  | Tool |  | SGEN | http://www.toronto.ca/TWONTO#collection_of_assets
89870 | YCM-TL-SL-01 | Yard tools - Suitcase Light | FAC-YCM-TOOLS | Yard tools |  | Tool |  | SL | http://www.toronto.ca/TWONTO#collection_of_assets
89871 | YCM-TL-SL-02 | Yard tools - Suitcase Light | FAC-YCM-TOOLS | Yard tools |  | Tool |  | SL | http://www.toronto.ca/TWONTO#collection_of_assets
147566 | YCM-TL-TSA-01 | Yard tools - Tablesaw | FAC-YCM-TOOLS | Yard tools |  | Tool |  | TSA | http://www.toronto.ca/TWONTO#collection_of_assets

## Control_Panel,MCC_Pivot (hidden)
Row Labels | Count of Valid_Class
http://www.toronto.ca/TWONTO#collection_of_assets | 37
http://www.toronto.ca/TWONTO#LV_electrical_panel | 4
Grand Total | 41

## Control_Panel,MCC (hidden)
Column1 | Entity_number | Description | Parent | Parent_Description | Category | Class | Suspended | Tag | Valid_Class
65894 | THC-ELS-PS-0001-A | Primary Power Equipment, Building A | THC-ELS-PS-0001 | Primary Power Equipment |  | Control Panel,MCC |  | PS | http://www.toronto.ca/TWONTO#collection_of_assets
65895 | THC-ELS-PS-0001-C | Primary Power Equipment, Building C | THC-ELS-PS-0001 | Primary Power Equipment |  | Control Panel,MCC |  | PS | http://www.toronto.ca/TWONTO#collection_of_assets
65896 | THC-ELS-PS-0001-E | Primary Power Equipment, Building E | THC-ELS-PS-0001 | Primary Power Equipment |  | Control Panel,MCC |  | PS | http://www.toronto.ca/TWONTO#collection_of_assets
65897 | THC-ELS-PS-0001-G | Primary Power Equipment, Building G | THC-ELS-PS-0001 | Primary Power Equipment |  | Control Panel,MCC |  | PS | http://www.toronto.ca/TWONTO#collection_of_assets
65898 | THC-ELS-PS-0001-I | Primary Power Equipment, Building I | THC-ELS-PS-0001 | Primary Power Equipment |  | Control Panel,MCC |  | PS | http://www.toronto.ca/TWONTO#collection_of_assets
65899 | THC-ELS-PS-0001-K | Primary Power Equipment, Building K | THC-ELS-PS-0001 | Primary Power Equipment |  | Control Panel,MCC |  | PS | http://www.toronto.ca/TWONTO#collection_of_assets
65900 | THC-ELS-PS-0001-M | Primary Power Equipment, Building M | THC-ELS-PS-0001 | Primary Power Equipment |  | Control Panel,MCC |  | PS | http://www.toronto.ca/TWONTO#collection_of_assets
65901 | THC-ELS-PS-0001-O | Primary Power Equipment, Building O | THC-ELS-PS-0001 | Primary Power Equipment |  | Control Panel,MCC |  | PS | http://www.toronto.ca/TWONTO#collection_of_assets
65902 | THC-ELS-PS-0001-O | Primary Power Equipment, Building O | THC-GRK-ELS-O | Building O |  | Control Panel,MCC |  | PS | http://www.toronto.ca/TWONTO#collection_of_assets
65903 | THC-ELS-PS-0001-Q | Primary Power Equipment, Building Q | THC-ELS-PS-0001 | Primary Power Equipment |  | Control Panel,MCC |  | PS | http://www.toronto.ca/TWONTO#collection_of_assets
65904 | THC-ELS-PS-0001-S | Primary Power Equipment, Building S | THC-ELS-PS-0001 | Primary Power Equipment |  | Control Panel,MCC |  | PS | http://www.toronto.ca/TWONTO#collection_of_assets
65905 | THC-ELS-PS-0001-TUN | Primary Power Equipment, Building Tunels | THC-ELS-PS-0001 | Primary Power Equipment |  | Control Panel,MCC |  | PS | http://www.toronto.ca/TWONTO#collection_of_assets
65906 | THC-ELS-PS-0001-U | Primary Power Equipment, Building U | THC-ELS-PS-0001 | Primary Power Equipment |  | Control Panel,MCC |  | PS | http://www.toronto.ca/TWONTO#collection_of_assets
96557 | WTR-PTH-MCC-0101 | Control Panel, MCC | WTR-PTH-ELS | Electrical System | Control Panel,MCC | Control Panel,MCC |  | MCC | http://www.toronto.ca/TWONTO#LV_electrical_panel
96558 | WTR-PTH-MCC-0101 | Control Panel, MCC | WTR-PTH-TR-0101 | Transformer, Power, Oil Filled, Line 1, 27.6 kV/600 V | Control Panel,MCC | Control Panel,MCC |  | MCC | http://www.toronto.ca/TWONTO#LV_electrical_panel
125186 | THC-ELS-PS-0001-A | Primary Power Equipment, Building A | THC-GRK-ELS-A | Building A |  | Control Panel,MCC |  | PS | http://www.toronto.ca/TWONTO#collection_of_assets
125187 | THC-ELS-PS-0001-B | Primary Power Equipment, Building B | THC-ELS-PS-0001 | Primary Power Equipment |  | Control Panel,MCC |  | PS | http://www.toronto.ca/TWONTO#collection_of_assets
125188 | THC-ELS-PS-0001-B | Primary Power Equipment, Building B | THC-GRK-ELS-B | Building B |  | Control Panel,MCC |  | PS | http://www.toronto.ca/TWONTO#collection_of_assets
125189 | THC-ELS-PS-0001-C | Primary Power Equipment, Building C | THC-GRK-ELS-C | Building C |  | Control Panel,MCC |  | PS | http://www.toronto.ca/TWONTO#collection_of_assets
125190 | THC-ELS-PS-0001-D | Primary Power Equipment, Building D | THC-ELS-PS-0001 | Primary Power Equipment |  | Control Panel,MCC |  | PS | http://www.toronto.ca/TWONTO#collection_of_assets
125191 | THC-ELS-PS-0001-D | Primary Power Equipment, Building D | THC-GRK-ELS-D | Building D |  | Control Panel,MCC |  | PS | http://www.toronto.ca/TWONTO#collection_of_assets
125192 | THC-ELS-PS-0001-E | Primary Power Equipment, Building E | THC-GRK-ELS-E | Building E |  | Control Panel,MCC |  | PS | http://www.toronto.ca/TWONTO#collection_of_assets
125193 | THC-ELS-PS-0001-F | Primary Power Equipment, Building F | THC-ELS-PS-0001 | Primary Power Equipment |  | Control Panel,MCC |  | PS | http://www.toronto.ca/TWONTO#collection_of_assets
125194 | THC-ELS-PS-0001-F | Primary Power Equipment, Building F | THC-GRK-ELS-F | Building F |  | Control Panel,MCC |  | PS | http://www.toronto.ca/TWONTO#collection_of_assets
125195 | THC-ELS-PS-0001-G | Primary Power Equipment, Building G | THC-GRK-ELS-G | Building G |  | Control Panel,MCC |  | PS | http://www.toronto.ca/TWONTO#collection_of_assets
125196 | THC-ELS-PS-0001-H | Primary Power Equipment, Building H | THC-ELS-PS-0001 | Primary Power Equipment |  | Control Panel,MCC |  | PS | http://www.toronto.ca/TWONTO#collection_of_assets
125197 | THC-ELS-PS-0001-H | Primary Power Equipment, Building H | THC-GRK-ELS-H | Building H |  | Control Panel,MCC |  | PS | http://www.toronto.ca/TWONTO#collection_of_assets
125198 | THC-ELS-PS-0001-I | Primary Power Equipment, Building I | THC-GRK-ELS-I | Building I |  | Control Panel,MCC |  | PS | http://www.toronto.ca/TWONTO#collection_of_assets
125199 | THC-ELS-PS-0001-K | Primary Power Equipment, Building K | THC-GRK-ELS-K | Building K |  | Control Panel,MCC |  | PS | http://www.toronto.ca/TWONTO#collection_of_assets
125200 | THC-ELS-PS-0001-L | Primary Power Equipment, Building L | THC-ELS-PS-0001 | Primary Power Equipment |  | Control Panel,MCC |  | PS | http://www.toronto.ca/TWONTO#collection_of_assets
125201 | THC-ELS-PS-0001-L | Primary Power Equipment, Building L | THC-GRK-ELS-L | Building L |  | Control Panel,MCC |  | PS | http://www.toronto.ca/TWONTO#collection_of_assets
125202 | THC-ELS-PS-0001-M | Primary Power Equipment, Building M | THC-GRK-ELS-M | Building M |  | Control Panel,MCC |  | PS | http://www.toronto.ca/TWONTO#collection_of_assets
125203 | THC-ELS-PS-0001-P | Primary Power Equipment, Building P | THC-ELS-PS-0001 | Primary Power Equipment |  | Control Panel,MCC |  | PS | http://www.toronto.ca/TWONTO#collection_of_assets
125204 | THC-ELS-PS-0001-P | Primary Power Equipment, Building P | THC-GRK-ELS-P | Building P |  | Control Panel,MCC |  | PS | http://www.toronto.ca/TWONTO#collection_of_assets
125205 | THC-ELS-PS-0001-Q | Primary Power Equipment, Building Q | THC-GRK-ELS-Q | Building Q |  | Control Panel,MCC |  | PS | http://www.toronto.ca/TWONTO#collection_of_assets
125206 | THC-ELS-PS-0001-S | Primary Power Equipment, Building S | THC-GRK-ELS-S | Building S |  | Control Panel,MCC |  | PS | http://www.toronto.ca/TWONTO#collection_of_assets
125207 | THC-ELS-PS-0001-T | Primary Power Equipment, Building T | THC-ELS-PS-0001 | Primary Power Equipment |  | Control Panel,MCC |  | PS | http://www.toronto.ca/TWONTO#collection_of_assets
125208 | THC-ELS-PS-0001-T | Primary Power Equipment, Building T | THC-GRK-ELS-T | Building T |  | Control Panel,MCC |  | PS | http://www.toronto.ca/TWONTO#collection_of_assets
125209 | THC-ELS-PS-0001-U | Primary Power Equipment, Building U | THC-GRK-ELS-U | Building U, Anaerobic Digesters Bldg. |  | Control Panel,MCC |  | PS | http://www.toronto.ca/TWONTO#collection_of_assets
146560 | WTR-PTH-MCC-0201 | Control Panel, MCC | WTR-PTH-ELS | Electrical System | Control Panel,MCC | Control Panel,MCC |  | MCC | http://www.toronto.ca/TWONTO#LV_electrical_panel
146561 | WTR-PTH-MCC-0201 | Control Panel, MCC | WTR-PTH-TR-0201 | Transformer, Power, Oil Filled, Line 2, 27.6 kV/600 V | Control Panel,MCC | Control Panel,MCC |  | MCC | http://www.toronto.ca/TWONTO#LV_electrical_panel