109782 | TAB-DEW-SQ-0002 | Eye Wash station,OLD Dewatering Basement West wall | TAB-SUSPENDED ENTITY |  | Safety Equipment | 33423 | SQ | x |  | Suspended entities
81896 | FHA-SES-LDR-0513 | FHA-SES-LD-0041 - 10' Ladder Fiberglass ( Chlorine Room ) | FHA-SES-LD-1 | Safety | Safety Equipment |  | LDR | http://www.toronto.ca/TWONTO#00457 |  | Ladders
138857 | THR-SQ-FAK-PP | First Aid Kit, Palace Pier | THR-SQ-FAK-WA1 | Safety | Safety Equipment | 35468 |  | x |  | First Aid Kit, STB
120218 | THC-ACC-AC-0004 | Air Conditioner Split Unit, Building K | THC-ACC-BLDG K | H.V.A.C.,Air Conditioner | HVAC |  | AC | http://www.toronto.ca/TWONTO#00141 |  | Administration Building, HVAC
81486 | FHA-SES-LDR-0104 | FHA-SES-LD-0017 - 6' Ladder Fiberglass Orange ( Switch Gear Room EICT Room ) | FHA-SES-LD-1 | Safety | Safety Equipment |  | LDR | http://www.toronto.ca/TWONTO#00457 |  | Ladders
112686 | TAB-EL1-MCC-6223 | Motor Control Centre 600V - D Bldg | TAB-PLT-ELQ-D | Control Panel,MCC | Motor Control Centre |  | MCC | http://www.toronto.ca/TWONTO#00110 |  | D Building - Electrical Equipment
120592 | THC-ACC-F-6101 | Filter, AHU-6100, Serving Truck Loading Bay, 2nd Floor Mech Room #2, Headworks | THC-ACC-AHU-6100 | Filter | HVAC |  | F | http://www.toronto.ca/TWONTO#00641 |  | Air Handling Unit, Truck Loading Bay, Mech Room #2, Headworks
26341 | FHO-SES-SQ-6051 | High Voltage Safety Equipment, Insulated Gloves, Class 0, Serial Number 400, Barry Kelly | FHO-SES-SQ-1000 | PPE,Insulated Glove | Safety Equipment |  | SQ | http://www.toronto.ca/TWONTO#00653 |  | High Voltage Insulated Gloves
25271 | FHO-SPC-RPU-1621 | RPU, Waste Water PLC, Clarifier Building, S2, Corridor | FHO-WWW | Controller,PLC | Remote Processor Unit |  | RPU | http://www.toronto.ca/TWONTO#00122 |  | Residue Management / Waste Water System
55975 | FCL-SPC-RPU-1722 | RPU Panel, PAC System, Alum Bag Storage Room | FCL_ELS_MISCELLANEOUS | Control Panel | Remote Processor Unit |  | RPU | http://www.toronto.ca/TWONTO#00122 |  | FCL_ELS_MISCELLANEOUS
106638 | TAB-ACC-FSL-1410 | Switch, Flow, Low, Air, Supply Fan 1410, Loading Bay Rooftop | TAB-ACC-AHU-1400 | Switch,Flow-Low | Switch |  | FSL | http://www.toronto.ca/TWONTO#00367 |  | Air Handling Unit, D Bldg Roof
81901 | FHA-SES-LDR-0520 | FHA-SES-LD-0029 - 8' Ladder Fiberglass Orange ( Filter Gallery east by BFP-0011 ) | FHA-SES | Safety | Safety Equipment |  | LDR | http://www.toronto.ca/TWONTO#00457 |  | Safety & Environmental Services
95135 | FHO-TRW-FSL-0103 | Switch, Flow, Low, Sample to Turbidity and Fluoride Analyser, TRW Bldg, S5, Bsmnt,Valve Chamber Hall | FHO TRW OUTPUT | Switch,Flow-Low | Switch |  | FSL | http://www.toronto.ca/TWONTO#00367 |  | Treated Water Output Sampling
53669 | TAB-SES-SQ-0097 | Safety Equipment, Emergency Eye Wash Station, Polymer Room, Old Screen Bldg., P Bldg. | TAB-PLT-SQ | Safety | Plumbing |  | SQ | http://www.toronto.ca/TWONTO#00307 |  | P Building - Safety Equipment
109733 | TAB-DEW-PSH-3151 | Switch Pressure,High,Delivery, Pump-3151 | TAB-DEW-P-3151 | Switch,Pressure | Switch |  | PSH | http://www.toronto.ca/TWONTO#00604 |  | Pump, Polymer Solution Transfer #5
96085 | FIS-AMT-WS-0001 | Weather Monitoring Station, Filter Building Roof | FIS-GRK |  | Tool |  | WS | http://www.toronto.ca/TWONTO#00805 |  | FIS Buildings & Grounds
136748 | THR-MCS-LD-9849 | Mono Rail Push Trolley, Work Area 2 | THR-LD-WA2 | Lifting Device,Hoist,Manual | Lifting Device |  | LD | http://www.toronto.ca/TWONTO#00474 |  | Lifting Devices, Chain Hoist, Come Along & Slings
45460 | TAB-DIG-SQ-0008 | Emergency Eye Wash Pack, # 8 Digester 1-4 Bsmt | TAB-DIG-SQ-T01-04 | PPE,Eyewash Station | Safety Equipment | 34474 | SQ | x |  | Digester Tanks 01-04, Safety Equipments
27864 | FIS-ELS-WR-0605-SUS | Welding Receptacle, 600V, Fluoride & Ammonia Building, Server Room Entrance(Lobby) | FIS-ELS-MCC-0600 |  | Power Distribution Panel | 38565 | WR | x |  | MCC,600 V,Filter Building,Mezzanine,West
47725 | TAB-EL2-MCC-6221 | Motor Control Center- Incinerator Stack | TAB-EL2-MCC | Control Panel,MCC | Motor Control Centre |  | MCC | http://www.toronto.ca/TWONTO#00110 |  | Motor Control Center- South Substation
93235 | FHO-GRK-DR-1098L | Door, (1-98) Exit To Roof, Chemical Building, Exit To Roof From Stairway EPG1( Standby Power Gen) | FHO-GRK-FEQ-0001 | Fire Prevention,Door | Door |  | DR | http://www.toronto.ca/TWONTO#00353
55309 | TAB-WA1-LD-1236 | Devit Arm | TAB-WA1-SQ-1000 | Lifting Device | Lifting Device |  | LD | http://www.toronto.ca/TWONTO#00331 |  | WA1 Lifting Devices and Slings
93206 | FHO-GRK-DR-1038L | Door, (FD-1-38), Fire Rated, Admin Building, L1, Control Room, HVAC Room, North | FHO-GRK-FEQ-0001 | Fire Prevention,Door | Door |  | DR | http://www.toronto.ca/TWONTO#00353
118377 | TAB-SPC-CPU-0061 | BAS (Building Automation System) Server Computer, 'T' Building, Control Room | TAB-RSP-INQ | Building Service | Communications Equipment |  | CPU | http://www.toronto.ca/TWONTO#00101 |  | T Building - Instrumentation
132429 | THR-DIG-FSL-2215 | Flow Switch, Pump Seal Water | THR-DIG-P-2215 | Transmitter,Pressure | Switch |  | FSL | http://www.toronto.ca/TWONTO#00367 |  | Pump, Centrifugal, Primary Sludge Recirculation to Tank 0700
124895 | THC-ELS-MCC-2601 | Motor Control Center | THC-ELS-PS-0001-TUN | Control Panel,MCC | Motor Control Centre |  | MCC | http://www.toronto.ca/TWONTO#00110 |  | Primary Power Equipment, Building Tunels
143708 | WTR-PEL-PSL-0002 | Switch, Pressure-Low, Air Header | WTR-PEL-TRW | Switch,Pressure-Low | Switch |  | PSL | http://www.toronto.ca/TWONTO#00604 |  | Treated Water (Transmission)
93965 | FHO-PWA-T-0211 | Tank, Water Heater, Storage, Electric, 600V, Chemical Building, S4, Fluoride Storage Room | FHO-TRW-BFP-0001 | Tank,Domestic Hot Water | Tank |  | T | http://www.toronto.ca/TWONTO#00427 |  | Backflow Preventer, Service water, Filter Surface Sweep Supply (premise isolation), S4, Near District Venturis- district 2E
6740 | COL-PSW-FN-0002 | Fan, Exhaust, Wet Well | COL-PSW-CP-0100 | Fan | HVAC |  | FN | http://www.toronto.ca/TWONTO#OWLClass_binid-posum-pozar-motav |  | Ventillation control panel
112729 | TAB-EL1-MCC-6628 | Motor Control Centre | TAB-EL1-PDP-6012 | Control Panel,MCC | Motor Control Centre |  | MCC | http://www.toronto.ca/TWONTO#00110 |  | Power Distribution Panel, 600V, PT 1-9 Outdoor Sub.
59226 | THC-ACC-HTR-6012 | Heater, Unit, Glycol, Heating System, 2nd Floor, Conveyor area, Headworks | THC-ACC-P-6003 | H.V.A.C.,Heater,Unit | HVAC |  | HTR | http://www.toronto.ca/TWONTO#00418 |  | Pump, Heating Glycol System, Lower Level 2 Blower Room, Headworks
98504 | FIS-WWW-CH-1200-SUS | Slow Sand Fiter | FIS-BW | Filter | Filter | 38490 | CH | x |  | Backwash System
140615 | TNT-MCS-LD-0043 | Kinshofer Lifting Device | TNT-MCS-LD | Lifting Device,Spreader Beam | Lifting Device |  | LD | ? |  | Lifting Devices , cranes/ Portable crane/hoists, come alongs, slings, wire rope, chains
57057 | TAB-SLO-DR-0383 | Door, Overhead, Entrance, Truck Loading Bay, East | TAB-SLO-STRC | Door,Overhead | Door |  | DR | http://www.toronto.ca/TWONTO#00649
78820 | FHO-ELS-WR-0710 | Welding Receptacle, TRW P.S. S5, TRW Basement, South/East | FHO-ELS-LTG |  | Power Distribution Panel |  | WR | http://www.toronto.ca/TWONTO#00821 |  | Facility Electrical System
55916 | TAB-WA8-SQ-0001 | Eye Wash & Shower Station in Old Admin Bldg.Bsmt. Sampling Room | TAB-SUSPENDED ENTITY |  | Safety Equipment | 34478 | SQ | x |  | Suspended entities
19803 | FHO-ACC-FS-1531 | Switch, Flow, Air, AHU-1531 Outlet, Ozone Building, L1, Mechanical Room 1 | FHO-ACC-AHU-1531 |  | Switch |  | FS | http://www.toronto.ca/TWONTO#00367 |  | Air Handling Unit, Filter 9-13 Operating Gallery Ventilation, Ozone Building, L1, Mechanical Room 1
50014 | FCL-ELS-MCC-0701-SUS | Control Panel, MCC, Filter Building Process, Electrical Switchgear Room | FCL-SUSPENDED | Control Panel,MCC | Motor Control Center | 36545 | MCC | x |  | Suspended entity
70449 | THR-CW-SQ-0110 | Eyewash and Shower Station, Filtered Plant Water Building | THR-SQ-PEWS-WA1 | Safety,Eye wash | Safety Equipment |  | SQ | http://www.toronto.ca/TWONTO#00308 |  | Portable. (Gravity Operated) Eyewash Station, Dig9&10 Bsmnt
61963 | THC-GRK-PRTY-0001 | Grounds and Property - THC | THC-GRK |  | Grounds |  | PRTY | http://www.toronto.ca/TWONTO#00010 |  | Buildings & Grounds
73937 | THR-ELS-SQ-0289 | Electrical Rubber Gloves, PPE Issued to Igor Chamsoutdinov 10kV | THR-ELS-SQ-ERG | Safety | Safety Equipment |  | SQ | http://www.toronto.ca/TWONTO#00653 |  | Electrical Rubber Gloves, Safety Equipment
81334 | TNT-FT-LSH-1401 | Switch, Level,High | TNT-FT-T-1400 | Switch,Level | Switch |  | LSH | http://www.toronto.ca/TWONTO#00466 |  | SumpTank # 4
62675 | THC-MCS-T-0021 | Domestic Hot Water Tank, Building M | THC-MCS-T-BLDG M | Tank,Domestic Hot Water | Tank |  | T | http://www.toronto.ca/TWONTO#00427 |  | Domestic Hot Water Tank, Building M
65244 | THC-ELS-MCC-1501 | Control Panel,MCC,Incineration Essential Power | THC-ELS-PS-0001-M | Control Panel,MCC | Motor Control Centre |  | MCC | http://www.toronto.ca/TWONTO#00110 |  | Primary Power Equipment, Building M
40773 | TAB-ACC-T-6410 | Tank, Domestic Hot Water, Pump Room, Grit Bldg., P Bldg. | TAB-ACC | Tank | HVAC |  | T | http://www.toronto.ca/TWONTO#00427 |  | Plant HVAC Equipment
24363 | FHO-MCS-MT-1117 | Personal Tool Kit (MW) | FHO-MCS-MEQ | Machine Tool | Tool |  | MT | http://www.toronto.ca/TWONTO#00748 |  | Machine Shop & Equipment
279 | 378167SUS | Kubota-WA5 | TAB-GRK-VEH | Vehicle,Unlicensed | Vehicle | 46880 |  | x
107162 | TAB-ACC-LSL-0870 | Switch,Level,Low | TAB-ACC-P-0870A | Switch,Level-Low | Switch |  | LSL | http://www.toronto.ca/TWONTO#00466 |  | Pump, Sump,Eqalizing tank Bldg-Sludge Pump Room
119914 | TAB-WA4-LD-6034 | Chain Block, 1/2 Ton | TAB-WA4-SQ-0010 | Lifting Device | Lifting Device |  | LD | http://www.toronto.ca/TWONTO#00422 |  | WA4 Fall arrest systems
29237 | FIS-FL-FSL-0101 | Switch, Flow, Low, Fluoride to Clearwell No.1, Chemical Sampling Building | FIS-FL | Switch,Flow-Low | Switch |  | FSL | http://www.toronto.ca/TWONTO#00367 |  | Fluoridation
136582 | THR-GRK-VEH-378156S | Vehicle, John Deere Gator, Unlicensed, WA1 (Suspended Perm) | THR-GRK-GQ-WA1 | Vehicle,Unlicensed | Vehicle | 37996 | VEH | x
11159 | FCL-CL-DR-0101 | Door, Overhead, Gaseous Chemical Building Chlorine Storage Room | FCL-GRK | Door,Overhead | Door |  | DR | http://www.toronto.ca/TWONTO#00649
| MAIN-347 | Main 347 | WTR-MT3 |  |  |  |  | http://www.toronto.ca/TWONTO#00804 | Sub-Process | Work Area 3 WEST Mains and Chambers
| MAIN-349 | Main 349 | WTR-LWA |  |  |  |  | http://www.toronto.ca/TWONTO#00804 | Sub-Process | Work Area 2 Central Mains and Chambers
32976 | KR2221A | Unit Heater, Silo #1, 2nd Floor, Silo Building | TAB-ACC-HTR-SLO | H.V.A.C.,Heater | HVAC |  |  | http://www.toronto.ca/TWONTO#00418 |  | Unit Heaters- Silo Bldg
106659 | TAB-ACC-FSL-3810 | Switch,Flow,Low,Water From Pump | TAB-ACC-P-3810 | Switch,Flow | Switch |  | FSL | http://www.toronto.ca/TWONTO#00367 |  | Pump, Circulating, Hot Water ,P29/30/31-1
140602 | TNT-MCS-LD-0018 | Trolley | TNT-MCS-LD | Lifting Device | Lifting Device |  | LD | http://www.toronto.ca/TWONTO#00474 |  | Lifting Devices , cranes/ Portable crane/hoists, come alongs, slings, wire rope, chains
49105 | TAB-OCS-HTR-6751 | Controller, Temp, Heat Tracing, Separated Potable Water to Biofilter, Biofilter Area, P Bldg. | TAB-OCS-PBLDG | Heater | Gas Collection |  | HTR | http://www.toronto.ca/TWONTO#00614 |  | P Building - Odour control System, Fans
78680 | THR-SES-LD-0664 | Davit Arm 48" Reach | THR-SES-LD | Safety | Safety Equipment |  | LD | http://www.toronto.ca/TWONTO#00331 |  | Lifting Device, Safety Equipment
14233 | FCL-TRW-RPU-0003-SUS | Remote Processing Unit | FCL-SUSPENDED |  | Remote Processor Unit | 36791 | RPU | x |  | Suspended entity
74866 | THR-FT-LSHH-3990 | High High Level Switch, Pump 3990, Final Tank,T-13 | THR-FT-P-3990S | Switch,Level-High-High | Switch |  | LSHH | http://www.toronto.ca/TWONTO#00466 |  | Pump, Sump, Gallery T-13, Plant Services, Flood Monitoring System
75180 | THR-FT-PSL-3260 | Switch, Pressure-Low, Pump P-3260 Suction, Scum Pumping - South | THR-FT-P-3260 | Switch,Pressure-High | Switch |  | PSL | http://www.toronto.ca/TWONTO#00604 |  | Pump, Rotary Lobe, Scum from Tank 3250, Scum Pumping
114550 | TAB-PLT-G-5404 | Gate, Knife Gate, Pneumatic, Screenings Outloading Conveyor 5400, Conveyor Area | TAB-PLT-CV-5400 | Valve,Knife Gate | Gate |  | G | http://www.toronto.ca/TWONTO#00781
91748 | WTR-RMI-DR-0009 | Door, Hatch, North of Access House | WTR-RMI-AUX | Door | Door |  | DR | http://www.toronto.ca/TWONTO#00286
26105 | FIS-ACC-FN-4003 | Fan, Celing mounted, Marine Yard Building, Mechanical/Electrical Room | FIS-ACC-MARINEYARD |  | HVAC |  | FN | http://www.toronto.ca/TWONTO#OWLClass_binid-posum-pozar-motav |  | HVAC Marine Yard Building
119656 | TAB-WA1-SQ-1071 | Sling | TAB-WA1-SQ-1000 | Lifting Device,Sling | Lifting Device |  | SQ | http://www.toronto.ca/TWONTO#00926 |  | WA1 Lifting Devices and Slings
37203 | NR3121E | Unit Heater,Convection,P.W.P.S.-H-14 | TAB-ACC-HTR-PWPS | H.V.A.C.,Heater | HVAC |  |  | http://www.toronto.ca/TWONTO#00418 |  | Unit Heaters- PWPS
125540 | THC-FEQ-HS-6301 | Manual Pull Station, FA System Zone 13, Headworks, Second Floor, Mechanical Room #1 S/E | THC-FEQ-CP-6201 | Fire Prevention,Alarm | Safety Equipment | 45868 | HS | x |  | Control Panel, Main Fire Alarm CP, Headworks, Ground Floor, Electrical Room W
107523 | TAB-ACC-T-4901 | Tank, Air Separator, Seawall Tunnel, East | TAB-ACC-HE-4901 | Tank | Tank |  | T | http://www.toronto.ca/TWONTO#00149 |  | Heat Exchanger, Secondary Hot Water loop, Seawall Tunnel, East
37265 | NX2090A | Fan, Air Supply Unit-Floatation Bldg | TAB-SUSPENDED ENTITY | Fan | HVAC | 34571 |  | x |  | Suspended entities
49212 | FCL-CLA-PSL-0102 | Switch, Pressure Low, Discharge, CLA Evaporator 0101, Chlorination System | FCL-CLA-CHL-0101 | Switch,Pressure-Low | Switch |  | PSL | http://www.toronto.ca/TWONTO#00604 |  | Chlorinator, Chlorine Gas, Chlorination System
57937 | THC-AER-T-2100 | Tank, Aeration | THC-AER-OLD PLANT |  | Tank |  | T | http://www.toronto.ca/TWONTO#00140 |  | AerationTreatment
121160 | THC-ACC-PSL-3510 | Switch, Pressure-Low, Hot Water Pump 3503&3507, Admin Building | THC-ACC-BLDG K | Switch,Pressure-Low | Switch |  | PSL | http://www.toronto.ca/TWONTO#00604 |  | Administration Building, HVAC
94764 | FHO-SES-SCBA-0011 | Cylinder, SCBA, Air Pack, 2216 PSI, Ser #OJ-386156 | FHO-SES-SQ-0002 | PPE,SCBA | Safety Equipment |  | SCBA | http://www.toronto.ca/TWONTO#00582 |  | Emergency Breathing Apparatus
68499 | THR-ACC-T-3601 | Glycol Makeup System,East Workshop | THR-ACC-T | Tank | Tank |  | T | http://www.toronto.ca/TWONTO#00211 |  | Air Conditioning, Glycol Heating Packages
134984 | THR-ELS-SQ-0290 | Electrical Rubber Gloves, PPE Issued to Nick Saceleano 5kV | THR-ELS-SQ-ERG | Safety | Safety Equipment |  | SQ | http://www.toronto.ca/TWONTO#00653 |  | Electrical Rubber Gloves, Safety Equipment
| FCL-CHEM BLDG | Building Location | FCL-SPC2 |  |  |  |  | http://www.toronto.ca/TWONTO#00260 | Process | Process Control Systems - Equipment
78943 | THR-SES-SQ-PGM | Personal Gas Meter | THR-SES-SQ | Safety | Safety Equipment |  |  | http://www.toronto.ca/TWONTO#00583 |  | Safety Equipment
79014 | THR-SQ-LP-0008 | Life Preserver, Ring Type, Primary Tank 11 | THR-SQ-LP-PRM | Safety | Safety Equipment |  | LP | http://www.toronto.ca/TWONTO#00561 |  | Life Preserver, Ring Type Floating Device, Primary Tanks
| MAIN-349 | Main 349 | WTR-MT3 |  |  |  |  | http://www.toronto.ca/TWONTO#00804 | Sub-Process | Work Area 3 WEST Mains and Chambers
24308 | FHO-MCS-LD-0115 | Manual Chain Hoist | FHO-MCS-LD | Lifting Device,Hoist,Manual | Lifting Device |  | LD | http://www.toronto.ca/TWONTO#00422 |  | Lifting Devices & Elevators
34152 | COL-YKP-DA-1671132 | Davit Mast -1671132 | COL-YKP-DA-0027S | Safety | Safety Equipment |  | DA | http://www.toronto.ca/TWONTO#00331 |  | Davit Arm Assembly with Upper Arm-110678
118713 | TAB-STR-LSHH-5100 | Switch, Level High High, Ground Water Pumping Station | TAB-STR-P-5101 | Switch,Level-High-High | Switch |  | LSHH | http://www.toronto.ca/TWONTO#00466 |  | Pump, Centrifugal, Ground Water Pumping Station
117985 | TAB-SES-LTX-2283 | Exit Sign, Battery Unit, 2 LED heads, PRS Bldg | TAB-STR-SQ | Lighting,Exit | Safety Equipment | 41286 | LTX | x |  | WA2 Safety Equipment,lifting devices, ladders, Eye Wash station, First Aid Kits, Lock out stations
17626 | FHA-RADIO-0006 | Radio, Walkie Talkie | FHA-GRK-COM-0001 |  | Communications Equipment |  | RADIO | http://www.toronto.ca/TWONTO#00527 |  | Telephone and Paging System
86052 | FHA-WWW-T-3011 | Tank, Sludge Thickener, RMF, Thickener Gallery | FHA-WWW-T-3011-KQ | Tank | Tank |  | T | http://www.toronto.ca/TWONTO#00708 |  | Tank Location, Thickener 1
94879 | FHO-SES-SQ-6253 | Lanyard, Serial Number 2199908, V | FHO-SES-SQ-0009 | PPE,Lanyard | Safety Equipment |  | SQ | http://www.toronto.ca/TWONTO#00333 |  | Fall Lanyards
23079 | FHO-FEQ-FSH-0005 | Switch, Flow-High, Fire System, Admin Building, S4, South of Ramp | FHO-SES-FEQ-1000 |  | Switch |  | FSH | http://www.toronto.ca/TWONTO#00367 |  | Fire Equipment, Built In
93968 | FHO-PWA-T-1610 | Tank, Water Heater, Storage, Electric, 600V, Standby Power Building, S4, Corrosion Control Room | FHO-MCS-PWA | Tank,Domestic Hot Water | Tank |  | T | http://www.toronto.ca/TWONTO#00427 |  | Service Water & Backflow Prevention
114411 | TAB-PLT-F-6200 | Biofilter, Odour Control, Biofilter Area | TAB-PLT-BIO | Filter | Filter |  | F | http://www.toronto.ca/TWONTO#00348 |  | D Building - Odour control System, Bio Filter
137448 | THR-PLT-PSL-1150 | Switch, Pressure-Low, Discharge Air, Blower 1150, Preliminary Treatment, Grit Removal - Vortex Chambers | THR-PLT-BL-1150 | Switch,Pressure-Low | Switch |  | PSL | http://www.toronto.ca/TWONTO#00604 |  | Blower, Centrifugal, Preliminary Treatment, Grit Removal - Vortex Chambers
8624 | COL-BDC-TSH-0001 | Switch, Temperature-High | COL-BDC | Switch | Switch |  | TSH | http://www.toronto.ca/TWONTO#00734 |  | Disco Blower Station
114490 | TAB-PLT-G-0203 | Gate, Slide, Unwatering Drain, Screen Channel No. 2 Effluent | TAB-PLT-SC-0200 | Gate,Sluice,Act. | Gate |  | G | http://www.toronto.ca/TWONTO#00202
8936 | COL-YKP-DA-0018(S) | Davit Arm-1671141 | COL-W-OBSOLETE |  | Safety Equipment | 39123 | DA | x |  | Col West Obsolete Entities
9536 | DOS-YCM-VEH-324023 | 2016 JOHN DDERE 318G - Vehicle Unit# 324023 | FAC-YCM-VEH | Vehicle,Licensed | Vehicle |  | VEH | http://www.toronto.ca/TWONTO#00400
147758 | YTF-ELS-PDP-0601 | Control Panel, Power Dist., Mechanical Equipment, Electrical Panels A Building | YTF-ELS | Control Panel,Power Distribution Panel | Power Distribution Panel |  | PDP | http://www.toronto.ca/TWONTO#00110 |  | Electrical Equipment
61496 | THC-FEQ-HS-6321 | Manual Pull Station, FA System Zone 17, Headworks, Second Floor, Mechanical Room #2 S/W | THC-FEQ-CP-6201 | Fire Prevention,Alarm | Safety Equipment | 45869 | HS | x |  | Control Panel, Main Fire Alarm CP, Headworks, Ground Floor, Electrical Room W
58798 | THC-DEW-SLFR-6512 | Sliding Frame,BTU Hopper 6500,Solids Treatment | THC-DEW-T-6500 | Tank,Non-Pressurized | Tank |  | SLFR | http://www.toronto.ca/TWONTO#00781 |  | Tank,BTU 2000 Hopper,Solid Treatment
| MAIN-351 | Main 351 | WTR-LWA |  |  |  |  | http://www.toronto.ca/TWONTO#00804 | Sub-Process | Work Area 2 Central Mains and Chambers
18460 | FHA-SES-LDR-0417 | FHA-SES-LD-0038 - 10' Ladder Aluminium ( Ammonia Storage Room ) | FHA-SES | Safety | Safety Equipment |  | LDR | http://www.toronto.ca/TWONTO#00457 |  | Safety & Environmental Services
65504 | FCL-SM-T-0101-SUS | Storage, Caustic Soda System | FCL-SM | Tank,Non-Pressurized | Tank | 36715 | T | x |  | Spill Management
54542 | TAB-STR-T-4002R | Tank , Reservoir Aux Oil, Blower 4002 | TAB-STR-BL-4002 | Tank,Reservoir | Tank |  | T | http://www.toronto.ca/TWONTO#00211 |  | Blower #4002
18715 | FHA-SES-SQ-0511 | FHA-SES-SHOW-0002 - Emergency Shower | FHA-SES-SQ-0008 | PPE,Eyewash Station | Safety Equipment |  | SQ | http://www.toronto.ca/TWONTO#00308 |  | Eyewash Stations & Showers
41451 | TAB-ACC-V-1499 | Valve, Reheat, Modulating | TAB-ACC-HTR-1499 | Valve | HVAC |  | V | http://www.toronto.ca/TWONTO#00781 |  | Heater, Hot Water Reheat Coil
106558 | TAB-ACC-FN-6481 | Fan, Centrifugal, Supply Air, Pump Room, Grit Bldg., P Bldg. | TAB-ACC-AHU-PBLDG | Fan,Centrifugal | HVAC |  | FN | http://www.toronto.ca/TWONTO#OWLClass_binid-posum-pozar-motav |  | AHUs/Supply Fans P. Bldg.
68491 | THR-ACC-T-0611 | Tank, Glycol Skid, Filtered Plant Water Building | THR-ACC-T | Tank | Tank |  | T | http://www.toronto.ca/TWONTO#00211 |  | Air Conditioning, Glycol Heating Packages
62482 | THC-ITS-PA-3770 | IDF Panel, Public Address System, , Bldg. M | THC-ITS-MDF-1000 | Network,Telecommunication | Communications Equipment |  | PA | http://www.toronto.ca/TWONTO#OWLClass_aaa0534b_8301_4f5e_86a4_f0d2cc6e91a2 |  | Public Address System, Master Distribution , Control System, Admin Bldg,
93793 | WTR-PRH-AHU-0001 | Air Handling Unit, Meter Access Room, | WTR-PRH-ACC | Air Handling Unit,Draw Thru | HVAC |  | AHU | http://www.toronto.ca/TWONTO#00147 |  | Air Conditioning, Heating and Ventilation
9564 | DOS-YCM-VEH-884621 | 2019 MITSUBISHI RVR - Vehicle Unit# 884621 | FAC-YCM-VEH | Vehicle,Licensed | Vehicle |  | VEH | http://www.toronto.ca/TWONTO#00559
127233 | THC-PLT-PSL-1012 | Switch, Pressure, Low, Hydrocyclone CYC-1012 Inlet, Grit Processing and Conveyance | THC-PLT-CYC-1012 | Switch,Pressure-Low | Switch |  | PSL | http://www.toronto.ca/TWONTO#00604 |  | Hydrocyclone, Classifier CL-1010, Grit Processing and Conveyance
83267 | THR-PRM-RPU-0005 | RPU, Primary Treatment, South Tanks 0700 to 0800 (172.22.37.126) | THR-PRM-SOUTH | RPU | Remote Processor Unit |  | RPU | http://www.toronto.ca/TWONTO#00122 |  | Primary Treatment, South Primary
131687 | THR-CG-T-1209 | Tank, Used Engine Oil, Lube Oil System, Engine-Generator 1101 & 1201 | THR-CG |  | Tank |  | T | http://www.toronto.ca/TWONTO#00211 |  | Co-Generation
135937 | THR-FT-T-0700 | Tank, Final Settling, Mixed Liquor, Secondary Clarification - South (Tank#07) | THR-FT-T | Tank | Tank |  | T | http://www.toronto.ca/TWONTO#00675 |  | Final Sedimentation Tank & Dedicated WAS Pumping
45151 | TAB-DIG-LSH-1521 | Switch,Level -High, Digester Tank T-1500 | TAB-DIG-T-1500 | Switch,Level | Switch |  | LSH | http://www.toronto.ca/TWONTO#00466 |  | Digestion Tank 15
125186 | THC-ELS-SQ-134223 | Spares, Electrical Safety gloves, High Voltage, Class 0, # 1342223 | THC-SES-SQ |  | Safety Equipment | 40742 | SQ | x |  | Safety Equipment
129776 | THR-ACC-DM-0244 | Damper, Intake, Exhaust Fan FN-0222, North Grit Roof | THR-ACC-FN-0222 | Damper/Louver | HVAC |  | DM | http://www.toronto.ca/TWONTO#00142 |  | Fan, Centrifugal, Exhaust Air, North Grit Roof
137734 | THR-PRM-FSL-2241 | Switch, Flow-Low, Seal Water, Pump 2241, Sludge Pumping - South | THR-PRM-P-2241 | Switch,Pressure-Low | Switch |  | FSL | http://www.toronto.ca/TWONTO#00367 |  | Pump, Centrifugal, Sludge, South Primary Station 2
21646 | FHO-DOZ-T-2200 | Tank, Ozone Contact, Ozone Building, S1 &S2, Miidle/E | FHO-DOZ-CONT | Tank | Tank |  | T | http://www.toronto.ca/TWONTO#00205 |  | FHO OZONE CONTACT
62475 | THC-ITS-PA-3310 | IDF Panel, Public Address System, Aeration Tanks 1-8 | THC-ITS-MDF-1000 | Network,Telecommunication | Communications Equipment |  | PA | http://www.toronto.ca/TWONTO#OWLClass_aaa0534b_8301_4f5e_86a4_f0d2cc6e91a2 |  | Public Address System, Master Distribution , Control System, Admin Bldg,
25233 | COL-PSL-SQ-0001 | Eye Wash Station | COL-PSL-MISC |  | Safety Equipment |  | SQ | http://www.toronto.ca/TWONTO#00307 |  | Miscellaneous Equipment
| FCL-CHEM-BLDG | Building Location | FCL-EUS |  |  |  |  | http://www.toronto.ca/TWONTO#00260 | Process | Production & End User Support
124906 | THC-ELS-MCC-3701 | Motor Control Center, Building S | THC-ELS-PS-0001-S | Control Panel,MCC | Motor Control Centre |  | MCC | http://www.toronto.ca/TWONTO#00110 |  | Primary Power Equipment, Building S
116075 | TAB-PRS-FSH-0007 | Switch, Flow High, Chemical Gallery, Center | TAB-PRS-SQ-0007 |  | Safety Equipment |  | FSH | http://www.toronto.ca/TWONTO#00367 |  | Emerg. Eyewash and Shower Stations, Ferric Gallery-3rd Set of Ferrous Pumps from South End
120039 | TAB-WA6-LD-1004 | TRIPOD | TAB-WA6-LD-1000 | Lifting Device | Lifting Device |  | LD | http://www.toronto.ca/TWONTO#00331 |  | WA6 portable cranes/hoists, come alongs, slings, wire rope, chains, etc.,
105973 | TAB-ACC-AHU-8230 | AHU,M Bldg | TAB-ACC-AHU | Air Handling Unit | HVAC |  | AHU | http://www.toronto.ca/TWONTO#00147 |  | Air Handling Unit & Supply Fan
131169 | THR-AER-RPU-0011S | Remote Processor Unit, South Aeration, Tank 0200 (172.22.37.164) | THR-ELS-AER | RPU | Remote Processor Unit | 39377 | RPU | x |  | Electrical System, Aeration and Galleries
26133 | FHO-GRK-DR-1009S | Door, (FD-S1-09), Fire Rated, Standby Power Building, S1, Vestibule 5 North | FHO-GRK-FEQ-0001 | Fire Prevention,Door | Door |  | DR | http://www.toronto.ca/TWONTO#00353
71148 | FHA-BW-TSH-0501 | Switch, Temperature High, Backwash Pump P-0501 Motor, Low Lift PS | FHA-BW-M-0501 | Switch,Temperature-High | Switch |  | TSH | http://www.toronto.ca/TWONTO#00734 |  | Motor, Wash Water to Filter Bldg.
50009 | FCL-ELS-MCC-0612-SUS | Control Panel, MCC, Administration Building HVAC, Electrical Switchgear Room | FCL-SUSPENDED | Control Panel,MCC | Motor Control Center | 36541 | MCC | x |  | Suspended entity
62574 | FCL-FLT-FSL-0003B | Switch, Flow Low, Discharge, Filtered Water Sampling Pump 0004B, Sampling Pumps | FCL-FLT-P-0004B | Switch,Flow-Low | Switch |  | FSL | http://www.toronto.ca/TWONTO#00367 |  | Pump, Centrifugal, Filtered Water, Sampling Pumps
65250 | THC-ELS-MCC-1801 | Motor Control Centre,Dewatering Area,Biosolids Building | THC-ELS-CB-1801 | Control Panel,MCC | Motor Control Centre |  | MCC | http://www.toronto.ca/TWONTO#00110 |  | Circuit Breaker,Feed to MCC-1801 for Dewatering Area Power,Biosolids Building
62430 | THC-ITS-PA-2010 | IDF Panel, Public Address System, Tunnel 33 | THC-ITS-MDF-1000 | Network,Telecommunication | Communications Equipment |  | PA | http://www.toronto.ca/TWONTO#OWLClass_aaa0534b_8301_4f5e_86a4_f0d2cc6e91a2 |  | Public Address System, Master Distribution , Control System, Admin Bldg,
126524 | THC-MCS-T-0011 | Domestic Hot Water Tank, Building J | THC-MCS-T-BLDG J | Tank,Domestic Hot Water | Tank | 32210 | T | x |  | Domestic Hot Water Tank, Building J
79913 | THR-WA2-LD-153-4 | Sling, Nylon, Work Area 2 (Sr 1462153-4) SIZE; 2" X 16', | THR-LD-NYLN-WA2 | Lifting Device,Sling | Lifting Device |  | LD | http://www.toronto.ca/TWONTO#00929 |  | Slings, Nylon, Work Area 2
119759 | TAB-WA2-LD-1006 | Cleton Come Along | TAB-SES-LD | Lifting Device | Lifting Device |  | LD | http://www.toronto.ca/TWONTO#00812 |  | WA2 Lifting devices
65383 | THC-PRM-ZSH-1211 | Switch, Position High, Mech Collect, Valve 1211 | THC-PRM-V-1211 | Switch,Level-Low-Low | Switch |  | ZSH | http://www.toronto.ca/TWONTO#00590 |  | Valve, Hydraulic Cylinder, Bottom Scraper, Primary Clarifier 1200, NW Plant
86368 | TNT-CSO-MCC-0100 | Control Centre, Motor, Pumping System Control, Laboratory | TNT-ELS | Switchgear,Indoor | Motor Control Centre |  | MCC | http://www.toronto.ca/TWONTO#00110 |  | Instrument / Electrical
121858 | THC-AER-F-7320 | Filter, Air, Inlet, Blower, Aeration | THC-AER-BL-7300 | Filter | Filter |  | F | http://www.toronto.ca/TWONTO#00641 |  | Blower, Aeration
106569 | TAB-ACC-FN-6551 | Fan, Centrifugal, Supply air, AHU-6550, Mechanical Room No. 3, Screen Bldg., P Bldg. | TAB-ACC-AHU-6550 | Fan,Centrifugal | HVAC |  | FN | http://www.toronto.ca/TWONTO#OWLClass_binid-posum-pozar-motav |  | Air Handling Unit, Mechanical Room no.3, Screen Bldg., P Bldg.
53618 | TAB-SES-LTX-2290B | Lighting, 2 LED heads, PRS Bldg | TAB-STR-SQ | Lighting | Safety Equipment |  | LTX | http://www.toronto.ca/TWONTO#00934 |  | WA2 Safety Equipment,lifting devices, ladders, Eye Wash station, First Aid Kits, Lock out stations
109793 | TAB-DEW-RPU-1139 | RPU | TAB-DEW-SLUDGE SILO | RPU | Remote Processor Unit |  | RPU | http://www.toronto.ca/TWONTO#00122 |  | Sludge Holding Tank System, Conveyors
97354 | FIS-MCS-LD-0004 | Davit Arm, Stores | FIS-MCS | Lifting Device | Lifting Device |  | LD | http://www.toronto.ca/TWONTO#00331 |  | Mechanical Services
80359 | FHA-SED-ZSH-0503H | Switch, Limit, Access Hatch Zone 3, Settling Basin T-0501 | FHA-SED-ZSH-0503 |  | Security System |  | ZSH | http://www.toronto.ca/TWONTO#fohur-bugut-lijif-zazom |  | Switch, Limit, Access Hatch Zone 5
72821 | THR-DIS-FSL-1361 | Switch, Flow, Low, Scrubber Recirculating Pump | THR-DIS-SB-1350 | Valve,Butterfly,Act. | Switch |  | FSL | http://www.toronto.ca/TWONTO#00367 |  | Scrubber, Caustic Soda SB-1350
94889 | FHO-SES-SQ-7009 | Eyewash & Shower, Station # 9, Chemical Building, L1, North West Obsolete Chemical Machine Room Exit | FHO-SES-SQ-0004 | PPE,Eyewash Station | Safety Equipment |  | SQ | http://www.toronto.ca/TWONTO#00308 |  | First Aid
136446 | THR-GQ-RSPS | Returns Sludge Pumping Station, Work Area 4 | THR-GQ-WA4 |  | Grounds |  |  | http://www.toronto.ca/TWONTO#00010 |  | Grounds, Work Area 4
58389 | THC-ACC-CU-0121 | Condenser for AC units | THC-ACC-AC-0121 | Fan,Axial | HVAC |  | CU | http://www.toronto.ca/TWONTO#00236 |  | Air Conditioner,Elec RM,Aeration Building,Phase 4
94221 | FHO-SBS-LSH-0002 | Switch, Level High, SBS Tank Spill Containment,S4 Level, SBS Tank Room | FHO-SBS | Switch,Level-High | Switch |  | LSH | http://www.toronto.ca/TWONTO#00466 |  | Ozone Quenching
| FCL-CLARIFICATE-BLDG | Building Location | FCL-EUS |  |  |  |  | http://www.toronto.ca/TWONTO#00260 | Process | Production & End User Support
87208 | WTR-PMI-TSH-0008 | Switch, Temperature-High, Operation Deck, | WTR-PMI-AUX | Switch,Temperature-High | Switch |  | TSH | http://www.toronto.ca/TWONTO#00734 |  | Auxiliary Equipment (Building Facilities)
117990 | TAB-SES-LTX-2286 | Exit Sign, Battery Unit, 2 LED heads, PRS Bldg | TAB-SUSPENDED ENTITY | Lighting,Exit | Safety Equipment | 41289 | LTX | x |  | Suspended entities
105573 | SWM-PMG-RPU-0001 | Remote Processing Unit | SWM-PMG | RPU | Remote Processor Unit |  | RPU | http://www.toronto.ca/TWONTO#00122 |  | Martin Grove Storm Pumping Station
66335 | THC-SES-MEQ-1202 | Anchor,Fall Arrest,HPU1200 Building,Roof | THC-PRM-BLDG-HPU1200 | PPE | Safety Equipment |  | MEQ | http://www.toronto.ca/TWONTO#hulol-galof-pivol-pojum |  | HPU Building 12
106619 | TAB-ACC-FSL-0234 | Switch, Flow, Low, Air, Exhaust Fan 0234, Old Primary Treatment Bldg. | TAB-ACC-FN-0234 | Switch,Flow-Low | Switch |  | FSL | http://www.toronto.ca/TWONTO#00367 |  | Fan, Exhaust, Primary Treatment Bldg. Rooftop
66882 | THC-GRK-VEH-396095 | John Deer 1445 (WA3) | THC-SUSPENDED | Vehicle | Vehicle | 38020 | VEH | x
67294 | THC-TPA-PA-6034 | Speaker, Headworks, lower Level 1, Truck Load Bay, S/E | THC-TPA-PA-6010A | Public Address System | Communications Equipment |  | PA | http://www.toronto.ca/TWONTO#00117 |  | Paging Panel, Headworks, Electrical Room, Ground Floor
14766 | FCL-SES-SQ-1001 | Electrical Safety Gloves, High Voltage, Class 0, Group A, #250 | FCL-SES-FEQ-SUS | PPE,Insulated Glove | Safety Equipment |  | SQ | http://www.toronto.ca/TWONTO#00653 |  | Portable Fire Extinguishers
124378 | THC-DIS-SP-0601 | Sampler,Automatic,Sample Well,South Effluent Pump Station,Ground Floor | THC-PWA-SOUTH |  | Sampler |  | SP | http://www.toronto.ca/TWONTO#00163 |  | South Pumping Station
8908 | COL-YKP-DA-0008(S) | Davit Arm-16072 | YKP-BLD |  | Safety Equipment | 39113 | DA | x |  | Collections - 435 Kipling Ave. Building envelope
122214 | THC-AI-T-3083 | Tank, Air Receiver, Compressed Air System, Bldg. G | THC-ACC-BLDG M | Tank,Reservoir | Tank |  | T | http://www.toronto.ca/TWONTO#00606 |  | Incineration Building, HVAC
51673 | TAB-PRS-PSL-4020 | Switch, Pressure-Low, Primary Transfer Pump | TAB-PRS-P-4020 | Switch,Pressure-Low | Switch |  | PSL | http://www.toronto.ca/TWONTO#00604 |  | Pump, Primary Transfer
18482 | FHA-SES-LDR-0509 | FHA-SES-LD-0061 - 15' Single Ladder Aluminum ( Filter 11 ) | FHA-SES-LD-1 | Safety | Safety Equipment |  | LDR | http://www.toronto.ca/TWONTO#00457 |  | Ladders
78897 | THR-SES-SQ-5P | Portable Eyewash Station, Headhouse by Bay Door | THR-EWSS-WA1 | Safety,Eye wash | Safety Equipment |  | SQ | http://www.toronto.ca/TWONTO#00328 |  | Eyewash and Shower Station, Work Area 1
43220 | TAB-CW-SQ-0036 | Eye Wash Station- Aux. Bldg. Sub Bsmt Next to Elevator | TAB-SLO-SES | Safety,Eye wash | Safety Equipment | 34472 | SQ | x |  | TABWA4 Health and Safety Equipment
129273 | THC-THK-T-5060 | Tank,Buffer,Centrate Sampling,Thickening Centrifuge CF-0400 | THC-THK-AIT-5090 | Sampler | Tank |  | T | http://www.toronto.ca/TWONTO#00708 |  | Analyzer,Suspended Solids,Centrate Sampling,Thickening Build.
| FCL-DECOM | Building Location | FCL-EUS |  |  |  |  | http://www.toronto.ca/TWONTO#00260 | Process | Production & End User Support
3454 | COL-PBG-LSH-0103 | Switch, Level-High | COL-PBG-MISC | Switch,Level | Switch |  | LSH | http://www.toronto.ca/TWONTO#00466 |  | Miscellaneous Equipment
125224 | THC-ELS-SQ-6185204 | Spares, Electrical Safety gloves, High Voltage, Class 0, # 6185204 | THC-SES-SQ | PPE,Insulated Glove | Safety Equipment |  | SQ | http://www.toronto.ca/TWONTO#00653 |  | Safety Equipment
106674 | TAB-ACC-FSL-4512 | Switch, Flow, Low, Exhaust Fan Inlet | TAB-ACC-FN-4512 | Switch,Flow-Low | Switch |  | FSL | http://www.toronto.ca/TWONTO#00367 |  | Fan, Exhaust, Pump Room Heat Relief Exhaust Dig .1~4
52255 | TAB-PWA-T-2700 | Tank, Chemical, Sodium Hypochlorite | TAB-DIS-NAOCL | Tank | Tank |  | T | http://www.toronto.ca/TWONTO#00211 |  | Disinfection - Sodium Hypochlorite
109139 | TAB-CW-SQ-0630 | Eye wash & Shower Station, Plant water Bldg Chemical Room Basement | TAB-SLO-SES |  | Safety Equipment |  | SQ | http://www.toronto.ca/TWONTO#00308 |  | TABWA4 Health and Safety Equipment
18436 | FHA-SES-LDR-0115 | FHA-SES-LD-0049 - 30' Ext Ladder Aluminum ( Screen Room ) | FHA-SES-LD-1 | Safety | Safety Equipment |  | LDR | http://www.toronto.ca/TWONTO#00457 |  | Ladders
26106 | FIS-ACC-FN-4003 | Fan, Celing mounted, Marine Yard Building, Mechanical/Electrical Room | FIS-MARINE-BUILDING |  | HVAC |  | FN | http://www.toronto.ca/TWONTO#OWLClass_binid-posum-pozar-motav |  | FIS Marine Yard Building
86536 | TNT-DIG-BU-5401 | Burner, Waste Gas | TNT-DIG-GAS | Burner,Waste Gas | Burner |  | BU | http://www.toronto.ca/TWONTO#00795 |  | Digester Gas header
24880 | COL-PMM-FN-0002 | Fan, Exhaust | COL-PMM | Fan | HVAC |  | FN | http://www.toronto.ca/TWONTO#OWLClass_binid-posum-pozar-motav |  | Mimico Pumping Station
12479 | COL-PCU-LTG-0001S | Lighting, Emergency, Ground Floor | COL-PCU-MISC | Lighting,Emergency | Safety Equipment | 42941 | LTG | x |  | Miscellaneous Equipment
125177 | THC-ELS-WR-4022A | Welding Receptacle, 600V, MCC-4022, Electrical Room, Headworks | THC-ELS-MCC-4022 | Welding Equipment | Power Distribution Panel |  | WR | http://www.toronto.ca/TWONTO#00821 |  | Motor Control Centre, Electrical Room, Headworks
106617 | TAB-ACC-FSL-0230 | Switch, Flow, Low, Air, Exhaust Fan 0230, Old Primary Treatment Bldg. | TAB-ACC-FN-0230 | Switch,Flow-Low | Switch |  | FSL | http://www.toronto.ca/TWONTO#00367 |  | Fan, Exhaust, Primary Treatment Bldg. Rooftop
78840 | THR-SES-SQ-0739 | Harness, Full Body, PPE Leonid Tovbis | THR-SES-FAS | Safety | Safety Equipment |  | SQ | http://www.toronto.ca/TWONTO#00332 |  | Fall Arrest Sytem (Harness and Lanyard), Safety Equipment
55547 | TAB-WA2-SQ-1137 | Body Harness Motiram | TAB-WA2-SQ-0001 | PPE,Harness | Safety Equipment |  | SQ | http://www.toronto.ca/TWONTO#00332 |  | Fall Arrest System , Tripod and SRL
34151 | COL-YKP-DA-1671132 | Davit Mast -1671132 | COL-YKP-DA | Safety | Safety Equipment |  | DA | http://www.toronto.ca/TWONTO#00331 |  | Davit Arm Assembly
93501 | FHO-MCS-MT-1113 | Personal Tool Kit (EICT) | FHO-MCS-MEQ | Machine Tool | Tool |  | MT | http://www.toronto.ca/TWONTO#00748 |  | Machine Shop & Equipment
79920 | THR-WA2-LD-34-41 | Sling, Nylon, Work Area 2 (Sr 1472763-46) SIZE; 1" X 3', | THR-SES-LD | Lifting Device,Sling | Lifting Device |  | LD | http://www.toronto.ca/TWONTO#00929 |  | Lifting Device, Safety Equipment
75096 | THR-FT-PSH-3530 | Switch, Pressure-High, Discharge, Pump 3530, Secondary Treatment, Scum Pumping | THR-FT-P-3530 | Switch,Pressure-High | Switch |  | PSH | http://www.toronto.ca/TWONTO#00604 |  | Pump, Rotary Vane, Scum Tank 3500, System 7, Scum Pumping
71764 | THR-DIG-SSL-5172A | Digester Gas Mixing, Tank 0200, Solids Treatment, Digester Tanks 1-6 | THR-DIG-MX-0200 | Switch,Speed-Low | Switch |  | SSL | http://www.toronto.ca/TWONTO#00699 |  | Digester Gas Mixing, Digester Tank 0200
86868 | WTR-PLW-SQ-0001-SUS | Eye Wash Station | WTR-SUSPENDED | PPE,Eyewash Station | Safety Equipment | 40898 | SQ | x |  | Suspended Obsolete entity for storage purpose
129759 | THR-ACC-DM-0114 | Damper, Isolation, Exhaust Fan FN-0110,Headhouse Roof | THR-ACC-FN-0110 | Damper/Louver | HVAC |  | DM | http://www.toronto.ca/TWONTO#00142 |  | Fan, Centrifugal, Exhaust Air, Headhouse Roof
66996 | THC-INC-G-2002 | Gate,Slide,Pneumatic,Sludge Feed to BTU 2000,Biosolids Building West | THC-INC-FU-2000 | Valve,Gate | Gate |  | G | http://www.toronto.ca/TWONTO#00781
30464 | FIS-SES-LDR-0402 | Ladder, 8' Fiberglass, Filter Building, Backwash Pump Basement | FIS-SES | Safety | Tool |  | LDR | http://www.toronto.ca/TWONTO#00457 |  | Safety, Instrumentation & Environmental Services
114894 | TAB-PLT-T-0400 | Tank, Reservoir, Grit Removal, Grit Bldg., P Bldg. | TAB-PLT-T | Tank,Reservoir | Tank |  | T | http://www.toronto.ca/TWONTO#00675 |  | P Building - Grit Tanks 1-12 & Hoppers 1 - 6
43779 | TAB-DEW-P-0531 | Pump, Sludge Cake Transfer, Baby Schwing #5, Dewater. Bldg, 2/F NW middle | TAB-DEW SLUDGE CAKE | Pump | Hydraulic System | 33571 | P | x |  | Sludge Cake Pumping
34153 | COL-YKP-DA-1671136 | Davit Mast -1671136 | COL-W-OBSOLETE | Safety | Safety Equipment |  | DA | http://www.toronto.ca/TWONTO#00331 |  | Col West Obsolete Entities
120896 | THC-ACC-HTR-0316 | Air Heater, Convector, Building M | THC-ACC-HEATERS | H.V.A.C.,Heater,Unit | HVAC |  | HTR | http://www.toronto.ca/TWONTO#00418 |  | Air Heaters, Building M
132544 | THR-DIG-LSH-0506 | Switch, Level-High, Overflow Chamber,Tank 0500, Solids Treatment, Digester - Tanks 1-6 | THR-DIG-PD-0500 | Switch,Level-High | Switch |  | LSH | http://www.toronto.ca/TWONTO#00466 |  | Tank, Primary Digester-5, Solids Treatment
| FCL-FILTER-BLDG | Building Location | FCL-EUS |  |  |  |  | http://www.toronto.ca/TWONTO#00260 | Process | Production & End User Support
93465 | FHO-MCS-LD-0119-SU | Manual Chain Hoist | FHO-OBSOLETE | Lifting Device,Hoist,Manual | Rigging Equipment |  | LD | http://www.toronto.ca/TWONTO#00422 |  | Removed From Service
50803 | TAB-PRM-FSL-2401 | Switch ,Flow, Low,Seal water to Scum Pump P-2401 | TAB-PRM-P-2401 | Switch,Flow | Switch |  | FSL | http://www.toronto.ca/TWONTO#00367 |  | Pump, Positive Displacement , Primary Treatment, Scum Pumping, Primary Gallery
141135 | WM2003A | Filter, Pre Finish, 826A | TAB-SLD-F | Filter | Filter |  |  | http://www.toronto.ca/TWONTO#00641 |  | Pelletizer Bldg. - Filters, Fans & Pellet Cooler Bags
8129 | COL-PWN-LSLL-0101 | Switch, Level Low-Low | COL-PWN-MISC | Switch,Level | Switch |  | LSLL | http://www.toronto.ca/TWONTO#00466 |  | Miscellaneous Equipment
16168 | FHA-CLA-CHL-0101 | Chlorinator, Solution Feed Gas Dispenser Vacuum Operated, Filtration Bldg., Chlorine Feed Room | FHA-CLA | Chemical Feeder,Gas | Chemical Feeder |  | CHL | http://www.toronto.ca/TWONTO#00215 |  | Pre-Chlorination
6618 | COL-PNT-LSH-0105 | Switch, Level-High | COL-PNT | Switch,Level-High | Switch |  | LSH | http://www.toronto.ca/TWONTO#00466 |  | New Toronto Pumping Station
132868 | THR-DIG-PSL-5460 | Switch, Pressure-Low, Inlet Gas compressor 5460 | THR-DIG-C-5460 | Switch,Pressure-Low | Switch |  | PSL | http://www.toronto.ca/TWONTO#00604 |  | Compressor, Gas, Mixing System, Digester Tank#3/5
81906 | FHA-SES-LDR-0524 | FHA-SES-LD-0066 - 10' Ladder ( East side Filter Gallery ) | FHA-SES | Safety | Safety Equipment |  | LDR | http://www.toronto.ca/TWONTO#00457 |  | Safety & Environmental Services
136539 | THR-GRK-PRTY-0203 | Groundskeeping, Tank Cleaning | THR-GRK-PRTY2 |  | Grounds |  | PRTY | http://www.toronto.ca/TWONTO#00278 |  | Groundskeeping for Waste Water Worker
127048 | THC-PLT-CP-0903 | Panel, Control, Pneumatic Valves, Grit Pumping System, Screenings and Grit Conveyance | THC-PLT-P-0960 | Control Panel,Operator | Pneumatic System |  | CP | http://www.toronto.ca/TWONTO#00578 |  | Pump, Grit Slurry, Vortex Grit Pipe Gallery, Grit Removal
38278 | PA50292 | Paging/Intercom System, Digestion Tanks 5-8 | TAB-DIG-STRC-T5-8 |  | Communications Equipment |  |  | http://www.toronto.ca/TWONTO#OWLClass_aaa0534b_8301_4f5e_86a4_f0d2cc6e91a2 |  | Digester Tanks 5-8 - Drains, Electrical Service(110/220V), Lighting, Plumbing
74523 | THR-FT-FSL-3106S | Switch, Flow-Low, WAW, Tank 0700, Secondary Treatment, Scum Pumping | THR-FT-T-0700S | Switch,Flow-Low | Switch | 39482 | FSL | x |  | Tank, Final Settling, Mixed Liquor, Secondary Clarification - South
81455 | TNT-MCS-SQ-1026 | Sling | TNT-MCS-LD | Lifting Device,Sling | Lifting Device |  | SQ | http://www.toronto.ca/TWONTO#00926 |  | Lifting Devices , cranes/ Portable crane/hoists, come alongs, slings, wire rope, chains
50830 | TAB-PRM-FSL-7001 | Switch ,Flow, Low,Exhaust Air, FN7001 | TAB-PRM-T-2100 | Switch,Flow | Switch |  | FSL | http://www.toronto.ca/TWONTO#00367 |  | Hopper, Scum - Primary Tank 1-2
11838 | FCL-ELS-MCC-01CL | Control Panel,MCC,Clarification - Electrical Room,600V | FCL_ELS_600V_ELECABS | Control Panel,MCC | Motor Control Centre |  | MCC | http://www.toronto.ca/TWONTO#00110 |  | Electrical Cabinets,600V
71693 | THR-DIG-PSL-5480 | Switch, Pressure-Low, Inlet Gas compressor 5480 | THR-DIG-C-5480 | Switch,Pressure-Low | Switch |  | PSL | http://www.toronto.ca/TWONTO#00604 |  | Compressor, Gas, Mixing System, Digester Tank#5
146007 | WTR-PRV-F-1101 | Filter, AHU-0001 | WTR-PRV-AHU-0001 | Filter | Filter |  | F | http://www.toronto.ca/TWONTO#00641 |  | Air Handling Unit
26280 | FHO-SES-SCBA-APR | SCBA Cylinder Group 4 | FHO-SES-SQ-0002 | PPE,SCBA | Safety Equipment |  |  | http://www.toronto.ca/TWONTO#00582 |  | Emergency Breathing Apparatus
81108 | TNT-DIS-FS-0701 | Switch, Flow | TNT-DIS-P-0700 | Switch,Flow | Switch |  | FS | http://www.toronto.ca/TWONTO#00367 |  | Pump,Chlorination Dosing
60978 | THC-AUX-RPU-2801 | RPU Panel, Instrument Air and Ventilation | THC-AUX-LIQUIDS |  | Remote Processor Unit |  | RPU | http://www.toronto.ca/TWONTO#00122 |  | Auxiliary Systems, Plant Liquids side
59455 | THC-ACC-STR-6330 | Strainer, AHU-6300, 2nd Floor Mech Room #1, Headworks | THC-ACC-AHU-6300 | Filter | HVAC |  | STR | http://www.toronto.ca/TWONTO#00710 |  | Air Handling Unit, Screen Room/Conveyor Areas, 2nd Floor Mech Room #1, Headworks
92 | 50675 | Emerg. Eyewash & Shower Stns, Dig Tanks 9-12 | TAB-DIG-STRC-T9-12 | PPE,Eyewash Station | Safety Equipment |  |  | http://www.toronto.ca/TWONTO#00308 |  | Digester Tanks 9-12 - Structure, Drains, Electrical Service(110/220V), Lighting, Plumbing, Grounds
82308 | WTR-029B-LSH-0016 | Switch, Level, High, Flood Alarm, Chamber 029B-16, Dupont & Davenport | CH 029B 16 | Switch,Level-High | Switch |  | LSH | http://www.toronto.ca/TWONTO#00466 |  | Chamber
107326 | TAB-ACC-PDS-4455A | Switch,Pressure ,Filter, AHU4455 | TAB-ACC-AHU-4455 | Switch,Pressure | Switch |  | PDS | http://www.toronto.ca/TWONTO#00604 |  | AHU, Aux. Bldg Basement
58113 | THC-ACC-AHU-0400 | Air Handling Unit, Digester Building, bldg. U | THC-ACC-BLDG J | Air Handling Unit | HVAC | 35915 | AHU | x |  | TWAS Building, HVAC
138297 | THR-SES-CS-0001 | Front Entry Chemical Protective Suit | THR-SES-CS | Safety | Safety Equipment | 34325 | CS | x |  | Chlorine Chemical Suit
138728 | THR-SES-SQ-14P | Portable, (Bottled) Eyewash Station, Ferrous Bldg., Bsmt. South Wall | THR-EWSS-WA4 | Safety,Eye wash | Safety Equipment |  | SQ | http://www.toronto.ca/TWONTO#00328 |  | Eyewash and Shower Station, Work Area 4
61152 | THC-ELS-SQ-211162L | Spares, Electrical Safety gloves, High Voltage, Class 0, # 211162L | THC-SUSPENDED |  | Safety Equipment | 35496 | SQ | x |  | Suspended entity
16363 | FHA-CRITICAL-EQLIST | Critical Equipment List Review | FHA ADMIN |  | System Process Control |  |  | http://www.toronto.ca/TWONTO#00278 |  | Administration
18470 | FHA-SES-LDR-0424 | FHA-SES-LD-0028 - 8' Ladder Fiberglass Orange ( Room above Decant Tanks ) | FHA-SES-LD-1 | Safety | Safety Equipment |  | LDR | http://www.toronto.ca/TWONTO#00457 |  | Ladders
19791 | FHO-ACC-FS-0101 | Switch, Flow, Loss of Airflow, Fresh Air Intake, Admin Building, L2, Adjacent to Elevator Shaft | FHO-MCS-HVAC |  | Switch |  | FS | http://www.toronto.ca/TWONTO#00367 |  | Plant HVAC
107587 | TAB-ACC-TE-1455B | Temperature Element, Space Temperature | TAB-ACC-HTR-1455 | Sensor,Temperature | HVAC |  | TE | http://www.toronto.ca/TWONTO#00733 |  | Heater, Hot Water Reheat Coil
89865 | YCM-TL-DRP-01 | Yard tools - Drill Press | FAC-YCM-TOOLS |  | Tool |  | DRP | http://www.toronto.ca/TWONTO#00703 |  | Yard tools
86827 | WTR-PLW-LSH-0002 | Switch, Level-High, Flood Alarm, Building | WTR-PLW-AUX |  | Switch |  | LSH | http://www.toronto.ca/TWONTO#00466 |  | Auxilliary Equipment (Building Facilities)
26364 | FHO-SES-SQ-6217 | Safety Harness, Serial Number 695888, Spare | FHO-SES-SQ-0006 | PPE,Harness | Safety Equipment |  | SQ | http://www.toronto.ca/TWONTO#00332 |  | Fall Arrest Systems
83023 | FHA-SES-SQ-0080 | Davit arm North FP6670/24 davit arm Ser 01800 | FHA-SES-SQ-6 |  | Safety Equipment |  | SQ | http://www.toronto.ca/TWONTO#00331 |  | Safety Fall Protection Equipment
45394 | TAB-DIG-RPU-0909A | RPU Control Panel, PLC, Digester 5-12 Electrical Control Room | TAB-DIG-ELQ-T9-12 | RPU | Remote Processor Unit |  | RPU | http://www.toronto.ca/TWONTO#00122 |  | Digester Tanks 9-12, Electrical Equipment
74525 | THR-FT-FSL-3135S | Switch, Flow-Low, WAW, Tank 0600, Secondary Treatment, Scum Pumping | THR-FT-T-0600S | Switch,Flow-Low | Switch | 39484 | FSL | x |  | Tank, Final Settling, Mixed Liquor, Secondary Treatment, Secondary Clarification - South
49605 | TAB-PLT-DEF-555308 | WA1 LifePak CR Plus Defibrillator, SN 32598819 | TAB-PLT-SQ | PPE | Safety Equipment |  | DEF | http://www.toronto.ca/TWONTO#00164 |  | P Building - Safety Equipment
13638 | FCL-ITS-TEL | RL Clark Wi Fi Phones, | FCL-ITS |  | Communications Equipment |  |  | http://www.toronto.ca/TWONTO#00527 |  | Integrated Technology Support
58797 | THC-DEW-SLFR-6511 | Sliding Frame,BTU Hopper 6500,Solids Treatment | THC-DEW-T-6500 | Tank,Non-Pressurized | Tank |  | SLFR | http://www.toronto.ca/TWONTO#00781 |  | Tank,BTU 2000 Hopper,Solid Treatment
105647 | SWM-PIT-SW-0003 | Switch, Electric Heaters | SWM-PIT | Switch | Switch |  | SW | http://www.toronto.ca/TWONTO#00594 |  | Islington Storm Pumping Station
112737 | TAB-EL1-MCC-6633 | Motor Control Centre, 600V - Grit 7-12 | TAB-EL1-MCC | Control Panel,MCC | Motor Control Centre |  | MCC | http://www.toronto.ca/TWONTO#00110 |  | Motor Control Center- North Substation
27679 | COL-PTS | Third Street Sewage Pumping Station (Wards Island PS#12) | COL-EAST-PS |  | Safety Equipment |  |  | http://www.toronto.ca/TWONTO#00010 |  | East Pumping Stations
26755 | FHO-TRW-LSL-0400 | Switch, Level, Low, Pump P-0400 Loss of Prime, Treated Water Building, S3, Pump Room | FHO-TRW-P-0400-KQ | Switch,Level-Low | Switch |  | LSL | http://www.toronto.ca/TWONTO#00466 |  | TRW Pump Unit 4
10147 | COL-MTI-HPU-1401 | Hydraulic Power Unit, Parliament Dome Chamber #14 | COL-MTI-CH-1400 |  | Hydraulic System |  | HPU | http://www.toronto.ca/TWONTO#00433 |  | Parliament Dome Chamber No.14,MTI
29349 | COL-PSM-RPU-0001 | Remote Processing Unit, All control and Instrumentation Equipment - RPU | COL-PSM-MISC |  | Remote Processor Unit |  | RPU | http://www.toronto.ca/TWONTO#00122 |  | Miscellaneous Equipment
45032 | TAB-DIG-FSL-4210 | Switch ,Flow, Low,Chill water Supply to Compressor C-4210 | TAB-DIG-C-4210 | Switch,Flow | Switch |  | FSL | http://www.toronto.ca/TWONTO#00367 |  | Compressor #3, Gas (DX5003A) Digester Tank 19 & 21
76851 | THR-PLT-FSL-1503 | Switch, Flow, Low, Water Scour, Grit Vortex Chamber CYC-1116, Headhouse | THR-PLT-CYC-1116 | Switch,Flow-Low | Switch |  | FSL | http://www.toronto.ca/TWONTO#00367 |  | Cyclone, Prelimary Treatment, Grit Removal - Vortex Chambers #2 (OLDTag THR-PLT-CYC-1117)
74518 | THR-FT-FSL-3006S | Switch, Flow-Low, WAW, Tank 0300, Secondary Treatment, Scum Pumping | THR-FT-T-0300 | Switch,Flow-Low | Switch | 39474 | FSL | x |  | Tank, Final Settling, Mixed Liquor, Secondary Clarification - South (Tank#03)
58382 | THC-DCL-LSH-0201 | Level Switch High, Tank T-0200 38% Sodium Bisulphite, Dechlorination | THC-DCL-T-0200 |  | Switch |  | LSH | http://www.toronto.ca/TWONTO#00466 |  | Tank, Storage 38% Sodium Bisulphite, Dechlorination
14791 | FCL-SM-FSH-0001-SUS | Switch, Flow-High, Scrub 0101, Caustic Soda System | FCL-SM | Switch,Flow-High | Switch | 36711 | FSH | x |  | Spill Management
13249 | FCL-FLT-LSH-0003-SUS | Switch, Level-High, DRN Channel, , Filter No.1001 | FCL-FLT-P-0002-SUS | Switch,Level-High | Switch | 36608 | LSH | x |  | Pump, Submersible, Drain, Wash Water East, , Filter No.1001
131389 | THR-BG-LSH-0212 | Switch, Level, High, Condensate, Heat Exch 0202, High Press Gas Cond Sys Train 2, Gas Comp Bldg | THR-BG-HE-0202 |  | Switch |  | LSH | http://www.toronto.ca/TWONTO#00466 |  | Heat Exchanger, Fuel Gas Pre-Cooler, High Press Gas Conditioning System Train 2, Gas Comp Bldg
107152 | TAB-ACC-LS-7401 | Switch, Level, Z Bldg 2nd Flr, Flash Tank 7401 | TAB-ACC-T-7402 | Switch,Level | Switch |  | LS | http://www.toronto.ca/TWONTO#00466 |  | Tank, Float Chamber
105529 | SWM-PBL-SW-0003 | Switch, Transformer | SWM-PBL-MISC | Switch | Switch |  | SW | http://www.toronto.ca/TWONTO#00594 |  | Miscellaneous Equipment
118008 | TAB-SES-LTX-2301 | Exit Sign, Battery Unit, 2 LED heads, Tunnel 'H' | TAB-STR-SQ | Lighting,Exit | Safety Equipment | 41305 | LTX | x |  | WA2 Safety Equipment,lifting devices, ladders, Eye Wash station, First Aid Kits, Lock out stations
115566 | TAB-PRM-PSL-3402 | Switch, Pressure Low, Primary Sludge, Pump P-3402 Suction, Primary Tank, T-0700 Gallery | TAB-PRM-P-3401 | Switch,Pressure-Low | Switch |  | PSL | http://www.toronto.ca/TWONTO#00604 |  | Pump, PRS from Primary Tank 0700, Primary Treatment, Sludge Pumping
120350 | THC-ACC-CT-0016 | Controller, HTR-0016, Admin Building, Basement, Womens W.C & Locker Room B121 | THC-ACC-HTR-0011 |  | HVAC |  | CT | http://www.toronto.ca/TWONTO#00746 |  | Heater, Unit, Electric, 6.3kW, Admin. Building Basement, Mechanical Room B104, North/West
115558 | TAB-PRM-PSH-2502? | Switch Pressure,High, Pump-2502 Discharge | TAB-SUSPENDED ENTITY | Switch,Pressure | Switch | 34234 | PSH | x |  | Suspended entities
23633 | FHO-FLT-F-0301 | Filter Bed # 3 | FHO-FLT | Tank,Reservoir | Tank |  | F | http://www.toronto.ca/TWONTO#00348 |  | Filtration
51631 | TAB-GRK-VEH-329059 | Forklift, Propane, CAT , WA-7 | TAB-GRK-VEH2 | Forklift,Propane | Vehicle |  | VEH | http://www.toronto.ca/TWONTO#00372
139549 | THR-WA4-LD-0010 | Sling, Nylon, Work Area 4 (1" X 6') | THR-LD-NYLN-WA4 | Lifting Device,Sling | Lifting Device |  | LD | http://www.toronto.ca/TWONTO#00929 |  | Slings, Nylon, Work Area 4
30779 | FIS-SPC-CPU-0113 | Computer, Backup SCADA Server (FISPSB01), Filtration & Backwash, Admin Bldg, Server Room COM-0400 | FIS-FILTER BLDG |  | Communications Equipment |  | CPU | http://www.toronto.ca/TWONTO#00548 |  | Building Location
62435 | THC-ITS-PA-2711 | Speaker, Public Address System, Aeration Tanks A15 and A16 | THC-ITS-MDF-1000 | Network,Telecommunication | Communications Equipment |  | PA | http://www.toronto.ca/TWONTO#OWLClass_aaa0534b_8301_4f5e_86a4_f0d2cc6e91a2 |  | Public Address System, Master Distribution , Control System, Admin Bldg,
69046 | THC-PLT-RPU-3008 | RPU, Screen Washer Compactor CMP-0810 Control Panel, Headworks, Screenings Conveyance | THC-PLT-CMP-0810 | Controller,PLC | Remote Processor Unit |  | RPU | http://www.toronto.ca/TWONTO#00122 |  | Washer Compactor, Screen Room, Screenings Conveyance
125242 | THC-ELS-SQ-7490607SP | Spares, Electrical Safety gloves, High Voltage, Class 0, # 7490607 | THC-SES-SQ |  | Safety Equipment | 35159 | SQ | x |  | Safety Equipment
5324 | COL-PLB-DR-0152 | Security System, Intrusion Alarm | COL-PLB | Security System | Security System |  | DR | http://www.toronto.ca/TWONTO#00673 |  | Long Branch Pumping Station
120566 | THC-ACC-F-0004 | Filter, Glycol, N-E side of B2,Incineration Building M | THC-ACC-FN-0321 | Filter | Filter |  | F | http://www.toronto.ca/TWONTO#00277 |  | Fan,Return,Lower Basement,B2,Bldg M
37232 | NX2052A | Conditioner, Air, Blwr Bldg, 2nd Flr, 25 ton-Blwr Bldg | TAB-ACC-CI | H.V.A.C.,Air Conditioner | HVAC |  |  | http://www.toronto.ca/TWONTO#00141 |  | Chiller and Air Coolers
| MAIN-351 | Main 351 | WTR-MT3 |  |  |  |  | http://www.toronto.ca/TWONTO#00804 | Sub-Process | Work Area 3 WEST Mains and Chambers
55682 | TAB-WA4-LD-7009 | Chain Block, 1/2 Ton | TAB-WA4-SQ-0010 | Lifting Device | Lifting Device |  | LD | http://www.toronto.ca/TWONTO#00422 |  | WA4 Fall arrest systems
65467 | THC-PRS-T-0200 | Tank, FRP, Ferrous Chloride, Storage, Storage Tank Area | THC-PRS-BLDG | Tank | Tank |  | T | http://www.toronto.ca/TWONTO#00211 |  | Phosphorous removal system, Building and Storage
98657 | FIS-WWW-LSH-0001 | Switch, Level-High, WasteWater, To East Raw Water Intake, Intake & Intake Valve Chamber, Lower Level | FIS-WWW | Switch,Level-High | Switch |  | LSH | http://www.toronto.ca/TWONTO#00466 |  | Waste Water
| FCL-FLOCCULATION-BLD | Building Location | FCL-EUS |  |  |  |  | http://www.toronto.ca/TWONTO#00260 | Process | Production & End User Support
65463 | THC-PRS-STRC-0001 | Ferrous Chloride Storage Tank Concrete Containment Structure | THC-PRS |  | Tank |  | STRC | http://www.toronto.ca/TWONTO#00174 |  | Phosphorus Removal, sub-process
12188 | COL-PCF-LSH-0002 | Switch Level, High, Wet Well | COL-PCF-MISC | Switch,Level-High | Switch |  | LSH | http://www.toronto.ca/TWONTO#00466 |  | Miscellaneous Equipment
88326 | WTR-PSC-TPD-0003 | Tripod, Fall Arrest, S/N 10210838489 | WTR-EAST-SES | PPE | Safety Equipment |  | TPD | http://www.toronto.ca/TWONTO#00331 |  | Safety & Lifting Devices
136974 | THR-OCS-PSH-6382 | Switch, Pressure-High, Pump 6382, Plant Services, Odour Control System | THR-OCS-P-6382 | Switch,Pressure-High | Switch |  | PSH | http://www.toronto.ca/TWONTO#00604 |  | Pump, Centrifugal, Hypochlorite from Storage Tanks to Day Tanks, Plant Services, Odour Control System
26323 | FHO-SES-SQ-6012-SU | Harness-For Ian Chin | FHO-SES-SQ-0006 | PPE,Harness | Safety Equipment |  | SQ | http://www.toronto.ca/TWONTO#00332 |  | Fall Arrest Systems
262 | 176015SUS | Truck,Ford, BOOM Truck F800,852 8MH-WA7 | TAB-GRK-VEH1 | Vehicle,Licensed | Vehicle | 46837 |  | x
55979 | FCL-SPC-RPU-1726 | RPU, Preatreatment - Sedimentation, PAC Pump Area, ALM-CP-0401 | FCL-ELS-PS-0001 | Control Panel | Remote Processor Unit |  | RPU | http://www.toronto.ca/TWONTO#00122 |  | Uninterruptible Power Supply,High Lift Bldg - Switchgear Room,LP-0001
47367 | TAB-EL1-MCC-6546 | Motor Control Centre, Z Bldg | TAB-EL1-PDP-6008 | Control Panel,MCC | Motor Control Centre |  | MCC | http://www.toronto.ca/TWONTO#00110 |  | Power Distribution Panel, 600V, Z Building Outdoor Substation
65402 | THC-PRM-ZSL-1173 | Switch, Position Low, Cylinder Retract, Valve 1173C | THC-PRM-V-1173 | Switch,Position-Low | Switch |  | ZSL | http://www.toronto.ca/TWONTO#00590 |  | Valve, Hydraulic Cylinder, Scum Skimmer, Tank 1100, Primary Clarifier, Phase IV
109129 | TAB-CW-SQ-0205 | Eye Wash Station, Z bldg Hot Water Boiler Room, East Loading Dock | TAB-SES-SQ | PPE,Eyewash Station | Safety Equipment |  | SQ | http://www.toronto.ca/TWONTO#00307 |  | WA7 Safety Equipment
130450 | THR-ACC-T-0206 | Tank, Glycol Make-Up Package, STB Basement | THR-ACC-HE-0601 | Tank | Tank |  | T | http://www.toronto.ca/TWONTO#00211 |  | Heat Exchanger, Glycol Package, Filtered Plant Water Building
16427 | FHA-FLT-MX-2101 | FHA-FLT-SW-2101 - Sweeps, Surface Wash, Filter #21 | FHA-FLT-F-2101 | Filter | Filter |  | MX | http://www.toronto.ca/TWONTO#00346 |  | Filter #21, Filter Building, East Filter Gallery South
114791 | TAB-PLT-PSH-0521 | Switch, Pressure High, Grit Pump P-0521 Discharge, Grit Bldg., P Bldg. | TAB-PLT-P-0521 | Switch,Pressure-High | Switch |  | PSH | http://www.toronto.ca/TWONTO#00604 |  | Pump, Centrifugal, Submersible, Grit Tank, T-0500, Grit Bldg., P Bldg.
53867 | TAB-SLO-T-0260 | Tank, Lube Pump Water Reservior | TAB-SLO-PIP | Tank,Reservoir | Tank |  | T | http://www.toronto.ca/TWONTO#00708 |  | Sludge Transfer Pipe Lubrication
37660 | PK2412D | Sampler, ( WAS ) | TAB-THK-SP | Sampler | Sampler |  |  | http://www.toronto.ca/TWONTO#00163 |  | Auto sampler
120882 | THC-ACC-HTR-0278 | Heater, Perimeter. Admin Building | THC-ACC-BLDG K |  | HVAC |  | HTR | http://www.toronto.ca/TWONTO#00418 |  | Administration Building, HVAC
105938 | TAB-ACC-AHU-3436 | AHU(Supply Fan - S7), Filter Bldg (Old Dewatering) | TAB-ACC-AHU | Air Handling Unit | HVAC |  | AHU | http://www.toronto.ca/TWONTO#00147 |  | Air Handling Unit & Supply Fan
9525 | DOS-YCM-VEH-188049 | 2018 Freightlnr M2-106 - Vehicle Unit# 188049 | FAC-YCM-VEH | Vehicle,Licensed | Vehicle |  | VEH | http://www.toronto.ca/TWONTO#00559 | ?
87095 | WTR-PAH-DR-0003 | Door | WTR-PAH-AUX | Door,Access | Door |  | DR | http://www.toronto.ca/TWONTO#00286
128946 | THC-STR-PSL-0745 | Switch, Inlet, Pressure-Low, Pump 0740, Secondary Clarifiers 0700&0800 - Old Section | THC-STR-P-0740 | Switch,Pressure-Low | Switch |  | PSL | http://www.toronto.ca/TWONTO#00604 |  | Pump, Tank 0700-0800, Secondary Clarifier, RAS/WAS
34801 | COL-YKP-FAK-0008S | First Aid Kit, Truck #080048 (F550) | COL-YKP-VEH-0008S | Safety,First Aid Kit | Safety Equipment | 39332 | FAK | x |  | Vehicle, Truck #080048 (F550)
138655 | THR-SES-PGM-51577 | Personal Gas Meter | THR-SES-SQ-PGM | Safety | Safety Equipment | 40081 | PGM | x |  | Personal Gas Meter
119631 | TAB-WA1-SQ-1025 | Sling | TAB-WA1-SQ-1000 | Lifting Device,Sling | Lifting Device |  | SQ | http://www.toronto.ca/TWONTO#00926 |  | WA1 Lifting Devices and Slings
143704 | WTR-PEL-PSH-0002 | Switch, Pressure-High, Line to District 4 | WTR-PEL-TRW | Switch,Pressure-High | Switch |  | PSH | http://www.toronto.ca/TWONTO#00604 |  | Treated Water (Transmission)
127713 | THC-PRM-T-0100 | Tank, Primary Clarifier | THC-PRM-T | Tank | Tank |  | T | http://www.toronto.ca/TWONTO#00219 |  | Tank, Primary Clarifier
| MAIN-352 | Main 352 | WTR-LWA |  |  |  |  | http://www.toronto.ca/TWONTO#00804 | Sub-Process | Work Area 2 Central Mains and Chambers
334 | AB-WA3-SQ-4670 | Lanyard 4 Ft (Francisco D.) | TAB-DEW-SQ-0010 | PPE,Lanyard | Safety Equipment |  | SQ | http://www.toronto.ca/TWONTO#00333 |  | WA3 Fall arrest systems portable cranes/hoists, come alongs, slings, wire rope, chains, electrical equipment etc.,
38898 | SWM-PMG-LSH-0104 | Switch, Level-High | SWM-PMG | Switch,Level | Switch |  | LSH | http://www.toronto.ca/TWONTO#00466 |  | Martin Grove Storm Pumping Station
140864 | TNT-WA9-SQ-0112 | LANYARD | TNT-WA9-SQ-0010 | PPE | Safety Equipment |  | SQ | http://www.toronto.ca/TWONTO#00333 |  | Fall arrest systems
66874 | THC-GRK-VEH-378261 | Vehicle, 2016 Polaris Ranger (WA2) | THC-GRK-VEHICLES | Vehicle,Licensed | Vehicle |  | VEH | http://www.toronto.ca/TWONTO#00400
86653 | WTR-PKN-LS-0600 | Switch, Level | WTR-PKN-AUX | Switch,Level-High | Switch |  | LS | http://www.toronto.ca/TWONTO#00466 |  | Auxiliary Equipment (Building Facilities)
| MAIN-352 | Main 352 | WTR-MT3 |  |  |  |  | http://www.toronto.ca/TWONTO#00804 | Sub-Process | Work Area 3 WEST Mains and Chambers
86340 | WTR-PJS-T-4100 | Vessel,Pressure,Surge,Level 73 Heat Exchanger Room North Wall East,DLCW City Water Return Line Surge Tank | WTR-PJS-ENW | Vessel,Pressure,Surge | Tank |  | T | http://www.toronto.ca/TWONTO#00629 |  | Enwave Process
27139 | DOS-YCM-LD-VEH20084Z | Forklift in storeroom - Vehicle Unit# A875B20084Z | FAC-YCM-VEH | Forklift,Propane | Vehicle |  |  | http://www.toronto.ca/TWONTO#00372
109130 | TAB-CW-SQ-0205 | Eye Wash Station, Z bldg Hot Water Boiler Room, East Loading Dock | TAB-WA6-SQ | PPE,Eyewash Station | Safety Equipment |  | SQ | http://www.toronto.ca/TWONTO#00307 |  | WA6 Safety Equipment
120551 | THC-ACC-DM-6592 | Damper, Inlet, Exhaust Fan FN-6590, 2nd Floor Mech Room #1, Headworks | THC-ACC-FN-6590 | Damper/Louver | HVAC |  | DM | http://www.toronto.ca/TWONTO#00142 |  | Fan, Exhaust, Mechanical Room #1, Roof, Headworks
128762 | THC-SPC-COM-1606 | Termination Panel,Polymer Room,WAS Thickening Building | THC-SPC-WA2 | Control Panel | Network |  | COM | http://www.toronto.ca/TWONTO#00537 |  | System Process Control
76947 | THR-PLT-HS-1172 | Switch, Hand, Classifier 1172, Preliminary Treatment, Grit Removal - Vortex - South Plant (Head house) | THR-PLT-CL-1172 | Switch,Hand | Switch |  | HS | http://www.toronto.ca/TWONTO#00411 |  | Classifier, Cyclone, 1161, Preliminary Treatment, Grit Removal - Vortex
58049 | THC-ACC-AC-0240 | Air Conditioner Unit, Building K | THC-ACC-BLDG K | H.V.A.C.,Air Conditioner | HVAC |  | AC | http://www.toronto.ca/TWONTO#00141 |  | Administration Building, HVAC
92515 | FHO-FEQ-FSH-0004 | Switch, Flow-High, Fire System, Admin Building, S5, Cable Tray Room, East | FHO-SES-FEQ-1000 |  | Switch |  | FSH | http://www.toronto.ca/TWONTO#00367 |  | Fire Equipment, Built In
30006 | FIS-RW-PSL-0501-SUS | Switch, Pressure-Low, Seal Water, Pump 0501, Raw Water Pumping Station | FIS-RW-P-0501 | Switch,Pressure-High | Switch | 38352 | PSL | x |  | Circuit Breaker,4.16 kV,Raw Water Pump Station,Upper Level,East,Solid State Starter,FIS-RW-P-0501
40390 | TAB-ACC-FSL-1750 | Switch, Flow, Low, Air, Supply Fan 1750, Vest. 209, Screen Platform | TAB-ACC-FN-1650 | Switch,Flow-Low | Switch |  | FSL | http://www.toronto.ca/TWONTO#00367 |  | Fan, Supply, Vestibule Pressurization, Vestibule 101
45496 | TAB-DIG-T-2200 | Digestion Tank 22 | TAB-DIG-T-19-22 | Tank,Reservoir | Tank |  | T | http://www.toronto.ca/TWONTO#00271 |  | Digester Tanks 19-22
66776 | THC-GRK-DR-K | Doors, Building K | THC-GRK-ELS-K |  | Door |  |  | http://www.toronto.ca/TWONTO#00286
119748 | TAB-WA1-SQ-8010 | Lock out Tag out and Log book Station | TAB-WA1-SQ | PPE | Safety Equipment |  | SQ | http://www.toronto.ca/TWONTO#00657 |  | Safety Equipment & Supplies Common to WA1
21451 | FHO-DEW-T-0004 | Tank, Sump Well, Storm Drain, TRW Building, S5, Cable Tray Room, S/E | FHO-DEW |  | Tank |  | T | http://www.toronto.ca/TWONTO#00708 |  | Dewatering & Drainage
79142 | THR-ELS-MCC-2302 | Control Panel, MCC 2302, Gas Compressor Building Electrical Room | THR-ELS-CB-2302 | Control Panel,MCC | Motor Control Centre |  | MCC | http://www.toronto.ca/TWONTO#00110 |  | Circuit Breaker, MCC 2302, Gas Compressor Building Electrical Room, Gas Compressor MCC-2303 (MCC GCA)
16000 | FHA-AUX-T-0103 | Tank, Air Receiver Compressed Air #3, Service Bldg. Alum Room | FHA-AUX-SA | Tank | Tank |  | T | http://www.toronto.ca/TWONTO#00606 |  | Plant Air/Instrument Air/Vacuum System
| MAIN-353 | Main 353 | WTR-LWA |  |  |  |  | http://www.toronto.ca/TWONTO#00804 | Sub-Process | Work Area 2 Central Mains and Chambers
71218 | THR-DIG-FSL-5662 | Switch, Flow-Low, Lube Oil, C-5660, Gas Mixing System | THR-DIG-C-5660 | Switch,Flow-Low | Switch |  | FSL | http://www.toronto.ca/TWONTO#00367 |  | Compressor, Gas, Mixing System, Digester Tank#7/8
58286 | FHA-ACC-FN-0319 | Heater Exchanger | FHA-MCS-ACC | H.V.A.C.,Heater,Unit | HVAC |  | FN | http://www.toronto.ca/TWONTO#OWLClass_binid-posum-pozar-motav |  | HVAC
47301 | TAB-EL1-MCC-6007 | MCC, Plant Services, North Substation -T Bldg., MCC 6007 | TAB-EL1-TR-5651 | Control Panel,MCC | Motor Control Centre |  | MCC | http://www.toronto.ca/TWONTO#00110 |  | Transformer, Step Down,4160/600V, T Bldg NS-T-ST1
90917 | WTR-PEL-MCC-0101 | Motor Control Center | WTR-PEL-BUS-0101 | Control Panel,MCC | Motor Control Center |  | MCC | http://www.toronto.ca/TWONTO#00110 |  | BUS, Line 1
18282 | COL-PLB-LSL-0157 (S) | Switch, Level-Low | COL-PLB-AUX-INST | Switch | Switch | 35805 | LSL | x |  | Instrumentation Equipment
55447 | TAB-WA1-SQ-1134 | Sling | TAB-WA1-SQ-1000 | Lifting Device,Sling | Lifting Device |  | SQ | http://www.toronto.ca/TWONTO#00926 |  | WA1 Lifting Devices and Slings
81881 | FHA-SES-LDR-0420 | FHA-SES-LD-0068 - 10.5' Ladder Telescopic Aluminum ( SBS Tanks ) | FHA-SES-LD-1 | Safety | Safety Equipment |  | LDR | http://www.toronto.ca/TWONTO#00457 |  | Ladders
131448 | THR-BG-TSH-0212 | Switch, Temperature, High, Fuel Gas, Compressor 0201 Discharge, Gas Compressor Bldg | THR-BG-C-0201 |  | Switch |  | TSH | http://www.toronto.ca/TWONTO#00734 |  | Compressor, Centrifugal, Fuel Gas, Compressor Building, Gas Compressor (And Dryer), for COGEN
26310 | FHO-GRK-DR-2079S | Door, (FD-S2-79), Fire Rated, Chemical Building, S2, Cooling Coil Room by Gasous Storage | FHO-GRK-FEQ-0001 | Fire Prevention,Door | Door |  | DR | http://www.toronto.ca/TWONTO#00353
109132 | TAB-CW-SQ-0402 | Eye Wash Station, Zbldg Machine Shop South Wall | TAB-SES-SQ | PPE,Eyewash Station | Safety Equipment |  | SQ | http://www.toronto.ca/TWONTO#00307 |  | WA7 Safety Equipment
117184 | TAB-RSP-G-2015B | Sluice Gate, Raw Sewage Outlet from Screens # 5 to Low Level Wet Well | TAB-RSP-SC-2015 | Valve,Sluice Gate | Gate |  | G | http://www.toronto.ca/TWONTO#00202
120505 | THC-ACC-DM-3061 | Damper,Motorized,Boiler Combustion Air,Boiler BO-3061,Boiler Building | THC-ACC-BLDG E |  | HVAC | 33804 | DM | x |  | Boiler House, HVAC
26170 | FHO-GRK-DR-1078L | Door, (FD-1-78), Fire Rated, East Filter Building, L1, North West | FHO-GRK-FEQ-0001 | Fire Prevention,Door | Door |  | DR | http://www.toronto.ca/TWONTO#00353
71639 | THR-DIG-PSH-2512 | Switch, Pressure-High, Discharge Pump 2512, Digester Tank 0200 | THR-DIG-P-2512 | Switch,Pressure-High | Switch |  | PSH | http://www.toronto.ca/TWONTO#00604 |  | Pump, Centrifugal, Sludge Recirculation, Tank 0200
89371 | WTR-RRG-TSL-0001 | Switch, Temperature-Low, Building | WTR-RRG-AUX | Switch,Temperature-Low | Switch |  | TSL | http://www.toronto.ca/TWONTO#00734 |  | Auxiliary Equipment (Building Facilities)
| FCL-LOW-LIFT-BLDG | Building Location | FCL-EUS |  |  |  |  | http://www.toronto.ca/TWONTO#00260 | Process | Production & End User Support
62497 | THC-ITS-WAP-6014 | Wireless Phone Base Station, Headworks, Lower Level 2, Pipe Gallery, S Wall Middle | THC-TPA-PA-6010A | Network,Telecommunication | Communications Equipment |  | WAP | http://www.toronto.ca/TWONTO#00702 |  | Paging Panel, Headworks, Electrical Room, Ground Floor
75987 | THR-JHSC-BLR | Boiler Room(UNILUX and CLEAVER BROOKS) | THR-JHSC-WA3 |  | Safety Equipment |  |  | http://www.toronto.ca/TWONTO#00010 |  | Joint Health & Safety Committee WA3
45029 | TAB-DIG-FSL-4150 | Switch ,Flow, Low,Chill water Supply to Compressor C-4150 | TAB-DIG-C-4150 | Switch,Flow | Switch |  | FSL | http://www.toronto.ca/TWONTO#00367 |  | Compressor # 3, Gas(DX2603)
18496 | FHA-SES-LDR-0522 | FHA-SES-LD-0057 - 10' Single Ladder Fiberglass ( Filter #37 ) | FHA-SES | Safety | Safety Equipment |  | LDR | http://www.toronto.ca/TWONTO#00457 |  | Safety & Environmental Services
7815 | COL-PSW-LSL-0102 | Switch,Level, Low, Wet Well #1 | COL-PSW-WEL-0100 | Switch,Level-Low | Switch |  | LSL | http://www.toronto.ca/TWONTO#00466 |  | Wet Well
9062 | COL-YKP-DA-1671136 | Davit Mast -1671136 | COL-YKP-DA-0006S | Safety | Safety Equipment |  | DA | http://www.toronto.ca/TWONTO#00331 |  | Davit Arm Assembly with Upper Arm-111966
91747 | WTR-RMI-DR-0005 | Door, Hatch, Southwest | WTR-RMI-AUX | Door | Door |  | DR | http://www.toronto.ca/TWONTO#00286
111138 | TAB-DIG-T-6472 | Tank,Air Separator, Chill Water Outlet from HE | TAB-DIG-HE-6470 | Tank | Tank |  | T | http://www.toronto.ca/TWONTO#00149 |  | Heat Exchanger, Digester Gas Control
106329 | TAB-ACC-F-6581 | Filter, Prefilter, AHU-6580, Workshop Roof, Screen Bldg., P Bldg. | TAB-ACC-AHU-6580 | Filter | HVAC |  | F | http://www.toronto.ca/TWONTO#00641 |  | Air Handling Unit, Workshop Roof, P Bldg.
239 | 378176SUS | John Deere, Gator 4X2, WA-7 | TAB-GRK-VEH | Vehicle,Unlicensed | Vehicle | 47410 |  | x
87693 | WTR-PRH-T-1200 | Tank, Bulk Fuel Storage, Generator Room | WTR-PRH-LB-0203 |  | Tank |  | T | http://www.toronto.ca/TWONTO#00379 |  | Load Breaker, 4160V, Generator, Switchgear Electrical Room
30669 | FIS-SES-SQ-0100 | High Voltage Electrical Safety Equipment - Group 1 | FIS-SES-EYE | Safety | Safety Equipment |  | SQ | http://www.toronto.ca/TWONTO#00260 |  | Eyewash Stations
38839 | TAB-ACC-AHU-6530 | Air Handling Unit, Mechanical Room no.3, Screen Bldg., P Bldg. | TAB-ACC-AHU-PBLDG | Air Handling Unit | HVAC |  | AHU | http://www.toronto.ca/TWONTO#00147 |  | AHUs/Supply Fans P. Bldg.
72706 | THR-DIS-CHL-1211 | Chlorinator, Chlorination Building, Disinfection, Chlorination System | THR-DIS-EV | Chemical Feeder,Gas | Chemical Feeder | 34313 | CHL | x |  | Disinfection, Chlorine Evaporator
98855 | IH2027A | Door,Overhead, Heat Recovery | TAB-MCS-DR | Door,Overhead | Door |  |  | http://www.toronto.ca/TWONTO#00649
58649 | THC-ACC-DM-6822 | Damper,Motorized, Supply, Outdoor Air, Ferrous Chloride Building | THC-ACC-FN-6821 |  | HVAC |  | DM | http://www.toronto.ca/TWONTO#00142 |  | Fan,Centrifugal, Exhaust, Ferrous Chloride Building
39425 | TAB-ACC-FN-6417 | Fan, Centrifugal, Exhaust Air, Roof, Grit Bldg., P Bldg. | TAB-ACC-FN-PBLDG | Fan,Centrifugal | HVAC |  | FN | http://www.toronto.ca/TWONTO#OWLClass_binid-posum-pozar-motav |  | Exhaust Fans , P Bldg
106128 | TAB-ACC-DM-1400A | Temperature Element, Supply Air Temperature | TAB-ACC-VAV-1400 | Damper/Louver | HVAC |  | DM | http://www.toronto.ca/TWONTO#00733 |  | Heater, Hot Water Reheat Coil, Variable air
107811 | TAB-ACC-TSL-6340 | HVAC, Temperature Low Switch, HTR-6340, Stairwell, Dig 9-12 Control Building. | TAB-ACC-HTR-6340 | Switch,Temperature-Low | HVAC |  | TSL | http://www.toronto.ca/TWONTO#00734 |  | Heater, Convector Heater, Electric, Stairwell, Dig 9-12 Control Building.
58530 | THC-ACC-DM-0443 | Damper/Louver,FN-0443 Suction,Building UU | THC-ACC-AHU-0440 | Damper/Louver | HVAC |  | DM | http://www.toronto.ca/TWONTO#00142 |  | Air Handling Unit,Drip Trap Room,Building UU
122511 | THC-DCL-LSL-0601 | Level Switch Low, SBSS Feed Tank, Dechlorination | THC-SUSPENDED |  | Switch | 34141 | LSL | x |  | Suspended entity
43994 | TAB-DEW-PSH-0711 | Switch, Pressure,High, Sludge Feed Pump 0711 | TAB-DEW-P-0711 | Switch,Pressure-High | Switch |  | PSH | http://www.toronto.ca/TWONTO#00604 |  | Pump, Sludge Feed 0711
147057 | WTR-RMI-DR-0006 | Door, Hatch, Middle-Southwest | WTR-RMI-AUX | Door | Door |  | DR | http://www.toronto.ca/TWONTO#00286
120610 | THC-ACC-FIT-6141 | Transmitter, Flow, Supply Fan FN-6140 Outlet, 2nd Floor Mech Room #2, Headworks | THC-ACC-AHU-6100 | Meter,Flow,Mass | HVAC |  | FIT | http://www.toronto.ca/TWONTO#00369 |  | Air Handling Unit, Truck Loading Bay, Mech Room #2, Headworks
106758 | TAB-ACC-HE-6401 | Heat Exchanger, Mechanical Room No.5, Old Screen Bldg., P Bldg. | TAB-ACC-1100 | Heat Exchanger | HVAC |  | HE | http://www.toronto.ca/TWONTO#00416 |  | HVAC Heating, P Bldg
94897 | FHO-SES-SQ-8007 | Eye Wash Bottle, Station # 7, TW Building, S2, TRW Gallery South East Valve Alcove | FHO-SES-SQ-0004 | PPE,Eyewash Station | Safety Equipment |  | SQ | http://www.toronto.ca/TWONTO#00328 |  | First Aid
| FCL-RAW WATER BLDG | Building Location | FCL-SPC |  |  |  |  | http://www.toronto.ca/TWONTO#00260 | Process | Process Control Systems - Services Area
138623 | THR-SES-LD-0007S | Base, Exposed for Davit Arm, Primary Tank 3(SUSPENDED) | THR-LD-WA2 | Safety | Safety Equipment | 36032 | LD | x |  | Lifting Devices, Chain Hoist, Come Along & Slings
139133 | THR-THK-PSL-3010 | Switch, Pressure Low, Centrifuge Feed Pump-3010 | THR-THK-P-3010 | Switch,Pressure-Low | Switch |  | PSL | http://www.toronto.ca/TWONTO#00604 |  | Centrifuge Feed Pump
135659 | THR-FT-LSH-4830 | Switch, Level-High, Sump, Gallery T-13, Flood Monitoring System | THR-FT-P-4830 | Switch,Level-High-High | Switch |  | LSH | http://www.toronto.ca/TWONTO#00466 |  | Pump, Sump, Final Tanks, Sump Pit No.34,T-13,Plant Services, Flood Monitoring System
114503 | TAB-PLT-FSL-1451 | Switch, Flow, Low, Repulper Seal Water, Screen Area | TAB-PLT-GDR-1450 | Switch,Flow-Low | Switch |  | FSL | http://www.toronto.ca/TWONTO#00367 |  | Grinder, Repulper, Screenings Wet Well
136586 | THR-GRK-VEH-378254 | Vehicle, Polaris Ranger, Unlicensed, WA3 | THR-GRK-GQ-WA3 | Vehicle,Unlicensed | Vehicle |  | VEH | http://www.toronto.ca/TWONTO#00400
89339 | WTR-RMI-ZS-0045 | Instrument, Door Position Switch, Water Transmission | WTR-RMI-AUX |  | Switch |  | ZS | http://www.toronto.ca/TWONTO#00590 |  | Auxiliary Equipment (Building Facilities)
122508 | THC-DCL-LSH-0601 | Level Switch High, SBSS Feed Tank, Dechlorination | THC-DCL-T-0600 |  | Switch |  | LSH | http://www.toronto.ca/TWONTO#00466 |  | Tank, Feed 2% SBSS, Dechlorination
91067 | FHO-DCL-PSL-0302 | Switch, Pressure-Low, Gaseous Supply Header to Dechlorination Train 3 Sulphonator, Chem. Machine Rm | FHO-DCL-SO-0301 | Switch,Pressure-Low | Switch |  | PSL | http://www.toronto.ca/TWONTO#00604 |  | Sulphonator, Dechlorination Train 3, Chemical Building, Main Floor, Machine Room
64100 | THC-PRM-CH-5200 | Scum Pit,Tank 0900 & 1000, Primary Clarifier | THC-PRM-T-0900 | Tank,Water Elevated | Tank |  | CH | http://www.toronto.ca/TWONTO#00708 |  | Tank, Primary Clarifier
96279 | FIS-ELS-MCC-0600 | MCC,600 V,Filter Building,Mezzanine,West | FIS-ELS-CAB-0603 | Control Panel,MCC | Motor Control Centre |  | MCC | http://www.toronto.ca/TWONTO#00110 |  | ELS Cabinet,600 V,Filter Building,Mezzanine,North MCC Cabinet
113286 | TAB-EL3-MCC-6325 | Motor Control Centre, Gas Compressor Bldg | TAB-EL3-MCC | Control Panel,MCC | Motor Control Centre |  | MCC | http://www.toronto.ca/TWONTO#00110 |  | Motor Control Center- South Substation
12440 | FCL-FLT-SW-1801-SUS | Sweeps, Surface Wash, Filter #18 | FCL-FLT-F-1801 | Filter | Filter | 36647 | SW | x |  | Filter, Carbon Activated, Filter Building, Filter Gallery East
145147 | WTR-PLW-PPE-0103-SUS | SCBA Facemask | WTR-SUSPENDED | PPE,SCBA | Safety Equipment | 47443 | PPE | x |  | Suspended Obsolete entity for storage purpose
76160 | THR-MCS-LD-1395 | Come Along, Work Area 1 | THR-LD-WA3 | Lifting Device,Chain | Lifting Device |  | LD | http://www.toronto.ca/TWONTO#00812 |  | Lifting Devices, Chain Hoist, Come Along & Slings
115605 | TAB-PRM-T-3700 | Sludge Hopper, Valves & Actuators, Primary Tank 10 | TAB-PRM-T | Tank | Tank |  | T | http://www.toronto.ca/TWONTO#00423 |  | D Building - Scum, Sludge Hoppers & Primary Tanks 10-12
9644 | DOS-YCM-PFD-CC | Personal Flotation Device (PFD) - Campisi, Corrado | FAC-YCM-SES | PPE,Harness | Safety Equipment |  |  | http://www.toronto.ca/TWONTO#00561 |  | SAFETY & ENVIRONMENTAL SERVICES
84939 | WTR-PEL-COM-2002 | Communication, Network, Panel, Generator Building, Electrical Room | WTR-PEL-RPU-0003 | Network | System Process Control |  | COM | http://www.toronto.ca/TWONTO#00537 |  | RPU Panel, Generator Building, Electrical Room
121855 | THC-AER-F-6100 | Filter, AER-BL-6100, Inlet, Blowers, Bldg. A | THC-AER-BL-6100 | Filter | Filter |  | F | http://www.toronto.ca/TWONTO#00641 |  | Blower, Aeration
85137 | WTR-PEL-LSL-1601 | Switch, Level, Low, New Oil Tank T-1600, Generator Building, Generator Room | WTR-PEL-T-1600 | Switch,Level-Low | Switch |  | LSL | http://www.toronto.ca/TWONTO#00466 |  | Tank, Non-Pressurized, New Oil, Generator Building, Product Handling Room
106055 | TAB-ACC-CT-1420 | Control Panel, Zone Controller | TAB-ACC-VAV-1420 | Control Panel,HVAC | HVAC |  | CT | http://www.toronto.ca/TWONTO#00746 |  | Heater, Hot Water Reheat Coil, Variable air
96509 | YTF-CW-HU-7401 | H.V.A.C., Humidifier, A Building Office, City Water | YTF-CW | H.V.A.C.,Humidifier | HVAC |  | HU | http://www.toronto.ca/TWONTO#00429 |  | City Water
56327 | FCL-TRW-F-0003 | Filter, Primary Outlet, Air Compressor 0002, Surge Tank Building | FCL-TRW-C-0002 | Filter | Filter |  | F | http://www.toronto.ca/TWONTO#00641 |  | Compressor, Stationary, Surge Tank Building
107278 | TAB-ACC-P-6402 | Pump, Heating Pump, VFD, Mech Room No. 5, Old Screen Bldg., P Bldg. | TAB-ACC-HE-6401 | Pump | HVAC |  | P | http://www.toronto.ca/TWONTO#00626 |  | Heat Exchanger, Mechanical Room No.5, Old Screen Bldg., P Bldg.
50820 | TAB-PRM-FSL-4100 | Switch,Flow,Low | TAB-PRM-P-4100 | Switch,Flow-Low | Switch |  | FSL | http://www.toronto.ca/TWONTO#00367 |  | Pump, Density, Primary Sludge Line2
29 | 34558 | Security Gate, North | TAB-GRK-DR-34556 |  | Grounds |  |  | http://www.toronto.ca/TWONTO#00286 |  | Security Gate, North
97398 | FIS-PCL-FSL-0202-SUS | Switch, Flow-Low, PACL to Backwash Pumps Discharge Header | FIS-SUSPENDED | Sensor,Level | Switch | 38274 | FSL | x |  | Obsolete Entities/Processes
135869 | THR-FT-PSL-2323 | Switch, Pressure-Low, Pump 2323, Secondary Treatment, RAS Pumping - North | THR-FT-P-2323 | Switch,Pressure-Low | Switch |  | PSL | http://www.toronto.ca/TWONTO#00604 |  | Pump, Centrifugal, Secondary Treatment, RAS Pumping - North
81873 | THR-OCS-F-0500E | Filter, Coalescing, Air Handling Units 0500A/B, Ozonator Room, Plant Services, Odour Control System | THR-OCS-D-0500A | Filter | Filter |  | F | http://www.toronto.ca/TWONTO#00641 |  | Dryer, Dessicant, Ozone Generator 3956, Ozonator Room, Plant Services, Odour Control System
81446 | TNT-MCS-SQ-1011 | Sling | TNT-MCS-LD | Lifting Device,Sling | Lifting Device |  | SQ | http://www.toronto.ca/TWONTO#00926 |  | Lifting Devices , cranes/ Portable crane/hoists, come alongs, slings, wire rope, chains
85492 | WTR-PHL-FAK-0004-SUS | First Aid Kit, Truck #065041 | WTR-CENTRAL-SES | Safety,First Aid Kit | Safety Equipment | 47483 | FAK | x |  | Safety & Lifting Devices
77772 | THR-PRM-T-0100 | Tank, Primary Clarification - Primary Tank - South | THR-PRM-T | Tank | Tank |  | T | http://www.toronto.ca/TWONTO#00219 |  | Primary Sedimentation Tanks
29642 | FIS-TRW-MCC-0100-SUS | Motor Control Centre | FIS-SUSPENDED | Switchgear,Indoor | Motor Control Centre | 38434 | MCC | x |  | Obsolete Entities/Processes
116716 | TAB-PWA-SQ-0102 | Spill Kit - Plant Water | TAB-PWA-SQ |  | Safety Equipment |  | SQ | http://www.toronto.ca/TWONTO#00700 |  | Plant Water - Safetry Equipment
50270 | TAB-PLT-STR-9010 | Strainer, Automatic, Self-Cleaning, Plant Water, Grit Hopper Area | TAB-PWA-F | Strainer,Self Cleaning Motorized | Filter |  | STR | http://www.toronto.ca/TWONTO#00710 |  | Plant Water - Filters and Strainers
18168 | FHA-SED-ZSH-0504B | Switch, Limit, Access Hatch Zone 4, Settling Basin T-0501 | FHA-SED-ZSH-0504 |  | Security System |  | ZSH | http://www.toronto.ca/TWONTO#fohur-bugut-lijif-zazom |  | Switch, Limit, Access Hatch Zone 5
76450 | THR-OCS-FSL-3956B | Switch, Flow-Low, Filtered Air Inlet, Ozone Generator 3956, Ozonator Room, Plant Services, Odour Control System | THR-OCS-OZ-3956S | Switch,Flow-Low | Switch |  | FSL | http://www.toronto.ca/TWONTO#00367 |  | Ozone Generator, Odour Control System
| FCL-RAW WATER BLDG | Building Location | FCL-SPC2 |  |  |  |  | http://www.toronto.ca/TWONTO#00260 | Process | Process Control Systems - Equipment
8937 | COL-YKP-DA-0018(S) | Davit Arm-1671141 | YKP-BLD |  | Safety Equipment | 39123 | DA | x |  | Collections - 435 Kipling Ave. Building envelope
| FCL-RAW-WATER-BLDG | Building Location | FCL-EUS |  |  |  |  | http://www.toronto.ca/TWONTO#00260 | Process | Production & End User Support
54968 | TAB-THK-FSL-4310 | Switch,Flow Indication, Polymer inlet to Pump-P-4310 | TAB-THK-P-4310 | Switch,Flow | Switch |  | FSL | http://www.toronto.ca/TWONTO#00367 |  | Pump, Mixed Polymer Feed
| FCL-SEDIMENT-BLDG | Building Location | FCL-EUS |  |  |  |  | http://www.toronto.ca/TWONTO#00260 | Process | Production & End User Support
93463 | FHO-MCS-LD-0119 | Manual Chain Hoist | FHO-MCS-LD | Lifting Device,Hoist,Manual | Lifting Device |  | LD | http://www.toronto.ca/TWONTO#00422 |  | Lifting Devices & Elevators
85026 | THR-THK-RPU-0200 | Remote Processor Unit, STB Control Room (172.22.39.162) | THR-ELS-STB | RPU | Remote Processor Unit |  | RPU | http://www.toronto.ca/TWONTO#00122 |  | Electrical System, Sludge Thickening Building
69731 | THR-BG-LSH-0904 | Switch, Level-High, Liquid in West Dewatering System, Compressor Building, Digester and Natural Gas Supply System | THR-BG | Switch,Level-High | Switch |  | LSH | http://www.toronto.ca/TWONTO#00466 |  | Blended Gas
73792 | THR-ELS-LSH-0008 | Switch,Level-High,Manhole 1 North-East,Manhole Sump Pump CP-0304 Flood Alarm | THR-ELS-CP-0304 |  | Switch |  | LSH | http://www.toronto.ca/TWONTO#00466 |  | Control Panel,Electrical,Outside North-East,Manhole 1 Sump Pump Control Panel
82140 | FHA-SES-SCBA-0024 | Cylinder for Air Pack Ser # OJ 168163 | FHA-SES-SCBA-CYLINDER | PPE,SCBA | Safety Equipment |  | SCBA | http://www.toronto.ca/TWONTO#00582 |  | Breathing Air Tanks (SCBA cylinders)
7816 | COL-PSW-LSL-0106 | Switch, Level-Low | COL-PSW | Switch,Level | Switch | 36087 | LSL | x |  | Swansea Pumping Station
87934 | WTR-PRV-TSH-0001 | Switch,Temperature-High,Building | WTR-PRV-AUX | Switch,Temperature-High | Switch |  | TSH | http://www.toronto.ca/TWONTO#00734 |  | Auxiliary Equipment (Building Facilities)
| FCL-SURGE-TANKS-BLDG | Building Location | FCL-EUS |  |  |  |  | http://www.toronto.ca/TWONTO#00260 | Process | Production & End User Support
107110 | TAB-ACC-HTR-6504 | Heater, Unit, Hot Water, Mechanical Room No. 4, Screen Bldg., P Bldg. | TAB-ACC-HTR-PBLDG | H.V.A.C.,Heater | HVAC |  | HTR | http://www.toronto.ca/TWONTO#00418 |  | Unit Heaters- P Bldg
50269 | TAB-PLT-STR-9000 | Strainer, Automatic, Self-Cleaning, Plant Water, Grit Hopper Area | TAB-PWA-F | Strainer,Self Cleaning Motorized | Filter |  | STR | http://www.toronto.ca/TWONTO#00710 |  | Plant Water - Filters and Strainers
14286 | COL-PHB-LSHH-0104 | Switch, Level High-High | COL-PHB-MISC | Switch,Level | Switch |  | LSHH | http://www.toronto.ca/TWONTO#00466 |  | Miscellaneous Equipment
119846 | TAB-WA2-SQ-8204 | Lock out Tag out and Log book Station | TAB-STR-SQ | PPE | Safety Equipment |  | SQ | http://www.toronto.ca/TWONTO#00657 |  | WA2 Safety Equipment,lifting devices, ladders, Eye Wash station, First Aid Kits, Lock out stations
34794 | COL-YKP-FAK-0005S | First Aid Kit, Truck #067019 (RAM 2500) | COL-YKP-VEH-0005S | Safety,First Aid Kit | Safety Equipment | 41049 | FAK | x |  | Vehicle, Truck #067019 (RAM 2500)
39612 | TAB-ACC-HE-1438 | Heat Exchanger, Hot Water Reheat Coil | TAB-ACC-HTR-1437 | Heat Exchanger | HVAC |  | HE | http://www.toronto.ca/TWONTO#00416 |  | Heater, Hot Water Reheat Coil
25280 | FHO-SPC-RPU-2022 | RPU Panel, Air Scour Blower, Ozone Building, L1, Electrical Room, West Wall | FHO-BW | Controller,PLC | Remote Processor Unit |  | RPU | http://www.toronto.ca/TWONTO#00122 |  | Backwash System
126416 | THC-MCS-LD-0000000013 | ELECTRIC HOIST (insp Liftsafe) | THC-MCS-LD | Lifting Device | Lifting Device |  | LD | http://www.toronto.ca/TWONTO#00422 |  | Mechanical Services, Lifting Device
109638 | TAB-DEW-P-0131 | Pump,DW Sludge | TAB-SUSPENDED ENTITY | Pump | Hydraulic System | 33575 | P | x |  | Suspended entities
44006 | TAB-DEW-PSH-4035 | Switch,pressure,High | TAB-DEW-P-4035 | Switch,Pressure-High | Switch |  | PSH | http://www.toronto.ca/TWONTO#00604 |  | Pump, Centrifugal, Sludge Transfer #1
93324 | FHO-GRK-DR-3011S | Door, (FD-S3-11), Fire Rated, Ozone Building, S3, Meter Room, South East of Pipe Gallery | FHO-GRK-FEQ-0001 | Fire Prevention,Door | Door |  | DR | http://www.toronto.ca/TWONTO#00353
76855 | THR-PLT-FSL-1624 | Switch, Flow, Low, Seal Water, Grit Pump P-1620, Headhouse | THR-PLT-P-1620 | Switch,Flow-Low | Switch |  | FSL | http://www.toronto.ca/TWONTO#00367 |  | Pump, Centrifugal (Dry), Grit, Vortex Prime Tank T-1600, Headhouse
65366 | THC-PRM-ZSH-0977 | Switch, Position High, Mech Home, Valve 0972 | THC-PRM-V-0972 |  | Switch |  | ZSH | http://www.toronto.ca/TWONTO#00590 |  | Valve, Hydraulic Cylinder, Scum Skimmer, Primary Clarifier 0900, SW Plant
26071 | FIS-ACC-DM-3001 | Damper, Actuated, Air Intake to RMF Polymer Storage & Feeder Building, RMF Polymer Storage & Feeder Building, Polymer Storage Room, N/W Corner | FIS-POL-ROOM | Damper/Louver | HVAC |  | DM | http://www.toronto.ca/TWONTO#00142 |  | FIS RMF Polymer Storage Room
119785 | TAB-WA2-SQ-1202 | EE2 - 802D Nylon Sling | TAB-SES-LD | Lifting Device,Sling | Lifting Device |  | SQ | http://www.toronto.ca/TWONTO#00929 |  | WA2 Lifting devices
119680 | TAB-WA1-SQ-1111 | Sling | TAB-WA1-SQ-1000 | Lifting Device,Sling | Lifting Device |  | SQ | http://www.toronto.ca/TWONTO#00926 |  | WA1 Lifting Devices and Slings
55659 | TAB-WA3-SQ-4670 | Lanyard 4' - Ian Singh | TAB-DEW-SQ-0010 | PPE,Lanyard | Safety Equipment |  | SQ | http://www.toronto.ca/TWONTO#00333 |  | WA3 Fall arrest systems portable cranes/hoists, come alongs, slings, wire rope, chains, electrical equipment etc.,
137834 | THR-PRM-PSH-2340 | Switch, Pressure-High, Diischarge, Pump 2340, Sludge Pumping - South | THR-PRM-P-2340 | Switch,Pressure-Low | Switch |  | PSH | http://www.toronto.ca/TWONTO#00604 |  | Pump, Centrifugal, Sludge, South Primary Station 3
77726 | THR-PRM-PSH-2221 | Switch, Pressure-High, Discharge, Pump 2221, Sludge Pumping - South | THR-PRM-P-2221 | Switch,Pressure-Low | Switch |  | PSH | http://www.toronto.ca/TWONTO#00604 |  | Pump, Centrifugal, Sludge, South Primary Station 2
50821 | TAB-PRM-FSL-5001 | Switch ,Flow, Low,Hot Water Recirculation , Scum Hopper T-2100 | TAB-PRM-T-2100 | Switch,Flow | Switch |  | FSL | http://www.toronto.ca/TWONTO#00367 |  | Hopper, Scum - Primary Tank 1-2
8901 | COL-YKP-DA-0005S | Davit Arm Assembly with Upper Arm-150959 | COL-W-OBSOLETE | Safety | Safety Equipment | 45971 | DA | x |  | Col West Obsolete Entities
146343 | WTR-PSC-MCC-0101 | Motor Control Center, Bus 0101 | WTR-PSC-TR-0301 | Control Panel | Motor Control Center |  | MCC | http://www.toronto.ca/TWONTO#00110 |  | Transformer, Power, SST1
70055 | THR-CG-T-1103 | Tank, High Pressure Air Storage, Engine Air Starting System | THR-AI-C | Tank | Tank | 34868 | T | x |  | Compressors, Instrument & Service Air
126512 | THC-MCS-SM-0180 | Machine Tool,Milling Machine, Building A | THC-MCS-MEQ | Machine Tool,Milling Machine | Tool |  | SM | http://www.toronto.ca/TWONTO#00703 |  | Machine Shop and Equipment
133831 | THR-DIS-CHL-1251 | Chlorinator, Chlorination Building, Disinfection, Chlorination System | THR-DIS-EV | Chemical Feeder,Gas | Chemical Feeder | 34317 | CHL | x |  | Disinfection, Chlorine Evaporator
26342 | FHO-SES-SQ-6053 | High Voltage Safety Equipment, Insulated Gloves, Class 0, Serial Number 0777, Tony Pu | FHO-SES-SQ-1000 | PPE,Insulated Glove | Safety Equipment |  | SQ | http://www.toronto.ca/TWONTO#00653 |  | High Voltage Insulated Gloves
132931 | THR-DIG-SSH-5119A | Switch, Speed-High, Digester Gas Mixing, Tank 0100, Solids Treatment, Digester Tanks 1-6 | THR-DIG-MX-0100 | Switch,Speed-High | Switch |  | SSH | http://www.toronto.ca/TWONTO#00699 |  | Digester Gas Mixing, Digester Tank 0100
87927 | WTR-PRV-T-0601 | Tank,Oil,Pump 0600 Bearing Lubrication | WTR-PRV-P-0601 | Tank | Tank |  | T | http://www.toronto.ca/TWONTO#00211 |  | Pump,Centrifugal,Oil Lubrication,Pump 0600 Bearings
89134 | FHO-SPC-RPU-2043_SUSP | RPU - Old surge building | FHO-BW | Controller,PLC | Remote Processor Unit | 35489 | RPU | x |  | Backwash System
135245 | THR-FPW-FSL-1042 | Switch, Flow-Low, WAS Pumps Seal Water | THR-FPW-FW | Switch,Flow-Low | Switch |  | FSL | http://www.toronto.ca/TWONTO#00367 |  | Filtered Plant Water, Flushing Water
86062 | FHA-WWW-T-4081 | Tank, Decant, RMF, Dicant Tanks Area | FHA-WWW-DECANT | Tank | Tank |  | T | http://www.toronto.ca/TWONTO#00675 |  | Decant Tanks
5826 | COL-PLB-LSH-0303 | Switch,Level, High, Wet Well #3 | COL-PLB-WEL-0300 | Switch,Level-High-High | Switch |  | LSH | http://www.toronto.ca/TWONTO#00466 |  | Wet Well
106654 | TAB-ACC-FSL-3431 | Switch,Flow,Low,Glycol From Pump | TAB-ACC-P-3431 | Switch,Flow | Switch |  | FSL | http://www.toronto.ca/TWONTO#00367 |  | Pump, Circulating, Glycol,Filter Bldg, S-6 & S-7,PG38-1,
70445 | THR-CW-SQ-0104S | Eyewash and Shower Station, North West Odour Control | THR-EWSS-WA1 | Safety,Eye wash | Safety Equipment | 39396 | SQ | x |  | Eyewash and Shower Station, Work Area 1
130189 | THR-ACC-NR-788 | HVAC, Heater Unit & Fan,Chlorine Bldg | THR-ACC-DIS | H.V.A.C.,Heater,Unit | HVAC |  | NR | http://www.toronto.ca/TWONTO#00418 |  | Air Conditioning, HVAC, Chlorine Building
26848 | FHO-TRW-T-0001 | Tank, Surge, District 1E1, Surge Building, S4, Tank Room | FHO-TRW- SURGE | Vessel,Pressure,Surge | Tank |  | T | http://www.toronto.ca/TWONTO#00629 |  | Surge Protection System
4963 | COL-PMM-FN-0007 | Fan, Exhaust | COL-PMM | Fan | HVAC |  | FN | http://www.toronto.ca/TWONTO#OWLClass_binid-posum-pozar-motav |  | Mimico Pumping Station
107526 | TAB-ACC-T-5051 | Tank, Expansion, Glycol Line, (HVAC), Digester Gas Control Building | TAB-ACC-P-5051 | Tank | Tank |  | T | http://www.toronto.ca/TWONTO#00325 |  | Pump, Circulating, Glycol, HWCP -4, New Gas Control Building Basement, Mid Section
67432 | THC-ITS-COM-2503 | Termination Panel,Plant Stores,Utility Room | THC-ITS-COM-2502 |  | Network |  | COM | http://www.toronto.ca/TWONTO#00537 |  | Telecommunication Enclosure,Plant Stores,Utility Room
147022 | WTR-RMI-DS-0101 | Switch, Fused Disconnect, Water Transmission | WTR-RMI-ELS |  | Switch |  | DS | http://www.toronto.ca/TWONTO#00594 |  | Electrical System
134975 | THR-ELS-SQ | Electrical Safety Equipment, Gloves, Hot Stick, HVT & Megger | THR-ELS | Safety | Safety Equipment |  |  | http://www.toronto.ca/TWONTO#00653 |  | Electrical Power System
120843 | THC-ACC-HTR-0201 | Heating infloor, Heating coil, Hot Water, Office, WA2 Workshop | THC-GRK-STRC-0200 | Air Handling Unit | HVAC |  | HTR | http://www.toronto.ca/TWONTO#00420 |  | Workshop, WA2, Building X
129286 | THC-THK-RPU-1604 | RPU,WAS Thickening (3) | THC-THK-ELS | Control Panel,Instrumentation | Remote Processor Unit |  | RPU | http://www.toronto.ca/TWONTO#00122 |  | TWAS Elecftrical equipment Sludge Thickening
54983 | TAB-THK-LSHH-8049A | Switch, Level High-High, Flotation Bldg, Basement, North Sump | TAB-THK-P-8049 |  | Switch |  | LSHH | http://www.toronto.ca/TWONTO#00466 |  | Pump,Sump
113492 | TAB-ELS-SQ-6167 | Electrical - Rubber Insulating Gloves Class 1 | TAB-ELS-SQ-GLOVE | PPE,Insulated Glove | Safety Equipment |  | SQ | http://www.toronto.ca/TWONTO#00653 |  | High Voltage Gloves
58130 | THC-ACC-AIT-6101 | Transmitter, Smoke Detection, Truck Loading Bay, 2nd Floor Mech Room #2, Headworks | THC-ACC-AHU-6100 | Analyzer | HVAC |  | AIT | http://www.toronto.ca/TWONTO#00362 |  | Air Handling Unit, Truck Loading Bay, Mech Room #2, Headworks
21457 | FHO-DEW-T-0102 | Interceptor Tank, Water Collection -Level S10 | FHO-DEW | Tank,Reservoir | Tank |  | T | http://www.toronto.ca/TWONTO#00449 |  | Dewatering & Drainage
76891 | FHA-FL-T-0301 | Tank 3, Flouride Storage - CAP: 27276 L - Steel Welded Tank - | FHA-SUSPENDED | Tank | Tank | 33481 | T | x |  | Suspended Obsolete entity for storage purpose
18148 | FHA-SED-ZSH-0404E | Switch, Limit, Access Hatch Zone 4, Settling Basin T-0401 | FHA-SED-ZSH-0404 |  | Security System |  | ZSH | http://www.toronto.ca/TWONTO#fohur-bugut-lijif-zazom |  | Switch, Limit, Access Hatch Zone 4
48003 | TAB-EL3-MCC-6356 | Motor Control Centre, Digester 19-22 bldg | TAB-EL3-MCC-6323 |  | Motor Control Centre |  | MCC | http://www.toronto.ca/TWONTO#00110 |  | Motor Control Centre, Digester 19-22 bldg
4649 | COL-PHB-LS-0102 | Switch, Level-High | COL-PHB | Switch,Level | Switch |  | LS | http://www.toronto.ca/TWONTO#00466 |  | Humber Sewage Pumping Station
14477 | FCL-SES-EYE-0001 | Eyewash Station, Plumbed Raw Water Pump Room Basement beside Alum Skids | FCL-SES | PPE,Eyewash Station | Safety Equipment |  | EYE | http://www.toronto.ca/TWONTO#00307 |  | Safety and Environmental Services
58562 | THC-ACC-DM-1181A | Damper,Motorized | THC-PRM-BLDG-HPU1100 | Fan | HVAC |  | DM | http://www.toronto.ca/TWONTO#00142 |  | HPU Building 11
127187 | THC-PLT-MSL-0720 | Switch, Motion , Low, Conveyor, Screen Room, Screenings Conveyance | THC-PLT-CV-0720 |  | Switch |  | MSL | http://www.toronto.ca/TWONTO#00530 |  | Conveyor, Screw, Screen Room, Screenings Conveyance
| MAIN-353 | Main 353 | WTR-MT3 |  |  |  |  | http://www.toronto.ca/TWONTO#00804 | Sub-Process | Work Area 3 WEST Mains and Chambers
65073 | THC-ELS-LP-1303 | Panel,Lighting,Sub-Basement,Thickening Building | THC-ELS-MCC-1301 | Control Panel,Lighting | Power Distribution Panel |  | LP | http://www.toronto.ca/TWONTO#00477 |  | Motor Control Centre,Thickening Building
85036 | WTR-PEL-FSL-0401 | Switch, Flow-Low, Fan 0401 | WTR-PEL-FN-0401 | Switch,Flow-Low | Switch |  | FSL | http://www.toronto.ca/TWONTO#00367 |  | Fan, Supply, Air, Pump 0400
55596 | TAB-WA2-SQ-2029 | Spill Response Kit, Oil Off Water | TAB-SUSPENDED ENTITY | Spill Kit | Safety Equipment | 34527 | SQ | x |  | Suspended entities
76076 | THR-MCS-LD-0393 | Come Along, Work Area 4 | THR-LD-WA4 | Lifting Device,Chain | Lifting Device |  | LD | http://www.toronto.ca/TWONTO#00812 |  | Lifting Devices, Chain Hoist, Come Along & Slings
59389 | THC-DIG-LSH-0115 | Switch,Level-High, Sump Pump 0115,Sludge Holding Tanks | THC-DIG-P-0115 | Switch,Level | Switch |  | LSH | http://www.toronto.ca/TWONTO#00466 |  | Pump,Centrifugal,Sump,Old Digesters
117977 | TAB-SES-LTG-2282E | Lighting, 2 LED heads, Tunnel 'J' | TAB-STR-SQ | Lighting | Safety Equipment |  | LTG | http://www.toronto.ca/TWONTO#00934 |  | WA2 Safety Equipment,lifting devices, ladders, Eye Wash station, First Aid Kits, Lock out stations
38979 | TAB-ACC-CU-6410 | Air Conditioner, Outdoor, Old Screen Bldg., P Bldg. | TAB-ACC-CI | H.V.A.C.,Air Conditioner | HVAC |  | CU | http://www.toronto.ca/TWONTO#00236 |  | Chiller and Air Coolers
76080 | THR-MCS-LD-0510 | Chain Hoist, Manual, with Monorail, Primary Pumping Station 1, Work Area 2-Susp | THR-LD-WA2 | Lifting Device,Chain | Lifting Device | 36028 | LD | x |  | Lifting Devices, Chain Hoist, Come Along & Slings
43689 | TAB-DEW-HPU-6002 | Power Pack, Hydraulic, Sludge Cake Power Pack for Conveyor DEW-CV-6018 & Pump DEW-P-6002, DEW Level 2 | TAB-DEW-T-6002 | Tank | Hydraulic System |  | HPU | http://www.toronto.ca/TWONTO#00433 |  | Tank, Dewatered Solids Silo DEW-T-6002 West, DEW Bsmt
139376 | THR-WA1-LD-0015 | Sling, Braided Wire Rope, Work Area 1 (WIRE ROPE SLING SIZE; 3/8" X2') | THR-LD-WIRE-WA1 | Lifting Device,Sling | Lifting Device |  | LD | http://www.toronto.ca/TWONTO#00927 |  | Slings, Wire Rope, Work Area 1
| FHA-ADMIN-BLDG | Building Location | FHA-EUS |  |  |  |  | http://www.toronto.ca/TWONTO#00260 | Process | Production & End User Support
55701 | TAB-WA4-SQ-1211 | Sling, Nylon, Sling Tech (S/N 28213) 3 Ft. | TAB-WA4-SQ-0010 |  | Lifting Device |  | SQ | http://www.toronto.ca/TWONTO#00929 |  | WA4 Fall arrest systems
9560 | DOS-YCM-VEH-76014 | 2013 FORD F350 - Vehicle Unit# 76014 | FAC-YCM-VEH | Vehicle,Licensed | Vehicle |  | VEH | http://www.toronto.ca/TWONTO#00564
80240 | FHA-SED-ZSH-0103 | Switch, Limit, Access Hatch Zone 1, | FHA-SED |  | Security System |  | ZSH | http://www.toronto.ca/TWONTO#fohur-bugut-lijif-zazom |  | Sedimentation
81507 | TNT-MCS-SQ-1040 | Sling | TNT-MCS-LD | Lifting Device,Sling | Lifting Device |  | SQ | http://www.toronto.ca/TWONTO#00926 |  | Lifting Devices , cranes/ Portable crane/hoists, come alongs, slings, wire rope, chains
18671 | FHA-SES-SQ-0066 | Safewaze 3512-0241 6’ shock absorber lanyard Ser 77579 | FHA-SES |  | Safety Equipment |  | SQ | http://www.toronto.ca/TWONTO#00333 |  | Safety & Environmental Services
112738 | TAB-EL1-MCC-6633 | Motor Control Centre, 600V - Grit 7-12 | TAB-EL1-MCC-6632 | Control Panel,MCC | Motor Control Centre |  | MCC | http://www.toronto.ca/TWONTO#00110 |  | Motor Control Centre 600V - P Bldg.
34145 | COL-YKP-DA-16072S | Davit Upper Arm-16072 | COL-YKP-DA-0002S | Safety | Safety Equipment | 45516 | DA | x |  | Davit Arm Assembly with Upper Arm-16072
115450 | TAB-PRM-FSL-7003 | Switch ,Flow, Low,Exhaust Air, FN7003 | TAB-PRM-T-2300 | Switch,Flow | Switch |  | FSL | http://www.toronto.ca/TWONTO#00367 |  | Hopper, Scum - Primary Tank 5-6
98325 | FIS-SPC-CPU-1710 | Computer, Client SCADA Server, Raw Water Pumping Station, South | FIS-FILTER BLDG |  | Communications Equipment |  | CPU | http://www.toronto.ca/TWONTO#00548 |  | Building Location
3823 | COL-PCF-LSH-0103 | Switch Level, High, Wet Well | COL-PCF-WEL-0100 | Switch,Level-High | Switch |  | LSH | http://www.toronto.ca/TWONTO#00466 |  | Wet Well
3143 | COL-MTI-T-2901 | Tank, Nitrogen-Charged Piston Accumulator, Pressurized Hydraulic Fluid Storage, MTI Chamber CH-2900 | COL-MTI-CH-2900 | Tank | Tank |  | T | http://www.toronto.ca/TWONTO#00211 |  | Chamber,Roxton St. Control Chamber No.29, MTI
106607 | TAB-ACC-FSL-0050 | Switch, Flow, Low, Air, Exhaust Fan 0050, Grit Bldg. Rooftop | TAB-ACC-FN-0050 | Switch,Flow-Low | Switch |  | FSL | http://www.toronto.ca/TWONTO#00367 |  | Fan, Exhaust, Exist. Screen Room Roof
106760 | TAB-ACC-HE-6405 | Heat Exchanger, Heating Coil box, Pump Room, Grit Bldg., P Bldg. | TAB-ACC-HTR-PBLDG | Heat Exchanger | HVAC |  | HE | http://www.toronto.ca/TWONTO#00416 |  | Unit Heaters- P Bldg
| FHA-DECOM | Building Location | FHA-EUS |  |  |  |  | http://www.toronto.ca/TWONTO#00260 | Process | Production & End User Support
94774 | FHO-SES-SCBA-0024 | Cylinder, SCBA, Air Pack, 2216 PSI, Ser #OJ-379577 | FHO-SES-SQ-0003 | PPE,SCBA | Safety Equipment |  | SCBA | http://www.toronto.ca/TWONTO#00582 |  | Breathing Air Tanks
61178 | THC-ELS-SQ-6322331 | Spares, Electrical Safety rubber gloves, High Voltage, Class 0, # 6322331 | THC-SES-SQ | PPE,Insulated Glove | Safety Equipment |  | SQ | http://www.toronto.ca/TWONTO#00653 |  | Safety Equipment
11786 | FCL-DCL-FSL-0003B-SUS | Switch, Flow Low, Discharge, FCL-BEFORE SO2 Sample Pump 0001B, Sampling Pumps | FCL-SUSPENDED | Switch,Flow-Low | Switch | 36428 | FSL | x |  | Suspended entity
54543 | TAB-STR-T-4003R | Tank , Reservoir Aux Oil, Blower 4003 | TAB-STR-BL-4003 | Tank,Reservoir | Tank |  | T | http://www.toronto.ca/TWONTO#00211 |  | Blower #4003
11861 | FCL-ELS-MCC-1021-SUS | Control Panel, MCC, Dry Chemical Building, Electrical Switchgear Room | FCL-ELS-PS-0001 | Control Panel,MCC | Motor Control Center | 36554 | MCC | x |  | Uninterruptible Power Supply,High Lift Bldg - Switchgear Room,LP-0001
79449 | THR-THK-PLQ1 | Plumbing, Thickening, Work Area 1 | THR-THK-GRK1 |  | Plumbing |  |  | http://www.toronto.ca/TWONTO#00572 |  | Thickening, Ground & Structural
58505 | THC-ACC-DM-0188 | Damper,Motorized,Exhaust Fan FN-0188,Boiler Building,North Zone 1 | THC-ACC-FN-0188 | Damper/Louver | HVAC |  | DM | http://www.toronto.ca/TWONTO#00142 |  | Fan,Centrifugal,Boiler Building,North Zone 1
73422 | FHO-DOZ-INJ-3101 | Injector, ORP Analyzer AIT-3101 Sampling, Ozone Building, S2, Access/Sampling Area 1 | FHO-DOZ-AIT-3101 |  | Injector |  | INJ | http://www.toronto.ca/TWONTO#00294 |  | Analyzer, Ozone, Dissolved Ozone in Water, Contact Tank T-2100, Ozone Building, S2, Access/Sampling Area 1
80289 | FHA-SED-ZSH-0305F | Switch, Limit, Access Hatch Zone 5, Settling Basin T-0301 | FHA-SED-ZSH-0305 |  | Security System |  | ZSH | http://www.toronto.ca/TWONTO#fohur-bugut-lijif-zazom |  | Switch, Limit, Access Hatch Zone 3
41065 | TAB-ACC-PDS-3918A | Switch,Pressure ,Filter, AHU3918 | TAB-ACC-AHU-3918SUS | Switch,Pressure | Switch |  | PDS | http://www.toronto.ca/TWONTO#00604 |  | AHU, Heat Recovery Bldg
107381 | TAB-ACC-PSH-0200 | Switch, Pressure, High, Filter, AHU-0200, Exist. Grit Bldg. Rooftop | TAB-ACC-AHU-0200 | Switch,Pressure-High | Switch |  | PSH | http://www.toronto.ca/TWONTO#00604 |  | Air Handling Unit, Old D Bldg. Rooftop
112932 | TAB-EL1-TS-6510A | Uninterruptible Power Supply A,Transfer Switch,North Substation,1st Floor,East Wall | NORTH SUBSTN_1ST FLR | Switch | Switch |  | TS | http://www.toronto.ca/TWONTO#00754 |  | MSA Substation,1st Floor
106269 | TAB-ACC-DM-6546 | Damper, Motorized, Outside Air, AHU-6530,6540, 6550 & 6560, Mech. RM No. 3, Screen Bldg., P Bldg. | TAB-ACC-AHU-6530 | Damper/Louver | HVAC |  | DM | http://www.toronto.ca/TWONTO#00142 |  | Air Handling Unit, Mechanical Room no.3, Screen Bldg., P Bldg.
61968 | THC-GRK-SS | Security System | THC-GRK |  | Security System |  |  | http://www.toronto.ca/TWONTO#00673 |  | Buildings & Grounds
106075 | TAB-ACC-CU-0402 | Condensing Unit, Bio-Solid Bay, Workshop Roof | TAB-ACC-AHU | Air Handling Unit | Condensing Unit |  | CU | http://www.toronto.ca/TWONTO#00236 |  | Air Handling Unit & Supply Fan
147454 | WU2013A | Cylinder, Exp Tank Nitrogen, 814B | TAB-SLD-P | Container | Tank |  |  | http://www.toronto.ca/TWONTO#00582 |  | Pelletizer Bldg. - Thermal Oil Heating System, Pumps, Strainer & Expanasion Tanks
107184 | TAB-ACC-MEQ-6506 | Mechanical Equipment, Electronic Trap Priming, Mechanical Room No. 2, Screen Bldg., P Bldg. | TAB-PLT-PLQ-P | Building Service,Floor Drain | Plumbing |  | MEQ | http://www.toronto.ca/TWONTO#00757 |  | Plumbing, General, P Bldg Prelim Treatment
136574 | THR-GRK-WA2 | Building & Grounds Work Area 2 | THR WORK AREA 2 |  | Grounds |  |  | http://www.toronto.ca/TWONTO#00010 |  | Liquid Handling
62512 | THC-MCS-CRN-6001 | Crane, Screen Room, Headworks | THC-PLT-BLDG-0001 | Lifting Device,Hoist,Electrical | Tool |  | CRN | http://www.toronto.ca/TWONTO#00251 |  | New Head House, preliminary process
52649 | TAB-PWA-F-0437A | Filter, Auto Backwash, Plant Water to Polymer Mixing Tank, No. 1 | TAB-PWA-F | Filter | Filter |  | F | http://www.toronto.ca/TWONTO#00146 |  | Plant Water - Filters and Strainers
126219 | THC-INC-T-2083 | Tank, Air Receiver, Compressed Air System, Bldg. M | THC-MCS-MEQ-0005 | Tank,Reservoir | Tank |  | T | http://www.toronto.ca/TWONTO#00606 |  | Mechanical Equipment, Building M
129279 | THC-THK-T-5991 | Tank,Collection,Polymer Room Floor Drain,Thickening Building | THC-THK-TWAS | Tank | Tank |  | T | http://www.toronto.ca/TWONTO#00211 |  | Waste Activated Sludge Thickening
120871 | THC-ACC-HTR-0254 | Heater, Perimeter. Admin Building, Ground Floor, Project Management Corridor 117 | THC-ACC-AHU-0081 |  | HVAC |  | HTR | http://www.toronto.ca/TWONTO#00418 |  | Air handling Unit, Ground Floor South Zone(Project Management), Admin Building Roof
| MAIN-354 | Main 354 | WTR-LWA |  |  |  |  | http://www.toronto.ca/TWONTO#00804 | Sub-Process | Work Area 2 Central Mains and Chambers
53212 | TAB-SA-T-1601 | Tank, Chemical, Auxiliary Systems Building, 2nd Floor | TAB-SA-P-1800A | Tank | Tank |  | T | http://www.toronto.ca/TWONTO#00211 |  | Pump, Primary, Glycol, Auxiliary Systems Building, 2nd Floor
127046 | THC-PLT-CP-0901 | Panel, Control, Pneumatic Valves, Grit Pumping System, Screenings and Grit Conveyance | THC-PLT-P-0920 | Control Panel,Operator | Pneumatic System |  | CP | http://www.toronto.ca/TWONTO#00578 |  | Pump, Grit Slurry, Vortex Grit Pipe Gallery, Grit Removal
39063 | COL-YKP-SRL-0035 | Self Retrieval Line -PC7292 | COL-W-OBSOLETE |  | Safety Equipment | 39001 | SRL | x |  | Col West Obsolete Entities
21869 | COL-PKP-MCC-0001 | Motor Control Center | COL-PKP-MISC |  | Motor Control Centre |  | MCC | http://www.toronto.ca/TWONTO#00110 |  | Miscellaneous Equipment
119884 | TAB-WA3-SQ-1332 | Self Retracting Lifeline, 100Ft. | TAB-DEW-SQ-0010 | PPE,Lanyard | Safety Equipment |  | SQ | http://www.toronto.ca/TWONTO#00677 |  | WA3 Fall arrest systems portable cranes/hoists, come alongs, slings, wire rope, chains, electrical equipment etc.,
107500 | TAB-ACC-T-1050 | Tank, Expansion, Glycol | TAB-ACC-HE-1040 | Tank | Tank |  | T | http://www.toronto.ca/TWONTO#00325 |  | Heat Exchanger, Hot Water/Glycol Heating System, New Screen Room
34154 | COL-YKP-DA-1671136 | Davit Mast -1671136 | COL-YKP-DA | Safety | Safety Equipment |  | DA | http://www.toronto.ca/TWONTO#00331 |  | Davit Arm Assembly
119574 | TAB-WA1-LD-1224 | Chain Pulley Block | TAB-WA1-SQ-1000 | Lifting Device | Lifting Device |  | LD | http://www.toronto.ca/TWONTO#00422 |  | WA1 Lifting Devices and Slings
9065 | COL-YKP-DA-1671143 | Davit Mast -1671143 | COL-YKP-DA-0021S | Safety | Safety Equipment |  | DA | http://www.toronto.ca/TWONTO#00331 |  | Davit Arm Assembly with Upper Arm-1671155
58585 | THC-ACC-DM-5902 | Louver,Disinfection Bldg,Roof | THC-ACC-BLDG G |  | HVAC |  | DM | http://www.toronto.ca/TWONTO#00142 |  | Air Treatment Building HVAC
18212 | FHA-SES-EYE-0002 | Eyewash Station, Plumbed | FHA-SES-SQ-0008 | PPE,Eyewash Station | Safety Equipment | 33415 | EYE | x |  | Eyewash Stations & Showers
26293 | FHO-GRK-DR-2046S | Door, (FD-S2-46), Fire Rated, Ozone Building, S2, Dispersion Pump Room, North to Outdoor | FHO-GRK-FEQ-0001 | Fire Prevention,Door | Door |  | DR | http://www.toronto.ca/TWONTO#00353
106320 | TAB-ACC-F-6451 | Filter, Prefilter, AHU-6450, Primary Tank Operating Gallery, Ground, East Side | TAB-ACC-AHU-6450 | Filter | HVAC |  | F | http://www.toronto.ca/TWONTO#00641 |  | Air Handling Unit, Primary Tank Operating Gallery, Ground, East Side
139402 | THR-WA1-LD-329-2 | Sling, Nylon, Work Area 1 (NYLON BELT SLING SIZE; 1" X 3', CAPACITY 3200 LBS,SN 1453329-2) A | THR-LD-NYLN-WA1 | Lifting Device,Sling | Lifting Device |  | LD | http://www.toronto.ca/TWONTO#00929 |  | Slings, Nylon, Work Area 1
114797 | TAB-PLT-PSL-0371 | Switch, Pressure Low, Grit Slurry, Hydrocyclone CYC-0370 Inlet, Grit Handling Area, P Bldg. | TAB-PLT-CYC-0370 | Switch,Pressure-Low | Switch |  | PSL | http://www.toronto.ca/TWONTO#00604 |  | Hydrocyclone, Grit Handling Area, P Bldg.
50023 | TAB-PLT-MSL-0500 | Switch, Motion Low, Grit Conveyor CV-0500, Grit Tank Area, Grit Bldg., P Bldg. | TAB-PLT-CV-0500 | Switch,Motion | Switch |  | MSL | http://www.toronto.ca/TWONTO#00530 |  | Conveyor, Screw, Submersible, Grit Removal, Tank T-0500, Grit Bldg., P Bldg.
6931 | COL-PRG-LSL-0102 | Switch, Level-Low | COL-PRG-MISC | Switch | Switch |  | LSL | http://www.toronto.ca/TWONTO#00466 |  | Miscellaneous Equipment
78760 | THR-SES-SCBA-0501 | SCBA 30 Minutes Pack | THR-SES-SCBA | Safety | Safety Equipment |  | SCBA | http://www.toronto.ca/TWONTO#00123 |  | Self Contained Breathing Apparatus
144117 | WTR-PHL-MEQ-0001 | Laser Alignment Tool, S/N 127153 | WTR-PHL-AUX |  | Tool |  | MEQ | http://www.toronto.ca/TWONTO#00747 |  | Auxiliary Equipment (Building Facilities)
86575 | WTR-PKL-TSH-0001 | Switch,Temperature-High, Building Alarm | WTR-PKL-AUX | Switch,Temperature-High | Switch |  | TSH | http://www.toronto.ca/TWONTO#00734 |  | Auxiliary Equipment (Building Facilities)
136935 | THR-OCS-LSHH-2275 | Switch, Level, High-High, Drain Sump, North Biofilter | THR-OCS-BIOFILTER NORTH | Switch,Level-High-High | Switch |  | LSHH | http://www.toronto.ca/TWONTO#00466 |  | Biofilter, North Odour Control, North plant
119963 | TAB-WA4-SQ-3424 | Harness, Safety - 10072479 | TAB-WA4-SQ-0010 |  | Safety Equipment |  | SQ | http://www.toronto.ca/TWONTO#00332 |  | WA4 Fall arrest systems
91357 | FHO-DOZ-PSH-0500 | Switch, Pressure, High, Air Storage Tank T-0500, Ozone Building, S2, RW Process Room, Nitrogen Skid | FHO-DOZ-T-0500 | Switch,Pressure-High | Switch |  | PSH | http://www.toronto.ca/TWONTO#00604 |  | Tank, Air Storage, Ozone Building, S2, Raw Water Process Room, Nitrogen Skid
3053 | COL-MTI-T-2001 | Tank 1, Nitrogen-Charged Piston Accumulator, Pressurized Hydraulic Fluid Storage, MTI Chamber CH-2000,Victoria St. Control Chamber No.20, MTI | COL-MTI-CH-2000 |  | Tank |  | T | http://www.toronto.ca/TWONTO#00211 |  | Chamber,Victoria St. Control Chamber No.20, MTI
83 | 50679 | Emerg. Eyewash & Shower Stns, Dig Tanks 19-22 | TAB-DIG-STRC-19-22 | PPE,Eyewash Station | Safety Equipment |  |  | http://www.toronto.ca/TWONTO#00308 |  | Digester Tanks 19-22 - Drains, Electrical Service(110/220V), UPS,Lighting, Plumbing
53590 | TAB-SES-LTG-2282 | Lighting, Emergency, Battery Unit, 2 LED heads, Tunnel 'J' | TAB-SUSPENDED ENTITY | Lighting,Emergency | Safety Equipment | 41308 | LTG | x |  | Suspended entities
49025 | TAB-OCS-DM-6751 | Damper, Foul Air, Biofilter F-6750 Inlet, Biofilter Area, P Bldg. | TAB-OCS-F-6750 | Damper/Louver | Gas Collection |  | DM | http://www.toronto.ca/TWONTO#00142 |  | Biofilter, Odour Control, Biofilter Area, P Bldg,.
129288 | THC-THK-RPU-1606 | RPU,Polymer Make-up,WAS Thickening Building (2) | THC-GRK-DR-J | Control Panel,Instrumentation | Remote Processor Unit |  | RPU | http://www.toronto.ca/TWONTO#00122 |  | Doors, Building J
109095 | TAB-CW-FSH-0640 | Switch,Flow,High,Eye Wash Station,North Substation,Battery Room, North Wall | NORTH SUBSTN_BTTRY RM | Safety,Eye wash | Safety Equipment |  | FSH | http://www.toronto.ca/TWONTO#00367 |  | MSA Substation,Battery Room
51687 | TAB-GRK-VEH-378215SUS | John Deere, Gator 6X4, WA-3 | TAB-GRK | Vehicle,Unlicensed | Vehicle | 47467 | VEH | x
123702 | THC-DIG-TSH-0743 | Switch,Temperature-High,Discharge,Primary Digester Gas MIxing,C-0737,Gas Low Pressure System,Building U | THC-DIG-C-0737 | Switch,Temperature | Switch |  | TSH | http://www.toronto.ca/TWONTO#00734 |  | Compressor,Sliding Vane,Primary Digester Gas MIxing,PD-0700,Gas Low Pressure System,Building U
128751 | THC-SES-MEQ-1205 | Anchor,Fall Arrest,HPU1200 Building,Roof | THC-PRM-BLDG-HPU1200 | PPE | Safety Equipment |  | MEQ | http://www.toronto.ca/TWONTO#hulol-galof-pivol-pojum |  | HPU Building 12
121741 | THC-ACC-V-6088 | Valve, Butterfly, Manual, Glycol Supply, Lower Level 2 Blower Room, Headworks | THC-ACC-HE-6001 | Valve,Butterfly | HVAC |  | V | http://www.toronto.ca/TWONTO#00781 |  | Heat Exchanger, Heating Glycol System, Lower Level 2 Blower Room, Headworks
131081 | THR-AER-PSLL-1811 | Switch, Pressure-Low-Low, Lube Oil, Blower 1811, Secondary Treatment, Aeration Blower System - North | THR-AER-BL-1811 | Switch,Pressure-Low | Switch |  | PSLL | http://www.toronto.ca/TWONTO#00604 |  | Blower, Centrifugal, Secondary Treatment, Aeration Blower System - HPBB
55602 | TAB-WA2-SQ-5782 | Body Harness, Claudio | TAB-WA2-SQ-0001 | PPE,Harness | Safety Equipment |  | SQ | http://www.toronto.ca/TWONTO#00332 |  | Fall Arrest System , Tripod and SRL
105894 | TAB-ACC-AHU-1239 | Heating Coil, Flotation Bldg | TAB-ACC-AHU | H.V.A.C.,Heater | HVAC |  | AHU | http://www.toronto.ca/TWONTO#00420 |  | Air Handling Unit & Supply Fan
144186 | WTR-PHL-PPE-0012-SUS | SCBA Facemask - Farshad Setoodeh | WTR-CENTRAL-SES | PPE,SCBA | Safety Equipment | 47433 | PPE | x |  | Safety & Lifting Devices
73952 | THR-ELS-SQ-9494 | Electrical Rubber Gloves, PPE Issued to Prashant Chokshi 5kV | THR-ELS-SQ-ERG | Safety | Safety Equipment |  | SQ | http://www.toronto.ca/TWONTO#00653 |  | Electrical Rubber Gloves, Safety Equipment
19154 | FHO-ACC-F-0601 | Filter, Dry Air, Raw Water HVAC Fan FN-0601, Admin Building, L2, East Wing, Mechanical Room | FHO-ACC-FN-0601 |  | Filter |  | F | http://www.toronto.ca/TWONTO#00641 |  | Fan, Fresh Air Supply, Raw Water Dehumidifier, L2 Admin Building, East Wing, Mechanical Room
55639 | TAB-WA3-LD-8508 | Sling, Nylon, 8 FT | TAB-DEW-SAFETY | PPE | Lifting Device |  | LD | http://www.toronto.ca/TWONTO#00929 |  | Safety Equipment
58948 | THC-ACC-FN-6811 | Fan, Centrifugal, Exhaust, Ferrous Chloride Building | THC-PRS-BLDG |  | HVAC |  | FN | http://www.toronto.ca/TWONTO#OWLClass_binid-posum-pozar-motav |  | Phosphorous removal system, Building and Storage
76220 | THR-MCS-MT-0408 | Welding Machine | THR-MT-WA3 |  | Tool |  | MT | http://www.toronto.ca/TWONTO#00810 |  | Machine Tools
16435 | FHA-FLT-MX-3201 | FHA-FLT-SW-3201 - Sweeps, Surface Wash, Filter #32 | FHA-FLT-F-3201 | Filter | Filter |  | MX | http://www.toronto.ca/TWONTO#00346 |  | Filter #32, Filter Building, East Filter Gallery North
| FHA-FILTER BLDG | Building Location | FHA-SPC |  |  |  |  | http://www.toronto.ca/TWONTO#00260 | Process | Process Control Systems - Services Area
113282 | TAB-EL3-MCC-6323 | Motor Control Centre, Digester 19-22 bldg | TAB-DIG-ELQ-T19-22 | Control Panel,MCC | Motor Control Centre |  | MCC | http://www.toronto.ca/TWONTO#00110 |  | Digester Tanks 19-22, Electrical Equipment
30672 | FIS-SES-SQ-1003 | Safety,Plant,Safety Gloves - Pair 3 | FIS-SES-SQ-GLOVE1 | Safety | Safety Equipment |  | SQ | http://www.toronto.ca/TWONTO#00653 |  | Asset Group, PPE, Electrical Personal Protection, Group 1
119715 | TAB-WA1-SQ-1904 | Body Harness.- Armando Abujen | TAB-WA1-SQ-0001 | PPE,Harness | Safety Equipment |  | SQ | http://www.toronto.ca/TWONTO#00332 |  | WA1 Fall Arrest System
55780 | TAB-WA5-SQ-E4E8 | Harness - Pavel Krasny | TAB-WA5-SQ | PPE,Harness | Safety Equipment |  |  | http://www.toronto.ca/TWONTO#00332 |  | WA5 Safety Equipment
118040 | TAB-SES-SQ-0633 | Emergency Eyewash Station,South of Final Effluent Tanks | TAB-SES-EESS | PPE,Eyewash Station | Safety Equipment |  | SQ | http://www.toronto.ca/TWONTO#00307 |  | WA8 Safety Equipment, Emergency Eyewash & Shower Station
76959 | THR-PLT-LD-2132D | Lifting Device, Sparger Arm, Tank 100, Grit Bldg. | THR-PLT-T-0100 | Lifting Device | Hydraulic System | 35255 | LD | x |  | Tank, Grit Removal, Grit Tank, North Grit Building
| FHA-FILTER BLDG | Building Location | FHA-SPC2 |  |  |  |  | http://www.toronto.ca/TWONTO#00260 | Process | Process Control Systems - Equipment
40717 | DR8012A | Air, Handling Unit, AHU-2, (2.8 L/S),, Digester Gas Control Building | TAB-ACC-AHU-GAS | Air Handling Unit | HVAC |  |  | http://www.toronto.ca/TWONTO#00147 |  | AHUs/Supply Fans Gas Control Bldg.
105274 | PU2008A | Receiver, Air, OPS 1 Hse | TAB-AI | Vessel,Pressure | Tank |  |  | http://www.toronto.ca/TWONTO#00606 |  | Local Compressed Air Equipment
49017 | TAB-OCS-DM-6612 | Damper, Booster Fan FN-6610, Discharge, Screen Effluent Channel Roof, P Bldg. | TAB-OCS-FN-6610 | Damper/Louver | Gas Collection |  | DM | http://www.toronto.ca/TWONTO#00142 |  | Fan, Booster, Odourous Air from Screenings Area, Screen Effluent Channel Roof, P Bldg.
78162 | THR-PRS-PSH-0320S | Switch, Pressure-High, Ferrous Chloride to South Aeration Tank 0200 Feed Pump Discharge, Chemical Building, Secondary Treatment, Phosphorous Removal | THR-PRS-P-0320S | Switch,Pressure-High | Switch | 39856 | PSH | x |  | Pump, Diaphragm, Ferrous Chloride to South Aeration Tank 0200, Chemical Building, Secondary Treatment, Phosphorous Removal
30938 | FIS-FEQ-DR-0043 | Door, Fire, Workshop & Office Building | FIS-GRK-STRC-0001 |  | Door |  | DR | http://www.toronto.ca/TWONTO#00353
40379 | TAB-ACC-FSL-1230 | Switch,Flow,Low,Glycol from Pump | TAB-ACC-P-1230 | Switch,Flow | Switch |  | FSL | http://www.toronto.ca/TWONTO#00367 |  | Pump, Glycol Circulating, Floatation Bldg, PG 25-1
86684 | WTR-PKN-TSH-0001 | Switch, Temperature, High, Smoke Alarm, Kennedy Pumping Station | WTR-PKN-AUX | Switch,Temperature-High | Switch |  | TSH | http://www.toronto.ca/TWONTO#00734 |  | Auxiliary Equipment (Building Facilities)
48119 | TAB-ELS-LTX-1010 | Exit Light,North Substation,1st Floor,West Wall | NORTH SUBSTN_1ST FLR | Lighting,Exit | Safety Equipment |  | LTX | http://www.toronto.ca/TWONTO#00934 |  | MSA Substation,1st Floor
55233 | TAB-SLO-STR-2413 | Strainer, Lub Pump suction | TAB-SLO-P-2413 | Strainer | Filter |  | STR | http://www.toronto.ca/TWONTO#00710 |  | Pump, Sludge Transfer Lube #13
63608 | THC-PLT-FSL-6411 | Switch,Flow Low,Grit Tank 0100-5 to Fans 6410 & 6420,Odour Control,Headhouse | THC-ODOUR-HEADHOUSE | Switch,Flow-Low | Switch |  | FSL | http://www.toronto.ca/TWONTO#00367 |  | Odour Control
29852 | FIS-WWW-CH-0200-SUS | Slow Sand Fiter | FIS-BW | Filter | Filter | 38480 | CH | x |  | Backwash System
146382 | WTR-PSC-MEQ-0005 | Laser Alignment Tool, S/N 118332 | WTR-PSC-AUX |  | Tool |  | MEQ | http://www.toronto.ca/TWONTO#00747 |  | Auxiliary Equipment (Building Facilities)
138731 | THR-SES-SQ-1530 | Lanyard for Harness, PPE Roger Scott | THR-SES-FAS | Safety | Safety Equipment |  | SQ | http://www.toronto.ca/TWONTO#00333 |  | Fall Arrest Sytem (Harness and Lanyard), Safety Equipment
15377 | FCL-TST-CLB-0705 | Portable Pressure Calibration Unit (Druck Meter) | FCL-MCS | Analyzer,Chlorine | Test Equipment | 35567 | CLB | x |  | Mechanical Services
137519 | THR-PLT-RPU-0221 | RPU, North Grit, North Grit electrical Room (172.22.37.202) | THR-ELS-GRIT | RPU | Remote Processor Unit |  | RPU | http://www.toronto.ca/TWONTO#00122 |  | Electrical System, Grit Bldg., North Prelimanry and Primary Station
44664 | FCL-ALM-F-01-SUS | Filter Liquid Alum | FCL-SUSPENDED | Filter | Filter | 36332 | F | x |  | Suspended entity
113430 | TAB-ELS-SQ-1015 | PPE Cabinet with PPE- Emission Air | TAB-ELS-ESQ | PPE | Safety Equipment |  | SQ | http://www.toronto.ca/TWONTO#00707 |  | Electrical Safety Equipment
109787 | TAB-DEW-RPU-1113 | RPU for Polymer Preparation Systems 5 & 6 | TAB-DEW POLYMER PREP | RPU | Remote Processor Unit |  | RPU | http://www.toronto.ca/TWONTO#00122 |  | Polymer Solution Preparation & Storage Systems
138735 | THR-SES-SQ-1718 | Harness, Full Body PPE Vadim Sak | THR-SES-FAS | Safety | Safety Equipment |  | SQ | http://www.toronto.ca/TWONTO#00332 |  | Fall Arrest Sytem (Harness and Lanyard), Safety Equipment
71783 | THR-DIG-T-5411 | Tank, Gas Scrubber, Digester Tank 0300 | THR-DIG-SB-2 | Scrubber | Tank |  | T | http://www.toronto.ca/TWONTO#00148 |  | Scrubber Building 2, Digester 3 & 4
27157 | DOS-YCM-TRL-VEH270009 | 2008 Homemade Modular - Vehicle Trailer Unit# 270009 | DOS-YCM-VEH-TRL | Vehicle,Licensed | Vehicle |  |  | http://www.toronto.ca/TWONTO#00753
75107 | THR-FT-PSH-4710 | Switch, Pressure-High, Pump P-4710 Discharge, Cross Feed Pumping - South | THR-FT-P-4710 | Switch,Pressure-High | Switch |  | PSH | http://www.toronto.ca/TWONTO#00604 |  | Pump, Centrifugal, Sludge Cross Feed, RAS Pumping Station - South
81494 | FHA-SES-LDR-0111 | FHA-SES-LD-0056 - 16' Single Ladder Aluminum( Upper/Lower Flume ( Venturi )) | FHA-SES-LD-1 | Safety | Safety Equipment |  | LDR | http://www.toronto.ca/TWONTO#00457 |  | Ladders
117997 | TAB-SES-LTX-2290 | Exit Sign, Battery Unit, 2 LED heads, PRS Bldg | TAB-STR-SQ | Lighting,Exit | Safety Equipment | 41293 | LTX | x |  | WA2 Safety Equipment,lifting devices, ladders, Eye Wash station, First Aid Kits, Lock out stations
44084 | TAB-DEW-TSH-0521B | Switch, Temperature, High, Lub Oil Return from Bearing, Drive end | TAB-DEW-CF-0521 | Switch,Temperature | Switch |  | TSH | http://www.toronto.ca/TWONTO#00734 |  | Centrifuge # 5
80325 | TNT-ACC-TSH-5101 | Switch,Temperature,High, Boiler #51200 | TNT-ACC-BO-5100 | Switch,Temperature | Switch |  | TSH | http://www.toronto.ca/TWONTO#00734 |  | Boiler, Hot Water
15248 | COL-PCF-FN-0001 | Exhaust Fan, Dry Well | COL-PCF-MISC | Fan | HVAC |  | FN | http://www.toronto.ca/TWONTO#OWLClass_binid-posum-pozar-motav |  | Miscellaneous Equipment
107535 | TAB-ACC-T-6216 | Tank, Condensate, from T-6214 | TAB-ACC-T-6214 | Tank | Tank |  | T | http://www.toronto.ca/TWONTO#00235 |  | Tank, Condensate, from Heaters
131001 | THR-AER-F-1801 | Filter, Lube Oil Tank, Blower 1811, Blower Building, Air Blower System | THR-AER-T-1814 | Filter | Filter |  | F | http://www.toronto.ca/TWONTO#00642 |  | Tank, Non-Pressurized, Auxiliary Oil, Blower 1811, Secondary Treatment, Aeration Blower System - North
40403 | TAB-ACC-FSL-4501 | Switch,Flow, Low , Discharge | TAB-ACC-AHU-4501 | Switch,Flow-Low | Switch |  | FSL | http://www.toronto.ca/TWONTO#00367 |  | AHU, Digester 1-4, Drip Trap Room
135188 | THR-EPS-PSL-0216 | Switch, Pressurel-Low, Grease Pump, Centrifugal 0216, Plant Service, Effluent Pump, Centrifugaling | THR-EPS-P-0210 | Switch,Pressure-Low | Switch |  | PSL | http://www.toronto.ca/TWONTO#00604 |  | Pump, Centrifugal, Screw
5894 | COL-PLB-TSH-0151C | Switch, Temperature-High | COL-PLB-AUX-MECH | Switch | Switch | 34552 | TSH | x |  | Mechanical Equipment
18139 | FHA-SED-ZSH-0403C | Switch, Limit, Access Hatch Zone 3, Settling Basin T-0401 | FHA-SED-ZSH-0403 |  | Security System |  | ZSH | http://www.toronto.ca/TWONTO#fohur-bugut-lijif-zazom |  | Switch, Limit, Access Hatch Zone 4
79761 | THR-WA1-LD-0011 | Sling, Wire Rope, Work Area 1 (WIRE ROPE SLING SIZE; 1/2" X 4' ) | THR-LD-WIRE-WA1 | Lifting Device,Sling | Lifting Device |  | LD | http://www.toronto.ca/TWONTO#00927 |  | Slings, Wire Rope, Work Area 1
62431 | THC-ITS-PA-2110 | IDF Panel, Public Address System, Bldg. U | THC-ITS-MDF-1000 | Network,Telecommunication | Communications Equipment |  | PA | http://www.toronto.ca/TWONTO#OWLClass_aaa0534b_8301_4f5e_86a4_f0d2cc6e91a2 |  | Public Address System, Master Distribution , Control System, Admin Bldg,
81418 | TNT-MCS-LD-0013 | Trolley | TNT-MCS-LD | Lifting Device | Lifting Device |  | LD | http://www.toronto.ca/TWONTO#00474 |  | Lifting Devices , cranes/ Portable crane/hoists, come alongs, slings, wire rope, chains
112197 | TAB-DIS-LSHH-2006 | Switch, Level, High,High,Scrubber SB2002 | TAB-DIS-SB-2002 | Switch,Level | Switch |  | LSHH | http://www.toronto.ca/TWONTO#00466 |  | Scrubber, # 2,Chlorine Bldg.,
61873 | FCL-FL-LSH-0201(S) | Switch, Level-High, Tank 0201, Hydrofluosilicic Acid System | FCL-FL-T-0201 | Switch,Level-High | Switch | 35932 | LSH | x |  | Tank, Non-Pressurized, Hydrofluosilicic Acid System
| FHA-FILTER-BLDG | Building Location | FHA-EUS |  |  |  |  | http://www.toronto.ca/TWONTO#00260 | Process | Production & End User Support
| FHA-PUMP BLDG | Building Location | FHA-SPC |  |  |  |  | http://www.toronto.ca/TWONTO#00260 | Process | Process Control Systems - Services Area
94607 | WTR-PSC-MCC-0201 | Motor Control Center, Bus 0201 | WTR-PSC-BUS-0201 | Control Panel | Motor Control Center |  | MCC | http://www.toronto.ca/TWONTO#00110 |  | Motor Control Center, Bus 0201
15492 | FCL-WWW-T-5010 | Thickener, North, RMF Clarification Facility | FCL-WWW |  | Tank |  | T | http://www.toronto.ca/TWONTO#00708 |  | Residue Management
17595 | FHA-MCS-LD-2201 | Lifting Device, Hoist, Chain Type, 1.8 Ton, RMF, 4th Floor, Pipe Gallery | FHA-MCS-LD | Lifting Device,Hoist,Manual | Lifting Device |  | LD | http://www.toronto.ca/TWONTO#00422 |  | Lifting Devices
119621 | TAB-WA1-SQ-1008 | Sling | TAB-WA1-SQ | Lifting Device,Sling | Lifting Device |  | SQ | http://www.toronto.ca/TWONTO#00926 |  | Safety Equipment & Supplies Common to WA1
123621 | THC-DIG-PSH-5067 | Switch,Pressure-High,Lag,Digested Gas Header,Gas Low Pressure System,Building U | THC-DIG-BURNERS | Switch,Pressure | Switch |  | PSH | http://www.toronto.ca/TWONTO#00604 |  | Waste Gas Burners
63213 | THC-OCS-LSH-6200 | Switch, Level, High, Sump, Biofilter, Headworks Odour Control | THC-OCS-P-6210 | Switch,Level-High | Switch |  | LSH | http://www.toronto.ca/TWONTO#00466 |  | Sump Pump, Biofilter, Headworks Odour Control
121330 | THC-ACC-TSL-0013 | Switch, Temperature, Ice in Slab, Snow Melting System, Zone #3, Admin Building, North/East Area | THC-ACC-CT-0123 |  | HVAC |  | TSL | http://www.toronto.ca/TWONTO#00734 |  | Controller, MAN-0013, Admin Building, Snow Melting, Zone #3 PHASE 2
30465 | FIS-SES-LDR-0403 | Ladder, 6' Fiberglass, Filter Building, Backwash Pump Basement | FIS-SES | Safety | Tool |  | LDR | http://www.toronto.ca/TWONTO#00457 |  | Safety, Instrumentation & Environmental Services
122032 | THC-AER-T-3500 | Tank, Aeration | THC-AER-PHASE I-IV | Tank,Non-Pressurized | Tank |  | T | http://www.toronto.ca/TWONTO#00140 |  | AerationTreatment
105059 | PK2413D | Sampler, ( SUBNATANT) | TAB-THK-SP | Sampler | Sampler |  |  | http://www.toronto.ca/TWONTO#00163 |  | Auto sampler
113545 | TAB-GRK-VEH-378331 | John Deere, Gator 4X4, WWPW | TAB-GRK-VEH | Vehicle,Unlicensed | Vehicle |  | VEH | http://www.toronto.ca/TWONTO#00400
61193 | THC-ELS-SQ-GLV-0003 | Electrical Safety gloves, High Voltage, Class 1 and 4, Set #1 (Virtual entity #) | THC-SES-SQ | PPE,Insulated Glove | Safety Equipment |  | GLV | http://www.toronto.ca/TWONTO#00653 |  | Safety Equipment
64775 | FCL-SES-EYE-0011 | Eyewash Bottle Low level Machine shop | FCL-SES-5 | PPE,Eyewash Station | Safety Equipment |  | EYE | http://www.toronto.ca/TWONTO#00328 |  | Eye Wash Stations Chemical Building
94823 | FHO-SES-SCBA-MAR | SCBA Cylinder Group 3 | FHO-SES-SQ-0002 | PPE,SCBA | Safety Equipment |  |  | http://www.toronto.ca/TWONTO#00582 |  | Emergency Breathing Apparatus
138620 | THR-SES-LD-0004S | Base, Embedded for Davit Arm, Primary Tank 2 | THR-LD-WA2 | Safety | Safety Equipment | 42679 | LD | x |  | Lifting Devices, Chain Hoist, Come Along & Slings
93202 | FHO-GRK-DR-1029L | Door, (FD-1-29), Fire Rated, Admin Building, L1, Operators Lunch Room, North East | FHO-GRK-FEQ-0001 | Fire Prevention,Door | Door |  | DR | http://www.toronto.ca/TWONTO#00353
40083 | DOS-SES-SCBA-0557 | SCBA 10 minutes escape pack | FAC-YCM-SES | Safety | Safety Equipment |  | SCBA | http://www.toronto.ca/TWONTO#00123 |  | SAFETY & ENVIRONMENTAL SERVICES
113448 | TAB-ELS-SQ-5024 | Cross Arm Strap(Wei) | TAB-ELS-SQ-FALL ARST | PPE,Harness | Safety Equipment |  | SQ | http://www.toronto.ca/TWONTO#00470 |  | Fall Arrest -Safety Harness & Lanyard
90756 | FHO-CLA-PSL-0101 | Switch, Liquid Pressure, Pre Chlorination Header Train 1, S2 Chem. Storage Rm | FHO-CLA-CHL-0101-KQ | Switch,Pressure-Low | Switch |  | PSL | http://www.toronto.ca/TWONTO#00604 |  | Pre Chlorination Train 1
61869 | FCL-FL-LSH-0003 | Switch, Level-High, Spill Containment, Hydrofluosilicic Acid System | FCL-FL | Switch,Level-High | Switch |  | LSH | http://www.toronto.ca/TWONTO#00466 |  | Fluoridation
58546 | THC-ACC-DM-0702 | Damper,Actuated,Outside Air,Thickening Building Electrical Room Air Conditioning | THC-ACC-AC-0704 | Damper/Louver | HVAC |  | DM | http://www.toronto.ca/TWONTO#00142 |  | Air Conditioner,Thickening Building Electrical Room
143919 | WTR-PHL-FAK-0002-SUS | First Aid Kit, Truck #080074 | WTR-CENTRAL-SES | Safety,First Aid Kit | Safety Equipment | 47481 | FAK | x |  | Safety & Lifting Devices
120510 | THC-ACC-DM-4003 | Damper,Motorized | THC-ACC-FN-4003 |  | HVAC |  | DM | http://www.toronto.ca/TWONTO#00142 |  | Fan, Exhaust, from NW Tunnel T12
146540 | WTR-PTH-ZS-0003 | Switch, Position,Door Security | WTR-PTH-AUX | Switch,Position | Switch |  | ZS | http://www.toronto.ca/TWONTO#00590 |  | Auxiliary Equipment (Building Facilities)
238 | 378173SUS | Kubota-WA7 | TAB-SUSPENDED ENTITY | Vehicle,Unlicensed | Vehicle | 47409 |  | x
18279 | COL-PLB-LSH-0202 (S) | Level Switch, High | COL-PLB-AUX-ELEC | Switch,Level | Switch | 35803 | LSH | x |  | Electrical Equipment
62678 | THC-MCS-T-0027 | Tank,Domestic Hot Water,Sub-Basement,South-West,Building U | THC-PWA-HWT | Tank,Domestic Hot Water | Tank |  | T | http://www.toronto.ca/TWONTO#00427 |  | Domestic Hot Water Tanks
| MAIN-354 | Main 354 | WTR-MT3 |  |  |  |  | http://www.toronto.ca/TWONTO#00804 | Sub-Process | Work Area 3 WEST Mains and Chambers
96406 | YTF-ACC-AHU-5601 | Air Handling Unit, A Building Office Area, HVAC Exhaust Fans and AHU's | YTF-ACC | Air Handling Unit | HVAC |  | AHU | http://www.toronto.ca/TWONTO#00147 |  | HVAC Equipment
110818 | TAB-DIG-LSL-4160 | Switch,Level,Low,Lube Oil, G.Compr. C4160 | TAB-DIG-C-4160 | Switch,Level | Switch |  | LSL | http://www.toronto.ca/TWONTO#00466 |  | Compressor # 6, Gas(DX2606)
11248 | COL-MTI-G-2901 | Gate 1,Roxton St. Control Chamber No.29, MTI | COL-MTI-CH-2900 | Valve,Gate,Sluice,Act. | Gate |  | G | http://www.toronto.ca/TWONTO#00202
11810 | CL2008A1 | Injector # 8 | TAB-DIS-CHL-8 |  | Injector |  |  | http://www.toronto.ca/TWONTO#00294 |  | Chlorination Train #8
58664 | THC-ACC-F-0131 | Filter,Outdoor Air,Boiler Building,South Zone 2 | THC-ACC-BLDG E |  | Filter |  | F | http://www.toronto.ca/TWONTO#00641 |  | Boiler House, HVAC
137735 | THR-PRM-FSL-2340 | Switch, Flow-Low, Seal Water, Pump 2340, Primary Treatment, Sludge Pumping - South | THR-PRM-P-2340 | Switch,Pressure-Low | Switch |  | FSL | http://www.toronto.ca/TWONTO#00367 |  | Pump, Centrifugal, Sludge, South Primary Station 3
59028 | THC-ACC-HTR-0255 | Heater, Perimeter. Admin Building | THC-ACC-BLDG K |  | HVAC |  | HTR | http://www.toronto.ca/TWONTO#00418 |  | Administration Building, HVAC
76134 | THR-MCS-LD-0528A | Jib Crane, 0.5 T, ,for Chain Hoist LD-528 | THR-CRN-WA3 | Lifting Device,Hoist,Manual | Lifting Device |  | LD | http://www.toronto.ca/TWONTO#00251 |  | Cranes, Overhead Lifting Devices,WA3
61169 | THC-ELS-SQ-6172922 | Spares, Electrical Safety gloves, High Voltage, Class 0, # 6172922 | THC-SES-SQ | PPE,Insulated Glove | Safety Equipment |  | SQ | http://www.toronto.ca/TWONTO#00653 |  | Safety Equipment
| MAIN-356 | Main 356 | WTR-LWA |  |  |  |  | http://www.toronto.ca/TWONTO#00804 | Sub-Process | Work Area 2 Central Mains and Chambers
98466 | FIS-TRW-T-0302 | Tank, Surge, Hydro-Pneumatic, Island Water Distribution Gravity Feed, Workshop Bldg., High Lift PS | FIS-TRW-PUMPING | Tank,Reservoir | Tank |  | T | http://www.toronto.ca/TWONTO#00629 |  | Treated Water Pumping
| MAIN-356 | Main 356 | WTR-MT3 |  |  |  |  | http://www.toronto.ca/TWONTO#00804 | Sub-Process | Work Area 3 WEST Mains and Chambers
27179 | DOS-YCM-VEH-299001 | 2002 VAC-TRON PMD800sdte - Vehicle Unit# 299001 | FAC-YCM-VEH | Vehicle,Licensed | Vehicle |  | VEH | http://www.toronto.ca/TWONTO#00320
92581 | WTR-PKL-RPU-0001 | Control Panel,Process Control Unit,RPU-0001 | WTR-PKL-ELS | RPU | Remote Processor Unit |  | RPU | http://www.toronto.ca/TWONTO#00122 |  | Electrical System
128979 | THC-STR-T-8482 | Tank, Contact Chamber, Phase IV, Secondary Clarifier | THC-ODOUR-PHASE I-IV | Tank | Tank |  | T | http://www.toronto.ca/TWONTO#00205 |  | Odour Control
50822 | TAB-PRM-FSL-5005 | Switch ,Flow, Low,Hot Water Return, Scum Hopper T-2500 | TAB-PRM-T-2500 | Switch,Flow | Switch | 34241 | FSL | x |  | Hopper, Primary Tanks 7-9 Scum
138200 | THR-PRS-PSL-0057 | Switch, Pressure-Low, Pump P-0057 Suction, Ferrous Chloride System | THR-PRS-P-0057 | Switch,Pressure-Low | Switch |  | PSL | http://www.toronto.ca/TWONTO#00604 |  | Pump, Ferrous Chloride, Secondary Standby, Chemical Building
117212 | TAB-RSP-FSL-3002 | Flow Switch Low Alarm, Odour Control Discharge | TAB-RSP-FN-3002 | Switch,Flow | Switch |  | FSL | http://www.toronto.ca/TWONTO#00367 |  | M building - Fan, OCU 5-1
105461 | SQ-47073 | FHO SCBA #1 | FHO-SES-SQ-0002 | PPE,SCBA | Safety Equipment | 32125 |  | x |  | Emergency Breathing Apparatus
75097 | THR-FT-PSH-3620 | Switch, Pressure-High, Discharge, Pump 3620, Secondary Treatment, Scum Pumping - North | THR-FT-P-3620 | Switch,Pressure-High | Switch |  | PSH | http://www.toronto.ca/TWONTO#00604 |  | Pump, Rotary Vane, Scum Tank 3600, System 9, Scum Pumping
52958 | TAB-PLT-G-5003 | Gate, Knife Gate, Pneumatic, Screenings Outloading Conveyor 5000, Conveyor Area | TAB-PLT-CV-5000 | Valve,Knife Gate | Gate |  | G | http://www.toronto.ca/TWONTO#00781
62493 | THC-ITS-TEL-6009 | Telephone Outlet and Phone, Headworks, Lower Level 2, Pipe Gallery, S Wall Middle | THC-TPA-PA-6010A | Network,Telecommunication | Communications Equipment |  | TEL | http://www.toronto.ca/TWONTO#00702 |  | Paging Panel, Headworks, Electrical Room, Ground Floor
7532 | COL-PSS-SS-0001 | Station Security System | COL-PSS |  | Security System |  | SS | http://www.toronto.ca/TWONTO#00673 |  | Scott Sewage Pumping Station
146422 | WTR-PSC-TSH-0002 | Switch, Temperature-High, Building | WTR-PSC-AUX | Switch,Temperature-High | Switch |  | TSH | http://www.toronto.ca/TWONTO#00734 |  | Auxiliary Equipment (Building Facilities)
58419 | THC-ACC-DM-0092 | VAV Box, Admin Building, Ground Floor, Meeting Room 135 | THC-ACC-AHU-0091 |  | HVAC |  | DM | http://www.toronto.ca/TWONTO#00142 |  | Air handling Unit, Ground Floor East Zone(Field Services), Admin Building Roof
88306 | WTR-PSC-PSL-0002 | Switch, Pressure-Low, Discharge to District 4 | WTR-PSC-TRW | Switch,Pressure-Low | Switch |  | PSL | http://www.toronto.ca/TWONTO#00604 |  | Treated Water (Transmission)
113433 | TAB-ELS-SQ-2000 | PPE Cabinet with PPE- South Sub Station | TAB-ELS-ESQ | PPE | Safety Equipment |  | SQ | http://www.toronto.ca/TWONTO#00707 |  | Electrical Safety Equipment
120353 | THC-ACC-CT-0019 | Controller, HTR-0019, Admin Building, Basement, Corridor B118 | THC-ACC-HTR-0019 |  | HVAC |  | CT | http://www.toronto.ca/TWONTO#00746 |  | Heater, Hot Water Heating Coil, Corridor B118, Admin. Building Basement
| FHA-PUMP BLDG | Building Location | FHA-SPC2 |  |  |  |  | http://www.toronto.ca/TWONTO#00260 | Process | Process Control Systems - Equipment
80380 | FHA-SED-ZSH-0604E | Switch, Limit, Access Hatch Zone 4, Settling Basin T-0601 | FHA-SED-ZSH-0604 |  | Security System |  | ZSH | http://www.toronto.ca/TWONTO#fohur-bugut-lijif-zazom |  | Switch, Limit, Access Hatch Zone 6
| MAIN-357 | Main 357 | WTR-LWA |  |  |  |  | http://www.toronto.ca/TWONTO#00804 | Sub-Process | Work Area 2 Central Mains and Chambers
92643 | FIS-ACC-DM-4004 | Damper, Motorized, Outside Air for FN-4004, Mechanical/Electrical Room | FIS-ACC-FN-4004 |  | HVAC |  | DM | http://www.toronto.ca/TWONTO#00142 |  | Fan, Celing mounted, Marine Yard Building, Mechanical/Electrical Room
119734 | TAB-WA1-SQ-1979 | Lanyard 6 Ft- Patel, Brijeshkumar | TAB-WA1-SQ-0001 | PPE,Harness | Safety Equipment |  | SQ | http://www.toronto.ca/TWONTO#00333 |  | WA1 Fall Arrest System
81493 | FHA-SES-LDR-0110 | FHA-SES-LD-0026 - 8' Ladder Aluminium ( Upper Lower Flume Venturi ) | FHA-SES-LD-1 | Safety | Safety Equipment |  | LDR | http://www.toronto.ca/TWONTO#00457 |  | Ladders
9512 | DOS-YCM-TRL-VEH067005 | 2001 JC Loader Trailer 16T DOW- Vehicle Unit# 267005 | FAC-YCM-VEH | Vehicle,Licensed | Vehicle |  |  | http://www.toronto.ca/TWONTO#00753
51633 | TAB-GRK-VEH-329077 | Forklift, Propane, CAT , SOPS | TAB-GRK-VEH2 | Forklift,Propane | Vehicle |  | VEH | http://www.toronto.ca/TWONTO#00372
48710 | TAB-ITS-COM-5601 | Network, Hubs, Termination Panel, Waste Gas Burner Station | TAB-DIG-BU | Network,Hubs | Network |  | COM | http://www.toronto.ca/TWONTO#00538 |  | Waste Gas Burner
| MAIN-357 | Main 357 | WTR-MT3 |  |  |  |  | http://www.toronto.ca/TWONTO#00804 | Sub-Process | Work Area 3 WEST Mains and Chambers
65351 | FCL-SES-SPL-0004 | Spill Containment Kit, Ammonia Room | FCL-SM |  | Safety Equipment |  | SPL | http://www.toronto.ca/TWONTO#00700 |  | Spill Management
24149 | COL-PQW-TS-0001 | Switch, Transfer | COL-PQW | Switch | Switch |  | TS | http://www.toronto.ca/TWONTO#00754 |  | Queensway Sewage Pumping Station
12850 | FCL-ELS-TSH-002L | Switch,Temperature-High,Low Lift Bldg - Switchgear Room,Transformer TR-002L | FCL-ELS-TR-002L | Switch,Temperature-High | Switch |  | TSH | http://www.toronto.ca/TWONTO#00734 |  | Transformer,Power,Dry,Low Lift Bldg - Switchgear Room,4160-600V,500KVA
132924 | THR-DIG-SD-0600 | Tank, Secondary Digester-6, Solids Treatment | THR-DIG-T | Tank | Tank |  | SD | http://www.toronto.ca/TWONTO#00271 |  | Digester, Tanks
52863 | FCL-PAC-F-0301 | Filter, Intake, Air Blower BL-0301, Dry Chemical Building Basement | FCL-ZMC | Filter | Filter |  | F | http://www.toronto.ca/TWONTO#00641 |  | Zebra Mussel Control
13125 | COL-PEV-SS-0001 | Station Security System | COL-PEV-MISC |  | Security System |  | SS | http://www.toronto.ca/TWONTO#00673 |  | Miscellaneous Equipment
107160 | TAB-ACC-LSL-0170 | Switch,Level,Low | TAB-ACC-P-0170A | Switch,Level-Low | Switch |  | LSL | http://www.toronto.ca/TWONTO#00466 |  | Pump, Sump, Digester 1-4
9046 | COL-YKP-VEH-0015S | Vehicle, Truck #080047 (F550) | COL-W-OBSOLETE | Vehicle,Licensed | Vehicle | 42978 | VEH | x
53652 | TAB-SES-SQ-0002 | SCBA Breathing Apparatus, D Bldg., 2nd Floor - LAG 225 780 FS | TAB-SES-SCBA | PPE,SCBA | Safety Equipment |  | SQ | http://www.toronto.ca/TWONTO#00123 |  | WA4 Safety Equipment, SCBA
| MAIN-358 | Main 358 | WTR-LWA |  |  |  |  | http://www.toronto.ca/TWONTO#00804 | Sub-Process | Work Area 2 Central Mains and Chambers
41084 | TAB-ACC-PDSH-6302 | Switch, Pressure Differential Switch High, AHU-6302, Mechanical Room, Dig 9-12 Control Building. | TAB-ACC-AHU-6302 | Switch,Pressure-High | Switch |  | PDSH | http://www.toronto.ca/TWONTO#00604 |  | Air Handling Unit, Gas Room Ventilation, Mechanical Room, Dig 9-12 Control Building.
9165 | COL-YKP-FAK-0010S | First Aid Kit, Truck #064100 (RAM 2500) | COL-YKP-VEH-0010S | Safety,First Aid Kit | Safety Equipment | 39334 | FAK | x |  | Vehicle, Truck #064100 (RAM 2500)
56137 | THC-ACC-ASH-0412 | Transmitter,Analyzer,Methane,AHU-0412 Shutdown,Compressor Room,Building U | THC-ACC-AHU-0412 | Damper/Louver | Switch |  | ASH | http://www.toronto.ca/TWONTO#00362 |  | Air Handling Unit,Compressor Room,Roof,Building U
62559 | THC-MCS-LD-11157199 | PULLER/LEVER HOIST - STEEL BODY (insp Liftsafe) | THC-MCS-LD | Lifting Device | Lifting Device |  | LD | http://www.toronto.ca/TWONTO#00422 |  | Mechanical Services, Lifting Device
135885 | THR-FT-PSL-3140 | Switch, Pressure-Low, Pump P-3120 Suction, Scum Pumping - South | THR-FT-P-3140 | Switch,Pressure-High | Switch |  | PSL | http://www.toronto.ca/TWONTO#00604 |  | Pump, Rotary Lobe, Scum from Tank 3130, Scum Pumping
15938 | FHA-ELS-PDP-0203 | Power Distribution Panel, 45A, 600V, 3PH, RMF Electrical Room 1 South Wall | FHA-ELS | Control Panel,Power Distribution Panel | Power Distribution Panel |  | PDP | http://www.toronto.ca/TWONTO#00110 |  | Electrical
115441 | TAB-PRM-FSL-5005 | Switch ,Flow, Low,Hot Water Return, Scum Hopper T-2500 | TAB-SUSPENDED ENTITY | Switch,Flow | Switch | 34241 | FSL | x |  | Suspended entities
56196 | TAB-RSP-G-2101 | Sluice Gate, Raw Sewage Influent from Low Level Wet Well | TAB-RSP-G-M | Valve,Sluice Gate | Gate |  | G | http://www.toronto.ca/TWONTO#00202
94851 | FHO-SES-SQ-6044 | High Voltage Safety Equipment, Insulated Gloves, Class 0, Serial Number 0230, Murray Kerr | FHO-SES-SQ-1000 | PPE,Insulated Glove | Safety Equipment |  | SQ | http://www.toronto.ca/TWONTO#00653 |  | High Voltage Insulated Gloves
75832 | THR-DIG-BU-7750S | Burner, Waste Gas | THR-S-E | Analyzer | Burner | 40407 | BU | x |  | SUSPENDED ENTITY
| FHA-PUMP-BLDG | Building Location | FHA-EUS |  |  |  |  | http://www.toronto.ca/TWONTO#00260 | Process | Production & End User Support
55394 | TAB-WA1-SQ-1018 | Sling | TAB-WA1-SQ-1000 | Lifting Device,Sling | Lifting Device |  | SQ | http://www.toronto.ca/TWONTO#00926 |  | WA1 Lifting Devices and Slings
58418 | THC-ACC-DM-0091 | VAV Box, Admin Building, Ground Floor, Field Service Corridor B 130 | THC-ACC-AHU-0091 |  | HVAC |  | DM | http://www.toronto.ca/TWONTO#00142 |  | Air handling Unit, Ground Floor East Zone(Field Services), Admin Building Roof
112178 | TAB-DIS-EV-1201 | Evaporator #2 | TAB-DIS-CHL-2 | Evaporator | Evaporator |  | EV | http://www.toronto.ca/TWONTO#00215 |  | Chlorination Train #2
119951 | TAB-WA4-SQ-202 | Self Retracting Lifeline(SIMM1 Shared) | TAB-WA4-SQ-0010 |  | Safety Equipment |  | SQ | http://www.toronto.ca/TWONTO#00677 |  | WA4 Fall arrest systems
61264 | THC-DCL-AHU-0001 | Air Handling Unit, Dechlorination | THC-DCL | Piping | HVAC |  | AHU | http://www.toronto.ca/TWONTO#00147 |  | Dechlorination Process
144204 | WTR-PHL-T-0001-SUS | SCBA 4500 psi Bottle, AS1 | WTR-SUSPENDED | Tank | Safety Equipment | 47434 | T | x |  | Suspended Obsolete entity for storage purpose
| FHA-RMF BLDG | Building Location | FHA-SPC |  |  |  |  | http://www.toronto.ca/TWONTO#00260 | Process | Process Control Systems - Services Area
18580 | FHA-SES-SQ-0033 | Miller Minilite fall limiter Ser# 521233 | FHA-SES |  | Safety Equipment |  | SQ | http://www.toronto.ca/TWONTO#00470 |  | Safety & Environmental Services
120243 | TGHR-MCS-LD-2154 | Come Along, Work Area 2 | THR-LD-WA2 | Lifting Device,Chain | Lifting Device |  | LD | http://www.toronto.ca/TWONTO#00812 |  | Lifting Devices, Chain Hoist, Come Along & Slings
55629 | TAB-WA3-LD-2383 | Sling, Nylon, 6 FT | TAB-DEW-SAFETY | PPE | Lifting Device |  | LD | http://www.toronto.ca/TWONTO#00929 |  | Safety Equipment
125881 | THC-GRK-VEH-378031 | Vehicle, Personal Carrier, Gator (W/S, Op's Team 2) | THC-GRK-VEHICLES | Vehicle,Unlicensed | Vehicle | 40159 | VEH | x
116109 | TAB-PRS-LSH-0401 | Switch, Level-High, Containment Sump | TAB-PRS-T-0401 | Switch,Level-High | Switch |  | LSH | http://www.toronto.ca/TWONTO#00466 |  | Containment Sump, Miscellaneous Process
132862 | THR-DIG-PSL-5142 | Switch, Pressure-Low, Inlet Pump 5142, Solids Treatment, Digester Tank 1-6 | THR-DIG-GBP-5142 | Switch,Pressure-Low | Switch |  | PSL | http://www.toronto.ca/TWONTO#00604 |  | Gas Booster, Tank 0400, Solids Treatment
84758 | FHA-WWW-BN-0002 | Solids Disposal Bin #2, RMF Under Centrifuges | FHA-WWW-CENTRIF | Tank | Tank |  | BN | http://www.toronto.ca/TWONTO#00708 |  | Centrifuges
61191 | THC-ELS-SQ-887098 | Electrical Safety gloves, High Voltage, Class 0, # 887098 | THC-SES-SQ |  | Safety Equipment | 40034 | SQ | x |  | Safety Equipment
128944 | THC-STR-PSL-0445 | Switch, Inlet, Pressure-Low, Pump 0440, Secondary Clarifiers 0300&0400 - Old Section | THC-STR-P-0440 | Switch,Pressure-Low | Switch |  | PSL | http://www.toronto.ca/TWONTO#00604 |  | Pump, Tank 0300-0400, Secondary Clarifier, RAS/WAS
29545 | FIS-ITS-COM-0200 | Core Switch, Backup, Admin Building, Server Room | FIS COMMUNICATIONS |  | System Process Control |  | COM | http://www.toronto.ca/TWONTO#00539 |  | FIS Communications
58646 | THC-ACC-DM-6507 | Damper, By-Pass, By-Pass, S/A & R/A Ducts, AHU-6500, 2nd Floor Mech Room #1, Headworks | THC-ACC-AHU-6500 | Damper/Louver | HVAC |  | DM | http://www.toronto.ca/TWONTO#00142 |  | Air Handling Unit, Pipe Gallery, 2nd Floor Mech Room #1, Headworks
59500 | THC-ACC-TC-0122 | Controller,Temperature,Heater 0122,Scrubber Room,Phase 4 Aeration Building | THC-ACC-HTR-0122 | Air Handling Unit | HVAC |  | TC | http://www.toronto.ca/TWONTO#00746 |  | Unit Heater,Scrubber Room,Phase 4, bldg.O
68894 | THC-PRM-G-5151 | Gate, Sluice, Primary Clarifier 11 and 12 Effluent Chamber (CH-5150) Bypass Gate, NW Plant | THC-PRM-CLAR | Valve,Sluice Gate | Gate |  | G | http://www.toronto.ca/TWONTO#00202
74858 | THR-FT-LSH-4880 | Switch, Level-High, Sump, Gallery T-19, Flood Monitoring System | THR-FT-P-4880 | Switch,Level-High-High | Switch |  | LSH | http://www.toronto.ca/TWONTO#00466 |  | Pump, Centrifugal, Sump, Gallery T19
21293 | FHO-CRITICAL- EQLIST | Critical Equipment List Review | FHO ADMIN |  | System Process Control |  |  | http://www.toronto.ca/TWONTO#00278 |  | Administration
68409 | THR-ACC-PDSL-4004 | Switch, Pressure Differential, Low, Serves THR-ACC-FN-4009,Gallery 20N | THR-ACC-FN-4008 | Switch,Flow-Low | Switch |  | PDSL | http://www.toronto.ca/TWONTO#00604 |  | Fan, Exhaust, T20N, Vault 2,Gallery T20N
113779 | TAB-MCS-MEQ-0111 | Cleaning Machine, Floor | TAB-STR-STRC | Vehicle,Unlicensed | Drive mechanism |  | MEQ | http://www.toronto.ca/TWONTO#00400 |  | Blower Bldg Services - Drains, Electrical Service(110/220V), Lighting, Plumbing
78974 | THR-SPC-COM-2250 | System Process Control,, SCADA, T-23 | THR-ELS-FST | RPU | System Process Control |  | COM | http://www.toronto.ca/TWONTO#00537 |  | Electrical System, Final Sedimentation Tanks & Galleries
78214 | THR-PRS-T-9001 | Tank, Ferrous Chloride Storage, Chemical Building, (TEMPORARY) | THR-PRS-T | Tank,Non-Pressurized | Tank |  | T | http://www.toronto.ca/TWONTO#00211 |  | Phosphorous Removal System, Storage Tank
106307 | TAB-ACC-F-1832 | Filter, Glycol Chemical feeder Line | TAB-ACC-FD-1832 | Filter | Filter |  | F | http://www.toronto.ca/TWONTO#00277 |  | Feeder, Chemical,Glycol Chemical feeder Line
105944 | TAB-ACC-AHU-3905SUS | AHU, Heat Recovery Bldg | TAB-ACC-AHU | Air Handling Unit | HVAC | 41012 | AHU | x |  | Air Handling Unit & Supply Fan
122930 | THC-DEW-T-7130 | Tank, Storage, Liquid Polymer, Dewatering | THC-DEW-POL-FEED | Tank,Reservoir | Tank |  | T | http://www.toronto.ca/TWONTO#00211 |  | Polymer Feed System Dewatering
44623 | TAB-DIG-F-6470 | Filter &Feeder, Chemical | TAB-DIG-P-9722 | Filter | Filter |  | F | http://www.toronto.ca/TWONTO#00277 |  | Pump, CWP-1, Digester Cooling System
139511 | THR-WA3-LD-0046 | Sling, Wire Rope, Work Area 3 (3/4" X 3') | THR-LD-WIRE-WA3 | Lifting Device,Sling | Lifting Device |  | LD | http://www.toronto.ca/TWONTO#00927 |  | Slings, Wire Rope, Work Area 3
| FHA-RMF BLDG | Building Location | FHA-SPC2 |  |  |  |  | http://www.toronto.ca/TWONTO#00260 | Process | Process Control Systems - Equipment
83265 | THR-PRM-RPU-0003 | RPU, Primary Treatment, South Tanks 0300 to 0400 (172.22.37.121) | THR-PRM-SOUTH | RPU | Remote Processor Unit |  | RPU | http://www.toronto.ca/TWONTO#00122 |  | Primary Treatment, South Primary
40715 | DR8011A | Air, Handling Unit, AHU-1, (2.8 L/S), Digester Gas Control Building | TAB-ACC-AHU | Air Handling Unit | HVAC |  |  | http://www.toronto.ca/TWONTO#00147 |  | Air Handling Unit & Supply Fan
111052 | TAB-DIG-PSH-9401 | Switch,Pressure, High,PSH300-4, Digester Gas Train, Boiler #4, Z Building | TAB-ACC-DIG-0040 | Switch,Pressure | Switch |  | PSH | http://www.toronto.ca/TWONTO#00604 |  | Digester Gas Train, Boiler #4, Z Building
57119 | THC-ACC-T-5203 | Tank, Glycol System, Snow-Melting, Mechanical room | THC-ACC-BLDG X |  | Tank |  | T | http://www.toronto.ca/TWONTO#00211 |  | New Workshop WA2 Building HVAC
146503 | WTR-PTH-LSH-0001 | Switch, Level-High, Flood | WTR-PTH-AUX | Switch,Level-High | Switch |  | LSH | http://www.toronto.ca/TWONTO#00466 |  | Auxiliary Equipment (Building Facilities)
18577 | FHA-SES-SQ-0013 | High Voltage Test Stick, Yellow Fibre Glass Ground and Test, AQC-SG01 | FHA-SES | Safety | Safety Equipment |  | SQ | http://www.toronto.ca/TWONTO#00406 |  | Safety & Environmental Services
58742 | THC-ACC-FIT-6421 | Transmitter, Flow, Outlet, Supply Fan FN-6420, 2nd Floor Mech Room #1, Headworks | THC-ACC-AHU-6400 | Meter,Flow,Mass | HVAC |  | FIT | http://www.toronto.ca/TWONTO#00369 |  | Air Handling Unit, Screen Room/Conveyor Areas, 2nd Floor Mech Room #1, Headworks
3013 | COL-MTI-LSL-3400 | Switch, Level-Low, Parkside Control Chamber #34 | COL-MTI-CH-3400 | Switch,Level | Switch |  | LSL | http://www.toronto.ca/TWONTO#00466 |  | Chamber,Parkside St. Control Chamber No.34, MTI
| MAIN-358 | Main 358 | WTR-MT3 |  |  |  |  | http://www.toronto.ca/TWONTO#00804 | Sub-Process | Work Area 3 WEST Mains and Chambers
33540 | COL-YKP-DA-0007S | Davit Arm Assembly with Upper Arm-150960 | COL-W-OBSOLETE | Safety | Safety Equipment | 45973 | DA | x |  | Col West Obsolete Entities
53851 | TAB-SLO-SQ-9108 | First Aid Kit-Silo Bldg. Control Room | TAB-SLO-SES | Safety,First Aid Kit | Safety Equipment |  | SQ | http://www.toronto.ca/TWONTO#00355 |  | TABWA4 Health and Safety Equipment
108106 | TAB-ACC-V-1433 | Valve, Reheat, Modulating | TAB-ACC-HTR-1464 | Valve | HVAC |  | V | http://www.toronto.ca/TWONTO#00781 |  | Heater unit, Z Bldg
71325 | THR-DIG-LSH-0112 | Switch, Level, High, New Oil, Tank 0110, Lube Oil System, Gas Compressor Building | THR-DIG-T-0110 |  | Switch |  | LSH | http://www.toronto.ca/TWONTO#00466 |  | Tank, New Oil, Lube Oil System, Gas Compressor Building
74339 | THR-AER-RPU-0003 | Remote Processor Unit, South Aeration, Blower 1311 (172.22.37.162) | THR-AER-BL-1311 | RPU | Remote Processor Unit |  | RPU | http://www.toronto.ca/TWONTO#00122 |  | Blower, Centrifugal, Secondary Treatment, Aeration Blower System - Engine Room
47542 | TAB-EL1-TS-6226 | MCC, Standby Power. East Control Building | TAB-EL1-MCC-6126 | Switch | Switch |  | TS | http://www.toronto.ca/TWONTO#00754 |  | Motor Control Centre, 600V
81422 | TNT-MCS-LD-0024 | Chain Hoist | TNT-MCS-LD | Lifting Device,Chain | Lifting Device |  | LD | http://www.toronto.ca/TWONTO#00422 |  | Lifting Devices , cranes/ Portable crane/hoists, come alongs, slings, wire rope, chains
40380 | TAB-ACC-FSL-1404 | Switch, Flow-Low, Pump, Tertiary Glycol Circulating | TAB-ACC-P-1450 | Switch,Flow-Low | Switch |  | FSL | http://www.toronto.ca/TWONTO#00367 |  | Pump,Centrifugal, Tertiary Glycol Circulating
33550 | COL-YKP-DA-0012(S) | Davit Arm-158189 | COL-W-OBSOLETE |  | Safety Equipment | 39117 | DA | x |  | Col West Obsolete Entities
67955 | THR-ACC-LSL-1701 | Switch, Low Water Cut Off, Boiler 1701, Plant Central Hot Water System, Hot Water Boilers | THR-ACC-BO-1701 | Switch,Level-Low | Switch |  | LSL | http://www.toronto.ca/TWONTO#00466 |  | Boiler, Low Pressure, Hot Water, Plant Central Hot Water System, Hot Water Boilers (CRN-H9308.5,TSSA UID-65022707, SNo.-5.1103727)
| FHA-SERVICE BLDG | Building Location | FHA-SPC |  |  |  |  | http://www.toronto.ca/TWONTO#00260 | Process | Process Control Systems - Services Area
106277 | TAB-ACC-DM-6561 | Damper, Motorized, Outside Air, AHU-6560, Mechanical RM No. 3, Screen Bldg., P Bldg. | TAB-ACC-AHU-6560 | Damper/Louver | HVAC |  | DM | http://www.toronto.ca/TWONTO#00142 |  | Air Handling Unit, Mechanical Room no.3, Screen Bldg., P Bldg.
127035 | THC-PLT-G-0932 | Gate, Isolation, Motorized, Vortex CYC-0930 Effluent Channel, Grit Removal | THC-PLT-CYC-0930 | Gate | Gate |  | G | http://www.toronto.ca/TWONTO#00202
81937 | VP2033 | Detector, Gas | TAB-ELS-AM | Sensor,Gas | Safety Equipment |  |  | http://www.toronto.ca/TWONTO#00583 |  | WA8 Safety Equipment Gas Detectors, Plant Wide
37228 | NX2038A | Conditioner, Air- Z Bldg M/C Shop office mezzanine,( TAB-PWA-CI-0090) | TAB-ACC-CI | H.V.A.C.,Air Conditioner | HVAC |  |  | http://www.toronto.ca/TWONTO#00141 |  | Chiller and Air Coolers
134982 | THR-ELS-SQ-0076 | Electrical Rubber Gloves, PPE Issued to Bhavin Shah 5kV | THR-ELS-SQ-ERG | Safety | Safety Equipment |  | SQ | http://www.toronto.ca/TWONTO#00653 |  | Electrical Rubber Gloves, Safety Equipment
62230 | THC-INC-PSL-0203 | Switch, Pressure-low, Digester Gas Train, Incinerators 1000 & 2000 | THC-INC | Switch,Pressure-Low | Switch |  | PSL | http://www.toronto.ca/TWONTO#00604 |  | Incineration Process
125246 | THC-ELS-SQ-818278 | Spares, Electrical Safety gloves, High Voltage, Class 0, # 818278 | THC-SES-SQ |  | Safety Equipment | 35492 | SQ | x |  | Safety Equipment
50271 | TAB-PLT-STR-9403D | Strainer, (Micro bubbler), Inlet, to FIT, Conduit 3 | TAB-RSP-PIP-0003 | Strainer | Filter |  | STR | http://www.toronto.ca/TWONTO#00710 |  | Influent Conduit # 3, Raw Sewage Conduit from Coxwell
26049 | FIS-ACC-CU-0307 | Condensing Unit, Dehumidifier Intake Post Cooling Coil HE-0306, Storage Building, Outside, West Wall | FIS-HVAC | Compressor | HVAC |  | CU | http://www.toronto.ca/TWONTO#00236 |  | Climate Control
59667 | THC-ACC-TSL-6101 | Switch, Temperature, Low, Truck Loading Bay, 2nd Floor Mech Room #2, Headworks | THC-ACC-AHU-6100 | Switch,Temperature-Low | HVAC |  | TSL | http://www.toronto.ca/TWONTO#00734 |  | Air Handling Unit, Truck Loading Bay, Mech Room #2, Headworks
127862 | THC-PRM-V-1212 | Valve, Hydraulic Cylinder, Bottom Scraper, Primary Clarifier 1200, NW Plant | THC-PRM-CLR-1230 | Actuator,Hydraulic,Cylinder | Hydraulic System |  | V | http://www.toronto.ca/TWONTO#00433 |  | Sludge Bottom Scraper Mechanism, Primary Clarifier 1200, NW Plant
26077 | FIS-ACC-DM-4007 | Damper, Variable Air Volume Box, Lunch Room/Meeting Room | FIS-MARINE-M/ERM |  | HVAC |  | DM | http://www.toronto.ca/TWONTO#00142 |  | Mechanical/ Electrical Room, Marine Yard Building
50011 | FCL-ELS-MCC-0613-SUS | Control Panel, MCC, Treated Water Essential Service, Electrical Switchgear Room | FCL-SUSPENDED | Control Panel,MCC | Motor Control Center | 36542 | MCC | x |  | Suspended entity
45406 | TAB-DIG-PSH-1482 | Switch,Pressure, High | TAB-DIG-P-1482 | Switch,Pressure-High | Switch |  | PSH | http://www.toronto.ca/TWONTO#00604 |  | Pump, Sludge Transfer #1B
44125 | FCL-GRK-VEH-0003 | Vehicle, Cart 3 wheel | FCL-MCS-7 | Vehicle,Unlicensed | Vehicle |  | VEH | http://www.toronto.ca/TWONTO#00756
67773 | THR-ACC-FSL-0202A | Switch, Flow-Low, P-0202A | THR-ACC-P-0202A | Switch,Flow-Low | Switch |  | FSL | http://www.toronto.ca/TWONTO#00367 |  | Pump, Centrifugal, Glycol Heating Supply to AHU-0002
114524 | TAB-PLT-G-3801 | Gate, Knife Gate, Pneumatic, Discharge, Grit Receiving Conveyor 3800, Conveyor Area | TAB-PLT-CV-3800 | Valve,Knife Gate | Gate |  | G | http://www.toronto.ca/TWONTO#00781
26365 | FHO-SES-SQ-6219 | Safety Harness, Serial Number 715339, Spare | FHO-SES-SQ-0006 | PPE,Harness | Safety Equipment |  | SQ | http://www.toronto.ca/TWONTO#00332 |  | Fall Arrest Systems
| FHA-SERVICE BLDG | Building Location | FHA-SPC2 |  |  |  |  | http://www.toronto.ca/TWONTO#00260 | Process | Process Control Systems - Equipment
47760 | TAB-EL2-RPU-0810 | RPU | TAB-ELS-SOUTH | RPU | Remote Processor Unit |  | RPU | http://www.toronto.ca/TWONTO#00122 |  | South Substation
45482 | TAB-DIG-T-0101 | Receiver, Air, Dig. 1-4, 1st Flr | TAB-AI | Vessel,Pressure | Tank |  | T | http://www.toronto.ca/TWONTO#00606 |  | Local Compressed Air Equipment
131911 | THR-CW-SQ-17P | Portable Eyewash Station, Gas Compressor Building | THR-SQ-PEWS-WA1 | Safety,Eye wash | Safety Equipment | 33496 | SQ | x |  | Portable. (Gravity Operated) Eyewash Station, Dig9&10 Bsmnt
62490 | FHA-FLT-F-2501 | Filter #25, Filter Building, East Filter Gallery South | FHA-FLT | Filter | Filter |  | F | http://www.toronto.ca/TWONTO#00348 |  | Filtration
14470 | FCL-SES-CYL-0011 | Air Cylinder Carbon Fiber | FCL-SES | PPE,SCBA | Tank |  | CYL | http://www.toronto.ca/TWONTO#00582 |  | Safety and Environmental Services
27745 | FIS-ELS-PDP-2000 | Power Distribution Panel,600 V,Workshop Building,Mezzanine,North | FIS-ELS | Control Panel,Power Distribution Panel | Power Distribution Panel |  | PDP | http://www.toronto.ca/TWONTO#00110 |  | System, Electrical Distribution System
114826 | TAB-PLT-SP-9000 | Sampler, Raw Sewage, Conduit 9 | TAB-PLT-G-D | Sampler | Sampler | 34189 | SP | x |  | D Building - Conduits 6-11
122541 | THC-DCL-T-0200 | Tank, Storage 38% Sodium Bisulphite, Dechlorination | THC-DCL | Tank | Tank |  | T | http://www.toronto.ca/TWONTO#00211 |  | Dechlorination Process
94771 | FHO-SES-SCBA-0020 | Cylinder, SCBA, Air Pack, 2216 PSI, Ser #OJ-385815 | FHO-SES-SQ-0001 | PPE,SCBA | Safety Equipment |  | SCBA | http://www.toronto.ca/TWONTO#00582 |  | Safety Equipment
55508 | TAB-WA1-SQ-9119 | First Aid Kit-WA1 Control Room | TAB-WA1-SQ | Safety,First Aid Kit | Safety Equipment |  | SQ | http://www.toronto.ca/TWONTO#00355 |  | Safety Equipment & Supplies Common to WA1
106700 | TAB-ACC-FSL-6309 | Switch, Flow Switch-Low, FN-6310, Ground Floor, Dig 9-12 Control Building. | TAB-ACC-FN-6310 | Switch,Flow-Low | Switch |  | FSL | http://www.toronto.ca/TWONTO#00367 |  | Fan, Exhaust, Centrifugal, Basement Exhaust, Ground Mount, Dig 9-12 Control Building.
65165 | THC-PRM-V-1272 | Valve, Hydraulic Cylinder, Scum Skimmer, Primary Clarifier 1200, NW Plant | THC-PRM-CM-1250 | Actuator,Hydraulic,Cylinder | Hydraulic System |  | V | http://www.toronto.ca/TWONTO#00433 |  | Scum Skimmer System, Tank 1200, Primary Clarifier
71645 | THR-DIG-PSH-3042 | Switch, Pressure-High, Discharge Pump 3042, Digester Tank 0600, Digester Tank 1-6 | THR-DIG-P-3042 | Switch,Pressure-High | Switch |  | PSH | http://www.toronto.ca/TWONTO#00604 |  | Centrifugal Pump, Sludge Transfer to MTI Line 1 & 2, Tank 0400
55751 | TAB-WA4-SQ-DE19 | Lanyard 4' - John Dela Cruz | TAB-WA4-SQ-0010 | PPE,Lanyard | Safety Equipment |  |  | http://www.toronto.ca/TWONTO#00333 |  | WA4 Fall arrest systems
65235 | THC-ELS-MCC-1102 | Control Panel,MCC,Headhouse | THC-GRK-ELS-I | Control Panel,MCC | Motor Control Centre |  | MCC | http://www.toronto.ca/TWONTO#00110 |  | Building I
106720 | TAB-ACC-HE-1433 | Heat Exchanger, Hot Water Reheat Coil | TAB-ACC-HTR-1433 | Heat Exchanger | HVAC |  | HE | http://www.toronto.ca/TWONTO#00416 |  | Heater, Hot Water Reheat Coil
40399 | TAB-ACC-FSL-3432 | Switch,Flow,Low,Glycol From Pump | TAB-ACC-P-3432 | Switch,Flow | Switch |  | FSL | http://www.toronto.ca/TWONTO#00367 |  | Pump, Circulating, Glycol,Filter Bldg, S-6 & S-7,PG38-2,
125883 | THC-GRK-VEH-378068 | Vehicle, Personal Carrier, Gator(T/S) (WA4 mech) | THC-SUSPENDED | Vehicle,Unlicensed | Vehicle | 34874 | VEH | x
23081 | FHO-FEQ-FSH-0007 | Switch, Flow-High, Fire System, Admin Building, L2, East HVAC Room | FHO-SES-FEQ-1000 |  | Switch |  | FSH | http://www.toronto.ca/TWONTO#00367 |  | Fire Equipment, Built In
63214 | THC-OCS-LSHH-0100 | Switch, Level High High, Humidification Chamber #1, Phase I/IV Odour Control | THC-OCS-HU-0100 | Switch,Level-High-High | Switch |  | LSHH | http://www.toronto.ca/TWONTO#00466 |  | Integrated Humidification Chamber #1, Humidification Chamber #1, Phase I/IV Odour Control
72532 | THR-ACC-CU-1103 | Condensing Unit, Grit Building, New Electrical Room | THR-ACC-AHU-1103 | H.V.A.C.,Air Conditioner | HVAC |  | CU | http://www.toronto.ca/TWONTO#00236 |  | Air Handling Unit, Grit Building, New Electrical Room
26289 | FHO-GRK-DR-2043L | Door, (FD-2-43), Fire Rated, Ozone Building, L2, South West Ozone Roof | FHO-GRK-FEQ-0001 | Fire Prevention,Door | Door |  | DR | http://www.toronto.ca/TWONTO#00353
48197 | TAB-ELS-SQ-5010 | Body Harness ( Faim) | TAB-ELS-ESQ | PPE,Harness | Safety Equipment |  | SQ | http://www.toronto.ca/TWONTO#00332 |  | Electrical Safety Equipment
80470 | THR-FT-RPU-0003S | Remote Processor Unit, Final Tank 0500, Tank 0700 (172.22.37.181) | THR-FT-T | RPU | Remote Processor Unit | 39566 | RPU | x |  | Final Sedimentation Tank & Dedicated WAS Pumping
| FHA-SERVICE-BLDG | Building Location | FHA-EUS |  |  |  |  | http://www.toronto.ca/TWONTO#00260 | Process | Production & End User Support
35007 | COL-YKP-FAK-0042 | First Aid Kit, Truck #076074 (Chevrolet Silverado 3500) | COL-YKP-VEH-0042 | Safety,First Aid Kit | Safety Equipment |  | FAK | http://www.toronto.ca/TWONTO#00355 |  | Vehicle, Truck # 076074 (Chevrolet Silverado 3500)
39128 | SWM-PWI-LSH-0105 | Switch, Level-High | SWM-PWI-MISC | Switch,Level | Switch |  | LSH | http://www.toronto.ca/TWONTO#00466 |  | Miscellaneous Equipment
124873 | THC-ELS-MCC-1480 | Motor Control Center,Disinfection Building,Compressor Room,Ground Floor | THC-ELS-LVS-1400B |  | Motor Control Center |  | MCC | http://www.toronto.ca/TWONTO#00110 |  | Low Voltage Switchgear,NW Plant Aeration Building,Electrical Room
118173 | TAB-SLO-LSHH-8088 | Switch, Level High-High, Biosolds Truck Loading Bldg, Biofilter Outdoor Sump | TAB-SUSPENDED ENTITY |  | Switch |  | LSHH | http://www.toronto.ca/TWONTO#00466 |  | Suspended entities
9208 | COL-YKP-FAK-080109 | First Aid Kit, Truck # 080109 (2022 FORD F550) | COL-YKP | Safety,First Aid Kit | Safety Equipment |  | FAK | http://www.toronto.ca/TWONTO#00355 |  | Kipling Yard
120134 | TAB-WA8-SQ-0280 | Spill Response Kit, Universal | TAB-SES-WA8 | Spill Kit | Safety Equipment | 34529 | SQ | x |  | WA 8 Safety Equipment,
58667 | THC-ACC-F-0192 | Filter,Air Intake,Combustion Air,Boiler Building,South | THC-ACC-BLDG E |  | Filter |  | F | http://www.toronto.ca/TWONTO#00641 |  | Boiler House, HVAC
47543 | TAB-EL1-TS-6226 | MCC, Standby Power. East Control Building | TAB-EL1-PDP-6004 | Switch | Switch |  | TS | http://www.toronto.ca/TWONTO#00754 |  | Switchgear, 600V, D Building Outdoor Sub.
29192 | FIS-FEQ-HS-4002-SUS | Switch, Manual Pull Station, Fire Alarm, Vestibule | FIS-FEQ-CP-4001-SUS |  | Safety Equipment | 46952 | HS | x |  | Panel, Control, Fire Alarm, Vestibule
24881 | COL-PMM-FN-0002 | Fan, Exhaust | COL-PMM-CP-0100 | Fan | HVAC |  | FN | http://www.toronto.ca/TWONTO#OWLClass_binid-posum-pozar-motav |  | Ventillation control panel
23656 | COL-POM-SW-0002 | Switch, Transformer | COL-POM-MISC | Switch | Switch |  | SW | http://www.toronto.ca/TWONTO#00594 |  | Miscellaneous Equipment
55718 | TAB-STR-F-4007S | Air Filter, Blower 7 | TAB-STR-BL-4007 | Filter | Filter |  | F | http://www.toronto.ca/TWONTO#00641 |  | Blower #4007
8055 | COL-PWC-SS-0001 | Station Security System | COL-PWC-MISC |  | Security System |  | SS | http://www.toronto.ca/TWONTO#00673 |  | Miscellaneous Equipment
125874 | THC-INC-BU-2042 | Burner, Hearth 7, Incinerator 2000 | THC-INC-FU-2000? | Burner | Burner |  | BU | http://www.toronto.ca/TWONTO#00191 |  | Furnace, Incinerator 2000
53779 | TAB-SLO-LSH-0302 | Switch,level,High-Hopper | TAB-SLO-T-0301 | Switch,Level | Switch |  | LSH | http://www.toronto.ca/TWONTO#00466 |  | Hopper #1, HBS-301
109723 | TAB-DEW-PS-2101 | Power Pack, Hydraulic, DWS Pump#2101 | TAB-DEW-P-2101 | Power Pack,Hydraulic | Hydraulic System |  | PS | http://www.toronto.ca/TWONTO#00433 |  | Pump, Sludge Cake Transfer, Big Schwing #5, KSP-50
18601 | FHA-SES-SQ-0053 | Safety Harnesses DBI SALA full body harness Ser 982000126446092 | FHA-SES-SQ-6 |  | Safety Equipment |  | SQ | http://www.toronto.ca/TWONTO#00332 |  | Safety Fall Protection Equipment
130466 | THR-ACC-T-0701 | Tank, Glycol Heating Package, RSPS, Gallery Ventilation, Zone 3B | THR-ACC-AHU-0754S | Tank | Tank |  | T | http://www.toronto.ca/TWONTO#00211 |  | Air Handling Unit, Blow Thru, RSPS Roof, Gallery Ventilation, Zone 3B
146819 | WTR-RDF-ZS-0403 | Switch, Position,Door Security | WTR-RDF-AUX | Switch,Position | Switch |  | ZS | http://www.toronto.ca/TWONTO#00590 |  | Auxiliary Equipment (Building Facilities)
79896 | THR-WA2-LD-0021 | Sling, Chain, Work Area 2 | THR-LD-WIRE-WA2 | Lifting Device,Sling | Lifting Device |  | LD | http://www.toronto.ca/TWONTO#00930 |  | Slings, Wire Rope, Work Area 2
140594 | TNT-ELS-MCC-1601 | MCC,Filter Bldg | TNT-ELS | Control Panel,MCC | Motor Control Centre |  | MCC | http://www.toronto.ca/TWONTO#00110 |  | Instrument / Electrical
92791 | FHO-FLO-T-0301 | Tank, Flocculation No. 0301 | FHO-FLO-T-0301-KQ | Tank,Reservoir | Tank |  | T | http://www.toronto.ca/TWONTO#00364 |  | Flocculation Tank
56883 | TAB-THK-RPU-0602 | RPU-GE0602 | TAB-THK-RPU | RPU | Remote Processor Unit |  | RPU | http://www.toronto.ca/TWONTO#00122 |  | RPU Location
121146 | THC-ACC-PSL-6401 | Switch, Pressure, Low, Inlet, Supply Fan FN-6401, 2nd Floor Mech Room #1, Headworks | THC-ACC-AHU-6400 | Switch,Pressure-Low | HVAC |  | PSL | http://www.toronto.ca/TWONTO#00604 |  | Air Handling Unit, Screen Room/Conveyor Areas, 2nd Floor Mech Room #1, Headworks
118820 | TAB-STR-PLQ-AT | Plumbing, General, Aeration Tanks | TAB-STR-STRC-AT |  | Plumbing |  |  | http://www.toronto.ca/TWONTO#00572 |  | Aeration Tanks - Safety, Drains, Plumbing & PA System
76231 | THR-MCS-MT-0559 | Centre Lathe | THR-MT-WA3 |  | Tool |  | MT | http://www.toronto.ca/TWONTO#00460 |  | Machine Tools
140814 | TNT-STR-FSL-1701 | Switsh,Flow,Low, C.W to Gland | TNT-STR-P-1701 | Switch,Flow | Switch |  | FSL | http://www.toronto.ca/TWONTO#00367 |  | Pump,Return Sludge #7
40104 | DOS-SES-SCBA-7585 | SCBA 10 minutes escape pack | FAC-YCM-SES | Safety | Safety Equipment |  | SCBA | http://www.toronto.ca/TWONTO#00123 |  | SAFETY & ENVIRONMENTAL SERVICES
145860 | WTR-PRH-LSH-1010 | Switch, Level High, Diesel Fuel Storage Tank | WTR-PRH-AUX | Switch,Level-High | Switch |  | LSH | http://www.toronto.ca/TWONTO#00466 |  | Auxiliary Equipment (Building Facilities)
63423 | FCL-MCS-LD-1007 | Davit Arm | FCL-MCS-DAVIT | Lifting Device | Lifting Device |  | LD | http://www.toronto.ca/TWONTO#00331 |  | Davit Arms
117338 | TAB-RSP-PS-2210D | Power Supply, Hydraulic, Valve | TAB-RSP-V-2210D |  | Hydraulic System |  | PS | http://www.toronto.ca/TWONTO#00433 |  | Valve, Check, Raw Sewage Pump P-2210
68679 | THR-ACC-TSL-0230 | Switch, Temperature, Low, Supply Air, Air Handling Unit AHU-0230, North Grit Fan Room | THR-ACC-AHU-0230 | Switch,Temperature-Low | Switch |  | TSL | http://www.toronto.ca/TWONTO#00734 |  | Air Handling Unit, Air Supply, North Grit Fan Room
284 | 378171SUS | Kubota-WA7 | TAB-SUSPENDED ENTITY | Vehicle,Unlicensed | Vehicle | 46883 |  | x
97370 | FIS-MCS-MT-4505 | Machine Tool, Milling Machine, Workshop Building, Machine Shop | FIS-MCS | Machine Tool,Milling Machine | Tool |  | MT | http://www.toronto.ca/TWONTO#00703 |  | Mechanical Services
50198 | TAB-PLT-T-1401 | Grit Tank # 14 | TAB-PLT-T-D | Tank | Tank |  | T | http://www.toronto.ca/TWONTO#00675 |  | D Building - Grit Tanks & Hoppers 13 - 16
111034 | TAB-DIG-PSH-4044 | Switch,Pressure, High | TAB-DIG-P-4044 | Switch,Pressure-High | Switch |  | PSH | http://www.toronto.ca/TWONTO#00604 |  | Pump, Digester Mixing #4B
10823 | FCL-CLA-INJ-0001A | Eductor, Alternate Duty Pre-Chlorination, Sedimentation Tanks South/East | FCL-CLA | Injector | Injector |  | INJ | http://www.toronto.ca/TWONTO#00294 |  | Pre-Chlorination
3468 | COL-PBG-SW-0002 | Switch, Emergency Power | COL-PBG-MISC | Switch | Switch |  | SW | http://www.toronto.ca/TWONTO#00594 |  | Miscellaneous Equipment
125469 | THC-FEQ-CP-0661 | Control Panel, Pre-Action System, Ground Floor, Biosolids Building East | THC-FEQ-BLDG M | Control Panel,Fire | Safety Equipment | 45855 | CP | x |  | Fire fighting protection equipment, incinerator building
78995 | THR-GRK-VEH-378138 | Vehicle, John Deere Gator, Unlicensed, WA3 (Retired) | THR-S-E | Vehicle,Unlicensed | Vehicle | 34906 | VEH | x
15903 | FHA-AM-T-0301 | Tank, Aqua Ammomia #3 Storage Cap. 8500 L | FHA-AM-T-0301-KQ | Tank | Tank | 33294 | T | x |  | Tank Location, Ammonia Storage Room
126406 | THC-MCS-HTR-0201 | Heater, Water, Electric, Janitor room, WA2 Workshop | THC-GRK-STRC-0200 |  | Tank |  | HTR | http://www.toronto.ca/TWONTO#00427 |  | Workshop, WA2, Building X
33654 | COL-YKP-DA-0028S | Davit Arm Assembly with Upper Arm-1657 | COL-W-OBSOLETE | Safety | Safety Equipment | 45991 | DA | x |  | Col West Obsolete Entities
56885 | TAB-THK-RPU-0606 | RPU-GE0606 | TAB-THK-RPU | RPU | Remote Processor Unit |  | RPU | http://www.toronto.ca/TWONTO#00122 |  | RPU Location
89040 | FHO-SPC-RPU-1223 | RPU, PAC(former) System/Sampling PLC, Chemical Building, S2, Gallery Former PAC Area | FHO-PLT | Controller,PLC | Remote Processor Unit |  | RPU | http://www.toronto.ca/TWONTO#00122 |  | Preliminary Treatment
110939 | TAB-DIG-PDSL-0640 | Switch,Pressure Differential, Low ( between Hotwater & Sludge) | TAB-DIG-HE-0548 | Switch,Pressure-Low | Switch |  | PDSL | http://www.toronto.ca/TWONTO#00604 |  | Heat Exchanger #5, DS,
11799 | FCL-DCL-PSH-0201 | Switch, Pressure-High, Supply Header 2, Sulpher Dioxide System | FCL-DCL | Switch,Pressure-High | Switch |  | PSH | http://www.toronto.ca/TWONTO#00604 |  | Sulphur Dioxide System
60452 | THC-DIS-T-0080 | Tank,Sodium Hypochlorite Storage,Disinfection Bldg | THC-DIS |  | Tank |  | T | http://www.toronto.ca/TWONTO#00211 |  | Disinfection (Chlorination) Process
114545 | TAB-PLT-G-5204 | Gate, Knife Gate, Pneumatic, Screenings Outloading Conveyor 5200, Conveyor Area | TAB-PLT-CV-5200 | Valve,Knife Gate | Gate |  | G | http://www.toronto.ca/TWONTO#00781
2650 | COL-120-HPU-0701 | Hydraulic Power Unit, Coxwell Control Chamber #7 | COL-120-CH-0700 | Actuator,Hydraulic | Hydraulic System |  | HPU | http://www.toronto.ca/TWONTO#00433 |  | Coxwell Control Chamber #7
138875 | THR-SQ-LP-0020 | Life Preserver, Ring Type, Final Tank 11 | THR-SQ-LP-FT | Safety | Safety Equipment |  | LP | http://www.toronto.ca/TWONTO#00561 |  | Life Preserver, Ring Type Floating Device, Final Tanks
58411 | THC-ACC-DM-0077 | VAV Box, Admin Building, Ground Floor, Office Room 112 | THC-ACC-AHU-0071 |  | HVAC |  | DM | http://www.toronto.ca/TWONTO#00142 |  | Air handling Unit, Ground Floor West Zone(Administration), Admin Building Roof
50149 | TAB-PLT-SSL-4000 | Switch, Speed, Low, Grit Outloading Conveyor 4000, Conveyor Area | TAB-PLT-CV-3900 | Switch,Speed-Low | Switch |  | SSL | http://www.toronto.ca/TWONTO#00699 |  | Conveyor, Shaftless Spiral, Horizontal, Dewatering Area
114543 | TAB-PLT-G-5201 | Gate, Knife Gate, Pneumatic, Screenings Outloading Conveyor 5200, Conveyor Area | TAB-PLT-CV-5200 | Valve,Knife Gate | Gate |  | G | http://www.toronto.ca/TWONTO#00781
55662 | TAB-WA3-SQ-5DB5 | Body Harness - Su Huang | TAB-DEW-SQ-0010 | PPE,Harness | Safety Equipment |  | SQ | http://www.toronto.ca/TWONTO#00332 |  | WA3 Fall arrest systems portable cranes/hoists, come alongs, slings, wire rope, chains, electrical equipment etc.,
109780 | TAB-DEW-RPU-1104 | RPU for Polymer Storage Valves | TAB-DEW POLYMER PREP | RPU | Remote Processor Unit |  | RPU | http://www.toronto.ca/TWONTO#00122 |  | Polymer Solution Preparation & Storage Systems
63710 | THC-PLT-MSL-5671 | Switch, Motion-Low, Screening Transfer System, Head House | THC-PLT-SC-0140 | Switch,Motion | Switch |  | MSL | http://www.toronto.ca/TWONTO#00530 |  | Bar Screen 0140
89322 | WTR-RMI-ZS-0006 | Switch, Position,Door Security | WTR-RMI-AUX | Switch,Position | Switch |  | ZS | http://www.toronto.ca/TWONTO#00590 |  | Auxiliary Equipment (Building Facilities)
82844 | FHA-SES-SQ-0044 | Safety Harnesses Miller 552T/UGKC full body harness 992592 | FHA-SES-SQ-6 |  | Safety Equipment |  | SQ | http://www.toronto.ca/TWONTO#00332 |  | Safety Fall Protection Equipment
18542 | FHA-SES-SCBA-0004 | Self Contained Breathing Apparatus BKAH091751 | FHA-SES-SQ-2 | PPE,SCBA | Safety Equipment |  | SCBA | http://www.toronto.ca/TWONTO#00123 |  | Emergency Breathing Apparatus SCBA
119694 | TAB-WA1-SQ-1145 | Sling | TAB-WA1-SQ-1000 | Lifting Device,Sling | Lifting Device |  | SQ | http://www.toronto.ca/TWONTO#00926 |  | WA1 Lifting Devices and Slings
| MAIN-360 | Main 360 | WTR-LWA |  |  |  |  | http://www.toronto.ca/TWONTO#00804 | Sub-Process | Work Area 2 Central Mains and Chambers
135895 | THR-FT-PSL-4628 | Switch, Pressure-Low, Pump P-4625 Suction, Scum Pumping - South | THR-FT-P-4625 | Switch,Pressure-High | Switch |  | PSL | http://www.toronto.ca/TWONTO#00604 |  | Pump, Centrifugal, Drain, Gallery T20N
55389 | TAB-WA1-SQ-1009 | Sling | TAB-WA1-SQ-1000 | Lifting Device,Sling | Lifting Device |  | SQ | http://www.toronto.ca/TWONTO#00926 |  | WA1 Lifting Devices and Slings
119254 | TAB-THK-MCC-0654 | Motor Control Centre | TAB-THK-ELQ | Control Panel,MCC | Motor Control Centre |  | MCC | http://www.toronto.ca/TWONTO#00110 |  | Floatation - Electrical Equipment
116697 | TAB-PWA-PDSH-2650 | Switch, Pressure Differential, Strainer | TAB-PWA-STR-2650 | Switch,Pressure | Switch |  | PDSH | http://www.toronto.ca/TWONTO#00604 |  | Strainer, Automatic, Pump Discharge, Plant Water Pumping
145857 | WTR-PRH-LSH-0001 | Switch, Level-High, Building Flood Alarm | WTR-PRH-AUX | Switch,Level-High | Switch |  | LSH | http://www.toronto.ca/TWONTO#00466 |  | Auxiliary Equipment (Building Facilities)
131067 | THR-AER-PSH-1615 | Switch, Pressure-High, Lube Oil, Blower 1611, Secondary Treatment, Aeration Blower System - North | THR-AER-BL-1611 | Switch,Pressure-High | Switch |  | PSH | http://www.toronto.ca/TWONTO#00604 |  | Blower, Centrifugal, Secondary Treatment, Aeration Blower System - HPBB
11821 | FCL-DCL-T-0201 | Tank, Expansion, SO2 Evaporator 0201 Inlet Header, Machine Room,Gaseous Chemical Building | FCL-DCL | Tank | Tank |  | T | http://www.toronto.ca/TWONTO#00325 |  | Sulphur Dioxide System
85123 | WTR-PEL-LSH-1061 | Switch, Flood, Basement, Ellesmere PS | WTR-PEL-AUX | Switch,Level-High | Switch |  | LSH | http://www.toronto.ca/TWONTO#00466 |  | Auxilliary Equipment (Building Facilities)
114360 | TAB-PLT-CRN-0025 | Crane,Overhead,11kW,Fed From MCC-6926,Ground Floor,Grit Building,P Building | TAB-MCS-CRN-P BLDG | Lifting Device | Lifting Device |  | CRN | http://www.toronto.ca/TWONTO#00251 |  | Cranes - P Building
61608 | FHA-ELS-MCC-0401A | FHA-ELS-PDP-0400A - MCC 0401A, RMF | FHA-ELS-PRIMARY | Switchgear | Motor Control Centre |  | MCC | http://www.toronto.ca/TWONTO#00110 |  | Primary Electrical System
78748 | FHA-PLQ-53793 | Plumbing | FHA-GRK-PRTY-1000 | Building Service,Domestic Plumbing | Plumbing |  | PLQ | http://www.toronto.ca/TWONTO#00572 |  | CMS Work Orders
145353 | WTR-PMI-DR-0002 | Door, Truck Loading West Pump Room | WTR-PMI-AUX | Door | Door |  | DR | http://www.toronto.ca/TWONTO#00286
144838 | WTR-PKL-LSL-0500 | Switch,Level-Low,Priming Status Switch,Pump 0500 | WTR-PKL-P-0500 | Switch,Level-Low | Switch |  | LSL | http://www.toronto.ca/TWONTO#00466 |  | Pump, Centrifugal, District 6
135552 | THR-FT-FSL-3140S | Switch, Flow-Low, Seal Water, Pump 3140, Secondary Treatment, Scum Pumping | THR-FT-P-3140S | Switch,Flow-Low | Switch | 39486 | FSL | x |  | Pump, Rotary Vane, Scum Tank 3130, System 2, Scum Pumping
| FHO MAIN BLDG | Building Location | FHO-SPC2 |  |  |  |  | http://www.toronto.ca/TWONTO#00260 | Process | Process Control Systems - Equipment
40397 | TAB-ACC-FSL-2814 | Switch,Flow,Low,Water From Pump, Old Dewatering Bsmt | TAB-ACC-P-2814 | Switch,Flow | Switch |  | FSL | http://www.toronto.ca/TWONTO#00367 |  | Pump, Circulating,Glycol , Dewatering Space Heating, P7-4
93226 | FHO-GRK-DR-1082L | Door, (FD-1-82), Fire Rated, L1, South Vestibul, North East | FHO-GRK-FEQ-0001 | Fire Prevention,Door | Door |  | DR | http://www.toronto.ca/TWONTO#00353
124966 | THC-ELS-PDP-2610 | Power Distribution Panel,South Effluent Pumping Station,Electrical Room,Ground Floor | THC-DIS |  | Power Distribution Panel |  | PDP | http://www.toronto.ca/TWONTO#00110 |  | Disinfection (Chlorination) Process
106272 | TAB-ACC-DM-6551 | Damper, Motorized, Outside Air, AHU-6550, Mechanical RM No. 3, Screen Bldg., P Bldg. | TAB-ACC-AHU-6550 | Damper/Louver | HVAC |  | DM | http://www.toronto.ca/TWONTO#00142 |  | Air Handling Unit, Mechanical Room no.3, Screen Bldg., P Bldg.
120389 | THC-ACC-CU-6620 | Condensing Unit, Outdoor, Electrical Room, High roof #1, Headworks | THC-ACC-AC-6620 | H.V.A.C.,Air Conditioner | HVAC |  | CU | http://www.toronto.ca/TWONTO#00236 |  | Air-conditioning Unit, Indoor, Electrical Room, Ground floor, Headworks
51695 | TAB-GRK-VEH-378294 | Vehicle, Utility, Electric, WA 8 | TAB-GRK-VEH | Vehicle,Unlicensed | Vehicle |  | VEH | http://www.toronto.ca/TWONTO#00400
80842 | TNT-CSO-ZS-0403 | Switch, Limit, Cell 2, TPB-0403 | TNT-CSO-TPB-0404 | Switch,Position | Switch |  | ZS | http://www.toronto.ca/TWONTO#fohur-bugut-lijif-zazom |  | Tipping Bucket, CSO Storage Tank Flushing
80047 | THR-WA4-LD-0004 | Sling, Nylon, Work Area 4 ( 1" X 3') | THR-LD-NYLN-WA4 | Lifting Device,Sling | Lifting Device |  | LD | http://www.toronto.ca/TWONTO#00929 |  | Slings, Nylon, Work Area 4
26300 | FHO-GRK-DR-2057S | Door, (FD-S2-57), Fire Rated, Ozone Building, S2, Service Platform 3, East | FHO-GRK-FEQ-0001 | Fire Prevention,Door | Door |  | DR | http://www.toronto.ca/TWONTO#00353
145866 | WTR-PRH-LSHH-1100 | Switch, Level, High High, Fuel Day Tank | WTR-PRH-AUX | Switch,Level-High-High | Switch |  | LSHH | http://www.toronto.ca/TWONTO#00466 |  | Auxiliary Equipment (Building Facilities)
143164 | WTR-PDS-LTG-0001-SUS | Lighting, Emergency, Dorset Pumping Station | WTR-PDS-ELS | Lighting,Emergency | Safety Equipment | 44943 | LTG | x |  | Electrical System
49097 | TAB-OCS-FSL-6701 | Switch, Flow Low, Biofilter Recirculation Pumps, Biofilter Area, P Bldg. | TAB-OCS-P-6720 | Switch,Flow-Low | Switch |  | FSL | http://www.toronto.ca/TWONTO#00367 |  | Pump, Recirculation, Humidification Unit, Biofilter Area, P Bldg.
68423 | THR-ACC-PSH-0140 | Switch, Pressure, High, Filter Gauge Status, Air Handling Unit AHU-0140, Headhouse Loading Bay Roof | THR-ACC-AHU-0140 | Switch,Pressure-High | Switch |  | PSH | http://www.toronto.ca/TWONTO#00604 |  | Air Handling Unit, Headhouse Loading Bay Air Supply, Headhouse Roof
26371 | FHO-SES-SQ-6258 | Lanyard, Balwinder Kanota | FHO-SES-SQ-0009 | PPE,Lanyard | Safety Equipment |  | SQ | http://www.toronto.ca/TWONTO#00333 |  | Fall Lanyards
55215 | TAB-SLO-RPU-1208 | Remote Processing Unit, Bio-Solid Loading Bay, Mezzanine | TAB-SPC-COM-3900 | RPU | Remote Processor Unit |  | RPU | http://www.toronto.ca/TWONTO#00122 |  | Communication Unit, Bio-Solid Loading Bay, Mezzanine
50018 | FCL-ELS-MCC-1011-SUS | Control Panel, MCC, Raw Water Process Essential Service, Electrical Switchgear Room | FCL-ELS-PS-0001 | Control Panel,MCC | Motor Control Center | 36552 | MCC | x |  | Uninterruptible Power Supply,High Lift Bldg - Switchgear Room,LP-0001
18274 | COL-PLB-LSH-0105 | Switch, Level-High | COL-PLB-WEL-0100 | Switch,Level-High | Switch |  | LSH | http://www.toronto.ca/TWONTO#00466 |  | Wet Well
66432 | FHA-SPC-RPU-1822 | RPU, Filters F-1701-2001, West Filter Pipe Gallery | FHA-ELS |  | Remote Processor Unit |  | RPU | http://www.toronto.ca/TWONTO#00122 |  | Electrical
132486 | THR-DIG-BU-7780S | Burner, Waste Gas | THR-S-E | Analyzer | Burner | 40408 | BU | x |  | SUSPENDED ENTITY
13690 | FCL-MCS-LD-1006 | Davit Arm Polymer Room | FCL-MCS-DAVIT | Lifting Device | Lifting Device |  | LD | http://www.toronto.ca/TWONTO#00331 |  | Davit Arms
85018 | THR-THK-RPU-0011 | Remote Processor Unit, STB Control Room (172.22.39.151) | THR-THK | RPU | Remote Processor Unit |  | RPU | http://www.toronto.ca/TWONTO#00122 |  | Sludge Thickening
90535 | FHO-AUX-CAL-0005 | Calibrator, Flow, Portable, A23-14 Ozone Generator, Admin Building, S2, Electrical Work Shop | FHO-AUX-CAL-GRP1 | Meter,Flow | Test Equipment |  | CAL | http://www.toronto.ca/TWONTO#00365 |  | Meters, Group 1, Admin Building, S2, Electrical Work Shop
117118 | TAB-RSP-F-1211A | Filter, Lube Oil Supply, Raw Sewage Pump 1210, A side | TAB-RSP-P-1210 | Filter | Filter |  | F | http://www.toronto.ca/TWONTO#00642 |  | Pump,Raw Sewage Transfer #1
78884 | THR-SES-SQ-4065 | Lanyard for Harness, PPE Phil Rodrigues | THR-SES-SQ | Safety | Safety Equipment |  | SQ | http://www.toronto.ca/TWONTO#00333 |  | Safety Equipment
39062 | COL-YKP-SRL-0033 | Self Retrieval Line -097665 | YKP-BLD |  | Safety Equipment | 38999 | SRL | x |  | Collections - 435 Kipling Ave. Building envelope
127010 | THC-PLT-G-0001 | Gate, Sluice, Motorized, Perforate Screen Influent channel, Inlet Raw Sewage Screening (virtual entity) | THC-PLT-G-0151 |  | Gate |  | G | http://www.toronto.ca/TWONTO#00202
79365 | THR-THK-LSH-6002 | Switch, Level High, Centrate Tank | THR-THK-T-6002 | Switch,Level-High | Switch |  | LSH | http://www.toronto.ca/TWONTO#00466 |  | Tank, Centrate from Centrifuges
93568 | FHO-NEX-6 CHANNEL 6-SUS | Emergency and Exit light 6 Channel 6 | FHO-SUSPENDED |  | Safety Equipment | 44456 | NEX | x |  | Suspended Entity List
135244 | THR-FPW-FSL-1041 | Switch, Flow-Low, RAS Pumps Seal Water | THR-FT-P-3640 | Switch,Flow-Low | Switch |  | FSL | http://www.toronto.ca/TWONTO#00367 |  | Pump, Rotary Vane, Scum Tank 3600, System 9, Scum Pumping
82032 | THR-OCS-RTU-0027 | Remote Terminal Unit 27,Odour Control Facility Phase 2 | THR-OCS | RPU | Remote Processor Unit |  | RTU | http://www.toronto.ca/TWONTO#00122 |  | Odour Control System
58937 | THC-ACC-FN-5930 | Fan,Centrifugal,Exhaust,Disinfection Bldg,Tank Storage Room,East Wall | THC-ACC-BLDG G |  | HVAC |  | FN | http://www.toronto.ca/TWONTO#OWLClass_binid-posum-pozar-motav |  | Air Treatment Building HVAC
131444 | THR-BG-TSH-0103 | Switch, Temperature, High, Compressor 0101 Cooling Water, Gas Compressor Bldg | THR-BG-C-0101 |  | Switch |  | TSH | http://www.toronto.ca/TWONTO#00734 |  | Compressor, Centrifugal, Fuel Gas, Compressor Building, Gas Compressor (And Dryer) for COGEN
146739 | WTR-RDF-LSHH-0002 | Switch, Level-High-High, Sump Pumps | WTR-RDF-AUX | Switch,Level-High-High | Switch |  | LSHH | http://www.toronto.ca/TWONTO#00466 |  | Auxiliary Equipment (Building Facilities)
48194 | TAB-ELS-SQ-2005 | PPE Cabinet with PPE- Chlorine Bldg | TAB-SUSPENDED ENTITY | PPE | Safety Equipment | 40901 | SQ | x |  | Suspended entities
237 | 378172SUS | Kubota-WA7 | TAB-SUSPENDED ENTITY | Vehicle,Unlicensed | Vehicle | 46884 |  | x
29337 | FIS-FLT-TSH-0001-SUS | Switch, Temperature-High, Surface Wash Pump Motor 0001, Backwash Pumps | FIS-FLT-P-0001-SUS | Switch,Temperature-High | Switch | 38239 | TSH | x |  | Pump, Centrifugal, Potable Water, Surface Wash Supply, Backwash Pumps
47365 | TAB-EL1-MCC-6545 | Motor Control Centre, Z Bldg | TAB-ELS-WA6 | Control Panel,MCC | Motor Control Centre |  | MCC | http://www.toronto.ca/TWONTO#00110 |  | Panel Boards, MCC, WA6
26298 | FHO-GRK-DR-2054L | Door, (FD-5-15A), Fire Rated, Admin Building, L2, Admin Closet | FHO-GRK-FEQ-0001 | Fire Prevention,Door | Door |  | DR | http://www.toronto.ca/TWONTO#00353
71347 | THR-DIG-LSL-5440C | Switch, Level-Low, Lube Oil, C-5440, Gas Mixing System | THR-DIG-T-5440 | Switch,Level-Low | Switch |  | LSL | http://www.toronto.ca/TWONTO#00466 |  | Tank, Reservoir, Auxiliary Oil, Gas Compressor 5440, Digester Mixing System
39125 | TAB-ACC-DM-6462 | Damper, Motorized, Outside Air, FN- 6462,AHU-6460, Ground, Existing west operating gallery | TAB-ACC-FN-6462 | Damper/Louver | HVAC |  | DM | http://www.toronto.ca/TWONTO#00142 |  | Fan, Centrifugal, Supply Air, AHU-6460, Primary Tank Operating Gallery, Ground, West Side
| MAIN-360 | Main 360 | WTR-MT3 |  |  |  |  | http://www.toronto.ca/TWONTO#00804 | Sub-Process | Work Area 3 WEST Mains and Chambers
29532 | FIS-GRK-SCAM | Security Camera System | FIS-GRK | Security System,Camera | Security System |  |  | http://www.toronto.ca/TWONTO#00673 |  | FIS Buildings & Grounds
87300 | WTR-PMI-ZS-0024 | Switch, Position,Door Security | WTR-PMI-AUX | Switch,Position | Switch |  | ZS | http://www.toronto.ca/TWONTO#00590 |  | Auxiliary Equipment (Building Facilities)
113508 | TAB-GRK-DR-34556 | Security Gate, North | TAB-WORK-AREA-WWPW |  | Gate |  | DR | http://www.toronto.ca/TWONTO#00286
5079 | COL-PKP-SW-0004 | Switch, Unit Heater | COL-PKP | Switch | Switch |  | SW | http://www.toronto.ca/TWONTO#00594 |  | Kennedy Park Sewage Pumping Station
| FHO MAIN BLDG | Building Location | FHO-SPC |  |  |  |  | http://www.toronto.ca/TWONTO#00260 | Process | Process Control Systems - Services Area
21453 | FHO-DEW-T-0008 | Tank, Sump Well, Drainage & Sump Pumps, Ozone Building, S2, N-Wall | FHO-DEW |  | Tank |  | T | http://www.toronto.ca/TWONTO#00708 |  | Dewatering & Drainage
85602 | WTR-PHL-HRN-0005 | PPE, Body Harness, S/N E004010070E149B1 | WTR-CENTRAL-SES | PPE,Harness | Safety Equipment |  | HRN | http://www.toronto.ca/TWONTO#00332 |  | Safety & Lifting Devices
96637 | FIS-ELS-DS-0616B | Disconnect Switch, Polymer Skid 2, RMF Polymer Storage & Feeder Building, Polymer Storage Room | FIS-ELS-MCC-0600 | Switch | Switch |  | DS | http://www.toronto.ca/TWONTO#00594 |  | MCC,600 V,Filter Building,Mezzanine,West
115553 | TAB-PRM-PSH-0341 | Switch, Pressure High, Polymer Feed Pump P-0340, Polymer Room, Old Screen Bldg., P Bldg. | TAB-PRM-P-0340 | Switch,Pressure-High | Switch |  | PSH | http://www.toronto.ca/TWONTO#00604 |  | Pump, Polymer Feed, Positive Displacement, Polymer Room, Old Screen Bldg., P Bldg.
5822 | COL-PLB-LSH-0111 (S) | Switch, Level-High | COL-PLB-AUX-MECH | Switch,Level | Switch | 35802 | LSH | x |  | Mechanical Equipment
55075 | TAB-THK-T-0900 | Floatation Tank #9, Subnatant Recycling | TAB-SUSPENDED ENTITY | Tank | Tank |  | T | http://www.toronto.ca/TWONTO#00363 |  | Suspended entities
93461 | FHO-MCS-LD-0116-SU | Manual Chain Hoist | FHO-OBSOLETE | Lifting Device,Hoist,Manual | Rigging Equipment |  | LD | http://www.toronto.ca/TWONTO#00422 |  | Removed From Service
| MAIN-362 | Main 362 | WTR-LWA |  |  |  |  | http://www.toronto.ca/TWONTO#00804 | Sub-Process | Work Area 2 Central Mains and Chambers
9064 | COL-YKP-DA-1671143 | Davit Mast -1671143 | COL-W-OBSOLETE | Safety | Safety Equipment |  | DA | http://www.toronto.ca/TWONTO#00331 |  | Col West Obsolete Entities
41271 | TAB-ACC-T-6214 | Tank, Condensate, from Heaters | TAB-HRS-P-DEA | Tank | Tank |  | T | http://www.toronto.ca/TWONTO#00235 |  | Deaerator Equipment/ Cndensation ,
76480 | THR-DIG-RPU-0014-SUSPEND | Remote Processor Unit, RPU , Digester, A-B SLC-5/05 172.22.37.151 THRPSN11 Engine room East Side | THR-ELS-GCB | RPU | Remote Processor Unit | 41319 | RPU | x |  | Electrical System, Digester Gas Compressor Building
47378 | TAB-EL1-MCC-6591 | Motor Control Centre ,Z- Bldg | TAB-EL1-MCC | Control Panel,MCC | Motor Control Centre | 34434 | MCC | x |  | Motor Control Center- North Substation
47738 | TAB-EL2-MCC-6373 | Motor Control Center- Biosolids Silo Bldg | TAB-EL2-MCC-6326 |  | Motor Control Centre |  | MCC | http://www.toronto.ca/TWONTO#00110 |  | Motor Control Center- Biosolids Silo Bldg
131167 | THR-AER-RPU-0010S | Remote Processor Unit, South Aeration, Tank 0100 (172.22.37.163) | THR-AER-T-0110 | RPU | Remote Processor Unit | 39381 | RPU | x |  | Tank, Secondary Treatment, Aeration - South- Aeration Tank # 1
26298 | FHO-SES-SCBA-NOV | SCBA Cylinder Group 11 | FHO-SES-SQ-0002 | PPE,SCBA | Safety Equipment |  |  | http://www.toronto.ca/TWONTO#00582 |  | Emergency Breathing Apparatus
134336 | THR-DR-DIS-0517 | Overhead Door, Disinfection Building, Truck Door South | THR-DR-WA3 | Door,Overhead | Door |  | DIS | http://www.toronto.ca/TWONTO#00649
129965 | THR-ACC-FSL-0851 | Switch, Flow-Low, Exhaust Fan 0851, T16, Plant Services, Gallery Ventilation, Zone 3A | THR-ACC-FN-0851 | Switch,Flow-Low | Switch |  | FSL | http://www.toronto.ca/TWONTO#00367 |  | Fan, Exhaust, T16, Plant Services, Gallery Ventilation, Zone 3A
129705 | THR-ACC-CU-0003 | Air Conditioning,Condensing unit,Electrical Room, Outdoor,Plant Water Bldg | THR-ACC-WA4 | H.V.A.C.,Air Conditioner | HVAC |  | CU | http://www.toronto.ca/TWONTO#00236 |  | Air Conditioning, AHU, HVAC,Work Area4
29314 | FIS-FLT-FSL-0003 | Switch, Flow, Low, Filter Composite Turbidity Analyser AIT 0003, Filter Building, Pump Room East | FIS-FLT-COMP | Switch,Flow-Low | Switch |  | FSL | http://www.toronto.ca/TWONTO#00367 |  | Composite Sampling
114542 | TAB-PLT-G-5104 | Gate, Knife Gate, Pneumatic, Screenings Outloading Conveyor 5100, Conveyor Area | TAB-PLT-CV-5100 | Valve,Knife Gate | Gate |  | G | http://www.toronto.ca/TWONTO#00781
84650 | WTR-PDS-TSH-0002S | Switch,Temperature,High | WTR-PDS-AUX | Switch | Switch | 38634 | TSH | x |  | Auxiliary Equipment (Building Facilities)
8139 | COL-PWN-SS-0001 | Station Security System | COL-PWN-MISC |  | Security System |  | SS | http://www.toronto.ca/TWONTO#00673 |  | Miscellaneous Equipment
| MAIN-362 | Main 362 | WTR-MT3 |  |  |  |  | http://www.toronto.ca/TWONTO#00804 | Sub-Process | Work Area 3 WEST Mains and Chambers
105877 | TAB-ACC-AC-6512 | Air Conditioner, Indoor, Electrical Room No. 1, Screen Bldg., P Bldg. | TAB-ACC-CI | H.V.A.C.,Air Conditioner | HVAC |  | AC | http://www.toronto.ca/TWONTO#00141 |  | Chiller and Air Coolers
96795 | FIS-ELS-PS-2201 | Switch, Pressure, High, Fuel Oil Storage Tank T 2201, Workshop Building, Storage Tank Room | FIS-ELS-T-2201 |  | Switch |  | PS | http://www.toronto.ca/TWONTO#00604 |  | Tank, 2500 L, Generator GEN-02200 Fuel Oil Storage, Workshop Building, Fuel Storage Tank Room
106762 | TAB-ACC-HE-6471 | Heat Exchanger, AHU-6470, Mech Room No. 6, Old Screen Bldg., P Bldg. | TAB-ACC-AHU-6470 | Heat Exchanger | HVAC |  | HE | http://www.toronto.ca/TWONTO#00416 |  | Air Handling Unit, Mechanical Room no.6, Grit Bldg., P Bldg.
60312 | THC-ACC-V-6036 | Valve, Multi Function, Hot Water Supply, P-6002, Lower Level 2 Blower Room, Headworks | THC-ACC-P-6002 | Valve | HVAC |  | V | http://www.toronto.ca/TWONTO#00781 |  | Pump, Hot Water System, Lower Level 2 Blower Room, Headworks
129506 | THC-TPA-PA-6041 | Speaker, Headworks, Lower Level 2, Pipe Gallery N Middle | THC-TPA-PA-6010A | Public Address System | Communications Equipment |  | PA | http://www.toronto.ca/TWONTO#00117 |  | Paging Panel, Headworks, Electrical Room, Ground Floor
55051 | TAB-THK-PSH-4306 | Switch,Pressure,High,Pump 4306 | TAB-THK-P-4306 | Switch,Pressure | Switch |  | PSH | http://www.toronto.ca/TWONTO#00604 |  | Pump, Mixed Polymer Feed
76197 | THR-MCS-LD-8102 | Come Along, Work Area 2 | THR-LD-WA2 | Lifting Device,Chain | Lifting Device | 34740 | LD | x |  | Lifting Devices, Chain Hoist, Come Along & Slings
29966 | FIS-RW-FSL-0008-SUS | Switch, Flow-Low, Deep Well Submersible Sampling Pump 0002, Intake & Intake Valve Chamber | FIS-SUSPENDED | Switch,Flow-Low | Switch | 38341 | FSL | x |  | Obsolete Entities/Processes
39728 | TAB-ACC-HTR-1436 | Heater, Hot Water Reheat Coil | TAB-ACC-1400 | H.V.A.C.,Heater | HVAC |  | HTR | http://www.toronto.ca/TWONTO#00418 |  | Heating, Z Bldg -
48113 | TAB-ELS-LTG-1020 | Emergency Light,North Substation,1st Floor,East Entrance | NORTH SUBSTN_1ST FLR | Lighting,Emergency | Safety Equipment |  | LTG | http://www.toronto.ca/TWONTO#00934 |  | MSA Substation,1st Floor
52910 | TAB-PLT-G-0304 | Gate, Slide, Motorized, Isolation, Screen Channel No. 3 Effluent | TAB-PLT-SC-0300 | Gate,Sluice,Act. | Gate |  | G | http://www.toronto.ca/TWONTO#00202
45440 | TAB-DIG-PSL-6604 | Switch, Pressure,Nitrogen to Digester Gas Process Streams | TAB-DIG-SB-6120 | Switch,Pressure | Switch |  | PSL | http://www.toronto.ca/TWONTO#00604 |  | Gas Scrubber, Gas Stream #1
61720 | THC-FT-T-0100 | Tank, Secondary Clarifier | THC-FT-T-OLD PLANT |  | Tank |  | T | http://www.toronto.ca/TWONTO#00219 |  | Tank, Secondary Clarifier
97351 | FIS-GRK-VEH-0102 | Passenger Van FORD | FIS-MCS | Vehicle,Licensed | Vehicle |  | VEH | http://www.toronto.ca/TWONTO#00559
136455 | THR-GRK-DGC | Digester Gas Compressor Building & Basement, WTP Groundskeeping | THR-GRK-PRTY-0104 |  | Grounds |  |  | http://www.toronto.ca/TWONTO#00010 |  | Groundskeeping, General Labour
108616 | TAB-ACC-V-6419 | Valve, Check, Hot Water System, Mech. Room No.5, Old Screen Bldg., P Bldg. | TAB-ACC-P-6403 | Valve,Check | HVAC |  | V | http://www.toronto.ca/TWONTO#00781 |  | Pump, Heating Pump, Existing Screen Bldg Mechanical Room No.5
53778 | TAB-SLO-LSH-0301 | Switch,level,High-Hopper | TAB-SLO-T-0301 | Switch,Level | Switch |  | LSH | http://www.toronto.ca/TWONTO#00466 |  | Hopper #1, HBS-301
132984 | THR-DIG-T-5671 | Tank, Condensate and Sediment Accumulator, C-5680, Digester Mixing System | THR-DIG-C-5680 | Tank | Tank |  | T | http://www.toronto.ca/TWONTO#00674 |  | Compressor, Gas, Mixing System, Digester Tank#8
129975 | THR-ACC-FSL-1701 | Switch, Flow-Low, Outlet, Boiler 1701, Hot Water Supply, Plant Central Hot Water System, Hot Water Boilers | THR-ACC-BO-1701 | Switch,Flow-Low | Switch |  | FSL | http://www.toronto.ca/TWONTO#00367 |  | Boiler, Low Pressure, Hot Water, Plant Central Hot Water System, Hot Water Boilers (CRN-H9308.5,TSSA UID-65022707, SNo.-5.1103727)
121177 | THC-ACC-STR-6110 | Strainer, AHU-6100, Mech Room #2, Headworks | THC-ACC-AHU-6100 | Filter | HVAC |  | STR | http://www.toronto.ca/TWONTO#00710 |  | Air Handling Unit, Truck Loading Bay, Mech Room #2, Headworks
53767 | TAB-RSP-F-1221B | Filter, Lube Oil Supply, Raw Sewage Pump 1220, B Side | TAB-RSP-T-1221 | Filter | Filter |  | F | http://www.toronto.ca/TWONTO#00642 |  | Tank, Oil, Raw Sewage Pump #2 Bearing Lubrication System
140257 | TNT-DIG-PD-0600 | Digester, Primary, Vessel | TNT-DIG-PD | Vessel,Pressure | Tank |  | PD | http://www.toronto.ca/TWONTO#00271 |  | Primary Digester Tanks,Drainage Tanks
58217 | THC-ACC-CT-0004 | Controller, Snow Melting System, Admin Building, Mechanical Room B104 | THC-ACC-BLDG K |  | HVAC |  | CT | http://www.toronto.ca/TWONTO#00746 |  | Administration Building, HVAC
| FHO STANDBY POWER BL | Building Location | FHO-SPC |  |  |  |  | http://www.toronto.ca/TWONTO#00260 | Process | Process Control Systems - Services Area
47559 | TAB-EL1-TSH-1502A | Switch,Winding Temperature,High,EL1-TR-1502,North Substation | TAB-EL1-TR-1502 | Switch,Temperature-High | Switch |  | TSH | http://www.toronto.ca/TWONTO#00734 |  | Transformer,EL1-TR-1502,13.8-4.16KV,3 PH
136939 | THR-OCS-LSLH-0554 | Switch, Level, Bed Level, Scrubber 0554,Plant Services, Odour Control System | THR-OCS-SB-0554 | Switch,Level | Switch |  | LSLH | http://www.toronto.ca/TWONTO#00466 |  | Scrubber, Plant Services, Odour Control System
18666 | FHA-SES-SQ-0059 | Safety Harnesses | FHA-SES |  | Safety Equipment |  | SQ | http://www.toronto.ca/TWONTO#00332 |  | Safety & Environmental Services
91063 | FHO-DCL-PSL-0201 | Switch, Pressure-Low, Expansion Tank Header, Liquid Supply Dechlor.Train 2, S2 Chemical Storage Rm | FHO-DCL-SO-0201 | Switch,Pressure-Low | Switch |  | PSL | http://www.toronto.ca/TWONTO#00604 |  | Sulphonator, Dechlorination Train 2, Chemical Building, Main Floor, Machine Room
121214 | THC-ACC-TC-0117 | Controller,Temperature,Heater 0117,Phase 1 Access Building No.1 | THC-ACC-HTR-0117 | Air Handling Unit | HVAC |  | TC | http://www.toronto.ca/TWONTO#00746 |  | Heater,Electric,Elec RM Access Building No.1,Phase 1
7842 | COL-PSW-T-0001 | Tank, Domestic Hot Water | COL-PSW-MISC | Tank,Domestic Hot Water | Tank |  | T | http://www.toronto.ca/TWONTO#00427 |  | Miscellaneous Equipment
140422 | TNT-DIS-PSH-0701 | Switch, Pessure ,High | TNT-DIS-P-0700 | Switch,Pressure-High | Switch |  | PSH | http://www.toronto.ca/TWONTO#00604 |  | Pump,Chlorination Dosing
80771 | TNT-CSO-LSL-0301 | Switch, Level, Dry Pit Pumping Station, | TNT-CSO-P-0300 | Switch,Level | Switch |  | LSL | http://www.toronto.ca/TWONTO#00466 |  | Pump, Centrifugal, Dry Pit Sump, Dry Pit Pump Station
88403 | WTR-108-RPU-0001 | Remote Processing Unit, RPU-0001 Panel, Chamber 108-01, Queen & Nursewood | CH 108 01 | RPU | Remote Processor Unit |  | RPU | http://www.toronto.ca/TWONTO#00122 |  | Chamber
47388 | TAB-EL1-MCC-6624 | Motor Control Centre | TAB-EL1-MCC | Control Panel,MCC | Motor Control Centre |  | MCC | http://www.toronto.ca/TWONTO#00110 |  | Motor Control Center- North Substation
19158 | FHO-ACC-F-0901 | Filter, Inlet Air, D-0901, Filter Building, S2, HVAC Room | FHO-ACC-D-0901 |  | Filter |  | F | http://www.toronto.ca/TWONTO#00641 |  | Dehumidifier, Filter Building, S2, West of Pipe Gallery, HVAC Room
45178 | TAB-DIG-LSL-4220 | Switch,Level,Low,Lube Oil, G.Compr. C4220 | TAB-DIG-C-4220 | Switch,Level | Switch |  | LSL | http://www.toronto.ca/TWONTO#00466 |  | Compressor #6, Gas (DX5006A) Digester Tank 20 & 22
6275 | COL-PMM-TS-0154 | Switch, Transfer | COL-PMM-MCC-0001 | Switch | Switch |  | TS | http://www.toronto.ca/TWONTO#00754 |  | Motor Control Centre
40325 | DRN18471 | Drains, Floor, Digestion Tanks 9-12 | TAB-DIG-STRC-T9-12 | Drain | Drain |  |  | http://www.toronto.ca/TWONTO#00288 |  | Digester Tanks 9-12 - Structure, Drains, Electrical Service(110/220V), Lighting, Plumbing, Grounds
50832 | TAB-PRM-FSL-7004 | Switch ,Flow, Low, Exhaust Fan- FN-7004 | TAB-PRM-FN-7004 | Switch,Flow | Switch |  | FSL | http://www.toronto.ca/TWONTO#00367 |  | Fan, Exhaust (Primary Scum Air Process) NEF -26
27172 | DOS-YCM-VEH-205025 | 2019 Internatio A26 - Vehicle Unit# 205025 | FAC-YCM-VEH | Vehicle,Licensed | Vehicle |  | VEH | http://www.toronto.ca/TWONTO#00559
119829 | TAB-WA2-SQ-2027 | Spill Response Kit, Oil Off Water | TAB-STR-SQ | Spill Kit | Safety Equipment | 34525 | SQ | x |  | WA2 Safety Equipment,lifting devices, ladders, Eye Wash station, First Aid Kits, Lock out stations
| MAIN-363 | Main 363 | WTR-LWA |  |  |  |  | http://www.toronto.ca/TWONTO#00804 | Sub-Process | Work Area 2 Central Mains and Chambers
30001 | FIS-RW-PSL-0101-SUS | Switch, Pressure-Low, Seal Water, Pump 0101, Raw Water Pumping Station | FIS-SUSPENDED | Switch,Pressure-High | Switch | 38348 | PSL | x |  | Obsolete Entities/Processes
118383 | TAB-SS-SCAM-1500 | Secuirty Camera, East path | TAB-SS-CP-1500 | Camera | Security System |  | SCAM | http://www.toronto.ca/TWONTO#00671 |  | Istar Panel, Security control panel for east path swipe cards/cameras, D-Building first floor electrical room
87205 | WTR-PMI-TSH-0002 | Switch, Temperature-High, Building Temp., | WTR-PMI-AUX | Switch,Temperature-High | Switch |  | TSH | http://www.toronto.ca/TWONTO#00734 |  | Auxiliary Equipment (Building Facilities)
79363 | THR-THK-LSH-5002 | Switch, Level High, TWAS Holding Tank | THR-THK-T-5002 | Switch,Level-High | Switch |  | LSH | http://www.toronto.ca/TWONTO#00466 |  | Tank, TWAS Holding
41542 | TAB-ACC-TSL-6104 | Switch,Temperature, Low, Freeze | TAB-ACC-AHU-6104 | Switch,Temperature-Low | Switch |  | TSL | http://www.toronto.ca/TWONTO#00734 |  | AHU, Digester 5-8 Pump Room
44364 | FCL-PAC-DR-0101 | Door, Overhead, PAC Area, Dry Chemical Building, Loading Dock | FCL-GRK-DR | Door,Overhead | Door |  | DR | http://www.toronto.ca/TWONTO#00649
16998 | FHA-FL-T-0301 | Tank 3, Flouride Storage - CAP: 27276 L - Steel Welded Tank - | FHA-FL | Tank | Tank | 33481 | T | x |  | Fluoridation
136550 | THR-GRK-PRTY3 | Groundskeeping for Waste Water Worker | THR-GRK-WA3 |  | Grounds |  |  | http://www.toronto.ca/TWONTO#00278 |  | Buildings & Grounds, Work Area 3
132981 | THR-DIG-T-5641 | Tank, Reservoir, Auxiliary Oil, Gas Compressor 5640, Digester Mixing System | THR-DIG-C-5640 | Tank,Reservoir | Tank |  | T | http://www.toronto.ca/TWONTO#00211 |  | Compressor, Gas, Mixing System, Digester Tank#7
107351 | TAB-ACC-PDSL-1431 | Switch, Filter Differential Pressure, AHU,Boiler Room and Basement | TAB-ACC-AHU-1430 | Switch,Pressure-Low | Switch |  | PDSL | http://www.toronto.ca/TWONTO#00604 |  | Air Handling Unit,Boiler Room and Basement
85632 | TNT-ACC-AC-2010A | Air Conditioner | TNT-ACC-AC | H.V.A.C.,Air Conditioner | HVAC |  | AC | http://www.toronto.ca/TWONTO#00141 |  | HVAC- Air conditioner and cooling units
109823 | TAB-DEW-TSH-1121B | Switch, Temperature, High, Lub Oil Return from Bearing, Drive end | TAB-DEW-CF-1121 | Switch,Temperature | Switch |  | TSH | http://www.toronto.ca/TWONTO#00734 |  | Centrifuge # 11
62616 | THC-MCS-LD-81879 | CHAIN FALL (insp Liftsafe) | THC-MCS-LD | Lifting Device | Lifting Device |  | LD | http://www.toronto.ca/TWONTO#00422 |  | Mechanical Services, Lifting Device
48277 | TAB-ELS-SQ-6142 | Electrical - Rubber Insulating Gloves Class 1 | TAB-ELS-SQ-GLOVE | PPE,Insulated Glove | Safety Equipment |  | SQ | http://www.toronto.ca/TWONTO#00653 |  | High Voltage Gloves
105926 | TAB-ACC-AHU-1853 | AHU, Blower Bldg | TAB-ACC-AHU-BL | Air Handling Unit | HVAC |  | AHU | http://www.toronto.ca/TWONTO#00147 |  | AHUs/Supply Fans Blower Bldg.
3475 | COL-PCU-MCC-0100 | Control Panel, MCC, Cumber PS | COL-PCU-AUX-ELEC | Control Panel,MCC | Motor Control Center |  | MCC | http://www.toronto.ca/TWONTO#00110 |  | Electrical Equipment
79775 | THR-WA1-LD-0031 | Sling, Wire Rope, Work Area 1 ( WIRE ROPE SLING SIZE; 1/2" X 10') | THR-LD-WIRE-WA1 | Lifting Device,Sling | Lifting Device |  | LD | http://www.toronto.ca/TWONTO#00927 |  | Slings, Wire Rope, Work Area 1
138679 | THR-SES-SPL-0105 | Spill Kit, Oil, Tote Bag, Stores WA4 | THR-SES-SPL | Safety | Safety Equipment |  | SPL | http://www.toronto.ca/TWONTO#00700 |  | Spill Containment Kits, Humber Treatment Plant
| MAIN-363 | Main 363 | WTR-MT3 |  |  |  |  | http://www.toronto.ca/TWONTO#00804 | Sub-Process | Work Area 3 WEST Mains and Chambers
77081 | THR-PLT-TSH-2100 | Switch, Temperature-High, Blower 2100, Preliminary Treatment, Grit Removal - Grit Tanks - North Plant | THR-PLT-BL-2100 | Switch,Temperature-High | Switch |  | TSH | http://www.toronto.ca/TWONTO#00734 |  | Blower, Centrifugal, Process Air, Preliminary Treatment, Grit Removal - Grit Tanks - North Plant
113049 | TAB-EL2-MCC-6324A | Motor Control Center- Incinerator | TAB-EL2-PDP-6013 | Control Panel,MCC | Motor Control Centre |  | MCC | http://www.toronto.ca/TWONTO#00110 |  | Power distribution Panel, 600V
79140 | THR-ELS-MCC-1902S | Control Panel, MCC 1902, Air Compressor Building, Air Compressor MCC-1901 & 1902 (MCC AC) | THR-ELS-CB-1912BS | Control Panel,MCC | Motor Control Centre | 39094 | MCC | x |  | Circuit Breaker, MCC 1902, Air Compressor Building, Air Compressor MCC-1901 & 1902 (MCC AC)
| FHO STANDBY POWER BL | Building Location | FHO-SPC2 |  |  |  |  | http://www.toronto.ca/TWONTO#00260 | Process | Process Control Systems - Equipment
117324 | TAB-RSP-UPS-0213 | USP for RPU, | TAB-RSP-RPU-0213 | RPU | Remote Processor Unit |  | UPS | http://www.toronto.ca/TWONTO#00124 |  | RPU, RSP Pump # 3
132938 | THR-DIG-SSH-5166A | Digester Gas Mixing, Tank 0200, Solids Treatment, Digester Tanks 1-6 | THR-DIG-MX-0200 | Switch,Speed-High | Switch |  | SSH | http://www.toronto.ca/TWONTO#00699 |  | Digester Gas Mixing, Digester Tank 0200
81431 | TNT-MCS-LD-0041 | Engine lift | TNT-MCS-LD | Lifting Device | Lifting Device |  | LD | http://www.toronto.ca/TWONTO#00422 |  | Lifting Devices , cranes/ Portable crane/hoists, come alongs, slings, wire rope, chains
113488 | TAB-ELS-SQ-6157 | Electrical - Rubber Insulating Gloves Class 1 | TAB-ELS-SQ-GLOVE | PPE,Insulated Glove | Safety Equipment |  | SQ | http://www.toronto.ca/TWONTO#00653 |  | High Voltage Gloves
69433 | THR-AER-TSH-1115 | Switch, Temperature-High, Pump 1115, Secondary Treatment, Aeration - Blower System - South | THR-AER-T-1114 | Switch,Temperature-High | Switch |  | TSH | http://www.toronto.ca/TWONTO#00734 |  | Tank, Reservoir, Auxiliary Oil for Blower 1111, Secondary Treatment, Aeration - Blower System - South
24328 | FHO-MCS-LD-0228 | Loading Dolly # 228 | FHO-MCS-LD | Lifting Device,Hoist,Manual | Rigging Equipment |  | LD | http://www.toronto.ca/TWONTO#00285 |  | Lifting Devices & Elevators
138182 | THR-PRS-PDSH-0154S | Switch, Differential Pressure, Filter 0005, Chemical Building, Secondary Treatment, Phosphorous Removal | THR-PRS-F-0005S | Switch,Pressure | Switch | 39852 | PDSH | x |  | Filter, Fine Bag, Ferrous Chloride Storage Tanks Outlet, Chemical Building, Secondary Treatment, Phosphorous Removal
135944 | THR-FT-T-1200S | Tank, Final Settling, Mixed Liquor, Secondary Treatment, Secondary Clarification - South | THR-FT-T | Tank | Tank | 41001 | T | x |  | Final Sedimentation Tank & Dedicated WAS Pumping
14012 | FCL-RW-LSL-0101 | Switch, Level, Low, Raw Water Pump P-0101 Loss of Prime, Low Lift Building, Pump Room | FCL-RW-P-0101 | Switch,Level-Low | Switch |  | LSL | http://www.toronto.ca/TWONTO#00466 |  | Pump Centrifugal, Raw Water
94770 | FHO-SES-SCBA-0019 | Cylinder, SCBA, Air Pack, 2216 PSI, Ser #OJ-386100 | FHO-SES-SQ-0003 | PPE,SCBA | Safety Equipment |  | SCBA | http://www.toronto.ca/TWONTO#00582 |  | Breathing Air Tanks
81419 | TNT-MCS-LD-0015 | Trolley | TNT-MCS-LD | Lifting Device | Lifting Device |  | LD | http://www.toronto.ca/TWONTO#00474 |  | Lifting Devices , cranes/ Portable crane/hoists, come alongs, slings, wire rope, chains
34156 | COL-YKP-DA-1671143 | Davit Mast -1671143 | COL-YKP-DA | Safety | Safety Equipment |  | DA | http://www.toronto.ca/TWONTO#00331 |  | Davit Arm Assembly
| FHO SURGE BLDG | Building Location | FHO-SPC |  |  |  |  | http://www.toronto.ca/TWONTO#00260 | Process | Process Control Systems - Services Area
| FHO SURGE BLDG | Building Location | FHO-SPC2 |  |  |  |  | http://www.toronto.ca/TWONTO#00260 | Process | Process Control Systems - Equipment
76173 | THR-MCS-LD-3861 | Come Along, Work Area 2 | THR-LD-WA2 | Lifting Device,Chain | Lifting Device |  | LD | http://www.toronto.ca/TWONTO#00812 |  | Lifting Devices, Chain Hoist, Come Along & Slings
94508 | FIS-CLA-F-0201-SUS | Filter, Gaseous Discharge Header from Pre Chlorination Evaporator 0201 Train 2, Chlorination System | FIS-SUSPENDED | Filter | Filter | 38162 | F | x |  | Obsolete Entities/Processes
125746 | THC-FT-T-0400 | Tank, Secondary Clarifier | THC-FT-T-OLD PLANT |  | Tank |  | T | http://www.toronto.ca/TWONTO#00219 |  | Tank, Secondary Clarifier
93238 | FHO-GRK-DR-2002S | Door, (FD-S2-02), Fire Rated, Clarifier Building, S2, Clarifier 2 Entrance | FHO-GRK-FEQ-0001 | Fire Prevention,Door | Door |  | DR | http://www.toronto.ca/TWONTO#00353
42799 | TAB-AER-T-0700 | Aeration Tank 07 | TAB-AER-TANKS |  | Tank |  | T | http://www.toronto.ca/TWONTO#00140 |  | Aeration Tanks
38972 | TAB-ACC-CT-1489 | Control Panel, Zone Controller | TAB-ACC-VAV-1489 | Control Panel,HVAC | HVAC |  | CT | http://www.toronto.ca/TWONTO#00746 |  | Heater, Hot Water Reheat Coil, Variable air
54526 | TAB-STR-SQ-0001 | Emerg. Eyewash and Shower Stations, Blower Bldg Bsmt | TAB-STR-SQ | PPE,Eyewash Station | Safety Equipment |  | SQ | http://www.toronto.ca/TWONTO#00308 |  | WA2 Safety Equipment,lifting devices, ladders, Eye Wash station, First Aid Kits, Lock out stations
126493 | THC-MCS-MT-0002 | Pedestal Drill, Building A | THC-MCS-MEQ | Machine Tool,Drill Press | Tool | 35548 | MT | x |  | Machine Shop and Equipment
108105 | TAB-ACC-V-1433 | Valve, Reheat, Modulating | TAB-ACC-HTR-1433 | Valve | HVAC |  | V | http://www.toronto.ca/TWONTO#00781 |  | Heater, Hot Water Reheat Coil
144791 | WTR-PJS-ZS-0012 | Position Switch, open/close | WTR-PJS-AUX | Switch,Position | Switch |  | ZS | http://www.toronto.ca/TWONTO#00590 |  | Auxiliary Equipment (Building Facilities)
127020 | THC-PLT-G-0252 | Gate, Sluice, Motorized, Perforate Screen SC-0250 Effluent Channel, Raw Sewage Screening | THC-PLT-SC-0250 | Gate,Sluice | Gate |  | G | http://www.toronto.ca/TWONTO#00202
116236 | TAB-PRS-T-2150 | Tank, Chemical Storage, West Chemical Storage Tanks | TAB-PRS-T-FECL2 | Tank | Tank |  | T | http://www.toronto.ca/TWONTO#00211 |  | Ferrous Chloride Tanks & Valves
58676 | THC-ACC-F-0613 | Filter,Outdoor Air,South Pumping Station,Plenum Shaft,Ground Level | THC-ACC-BLDG L |  | Filter |  | F | http://www.toronto.ca/TWONTO#00641 |  | Plant Effluent Pumping Station, HVAC
75923 | THR-GRK-PRTY-0101 | Groundskeeping, Snow Removal | THR-GRK-PRTY1 |  | Grounds |  | PRTY | http://www.toronto.ca/TWONTO#00278 |  | Groundskeeping for Waste Water Worker
107384 | TAB-ACC-PSH-0900 | Switch, Pressure, High, Filter, AHU-0900, Exist. Primary Treatment Bldg. | TAB-ACC-AHU-0900 | Switch,Pressure-High | Switch |  | PSH | http://www.toronto.ca/TWONTO#00604 |  | Air Handling Unit, Old D Bldg. Rooftop
38594 | SQ-47078 | FHO SCBA #6 | FHO-OBSOLETE | PPE,SCBA | Safety Equipment | 32130 |  | x |  | Removed From Service
119886 | TAB-WA3-SQ-3406 | Davit Arm (Dura Hoist) DH-4 | TAB-DEW-SQ-0010 | PPE,Lanyard | Safety Equipment |  | SQ | http://www.toronto.ca/TWONTO#00331 |  | WA3 Fall arrest systems portable cranes/hoists, come alongs, slings, wire rope, chains, electrical equipment etc.,
26230 | COL-YKP-VEH-0008S | Vehicle, Truck #080048 (F550) | COL-YKP | Vehicle,Licensed | Vehicle | 39331 | VEH | x
| MAIN-365 | Main 365 | WTR-LWA |  |  |  |  | http://www.toronto.ca/TWONTO#00804 | Sub-Process | Work Area 2 Central Mains and Chambers
78935 | THR-SES-SQ-9101 | Harness, Full Body, PPE Pauly Jacob | THR-SES-SQ-6257 | Safety | Safety Equipment |  | SQ | http://www.toronto.ca/TWONTO#00332 |  | Lanyard for Harness, PPE Pauly Jacob
109640 | TAB-DEW-P-0231 | Pump, Sludge Cake Transfer, Baby Schwing #2, Dewater. Bldg, 2/F SW | TAB-DEW SLUDGE CAKE | Pump | Hydraulic System | 33574 | P | x |  | Sludge Cake Pumping
140100 | TNT-CSO-LSHH-0301 | Switch, Level High-High, Dry Pit Sump, Dry Pit Pump Station | TNT-CSO-P-0300 | Building Service,Floor Drain | Switch |  | LSHH | http://www.toronto.ca/TWONTO#00466 |  | Pump, Centrifugal, Dry Pit Sump, Dry Pit Pump Station
38660 | TAB-ACC-AC-1601SUS | Conditioner, Air,MCC Room North of Primary Tank #9 | TAB-SUSPENDED ENTITY | H.V.A.C.,Air Conditioner | HVAC | 40945 | AC | x |  | Suspended entities
18596 | FHA-SES-SQ-0047 | Safety Harnesses Safewaze 7510 full body harness Ser 07308 | FHA-SES |  | Safety Equipment |  | SQ | http://www.toronto.ca/TWONTO#00332 |  | Safety & Environmental Services
140604 | TNT-MCS-LD-0020 | Trolley | TNT-MCS-LD | Lifting Device | Lifting Device |  | LD | http://www.toronto.ca/TWONTO#00474 |  | Lifting Devices , cranes/ Portable crane/hoists, come alongs, slings, wire rope, chains
132432 | THR-DIG-FSL-2264 | Flow Switch, Pump Seal Water | THR-DIG-T-7-8 | Transmitter,Pressure | Switch |  | FSL | http://www.toronto.ca/TWONTO#00367 |  | Digester, Entities Common to Tanks 7-8
80792 | TNT-CSO-TPB-0401 | Tipping Bucket, CSO Storage Tank Flushing | TNT-CSO-P-0400 | Tank,Reservoir | Tank |  | TPB | http://www.toronto.ca/TWONTO#OWLClass_be9155b2_62e7_4de4_bd13_75303aeff62e |  | Pump, Centrifugal, Flush, Maintenance Hole No. 1
45407 | TAB-DIG-RPU-1032 | Control Panel, Remote Processing Unit, Gas Burner Station Control | TAB-DIG-BU | RPU | Remote Processor Unit |  | RPU | http://www.toronto.ca/TWONTO#00122 |  | Waste Gas Burner
119708 | TAB-WA1-SQ-1174 | Chain Sling | TAB-WA1-SQ-1000 | Lifting Device,Sling | Lifting Device |  | SQ | http://www.toronto.ca/TWONTO#00930 |  | WA1 Lifting Devices and Slings
78871 | FHO-ELS-WR-0902 | Welding Receptacle, S9, Raw Water Pumping Station | FHO-ELS-LTG |  | Power Distribution Panel |  | WR | http://www.toronto.ca/TWONTO#00821 |  | Facility Electrical System
145593 | WTR-PMI-ZS-0001 | Switch, Position,Door Security | WTR-PMI-AUX | Switch,Position | Switch |  | ZS | http://www.toronto.ca/TWONTO#00590 |  | Auxiliary Equipment (Building Facilities)
40823 | TAB-ACC-TE-1462A | Temperature Element, Supply Air Temperature | TAB-ACC-HTR-1462 | Sensor,Temperature | HVAC |  | TE | http://www.toronto.ca/TWONTO#00733 |  | Heater unit, Z Bldg
45481 | TAB-DIG-T-0100 | Digestion Tank 01 | TAB-DIG-T-01-04 | Tank,Reservoir | Tank |  | T | http://www.toronto.ca/TWONTO#00271 |  | Digester Tanks 1-4
106235 | TAB-ACC-DM-6466 | Damper, Motorized, Exhaust Air, FN- 6463, Corridor Area of AHU-6460, Exist. east operating gallery | TAB-ACC-FN-6463 | Damper/Louver | HVAC |  | DM | http://www.toronto.ca/TWONTO#00142 |  | Fan, Sidewall, Exhaust Air, AHU-6460, Primary Tank Operating Gallery, Ground, West Side
83616 | FHA-SQ-FAK-18 | First Aid Kit Station | FHA-SES-SQ-4 | PPE | Safety Equipment |  | FAK | http://www.toronto.ca/TWONTO#00357 |  | First Aid
55735 | TAB-WA4-SQ-5832 | Harness - Enfa Wei | TAB-WA4-SQ-0010 | PPE | Safety Equipment |  | SQ | http://www.toronto.ca/TWONTO#00332 |  | WA4 Fall arrest systems
10853 | FCL-ALM-FSL-0301 | Magmeter, Flow, Low, Alum, Flocculation & Sedimentation Tank 0301, Flocculation & Sedimentation Tanks | FCL-FLO-T-0101 | Switch,Flow-Low | Switch | 35566 | FSL | x |  | Tank, Flocculation
86381 | TNT-CSO-SP-0300 | Sampler, Auto | TNT-CSO | Sampler | Sampler |  | SP | http://www.toronto.ca/TWONTO#00163 |  | Combined Sewer Overflow and storage system
17602 | FHA-MCS-MT-0301 | Machine Tool, Milling Machine, Service Building, Machine Shop | FHA-MCS-MEQ | Machine Tool,Milling Machine | Tool |  | MT | http://www.toronto.ca/TWONTO#00703 |  | Machine Shop & Equipment
9074 | COL-YKP-DA-1683828 | Davit Mast -1683828 | COL-YKP-DA | Safety | Safety Equipment |  | DA | http://www.toronto.ca/TWONTO#00331 |  | Davit Arm Assembly
106085 | TAB-ACC-ASE-1221 | Tank (TAB-ACC-ASE-1221) | TAB-ACC-HE-1220 | Tank | Tank |  | ASE | http://www.toronto.ca/TWONTO#00149 |  | Heat Exchanger, Floatation Bldg, HE25-1
67037 | FCL-TRW-DIST-0001 | Distiller, Treated water | FCL-MCS |  | Evaporator |  | DIST | http://www.toronto.ca/TWONTO#00567 |  | Mechanical Services
57439 | FCL-WWW-AHU-0101-SUS | Air Handling Unit - Screen Room | FCL-ACC | Air Handling Unit | HVAC | 42193 | AHU | x |  | Climate Control (HVAC)
21452 | FHO-DEW-T-0007 | Tank, Sump Well, Drainage & Sump Pumps, Reservoir, S2, TRW Suction Gallery S/W End | FHO-DEW |  | Tank |  | T | http://www.toronto.ca/TWONTO#00708 |  | Dewatering & Drainage
58534 | THC-ACC-DM-0506 | Damper/Louver,FA,Old Generator Room,Bldg M | THC-ACC-AHU BLDG M | Damper/Louver | HVAC |  | DM | http://www.toronto.ca/TWONTO#00142 |  | Air Handling Units, Building M
| MAIN-365 | Main 365 | WTR-MT3 |  |  |  |  | http://www.toronto.ca/TWONTO#00804 | Sub-Process | Work Area 3 WEST Mains and Chambers
59230 | THC-ACC-HTR-6019 | Heater, Unit, Glycol, Heating System, Lower Level 2, Vortex Pipe Gallery, Headworks | THC-ACC-P-6003 | H.V.A.C.,Heater,Unit | HVAC |  | HTR | http://www.toronto.ca/TWONTO#00418 |  | Pump, Heating Glycol System, Lower Level 2 Blower Room, Headworks
50148 | TAB-PLT-SSL-1610 | Switch, Speed, Low, Submerged Conveyor, Grit Tank No. 16 | TAB-PLT-T-1601 | Switch,Speed-Low | Switch |  | SSL | http://www.toronto.ca/TWONTO#00699 |  | Grit Tank # 16
63420 | FCL-MCS-LD-1002 | Winch - CAP : - 60 FT cable | FCL-MCS-LD | Lifting Device,Hoist,Manual | Lifting Device |  | LD | http://www.toronto.ca/TWONTO#00812 |  | Lifting Devices
45404 | TAB-DIG-RPU-1021 | RPU, DIG Gas Control Bldg. | TAB-DIG-INQ-T19-22 | RPU | Remote Processor Unit |  | RPU | http://www.toronto.ca/TWONTO#00122 |  | Digester Tanks 19-22, Instrument Equipment
66334 | THC-SES-MEQ-1201 | Anchor,Fall Arrest,HPU1200 Building,Roof | THC-PRM-BLDG-HPU1200 | PPE | Safety Equipment |  | MEQ | http://www.toronto.ca/TWONTO#hulol-galof-pivol-pojum |  | HPU Building 12
6230 | COL-PMM-LSLL-0201 | Switch,Level, Low-Low, Wet Well #2 | COL-PMM-WEL-0200 | Switch,Level-Low-Low | Switch |  | LSLL | http://www.toronto.ca/TWONTO#00466 |  | Wet Well
66659 | THC-STR-PSL-0945 | Switch, Inlet, Pressure-Low, Pump 0940,Secondary Clarifier 0900,RAS Pumping Distribution - Phase 1 | THC-STR-P-SP01UR | Switch,Pressure-Low | Switch |  | PSL | http://www.toronto.ca/TWONTO#00604 |  | Pump, spare, under repair
120265 | THC-ACC-AHU-0400 | Air Handling Unit, Digester Building, bldg. U | THC-SUSPENDED | Air Handling Unit | HVAC | 35915 | AHU | x |  | Suspended entity
132436 | THR-DIG-FSL-3115 | Flow Switch, Pump Seal Water | THR-DIG-P-3115 | Transmitter,Pressure | Switch |  | FSL | http://www.toronto.ca/TWONTO#00367 |  | Pump, Centrifugal, Sludge Transfer, Digester Tank 0700,
120737 | THC-ACC-FN-0611 | Fan,Centrifugal,Exhaust,South Pumping Station,Washroom,Intermediate Level | THC-ACC-BLDG L |  | HVAC |  | FN | http://www.toronto.ca/TWONTO#OWLClass_binid-posum-pozar-motav |  | Plant Effluent Pumping Station, HVAC
120579 | THC-ACC-F-0305 | Filter,Self Cleaning,5th Floor,Incineration Building M | THC-ACC-FN-0365 | Filter | Filter |  | F | http://www.toronto.ca/TWONTO#00641 |  | Air Handling Unit, Building M
106236 | TAB-ACC-DM-6471 | Damper, Motorized, Outside Air, AHU-6470, Mechanical RM No. 6, Existing grit bldg. | TAB-ACC-AHU-6470 | Damper/Louver | HVAC |  | DM | http://www.toronto.ca/TWONTO#00142 |  | Air Handling Unit, Mechanical Room no.6, Grit Bldg., P Bldg.
68478 | THR-ACC-T-0101 | Tank, Glycol Skid, Grit Bldg, Old Stores, Gallery Ventilation, Zone 1A,1B | THR-ACC-T | Tank | Tank |  | T | http://www.toronto.ca/TWONTO#00211 |  | Air Conditioning, Glycol Heating Packages
118017 | TAB-SES-RING-3016 | Lifebuoy Ring | TAB-SES-RING-3000 | PPE | Safety Equipment |  | RING | http://www.toronto.ca/TWONTO#00561 |  | Lifebuoy Ring
34168 | COL-YKP-DA-1683828 | Davit Mast -1683828 | COL-YKP-DA-0001S | Safety | Safety Equipment |  | DA | http://www.toronto.ca/TWONTO#00331 |  | Davit Arm Assembly with Upper Arm-110677
47269 | TAB-EL1-LP-6919 | Lighting Panel,120/208 V,Electrical Room,Second Floor,Screen Build,P Building | TAB-EL1-MCC-6995 | Control Panel,Lighting | Power Distribution Panel |  | LP | http://www.toronto.ca/TWONTO#00477 |  | MCC,Electrical Room,Second Floor,Screen Build,P Building
145930 | WTR-PRH-SW-0103 | Switch, Load Breaker, 5KV, Outdoor Load Bank Connection | WTR-PRH-LB-0102 | Load Break Switch | Switch |  | SW | http://www.toronto.ca/TWONTO#00487 |  | Load Breaker, 4160V, Secondary, Switchgear Electrical Room
| MAIN-367 | Main 367 | WTR-LWA |  |  |  |  | http://www.toronto.ca/TWONTO#00804 | Sub-Process | Work Area 2 Central Mains and Chambers
132428 | THR-DIG-FSL-2214 | Flow Switch, Pump Seal Water | THR-DIG-T-7-8 | Transmitter,Pressure | Switch |  | FSL | http://www.toronto.ca/TWONTO#00367 |  | Digester, Entities Common to Tanks 7-8
98801 | GQ-53786 | Grounds | TNT-GRK-PRTY-1000 | Building Service | Grounds |  |  | http://www.toronto.ca/TWONTO#00010 |  | Building Services
121206 | THC-ACC-T-6007 | Heater, Instantaneous, Domestic Water, Screen Room Emergency Eyewash, Ground Floor Shaft, Headworks | THC-PLT-BLDG-0001 | Tank,Domestic Hot Water | HVAC |  | T | http://www.toronto.ca/TWONTO#00427 |  | New Head House, preliminary process
67171 | THC-INC-RPU-2101A | Remote Processing Unit | THC-DEW-RPU |  | Remote Processor Unit |  | RPU | http://www.toronto.ca/TWONTO#00122 |  | Incineration RPUs
126690 | THC-OCS-RPU-2901 | RPU,Biofilter,Sludge Storage Building | THC-THK-ELS | Control Panel,Instrumentation | Remote Processor Unit |  | RPU | http://www.toronto.ca/TWONTO#00122 |  | TWAS Elecftrical equipment Sludge Thickening
131722 | THR-CG-RPU-0010 | Remote Processor Unit, SCADA,Engine room East Side (172.22.37.148) | THR-SPC | RPU | Remote Processor Unit |  | RPU | http://www.toronto.ca/TWONTO#00122 |  | Process Control Systems - Services Area
74869 | THR-FT-LSHH-4870 | Switch, Level-High-High, Sump, Gallery T-20N, Flood Monitoring System | THR-FT-P-4870 | Switch,Level-High-High | Switch |  | LSHH | http://www.toronto.ca/TWONTO#00466 |  | Pump, Centrifugal, Sump, T20N
55967 | TAB-ZBLD-FEQ-5385S | Extinguisher, Fire, 5 Lbs ABC, Z Building, Mechanical Shop, Boiler Room | TAB-WA7-FEQ-2182S | Fire Prevention,Extinguisher,Dry Chemical | Safety Equipment | 42756 | FEQ | x |  | Extinguisher, Fire - Z Building
43187 | TAB-CW-FSH-0038 | Switch,Flow,High,Eye Wash Station- Aux. Bldg. 1st Floor Front of Elevator | TAB-CW-SQ-0039 | Switch,Flow-High | Safety Equipment |  | FSH | http://www.toronto.ca/TWONTO#00367 |  | Eye Wash Station- Aux. Bldg. 2nd Flr, Front of Elevator
49988 | TAB-PLT-LSLL-5120 | Switch, Level Low Low, Sump Pumps P-5128/5129, Unwatering Pump Room | TAB-PLT-P-5128 | Switch,Level-Low-Low | Switch |  | LSLL | http://www.toronto.ca/TWONTO#00466 |  | Pump, Sump
26274 | FHO-GRK-DR-2026L | Door, (FD-2-26), Fire Rated, Admin Building, L2, ETT1 Office | FHO-GRK-FEQ-0001 | Fire Prevention,Door | Door |  | DR | http://www.toronto.ca/TWONTO#00353
62259 | THC-INC-T-1061 | Tank, Ash, Incinerator 1000 | THC-INC-GDR-1061 | Tank | Tank |  | T | http://www.toronto.ca/TWONTO#00708 |  | Grinder, Ash Tank 1061, Incinerator 1000
56189 | TAB-RSP-G-1230B | Gate, Sluice, Actuated, Raw Sewage Pump #3 Outlet to Upper Ring | TAB-RSP-P-1230 | Valve,Sluice Gate | Gate |  | G | http://www.toronto.ca/TWONTO#00202
47442 | TAB-EL1-MCC-6634? | Motor Control Centre ,Old Grit Bldg. | TAB-EL1-MCC | Control Panel,MCC | Motor Control Centre | 46022 | MCC | x |  | Motor Control Center- North Substation
47724 | TAB-EL2-MCC-6175 | Motor Control Center- Grounds Equipment Storage Facility | TAB-ELS-WA7 | Control Panel,MCC | Motor Control Centre |  | MCC | http://www.toronto.ca/TWONTO#00110 |  | Equipment location, TAB-ELS-WA7, Electrical Equipment, Work Area7 ( Panelboards, MCC )
2837 | COL-MTI-RPU-1400C | Remote Processing Unit, Rosedale Valley Control Chamber No.14C, MTI | COL-MTI-CH-1400C | RPU | Remote Processor Unit |  | RPU | http://www.toronto.ca/TWONTO#00122 |  | Chamber,Rosedale Valley Control Chamber No.14C, MTI
51247 | TAB-PRM-RPU-0314A | PLC 54-2 | TAB-PRM-INQ-P | RPU | Remote Processor Unit |  | RPU | http://www.toronto.ca/TWONTO#00122 |  | P Building - Instrument Equipment
41080 | TAB-ACC-PDSH-4502 | Switch, Presure Diferential, High | TAB-ACC-AHU-4502 | Switch,Pressure-High | Switch |  | PDSH | http://www.toronto.ca/TWONTO#00604 |  | AHU, Digester 1-4, Drip Trap Room
43201 | TAB-CW-FSH-0660 | Switch, Flow High, Emerg. Eyewash & Shower Stns, Seawall Substation | TAB-SES-SQ-0660 | Safety,Eye wash | Safety Equipment |  | FSH | http://www.toronto.ca/TWONTO#00367 |  | Emergency Eyewash Station,Seawall Substation,Electrical Room
136969 | THR-OCS-PSH-2932 | Switch, Pressure-High, Pump 2932, Plant Services, Odour Control System | THR-OCS-P-2932 | Switch,Pressure-High | Switch |  | PSH | http://www.toronto.ca/TWONTO#00604 |  | Pump, Centrifugal, Hypochlorite To Scrubber 0551, Plant Services, Odour Control System
3673 | COL-PFB-MCC-0001 | Motor Control Center | COL-PFB-MISC |  | Motor Control Centre |  | MCC | http://www.toronto.ca/TWONTO#00110 |  | Miscellaneous Equipment
105746 | SWM-PNQ-LSLL-0101 | Switch, Level-Low Low | SWM-PNQ | Switch | Switch |  | LSLL | http://www.toronto.ca/TWONTO#00466 |  | North Queen Storm Pumping Station
88886 | WTR-RDF-ZS-0407 | Switch, Position,Door Security | WTR-RDF-AUX | Switch,Position | Switch |  | ZS | http://www.toronto.ca/TWONTO#00590 |  | Auxiliary Equipment (Building Facilities)
26316 | FHO-SES-SQ-0759 | High Voltage Insulated Gloves- class Zero Serial number -0759 Yan He | FHO-SES-SQ-1000 | PPE,Insulated Glove | Safety Equipment |  | SQ | http://www.toronto.ca/TWONTO#00653 |  | High Voltage Insulated Gloves
88208 | WTR-PSC-FAR-0007 | Winch, Fall Arrest, S/N 154085 | WTR-WEST-SES | Lifting Device,Sling | Safety Equipment |  | FAR | http://www.toronto.ca/TWONTO#00812 |  | Safety & Lifting Devices
60342 | THC-ACC-V-6315 | Valve, Ball, Manual, AHU-6300, 2nd Floor Mech Room #1, Headworks | THC-ACC-AHU-6300 | Valve,Ball | HVAC |  | V | http://www.toronto.ca/TWONTO#00781 |  | Air Handling Unit, Screen Room/Conveyor Areas, 2nd Floor Mech Room #1, Headworks
65479 | FCL-SES-SQ-1017 | Electrical Safety Gloves, High Voltage, Class 0, Group A, #1513 | FCL-SES-SQ-0101 | PPE,Insulated Glove | Safety Equipment |  | SQ | http://www.toronto.ca/TWONTO#00653 |  | Eyewash Station/Shower, Dry Chemical Building, Alum Containment Area
42081 | TAB-ACC-V-6404 | Valve, Actuated, Fire Protection System, Ground Floor, Old Screen Bldg., P Bldg. | TAB-ACC-P-6414 | Valve | HVAC |  | V | http://www.toronto.ca/TWONTO#00781 |  | Pump, jockey Pump, Pump Room, Grit Bldg., P Bldg.
86473 | WTR-PJS-ZS-0003 | Sensor | WTR-PJS-AUX | Transmitter,Flow | Security System |  | ZS | http://www.toronto.ca/TWONTO#00672 |  | Auxiliary Equipment (Building Facilities)
123615 | THC-DIG-PSH-0744 | Switch,Pressure-High,Discharge,Gas Mixing,C-0737,Gas Low Pressure System,Building U | THC-DIG-C-0737 | Switch,Pressure-High | Switch |  | PSH | http://www.toronto.ca/TWONTO#00604 |  | Compressor,Sliding Vane,Primary Digester Gas MIxing,PD-0700,Gas Low Pressure System,Building U
80887 | TNT-DCL-PSH-0301 | Switch, Pressure, High | TNT-DCL-P-0300 | Switch,Pressure-High | Switch |  | PSH | http://www.toronto.ca/TWONTO#00604 |  | Pump, Metering
78870 | THR-SES-SQ-2176 | Harness, Full Body, PPE Edgardo Manansala | THR-SES-FAS | Safety | Safety Equipment | 35743 | SQ | x |  | Fall Arrest Sytem (Harness and Lanyard), Safety Equipment
9162 | COL-YKP-FAK-0009S | First Aid Kit, Truck #080070 (F550 XL) | COL-YKP | Safety,First Aid Kit | Safety Equipment | 41259 | FAK | x |  | Kipling Yard
13970 | FCL-SPC-RPU-1624 | RPU Panel, Filters 1301 and 1401, Filter Gallery | FCL-ELS-PS-0001 | Control Panel | Remote Processor Unit |  | RPU | http://www.toronto.ca/TWONTO#00122 |  | Uninterruptible Power Supply,High Lift Bldg - Switchgear Room,LP-0001
20508 | COL-PMM-LSLL-0101 | Switch,Level, Low-Low, Wet Well #1 | COL-PMM-WEL-0100 | Switch,Level-Low-Low | Switch |  | LSLL | http://www.toronto.ca/TWONTO#00466 |  | Wet Well
105940 | TAB-ACC-AHU-3660 | AHU, OPS #1 | TAB-ACC-AHU | Air Handling Unit | HVAC |  | AHU | http://www.toronto.ca/TWONTO#00147 |  | Air Handling Unit & Supply Fan
138666 | THR-SES-SCBA-0511 | SCBA 5 Minutes Escape Pack | THR-SES-SCBA | Safety | Safety Equipment |  | SCBA | http://www.toronto.ca/TWONTO#00123 |  | Self Contained Breathing Apparatus
136669 | THR-MCS-LD-0542S | Come Along, Work Area 2 | THR-LD-WA2 | Lifting Device,Chain | Lifting Device | 41080 | LD | x |  | Lifting Devices, Chain Hoist, Come Along & Slings
98293 | FIS-SM-T-0101 | Tank, Reservoir, West Caustic Solution, Caustic Soda System | FIS-SM-SB | Tank,Reservoir | Tank | 32802 | T | x |  | Scrubber
132835 | THR-DIG-PSL-0201 | Switch, Pressure, Low, DG Fuel Train, Compressor 0101 Fuel Gas Train, Gas Compressor Building | THR-BG-C-0101 | Switch,Pressure-Low | Switch |  | PSL | http://www.toronto.ca/TWONTO#00604 |  | Compressor, Centrifugal, Fuel Gas, Compressor Building, Gas Compressor (And Dryer) for COGEN
120431 | THC-ACC-DM-0152 | Damper,Air Compressor 9040 Ventilation,Air Treatment Building | THC-AI-C-9040 | Air Handling Unit | HVAC |  | DM | http://www.toronto.ca/TWONTO#00142 |  | Compressor, Instrument Air, Bldg. G
45429 | TAB-DIG-PSL-4140 | Switch,Pressure,Low, Digester Gas, Compressor-C4140 | TAB-DIG-C-4140 | Switch,Pressure | Switch |  | PSL | http://www.toronto.ca/TWONTO#00604 |  | Compressor # 4, Gas(DX2604)
119711 | TAB-WA1-SQ-1177 | Chain Sling | TAB-WA1-SQ-1000 | Lifting Device,Sling | Lifting Device |  | SQ | http://www.toronto.ca/TWONTO#00930 |  | WA1 Lifting Devices and Slings
26328 | FHO-GRK-DR-4004S | Door, (FD-S4-04), Fire Rated, Admin Building, S4, MCC Room, South West | FHO-GRK-FEQ-0001 | Fire Prevention,Door | Door |  | DR | http://www.toronto.ca/TWONTO#00353
120403 | THC-ACC-DM-0072 | VAV Box, Admin Building, Ground Floor, Office Room 109 | THC-ACC-AHU-0071 |  | HVAC |  | DM | http://www.toronto.ca/TWONTO#00142 |  | Air handling Unit, Ground Floor West Zone(Administration), Admin Building Roof
| FHO WASTE WATER BLDG | Building Location | FHO-SPC |  |  |  |  | http://www.toronto.ca/TWONTO#00260 | Process | Process Control Systems - Services Area
107406 | TAB-ACC-RPU-1404 | RPU-GE1404 | TAB-ELS-WA6 | RPU | Remote Processor Unit |  | RPU | http://www.toronto.ca/TWONTO#00122 |  | Panel Boards, MCC, WA6
80257 | FHA-SED-ZSH-0202B | Switch, Limit, Access Hatch Zone 2, Settling Basin T-0201 | FHA-SED-ZSH-0202 |  | Security System |  | ZSH | http://www.toronto.ca/TWONTO#fohur-bugut-lijif-zazom |  | Switch, Limit, Access Hatch Zone 2
68504 | THC-OCS-RPU-1803 | RPU, Phase I/IV Modular Biofilter, Phase IV Electrical Room, Phase I/IV Odour Control | THC-PRM-BIOFILTER | RPU | Remote Processor Unit |  | RPU | http://www.toronto.ca/TWONTO#00122 |  | Biofilter system
53658 | TAB-SES-SQ-0009 | SCBA Breathing Apparatus, Dewatering Bldg., 1st Flr.Emergency Response Rm. - LAH 310 809 FS | TAB-SES-SCBA | PPE,SCBA | Safety Equipment |  | SQ | http://www.toronto.ca/TWONTO#00123 |  | WA4 Safety Equipment, SCBA
29121 | COL-PWN-SW-0002 | Switch, Disconnect | COL-PWN | Switch | Switch |  | SW | http://www.toronto.ca/TWONTO#00594 |  | Warren Park Pumping Station
95134 | FHO-TRW-FSL-0102 | Switch,Flow,Low,Sample to Chlorine Residual Analyzer AIT-0001,TRW Bldg.,S5,Bsmnt.,Valve Chamber Hall | FHO TRW OUTPUT | Switch,Flow-Low | Switch |  | FSL | http://www.toronto.ca/TWONTO#00367 |  | Treated Water Output Sampling
146526 | WTR-PTH-TSL-0401 | Switch, Temperature-Low, AHU 0401 | WTR-PTH-AHU-0401 | Switch,Temperature-Low | Switch |  | TSL | http://www.toronto.ca/TWONTO#00734 |  | Air Handling Unit
118875 | TAB-STR-T-4007R | Tank , Reservoir Aux Oil, Blower 4007 | TAB-STR-BL-4007 | Tank,Reservoir | Tank |  | T | http://www.toronto.ca/TWONTO#00211 |  | Blower #4007
12311 | FCL-FLT-F-0701 | Filter, Carbon Activated, Filter Building, Filter Gallery West | FCL-FLT | Filter | Filter |  | F | http://www.toronto.ca/TWONTO#00146 |  | Filtration
105874 | SWM-SOS-T-0200 | West Tank, Stormwater | SWM-SOS | Tank | Tank |  | T | http://www.toronto.ca/TWONTO#00266 |  | Old Sheppard Park Storm Water Tank
113521 | TAB-GRK-VEH-094138 | Van, Dodge Grand Caravan | TAB-SUSPENDED ENTITY | Vehicle,Licensed | Vehicle |  | VEH | http://www.toronto.ca/TWONTO#00559
106259 | TAB-ACC-DM-6532 | Damper, Motorized, Supply Air, AHU-6530, Mechanical RM No. 3, Screen Bldg., P Bldg. | TAB-ACC-AHU-6530 | Damper/Louver | HVAC |  | DM | http://www.toronto.ca/TWONTO#00142 |  | Air Handling Unit, Mechanical Room no.3, Screen Bldg., P Bldg.
15948 | FHA-ELS-PDP-0421 | Power Distribution Panel, 600VAC, Filter Building, East Filter Gallery | FHA-ELS-DP-1901A | Control Panel,Power Distribution Panel | Power Distribution Panel |  | PDP | http://www.toronto.ca/TWONTO#00110 |  | Distribution Panel, 600VAC, Filter Building, East Filter Gallery.
81139 | FHA-SES-DEF-0501 | FHA-SQ-DEF-0001 - Defibrillator / AED Filter Building | FHA-SES-DEF | Safety,Defibrillator | Safety Equipment |  | DEF | http://www.toronto.ca/TWONTO#00164 |  | Defibrillators
23691 | COL-PPU-SQ-0001 | Eye Wash Station | COL-PPU-MISC |  | Safety Equipment |  | SQ | http://www.toronto.ca/TWONTO#00307 |  | Miscellaneous Equipment
26416 | FHO-GRK-DR-5005S | Door, (FD-S5-05), Fire Rated, TRW Building, S5, South West | FHO-GRK-FEQ-0001 | Fire Prevention,Door | Door |  | DR | http://www.toronto.ca/TWONTO#00353
50207 | TAB-PLT-RPU-0333 | RPU Panel, Plant Services, Workshop Bldg, Control Room, P Bldg. | TAB-EL1-LP-6962 | RPU | Remote Processor Unit |  | RPU | http://www.toronto.ca/TWONTO#00122 |  | Lighting Panel,120/208V,Electrical Room,Second Floor,Workshop,P Building
125756 | THC-FT-T-OLD PLANT | Tank, Secondary Clarifier | THC-FT-OLD PLANT |  | Tank |  |  | http://www.toronto.ca/TWONTO#00219 |  | Secondary Clarifiers, Old Plant
81345 | TNT-FT-T-1400 | SumpTank # 4 | TNT-FT-SUMP | Tank,Reservoir | Tank |  | T | http://www.toronto.ca/TWONTO#00708 |  | Sump Pumps- Aeration Gallery Bsmt
28510 | FIS-DCL-PSH-0201 | Switch, Pressure, High, SO2 Train 2, Rupture Disc Outlet, Gaseous Chemical Building, Storage Room | FIS-DCL-T-0201 | Sensor,Level | Switch |  | PSH | http://www.toronto.ca/TWONTO#00604 |  | Tank, Expansion, SO2 Liquid to Evaporator EV-0101, Gaseous Chemical Building,Storage Room
88254 | WTR-PSC-LSH-0002 | Switch, Level-High, Reservoir Overflow | WTR-PSC-AUX | Switch,Level-High | Switch |  | LSH | http://www.toronto.ca/TWONTO#00466 |  | Auxiliary Equipment (Building Facilities)
55719 | TAB-STR-F-4008R | Filter, Lube Oil, Blower BL 4008 | TAB-STR-P-4008 | Filter | Filter |  | F | http://www.toronto.ca/TWONTO#00642 |  | Pump, Main Oil ,Blower BL4008
66876 | THC-GRK-VEH-378291 | Vehicle, 2017 Polaris Ranger (WA2) | THC-GRK-VEHICLES | Vehicle,Unlicensed | Vehicle |  | VEH | http://www.toronto.ca/TWONTO#00400
96607 | FIS-ELS-PDP-1102 | Power Distribution Panel,Chemical Building,347 / 600V,250A,3ph,3W | {FIS-ELS-PDP} | Control Panel,Power Distribution Panel | Power Distribution Panel |  | PDP | http://www.toronto.ca/TWONTO#00110 |  | Asset Group, Power Distribution Cabinets,600 V,Island WTP
39611 | TAB-ACC-HE-1420A | Heater, Hot Water Reheat Coil | TAB-ACC-VAV-1420 | Heat Exchanger | HVAC |  | HE | http://www.toronto.ca/TWONTO#00418 |  | Heater, Hot Water Reheat Coil, Variable air
111032 | TAB-DIG-PSH-4023 | Switch,Pressure, High | TAB-DIG-P-4023 | Switch,Pressure-High | Switch |  | PSH | http://www.toronto.ca/TWONTO#00604 |  | Pump, Digester Mixing #2A
45290 | FCL-RW-DR-0401 | Door, Overhead, Screen Room Entrance, Low Lift Building | FCL-GRK | Door,Overhead | Door |  | DR | http://www.toronto.ca/TWONTO#00649
109124 | TAB-CW-SQ-0081 | Emerg. Eyewash & Shower, Plant Services | TAB-CW-SQ-0080 | Switch,Flow-High | Safety Equipment | 46020 | SQ | x |  | Emerg. Eyewash & Shower, Grit Area North
125891 | THC-GRK-VEH-378259 | Vehicle, 2016 Polaris Ranger (WA4) | THC-GRK-VEHICLES | Vehicle,Licensed | Vehicle |  | VEH | http://www.toronto.ca/TWONTO#00400
146781 | WTR-RDF-T-0400 | Tank, Reservoir | WTR-RDF-TRW | Tank,Reservoir | Tank |  | T | http://www.toronto.ca/TWONTO#00644 |  | Treated Water (Transmission)
66349 | THC-SES-MEQ-95895 | FALL ARREST- LANYARD (insp Liftsafe) | THC-MCS-LD | PPE | Lifting Device |  | MEQ | http://www.toronto.ca/TWONTO#00333 |  | Mechanical Services, Lifting Device
108632 | TAB-ACC-V-6562 | Valve, 3-Way Modulating, PreHeater Coil,AHU-6560, Mechanical RM No. 3, Screen Bldg., P Bldg. | TAB-ACC-AHU-6560 | Valve | HVAC |  | V | http://www.toronto.ca/TWONTO#00781 |  | Air Handling Unit, Mechanical Room no.3, Screen Bldg., P Bldg.
51535 | TAB-PRS-LSH-0100 | Switch, Level-High, Strainers and Loading Room Transfer Skid Containment, Truck Unloading | TAB-PRS-V-FECL2 | Switch,Level-High | Switch |  | LSH | http://www.toronto.ca/TWONTO#00466 |  | Ferrous Chloride Filters & Valves - Chemical Unloading Station
136625 | THR-LD-WIRE-WA2 | Slings, Wire Rope, Work Area 2 | THR-LD-WA2 | Lifting Device,Sling | Lifting Device |  |  | http://www.toronto.ca/TWONTO#00927 |  | Lifting Devices, Chain Hoist, Come Along & Slings
110936 | TAB-DIG-PDSL-0340 | Switch,Pressure Differential, Low ( between Hotwater & Sludge) | TAB-DIG-HE-0348 | Switch,Pressure-Low | Switch |  | PDSL | http://www.toronto.ca/TWONTO#00604 |  | Heat Exchanger #03
55384 | TAB-WA1-SQ-1004 | Sling | TAB-WA1-SQ | Lifting Device,Sling | Lifting Device |  | SQ | http://www.toronto.ca/TWONTO#00926 |  | Safety Equipment & Supplies Common to WA1
38869 | SWM-PIT-SW-0002 | Switch, Generator | SWM-PIT-MISC | Switch | Switch |  | SW | http://www.toronto.ca/TWONTO#00594 |  | Miscellaneous Equipment
80789 | TNT-CSO-T-0500 | Tank, CSO Tank | TNT-CSO | Tank | Tank |  | T | http://www.toronto.ca/TWONTO#00266 |  | Combined Sewer Overflow and storage system
117122 | TAB-RSP-F-1221A | Filter, Lube Oil Supply, Raw Sewage Pump 1220, A Side | TAB-RSP-P-1220 | Filter | Filter |  | F | http://www.toronto.ca/TWONTO#00642 |  | Pump,Raw Sewage Transfer #2
139430 | THR-WA2-LD-0020S | Sling, Chain, Work Area 2 (SUSPENDED) | THR-LD-WIRE-WA2 | Lifting Device,Sling | Lifting Device |  | LD | http://www.toronto.ca/TWONTO#00930 |  | Slings, Wire Rope, Work Area 2
147060 | WTR-RMI-DR-0010 | Door, Hatch, Due-North | WTR-RMI-AUX | Door | Door |  | DR | http://www.toronto.ca/TWONTO#00286
124879 | THC-ELS-MCC-1810 | Motor Control Center,Boiler Building,Boiler Room | THC-ELS-LVS-1800 |  | Motor Control Center |  | MCC | http://www.toronto.ca/TWONTO#00110 |  | Low Voltage Switchgear,Administration Building,Control Room
144539 | WTR-PJS-LSH-1801 | Switch, Level-High, Sump | WTR-PJS-AUX | Switch,Level-High | Switch |  | LSH | http://www.toronto.ca/TWONTO#00466 |  | Auxiliary Equipment (Building Facilities)
107279 | TAB-ACC-P-6405 | Pump, Sump, Basement, Grit Bldg., P Bldg. | TAB-PLT-P-P | Pump | HVAC |  | P | http://www.toronto.ca/TWONTO#00626 |  | P Building - Sump Pumps, Grit Tanks
120222 | THC-ACC-AC-0056 | Air Conditioner, Outdoor Unit, Control Room, Admin. Building Roof | THC-ACC-BLDG K |  | HVAC |  | AC | http://www.toronto.ca/TWONTO#00141 |  | Administration Building, HVAC
21450 | FHO-DEW-T-0003 | Tank, Sump Well, Drainage & Sump Pumps, Reservoir, S2, TRW Suction Gallery S/E End | FHO-DEW |  | Tank |  | T | http://www.toronto.ca/TWONTO#00708 |  | Dewatering & Drainage
131062 | THR-AER-PSH-1215 | Switch, Pressure-High, Pump 1215, Secondary Treatment, Aeration - Blower System - South | THR-AER-T-1214 | Switch,Pressure-High | Switch |  | PSH | http://www.toronto.ca/TWONTO#00604 |  | Tank, Reservoir, Auxiliary Oil for Blower 1211, Secondary Treatment, Aeration - Blower System - South
81871 | FHA-SES-LDR-0410 | FHA-SES-LD-0023 - 8' Ladder Fiberglass Orange ( RMF Pilot Plant) | FHA-SES-LD-1 | Safety | Safety Equipment |  | LDR | http://www.toronto.ca/TWONTO#00457 |  | Ladders
65068 | THC-ELS-LP-1121 | Distribution Panel, Waste Gas Burner Building Electrical Room | THC-ELS-TR-1121 | Control Panel,Electrical | Power Distribution Panel |  | LP | http://www.toronto.ca/TWONTO#00477 |  | Transformer,LP-1121,Fed from MCC-1103E,Electrical Room, Waste Gas Burner Building
21353 | FHO-ELS-DP-1223 | Distribution Panel, (DP-1201B3), 600V, 3PH, Ozone Building, S2, Raw Water Process Room | FHO-ELS-PS-0001 |  | Power Distribution Panel |  | DP | http://www.toronto.ca/TWONTO#00110 |  | Primary Power Equipment
135010 | THR-ELS-PDP-2910 | Panel, Power Distribution, 600V, Electrical Room Head House | THR-ELS-GRIT | Control Panel,Power Distribution Panel | Power Distribution Panel |  | PDP | http://www.toronto.ca/TWONTO#00110 |  | Electrical System, Grit Bldg., North Prelimanry and Primary Station
140599 | TNT-MCS-LD-0014 | Trolley | TNT-MCS-LD | Lifting Device | Lifting Device |  | LD | http://www.toronto.ca/TWONTO#00474 |  | Lifting Devices , cranes/ Portable crane/hoists, come alongs, slings, wire rope, chains
59233 | THC-ACC-HTR-6026 | Heater, Unit, Electric, Heating System, Lower Level 1, Stair B, Headworks | THC-ELS-LP-4041A | H.V.A.C.,Heater,Unit | HVAC |  | HTR | http://www.toronto.ca/TWONTO#00418 |  | Lighting Panel, Blower Room, Headworks
65345 | FCL-SES-SCBA-0002 | Self Contained Breathing Apparatus, High Lift Building, Ground Floor, Hallway to Gaseous Building | FCL-SES-2 | PPE,SCBA | Safety Equipment |  | SCBA | http://www.toronto.ca/TWONTO#00123 |  | SCBA's
11864 | FCL-ELS-MCC-1111-SUS | Control Panel, MCC, Gaseous Chemical Building, Electrical Switchgear Room | FCL-ELS-PS-0001 | Control Panel,MCC | Motor Control Center | 36557 | MCC | x |  | Uninterruptible Power Supply,High Lift Bldg - Switchgear Room,LP-0001
136975 | THR-OCS-F-0501D | Filter, Particle, Air Handling Units 0501A/B, Ozonator Room, Plant Services, Odour Control System | THR-OCS-D-0501A | Filter | Filter |  | F | http://www.toronto.ca/TWONTO#00641 |  | Dryer, Dessicant, Ozone Generator 3957, Ozonator Room, Plant Services, Odour Control System
66778 | THC-GRK-DR-L | Doors, Building L | THC-GRK-ELS-L |  | Door |  |  | http://www.toronto.ca/TWONTO#00286
34173 | COL-YKP-DA-1697334 | Davit Mast -1697334 | COL-YKP-DA-0003S | Safety | Safety Equipment |  | DA | http://www.toronto.ca/TWONTO#00331 |  | Davit Arm Assembly with Upper Arm-1671137
120420 | THC-ACC-DM-0111 | VAV Box, Admin Building, Basement, Print Room 145 | THC-ACC-AHU-0061 |  | HVAC |  | DM | http://www.toronto.ca/TWONTO#00142 |  | Air handling Unit, Ground Floor North Zone(Process Control), Admin Building Roof
55731 | TAB-WA4-SQ-3428 | Harness, Safety - FP81F/1EDBA | TAB-WA4-SQ-0010 |  | Safety Equipment |  | SQ | http://www.toronto.ca/TWONTO#00332 |  | WA4 Fall arrest systems
83088 | WTR-194-COM-0006A | Communication Panel | WTR-317-CH-0004 | Control Panel,Instrumentation | Communications Equipment |  | COM | http://www.toronto.ca/TWONTO#00537 |  | Chamber,Revenue Meter,Keele Reservoir, Valve House, North of the Station
53597 | TAB-SES-LTG-2283S | Lighting, Emergency, Battery Unit, 2 LED heads, Tunnel 'H' | TAB-STR-SQ | Lighting,Emergency | Safety Equipment | 41309 | LTG | x |  | WA2 Safety Equipment,lifting devices, ladders, Eye Wash station, First Aid Kits, Lock out stations
11661 | FCL-CLB-PSL-0102 | Switch, Pressure Low, Discharge, CLB Evaporator 0101, Chlorination System | FCL-CLB | Switch,Pressure-Low | Switch |  | PSL | http://www.toronto.ca/TWONTO#00604 |  | Post-Chlorination
96278 | FIS-ELS-MCC-0600 | MCC,600 V,Filter Building,Mezzanine,West | FIS-ELS | Control Panel,MCC | Motor Control Centre |  | MCC | http://www.toronto.ca/TWONTO#00110 |  | System, Electrical Distribution System
77042 | THR-PLT-PSL-2301 | Switch, Pressure-Low, Suction, Pump 2301, Preliminary Treatment, Grit Removal - Grit Tanks - North Plant | THR-PLT-P-2301 | Switch,Pressure-Low | Switch |  | PSL | http://www.toronto.ca/TWONTO#00604 |  | Pump, Centrifugal, Unwatering, Preliminary Treatment, Grit Removal - Grit Tanks - North Plant
16954 | FHA-FEQ-DT-0003 | Firesystem Sprinkler drain trap, RMF-Near polymer room by eyewash station | FHA-SES-FEQ-1 | Drain | Drain |  | DT | http://www.toronto.ca/TWONTO#00288 |  | Fire Sprinkler System
135669 | THR-FT-LSHH-4800 | Switch, Level-High-High,Pump 4800/4801,Sump,T14 | THR-FT-P-4810 | Switch,Level-High-High | Switch |  | LSHH | http://www.toronto.ca/TWONTO#00466 |  | Pump, Sump, Flood Monitoring, Finals, Tunnel 14
58626 | THC-DEW-HPU | Hydraulic Power Pack,Sliding Frame, Solids Treatment, virtual entity used as Entity Link for PM Tasks management | THC-DEW-SLFR |  | Hydraulic System |  |  | http://www.toronto.ca/TWONTO#00433 |  | Sliding Frame, Solids Treatment, virtual entity used as Entity Link for PM Tasks management
48338 | TAB-GAS-T-0102 | Receiver, Air, Gas Control Bldg | TAB-GAS-TANK | Vessel,Pressure | Tank |  | T | http://www.toronto.ca/TWONTO#00606 |  | Air Receiver Tank, Gas control Bldg.
61482 | THC-FEQ-FSP-0022 | Fire Hose cabinets,Digesters,. Bldg U | THC-FEQ-FSP | Fire Prevention,Hose | Safety Equipment | 43246 | FSP | x |  | Sprinkler System
64168 | FCL-RW-FSL-0003-SUS | Switch,Flow Low | FCL-RW | Switch,Flow-Low | Switch | 36689 | FSL | x |  | Raw Water
106763 | TAB-ACC-HE-6501 | Heat Exchanger, Reheat coil, Workshop Kitchen, Screen Bldg., P Bldg. | TAB-ACC-MEQ-6501 | Heat Exchanger | HVAC |  | HE | http://www.toronto.ca/TWONTO#00416 |  | High Pressure Hot Water cleaning system, Mechanical Room No. 1, Screen Bldg., P Bldg.
128884 | THC-STR-LSHH-0184 | Switch, Level High High, Sump Pump Control, NW Plant | THC-STR-P-0184 | Switch,Level | Switch |  | LSHH | http://www.toronto.ca/TWONTO#00466 |  | Pump, Centrifugal Submersible, Drainage, NW Plant
113421 | TAB-ELS-SQ-1001 | PPE Cabinet with PPE- Aeration West Control room & Quad House | TAB-ELS-ESQ | PPE | Safety Equipment |  | SQ | http://www.toronto.ca/TWONTO#00707 |  | Electrical Safety Equipment
82853 | FHA-SES-SQ-0050 | Safety Harnesses Safewaze 7510 full body harness Ser 07316 | FHA-SES-SQ-6 |  | Safety Equipment |  | SQ | http://www.toronto.ca/TWONTO#00332 |  | Safety Fall Protection Equipment
58061 | THC-ACC-AHU-0081 | Air handling Unit, Ground Floor South Zone(Project Management), Admin Building Roof | THC-ACC-BLDG K | Air Handling Unit | HVAC |  | AHU | http://www.toronto.ca/TWONTO#00147 |  | Administration Building, HVAC
41059 | TAB-ACC-PDS-2053 | Switch,Pressure ,Supply Air, AHU2053 | TAB-ACC-AHU-2053 | Switch,Pressure | Switch |  | PDS | http://www.toronto.ca/TWONTO#00604 |  | AHU, Chemical & Aeration Gallery
120744 | THC-ACC-FN-0712B | Fan,Centrifugal,Return Air,AHU-0710,Thickening Centrifuge Area | THC-ACC-BLDG J | Fan,Centrifugal | HVAC |  | FN | http://www.toronto.ca/TWONTO#OWLClass_binid-posum-pozar-motav |  | TWAS Building, HVAC
138823 | THR-SES-T-0507 | Tank, Air Cylinder, 4500 PSI | THR-SES-SCBA | Safety | Safety Equipment |  | T | http://www.toronto.ca/TWONTO#00582 |  | Self Contained Breathing Apparatus
90461 | FHO-AM-T-0201 | Tank, Aqua Ammonia, Ammonia System, S4 Ammonia Storage Room | FHO-AM | Tank,Reservoir | Tank |  | T | http://www.toronto.ca/TWONTO#00211 |  | Ammoniation
53781 | TAB-SLO-LSH-0304 | Switch,level,High-Hopper | TAB-SLO-T-0304 | Switch,Level | Switch |  | LSH | http://www.toronto.ca/TWONTO#00466 |  | Hopper #4, HBS-307
91062 | FHO-DCL-PSH-0302 | Switch, Pressure-High, Vent Header Dechlorination Train 3 Evaporator, Chemical Bldg, Machine Room | FHO-DCL-SO-0301 | Switch,Pressure-High | Switch |  | PSH | http://www.toronto.ca/TWONTO#00604 |  | Sulphonator, Dechlorination Train 3, Chemical Building, Main Floor, Machine Room
119887 | TAB-WA3-SQ-4671 | Lanyard 4 Ft - Su Huang | TAB-DEW-SQ-0010 | PPE,Lanyard | Safety Equipment |  | SQ | http://www.toronto.ca/TWONTO#00333 |  | WA3 Fall arrest systems portable cranes/hoists, come alongs, slings, wire rope, chains, electrical equipment etc.,
105897 | TAB-ACC-AHU-1247 | Air Handing unit,Flotation Bldg | TAB-ACC-AHU | H.V.A.C.,Heater | HVAC |  | AHU | http://www.toronto.ca/TWONTO#00147 |  | Air Handling Unit & Supply Fan
129271 | THC-THK-T-5040 | Tank,Buffer,Centrate Sampling,Thickening Centrifuge CF-0200 | THC-THK-CF-0200 | Sampler | Tank |  | T | http://www.toronto.ca/TWONTO#00708 |  | Centrifuge,WAS Thickening
59072 | THC-ACC-HTR-0365U | Air Heater, Building M | THC-ACC-HEATERS | H.V.A.C.,Heater,Unit | HVAC |  | HTR | http://www.toronto.ca/TWONTO#00418 |  | Air Heaters, Building M
119690 | TAB-WA1-SQ-1130 | Sling | TAB-WA1-SQ-1000 | Lifting Device,Sling | Lifting Device |  | SQ | http://www.toronto.ca/TWONTO#00926 |  | WA1 Lifting Devices and Slings
130410 | THR-ACC-PSL-0520 | Switch, Pressure Low, Suction, Pump, Centrifugal 0510, Boiler Bldg, Plant Services, Gallery Ventilation, Zone 2A and 2B | THR-ACC-P-0520S | Switch,Pressure-Low | Switch |  | PSL | http://www.toronto.ca/TWONTO#00604 |  | Pump, Centrifugal, Hot Water, Gallery Ventilation, Zone 2A, 2B and 2C
140619 | TNT-MCS-SQ-1001 | Sling | TNT-MCS-LD | Lifting Device,Sling | Lifting Device |  | SQ | http://www.toronto.ca/TWONTO#00926 |  | Lifting Devices , cranes/ Portable crane/hoists, come alongs, slings, wire rope, chains
38991 | TAB-ACC-DM-0041 | Combustin Air Damper Servo Motor | TAB-ACC-BO-0040 |  | Burner |  | DM | http://www.toronto.ca/TWONTO#00361 |  | Boiler#4, Plant Wide Heating System
144053 | WTR-PHL-LSH-0003 | Switch, Level-High, Building Flood Alarm, Basement | WTR-PHL-AUX | Switch,Level-High | Switch | 33710 | LSH | x |  | Auxiliary Equipment (Building Facilities)
90657 | FHO-CCS-T-0101 | Tank, Phosphoric Acid Storage Tank, S4,Corrossion Control Tank Room | FHO-CCS |  | Tank |  | T | http://www.toronto.ca/TWONTO#00211 |  | Corrosion Control Process
47450 | TAB-EL1-MCC-6672 | Motor Control Centre | TAB-EL1-MCC | Control Panel,MCC | Motor Control Centre |  | MCC | http://www.toronto.ca/TWONTO#00110 |  | Motor Control Center- North Substation
41517 | TAB-ACC-TSL-1421 | Switch, Temperature-Low,Air Handling Unit,Boiler Room and Basement | TAB-ACC-AHU-1420 | Switch,Temperature-Low | Switch |  | TSL | http://www.toronto.ca/TWONTO#00734 |  | Air Handling Unit,Boiler Room and Basement
9581 | DOS-MCS-LD-0006 | Lifting Device, Fall Arrest Support System, DAVIT ARM, 450 LBS, N/A | FAC-YCM-SES | Lifting Device,Sling | Safety Equipment |  | LD | http://www.toronto.ca/TWONTO#00331 |  | SAFETY & ENVIRONMENTAL SERVICES
145723 | WTR-PPD-MCC-0201 | Motor Control Center | WTR-PPD-BUS-0201 | Control Panel,MCC | Motor Control Center |  | MCC | http://www.toronto.ca/TWONTO#00110 |  | Switchgear, Power, Bus T2
94994 | FHO-SPC-COM-1800 | Access Closet, Admin Building, L1, Control Room, South/East | FHO-SPC |  | Communications Equipment |  | COM | http://www.toronto.ca/TWONTO#00537 |  | Process Control Systems - Services Area
44071 | TAB-DEW-T-3110 | Tank, # 1 Polymer Solution Storage | TAB-DEW POLYMER PREP | Tank | Tank |  | T | http://www.toronto.ca/TWONTO#00211 |  | Polymer Solution Preparation & Storage Systems
122003 | THC-AER-PSH-7461 | Switch, Press-High, Outlet, Blower 7400, Phase I & IV Blower Building | THC-AER-BL-7400 | Switch,Pressure | Switch |  | PSH | http://www.toronto.ca/TWONTO#00604 |  | Blower, Aeration
62489 | THC-ITS-TEL-6002 | Telephone Outlet and Phone, Headworks, Second Floor, Mech Room #1, E Wall N | THC-TPA-PA-6010A | Network,Telecommunication | Communications Equipment |  | TEL | http://www.toronto.ca/TWONTO#00702 |  | Paging Panel, Headworks, Electrical Room, Ground Floor
66435 | FHA-SPC-RPU-1921 | FHA-WWW-RPU-1921 - RPU, RMF | FHA-ELS |  | Remote Processor Unit |  | RPU | http://www.toronto.ca/TWONTO#00122 |  | Electrical
88765 | WTR-RDF-LSH-0401 | Switch, Level-High, Tank 0400 | WTR-RDF-T-0400 | Switch,Level-High | Switch |  | LSH | http://www.toronto.ca/TWONTO#00466 |  | Tank, Reservoir
49400 | FCL-CLB-PSH-0202 | Switch, Pressure High, Inlet, CLB Evaporator 0201, Chlorination System | FCL-CLB | Switch,Pressure-High | Switch |  | PSH | http://www.toronto.ca/TWONTO#00604 |  | Post-Chlorination
120826 | THC-ACC-HTR-0054 | Heater, Forced Flow, 4.7kW, Admin. Building Ground Floor, Vestibule 142, West | THC-ACC-BLDG K |  | HVAC |  | HTR | http://www.toronto.ca/TWONTO#00418 |  | Administration Building, HVAC
55407 | TAB-WA1-SQ-1044 | Sling | TAB-WA1-SQ-1000 | Lifting Device,Sling | Lifting Device |  | SQ | http://www.toronto.ca/TWONTO#00926 |  | WA1 Lifting Devices and Slings
133917 | THR-DIS-LSHH-1451 | Switch, Level-High-High,Pump 1455/1456,(Sump), Disinfection, Plant Outfall Palace Pier | THR-DIS-P-1455 | Switch,Level-High-High | Switch |  | LSHH | http://www.toronto.ca/TWONTO#00466 |  | Pump, Centrifugal, (Sump), Disinfection, Plant Outfall Palace Pier
116650 | TAB-PWA-LSH-5146 | Switch, Level,High | TAB-PWA-P-5146 | Switch,Level | Switch |  | LSH | http://www.toronto.ca/TWONTO#00466 |  | Pump, Gutter Drain Sump
124897 | THC-ELS-MCC-2701 | Motor Control Center, Building B | THC-ELS-PS-0001-B | Control Panel,MCC | Motor Control Centre |  | MCC | http://www.toronto.ca/TWONTO#00110 |  | Primary Power Equipment, Building B
122928 | THC-DEW-T-7110 | Tank, Storage, Liquid Polymer, Dewatering | THC-DEW-POL-FEED | Tank,Non-Pressurized | Tank |  | T | http://www.toronto.ca/TWONTO#00211 |  | Polymer Feed System Dewatering
98260 | FIS-SES-SQ-6111 | Electrical Safety Gloves, High Voltage, Class 1, Group 2, # | FIS-SES | PPE,Insulated Glove | Safety Equipment |  | SQ | http://www.toronto.ca/TWONTO#00653 |  | Safety, Instrumentation & Environmental Services
5831 | COL-PLB-LSL-0106 (S) | Switch, Level-Low | COL-PLB-AUX-INST | Switch | Switch | 35804 | LSL | x |  | Instrumentation Equipment
69733 | THR-BG-LSL-0601 | Switch, Level_low-Low, Lube Oil 0400, Compressor Building, Gas Compressor (And Dryer) | THR-BG-T-0400 | Switch,Level-Low | Switch |  | LSL | http://www.toronto.ca/TWONTO#00466 |  | Oil Separator, Compressor 0401, Compressor Building, Gas Compressor (And Dryer)
142599 | WTR-298-RPU-0001 | Remote Processing Unit, RPU-0001 Panel, Chamber 298-01, Bayview & John East | CH 298 01 | RPU | Remote Processor Unit |  | RPU | http://www.toronto.ca/TWONTO#00122 |  | Chamber
128787 | THC-SES-SQ-6822 | Eyewash Station, Interior, Ferrous Chloride Building | THC-PRS-BLDG |  | Safety Equipment |  | SQ | http://www.toronto.ca/TWONTO#00307 |  | Phosphorous removal system, Building and Storage
137875 | THR-PRM-T-0200 | Tank, Primary Clarification - Primary Tank - South | THR-THK-GRK1 | Tank | Tank |  | T | http://www.toronto.ca/TWONTO#00219 |  | Thickening, Ground & Structural
9836 | FCL-ACC-RPU-0501 | RPU Panel, Filter Building BAS, Filter Building Piping Gallery East | FCL-GRK | Control Panel | Remote Processor Unit |  | RPU | http://www.toronto.ca/TWONTO#00122 |  | Buildings and Grounds
81423 | TNT-MCS-LD-0026 | Chain Hoist | TNT-MCS-LD | Lifting Device,Chain | Lifting Device |  | LD | http://www.toronto.ca/TWONTO#00422 |  | Lifting Devices , cranes/ Portable crane/hoists, come alongs, slings, wire rope, chains
43702 | TAB-DEW-RPU-1121 | RPU for Old Wet Well Pump & Valve Control | TAB-DEW-WEL | RPU | Remote Processor Unit |  | RPU | http://www.toronto.ca/TWONTO#00122 |  | Centrate Wet Wells
140797 | TNT-SES-SQ-0003 | First Aid Kit-Lunch Room, TNT | TNT-GRK-FSTAID | Safety,First Aid Kit | Safety Equipment |  | SQ | http://www.toronto.ca/TWONTO#00355 |  | First aid Kits
128759 | THC-SES-MEQ-905710 | FALL ARREST- HARNESS (insp Liftsafe)-LEO | THC-MCS-LD | PPE | Lifting Device |  | MEQ | http://www.toronto.ca/TWONTO#00332 |  | Mechanical Services, Lifting Device
120443 | THC-ACC-DM-0185 | Damper,Motorized,Outdoor Air,Boiler Building,North Zone 1 | THC-ACC-FN-0187 | Damper/Louver | HVAC |  | DM | http://www.toronto.ca/TWONTO#00142 |  | Fan,Centrifugal,Exhuast,Standby,Boiler Building,North Zones
130166 | THR-ACC-NR-703 | HVAC Unit & Fan, Electrical Shop | THR-ACC-ADM | H.V.A.C.,Heater,Unit | HVAC |  | NR | http://www.toronto.ca/TWONTO#00418 |  | Air Conditioning, HVAC, Admin Building
75620 | THR-DCL-RPU-0001 | Remote Processor Unit, Dechlorination (172.22.37.225) | THR-DCL-UPS-0001 | RPU | Remote Processor Unit |  | RPU | http://www.toronto.ca/TWONTO#00122 |  | Uninterruptible Power Supply THR-DCL-RPU-0001, Dechlorination
32983 | KR2234A | Unit Heater, Silo #3, 3rd Floor, Silo Building | TAB-ACC-HTR | H.V.A.C.,Heater | HVAC |  |  | http://www.toronto.ca/TWONTO#00418 |  | Heaters- Convection,
98327 | FIS-SPC-CPU-1912 | Computer, Client SCADA Server, Admin Building, Computer Room Console | FIS-ADM BLDG |  | Communications Equipment |  | CPU | http://www.toronto.ca/TWONTO#00548 |  | Building Location
105858 | SWM-PWI-SS-0001 | Station Security System | SWM-PWI |  | Security System |  | SS | http://www.toronto.ca/TWONTO#00673 |  | Wilson Storm Pumping Station
26387 | FHO-SES-SQ-7014 | Emergency Eye Wash & Drench Hose Station 14, Chemical Building, L1, Laboratory | FHO-SES-SQ-0004 | PPE,Eyewash Station | Safety Equipment |  | SQ | http://www.toronto.ca/TWONTO#00307 |  | First Aid
143364 | WTR-PEG-DR-0001 | Door, High Voltage Electrical Room | WTR-PEG-AUX | Door | Door |  | DR | http://www.toronto.ca/TWONTO#00286
46684 | TAB-DIS-PSH-0016 | Switch, Pressure,High, Chlorine , Relief Valve Line | TAB-DIS-CHL-6 | Switch,Pressure-High | Switch |  | PSH | http://www.toronto.ca/TWONTO#00604 |  | Chlorination Train #6
115444 | TAB-PRM-FSL-6505 | Switch ,Flow, Low,Flushing water to Pump-P-2401 | TAB-PRM-P-2401 | Switch,Flow | Switch |  | FSL | http://www.toronto.ca/TWONTO#00367 |  | Pump, Positive Displacement , Primary Treatment, Scum Pumping, Primary Gallery
84653 | WTR-PDS-TSL-0001S | Switch,Temperature,Low | WTR-PDSS | Switch | Switch | 38635 | TSL | x |  | Dorset Pumping station (Chamber Replaced with Pod)
93361 | FHO-GRK-FEQ-0001 | Fire Doors | FHO-SES |  | Door |  | FEQ | http://www.toronto.ca/TWONTO#00353
130617 | THR-ACC-TSL-5010 | Switch,Alarm,Temperature-Low, Supply Air,AHU-5010,Chlorine Bldg | THR-ACC-AHU-5010 | Switch,Temperature-Low | Switch |  | TSL | http://www.toronto.ca/TWONTO#00734 |  | Air Handling Unit,DeChlorination Bldg
11646 | FCL-CLB-FSL-0002 | Switch, Flow, Low, After Post Analysers AIT-0001A & 0001B, Lab, Admin. Building | FCL-CLB | Switch | Switch |  | FSL | http://www.toronto.ca/TWONTO#00367 |  | Post-Chlorination
107580 | TAB-ACC-TE-1445A | Temperature Element, Supply Air Temperature | TAB-ACC-HTR-1445 | Sensor,Temperature | HVAC |  | TE | http://www.toronto.ca/TWONTO#00733 |  | Heater, Hot Water Reheat Coil
46714 | TAB-DIS-T-2702 | Tank, Sodium Hypochlorite Storage Tank, Plant Water PS Building | TAB-DIS-NAOCL |  | Tank |  | T | http://www.toronto.ca/TWONTO#00211 |  | Disinfection - Sodium Hypochlorite
117960 | TAB-SES-FSH-2203 | Switch, Flow, Emergency Eyewash/Shower Flow Switch High, PRS Bldg, Loading Room | TAB-SES-SQ-2203 | Switch,Flow-High | Safety Equipment |  | FSH | http://www.toronto.ca/TWONTO#00367 |  | Emergency Eyewash/Shower, PRS Bldg, Loading Room
81908 | FHA-SES-LDR-0901 | FHA-SES-LD-0008 - 4' Ladder Fiberglass ( Operators Change Change Room Washroom) | FHA-SES-LD-1 | Safety | Safety Equipment |  | LDR | http://www.toronto.ca/TWONTO#00457 |  | Ladders
69727 | THR-BG-LSH-0112 | Switch, Level, High, Condensate, Heat Exch 0102, High Press Gas Cond Sys Train 1, Gas Comp Bldg | THR-BG-HE-0102 |  | Switch |  | LSH | http://www.toronto.ca/TWONTO#00466 |  | Heat Exchanger, Oil for Fuel Gas Compressor 0101, Compressor Building, Gas Compressor (And Dryer)
50938 | TAB-PRM-PSH-2701 | Switch Pressure,High, Pump-2701 Discharge | TAB-PRM-P-2701 | Switch,Pressure | Switch |  | PSH | http://www.toronto.ca/TWONTO#00604 |  | Pump, Scum
120609 | THC-ACC-FIT-6121 | Transmitter, Flow, S/A Duct, Outlet, Supply Fan FN-6120, 2nd Floor Mech Room #2, Headworks | THC-ACC-AHU-6100 | Meter,Flow,Mass | HVAC |  | FIT | http://www.toronto.ca/TWONTO#00369 |  | Air Handling Unit, Truck Loading Bay, Mech Room #2, Headworks
119720 | TAB-WA1-SQ-1913 | Body Harness Large- Milan Suhagiya | TAB-WA1-SQ-0001 | PPE,Harness | Safety Equipment |  | SQ | http://www.toronto.ca/TWONTO#00332 |  | WA1 Fall Arrest System
76312 | FHO-ELS-DP-0831 | Power Distribution Panel (EPG-DP-0801C1), 600V, Standby Building, S2, Electrical Room | FHO-ELS-MCC-0830 |  | Power Distribution Panel |  | DP | http://www.toronto.ca/TWONTO#00110 |  | Motor Control Centre, Emergency Load, Standby Power Building
54376 | TAB-STR-LS-6095 | Switch, Level,Sump Pit | TAB-STR-P-6095 | Switch,Level | Switch |  | LS | http://www.toronto.ca/TWONTO#00466 |  | Pump, Sump, GX2018A
134082 | THR-DIS-RPU-0002 | Remote Processor Unit, Disinfection Chlorination, Palace Pier (172.22.37.247) | THR-DIS | RPU | Remote Processor Unit |  | RPU | http://www.toronto.ca/TWONTO#00122 |  | Disinfection
119931 | TAB-WA4-SQ-1207 | Sling, Nylon, Sling Tech (S/N VCO 151412-03) 3 Ft. | TAB-WA4-SQ-0010 |  | Lifting Device |  | SQ | http://www.toronto.ca/TWONTO#00929 |  | WA4 Fall arrest systems
59252 | THC-ACC-MAN-0015 | Manifold, Snow Melting System, Zone #5, Admin Building, Courtyard Area | THC-ACC-BLDG K |  | HVAC |  | MAN | http://www.toronto.ca/TWONTO#00568 |  | Administration Building, HVAC
60800 | THC-ELS-LB-1000 | Switch,Load Break,Indoor 5KV,Biosolids Building | THC-ELS-SWG-1000 | Load Break Switch | Switch |  | LB | http://www.toronto.ca/TWONTO#00487 |  | Switchgear
89843 | WTR-PPD-DR-0003 | Door | WTR-PPD-AUX | Door,Access | Door |  | DR | http://www.toronto.ca/TWONTO#00286
136977 | THR-OCS-F-0501F | Filter, Coalescing, Air Handling Units 0501A/B, Ozonator Room, Plant Services, Odour Control System | THR-OCS-D-0501A | Filter | Filter |  | F | http://www.toronto.ca/TWONTO#00641 |  | Dryer, Dessicant, Ozone Generator 3957, Ozonator Room, Plant Services, Odour Control System
64127 | FCL-REVIEW | Control Standards Review | FCL ADMIN |  | System Process Control |  |  | http://www.toronto.ca/TWONTO#00278 |  | Administration
35002 | COL-YKP-FAK-0035 | First Aid Kit, Truck #041189 (Escape) | COL-YKP-VEH-0035 | Safety,First Aid Kit | Safety Equipment |  | FAK | http://www.toronto.ca/TWONTO#00355 |  | Vehicle, Truck #041189 (Escape)
106679 | TAB-ACC-FSL-4903 | Switch, Low-Low, Tertiary Pump, Seawall Tunnel, East | TAB-ACC-P-4903 | Switch,Flow-Low | Switch |  | FSL | http://www.toronto.ca/TWONTO#00367 |  | Pump, Tertiary, Glycol, Seawall Tunnel, East
50238 | TAB-PLT-SP-1000 | Sampler, Raw Sewage, Grit Works, Conduit 1 | TAB-SUSPENDED ENTITY | Sampler | Sampler | 34265 | SP | x |  | Suspended entities
145484 | WTR-PMI-PSL-0001 | Switch, Pressure-Low, Suction, Pump 0100, | WTR-PMI-TRW | Switch,Pressure-Low | Switch |  | PSL | http://www.toronto.ca/TWONTO#00604 |  | Treated Water (Transmission)
140204 | TNT-DCL-FS-0401 | Switch, Flow | TNT-DCL-P-0400 | Switch,Flow | Switch |  | FS | http://www.toronto.ca/TWONTO#00367 |  | Pump, Metering
49989 | TAB-PLT-LSLL-5130 | Switch, Level Low Low, Sump Pumps P-5130/5131, Primary Tank, T-0900 Gallery | TAB-PLT-P-5130 | Switch,Level-Low-Low | Switch |  | LSLL | http://www.toronto.ca/TWONTO#00466 |  | Pump, Sump
137371 | THR-PLT-LD-2142C | Lifting Device, Sparger Arm, Tank 200, Grit Bldg. | THR-PLT-T-0200 | Lifting Device | Hydraulic System | 35259 | LD | x |  | Tank, Grit Removal, Grit Tank, North Grit Building
108610 | TAB-ACC-V-6401 | Valve, Actuated, Fire Protection System, Pump Room, Grit Bldg., P Bldg. | TAB-ACC-P-6414 | Valve | HVAC |  | V | http://www.toronto.ca/TWONTO#00781 |  | Pump, jockey Pump, Pump Room, Grit Bldg., P Bldg.
| MAIN-367 | Main 367 | WTR-MT3 |  |  |  |  | http://www.toronto.ca/TWONTO#00804 | Sub-Process | Work Area 3 WEST Mains and Chambers
21332 | FHO-ELS-DP-0511 | Distribution Panel, (DP-0501A1), 600V, MCC-0510 Panel Board, Filter1-8 Building, S2, Electrical Room | FHO-ELS-MCC-0510 |  | Power Distribution Panel |  | DP | http://www.toronto.ca/TWONTO#00110 |  | Motor Control Centre, Filter Building 1-8., S2, Electrical Room
131420 | THR-BG-PSH-0601 | Switch,Pressurel-High, Inlet to Dryer System, Compressor Building, Gas Compressor (And Dryer) | THR-BG-DRY-0600 | Switch,Pressure-High | Switch |  | PSH | http://www.toronto.ca/TWONTO#00604 |  | Dryer, Fuel Gas, Compressor Building, Gas Compressor (And Dryer)
139716 | TNT-ACC-TS-0001 | Switch,Temperature, Boiler #5200 | TNT-ACC-BO-5200 | Switch,Temperature | Switch |  | TS | http://www.toronto.ca/TWONTO#00734 |  | Boiler, Hot Water
109112 | TAB-CW-SQ-0005 | Emerg. Eyewash and Shower Stations, Air Scrubber House | TAB-SUSPENDED ENTITY | PPE,Eyewash Station | Safety Equipment | 34470 | SQ | x |  | Suspended entities
93294 | FHO-GRK-DR-2055S | Door, (FD-S2-55), Fire Rated, Ozone Building, S2, Service Platform 4, South | FHO-GRK-FEQ-0001 | Fire Prevention,Door | Door |  | DR | http://www.toronto.ca/TWONTO#00353
48190 | TAB-ELS-SQ-1013 | PPE Cabinet with PPE- Digester 5-8 | TAB-ELS-ESQ | PPE | Safety Equipment |  | SQ | http://www.toronto.ca/TWONTO#00707 |  | Electrical Safety Equipment
72822 | THR-DIS-FSL-1367 | Switch, Flow, Low, Foul Air from Chlorine Trench to Scrubber 1350 | THR-DIS-SB-1350 | Valve,Butterfly,Act. | Switch |  | FSL | http://www.toronto.ca/TWONTO#00367 |  | Scrubber, Caustic Soda SB-1350
120072 | TAB-WA6-SQ-4363 | Lanyard | TAB-WA6-SQ-0001 | PPE | Safety Equipment |  | SQ | http://www.toronto.ca/TWONTO#00333 |  | Fall Arrest System
9203 | COL-YKP-FAK-051025 | First Aid Kit, Truck #051025 (2021 CHEVROLET COLORADO) | COL-YKP-VEH-051025 | Safety,First Aid Kit | Safety Equipment |  | FAK | http://www.toronto.ca/TWONTO#00355 |  | Vehicle, Truck #051025 (2021 CHEVROLET COLORADO)
71640 | THR-DIG-PSH-2514 | Switch, Pressure-High, Discharge Pump 2514, Digester Tank 0200 | THR-DIG-P-2514 | Switch,Pressure-High | Switch |  | PSH | http://www.toronto.ca/TWONTO#00604 |  | Pump, Centrifugal, Sludge Transfer, Tank 0200
66344 | THC-SES-MEQ-5B2950 | FALL ARREST- LANYARD (insp Liftsafe) - BRAD S. | THC-MCS-LD | PPE | Lifting Device |  | MEQ | http://www.toronto.ca/TWONTO#00333 |  | Mechanical Services, Lifting Device
87636 | WTR-PRH-LSH-0003 | Switch, Level High, Transfer Pump Containment, Fuel Vault Room | WTR-PRH-AUX | Switch,Level-High | Switch |  | LSH | http://www.toronto.ca/TWONTO#00466 |  | Auxiliary Equipment (Building Facilities)
29657 | FIS-MCS-T-3001 | Tank, Domestic Hot Water, RMF Polymer Storage & Feeder Building, Polymer Storage Room | FIS-MCS | Heater | Tank |  | T | http://www.toronto.ca/TWONTO#00427 |  | Mechanical Services
6742 | COL-PSW-FN-0003 | Fan, Exhaust | COL-PSW-MISC | Fan | HVAC |  | FN | http://www.toronto.ca/TWONTO#OWLClass_binid-posum-pozar-motav |  | Miscellaneous Equipment
81489 | FHA-SES-LDR-0106 | FHA-SES-LD-0035 - 10' Ladder Fiberglass ( TRW Switchgear Room ) | FHA-SES | Safety | Safety Equipment |  | LDR | http://www.toronto.ca/TWONTO#00457 |  | Safety & Environmental Services
91176 | FHO-DEW-T-0005 | Tank, Sump Well, Drainage & Sump Pumps, Surge Building, N/E | FHO-DEW |  | Tank |  | T | http://www.toronto.ca/TWONTO#00708 |  | Dewatering & Drainage
139490 | THR-WA3-LD-0015 | Sling, Nylon, Work Area 3 ( 1" X 3') | THR-LD-NYLN-WA3 | Lifting Device,Sling | Lifting Device |  | LD | http://www.toronto.ca/TWONTO#00929 |  | Slings, Nylon, Work Area 3
79175 | THR-ELS-PDP-0202S | Panel, Distribution Power, RSPS Control Room Bldg | THR-RSPS-CR | Air Handling Unit,Draw Thru | Power Distribution Panel | 39095 | PDP | x |  | New Returns Control Room
17588 | FHA-MCS-LD-1201 | Hoist Chain - CAP.: 1Ton | FHA-MCS-LD | Lifting Device,Hoist,Manual | Lifting Device | 34060 | LD | x |  | Lifting Devices
30178 | COL-PWR-T-0001 | Tank, Diesel Fuel, Tank #1, West Rouge PS | COL-PWR | Tank | Tank |  | T | http://www.toronto.ca/TWONTO#00379 |  | West Rouge Pumping Station
127877 | THC-PRM-V-1271 | Valve, Hydraulic Cylinder, Scum Skimmer, Primary Clarifier 1200, NW Plant | THC-PRM-CM-1250SUPS | Actuator,Hydraulic,Cylinder | Hydraulic System |  | V | http://www.toronto.ca/TWONTO#00433 |  | Scum Skimmer System, Primary Clarifier 1200, NW Plant
74143 | THR-EPS-PSL-0310 | Switch, Pressurel-Low, Oil Pump, Centrifugal 0311, Plant Service, Effluent Pump, Centrifugaling | THR-EPS-P-0310 | Switch,Pressure-Low | Switch |  | PSL | http://www.toronto.ca/TWONTO#00604 |  | Pump, Centrifugal, Screw
12652 | FCL-ELS-LSL-0101 | Switch, Level, Low, Fuel Oil Day Tank T-0101, Low Lift Building, Screen Room | FCL-ELS-PS-0003 | Switch,Level-Low | Switch |  | LSL | http://www.toronto.ca/TWONTO#00466 |  | Emergency Power
63052 | THC-OCS-F-0100 | Filter, Modular Biofilter #1, Phase I/IV Odour Control | THC-OCS-BLDG O | Vessel | Tank |  | F | http://www.toronto.ca/TWONTO#00348 |  | Aeration Building Odour Control Systems
125872 | THC-INC-BU-2040 | Burner, Hearth 5, Incinerator 2000 | THC-INC-FU-2000 | Burner | Burner |  | BU | http://www.toronto.ca/TWONTO#00191 |  | Furnace, Incinerator 2000
144542 | WTR-PJS-LSL-0300 | Switch, Level-Low, (Priming Status Switch), Pump 0300 | WTR-PJS-P-0300 | Switch,Level-Low | Switch |  | LSL | http://www.toronto.ca/TWONTO#00466 |  | Pump, Centrifugal, To DLWC
| FHO WASTE WATER BLDG | Building Location | FHO-SPC2 |  |  |  |  | http://www.toronto.ca/TWONTO#00260 | Process | Process Control Systems - Equipment
18718 | FHA-SES-SQ-0606 | FHA-SQ-LP-0018 - Life Preserver | FHA-SES-LP |  | Safety Equipment |  | SQ | http://www.toronto.ca/TWONTO#00561 |  | Life Preservers
67324 | FCL-TRW-FSL-0004 | Switch, Flow, Low, Mid Reservoir Sampling Pump P-0001 Outlet to Drain, Filter Pipe Gallery East | FCL-TRW |  | Switch |  | FSL | http://www.toronto.ca/TWONTO#00367 |  | Treated Water
11658 | FCL-CLB-PSH-0101 | Switch, Pressure High, Chlorine Gas, Expansion Tank 0101, Chlorination System | FCL-CLB-CHL-0101 | Switch,Pressure-High | Switch |  | PSH | http://www.toronto.ca/TWONTO#00604 |  | Chlorinator, Chlorine Gas, Chlorination System
13815 | COL-MTI-RPU-2900 | Remote Processing Unit, Roxton Control Chamber No.29, MTI | COL-MTI-CH-2900 | RPU | Remote Processor Unit |  | RPU | http://www.toronto.ca/TWONTO#00122 |  | Chamber,Roxton St. Control Chamber No.29, MTI
14755 | FCL-SES-SPL-0001 | Spill Containment Kit, High Lift Building, Store Room | FCL-SM |  | Safety Equipment |  | SPL | http://www.toronto.ca/TWONTO#00700 |  | Spill Management
145903 | WTR-PRH-NGR-1100 | Neutral Grounding Resistor, Generator Room | WTR-PRH-AUX |  | Safety Equipment |  | NGR | http://www.toronto.ca/TWONTO#00918 |  | Auxiliary Equipment (Building Facilities)
61164 | THC-ELS-SQ-494706 | Electrical Safety gloves, High Voltage, Class 1, #494706 | THC-SUSPENDED |  | Safety Equipment | 35225 | SQ | x |  | Suspended entity
118704 | TAB-STR-MCC-0751 | Motor Control Centre | TAB-SUSPENDED ENTITY | Control Panel,MCC | Motor Control Centre | 34402 | MCC | x |  | Suspended entities
16915 | COL-PCU-MCC-0100 | Control Panel, MCC, Cumber PS | COL-PCU | Control Panel,MCC | Motor Control Center |  | MCC | http://www.toronto.ca/TWONTO#00110 |  | Cumber Pumping Station
107277 | TAB-ACC-P-6401 | Pump, Heating Pump, VFD, Mech Room No. 5, Old Screen Bldg., P Bldg. | TAB-ACC-HE-6401 | Pump | HVAC |  | P | http://www.toronto.ca/TWONTO#00626 |  | Heat Exchanger, Mechanical Room No.5, Old Screen Bldg., P Bldg.
101470 | LD50899 | Come Along, Kito, 3/4 t, Tag # 11, WA2 | TAB-SES-LD | Lifting Device | Safety Equipment |  |  | http://www.toronto.ca/TWONTO#00812 |  | WA2 Lifting devices
58424 | THC-ACC-DM-0120 | Damper,Supply,Pressurization System,Electrical Room,Aeration Building,Phase 4 | THC-ACC-BLDG O | Air Handling Unit | HVAC |  | DM | http://www.toronto.ca/TWONTO#00142 |  | Phase IV , Building O HVAC
55486 | TAB-WA1-SQ-1970 | Lanyard 6 Ft- Gomez Forde | TAB-WA1-SQ-0001 | PPE,Harness | Safety Equipment |  | SQ | http://www.toronto.ca/TWONTO#00333 |  | WA1 Fall Arrest System
119717 | TAB-WA1-SQ-1907 | Body Harness- Paul Coneicao | TAB-WA1-SQ-0001 | PPE,Harness | Safety Equipment |  | SQ | http://www.toronto.ca/TWONTO#00332 |  | WA1 Fall Arrest System
135666 | THR-FT-LSHH-3977 | Switch, Level-High-High,Pump 3981,Sump,T20 | THR-FT-P-3981 | Switch,Level-High-High | Switch |  | LSHH | http://www.toronto.ca/TWONTO#00466 |  | Pump, Sump, Flood Monitoring, Finals, Tunnel 20
33678 | COL-YKP-DA-11553 | Davit Upper Arm-11553 | COL-YKP-DA | Safety | Safety Equipment |  | DA | http://www.toronto.ca/TWONTO#00331 |  | Davit Arm Assembly
86919 | TNT-ELS-LP-2002A | 208/120V Lighting Panel | TNT-ELS-TR-6002A | Control Panel,Lighting | Power Distribution Panel |  | LP | http://www.toronto.ca/TWONTO#00477 |  | 600-208/120V Transformer
55768 | TAB-WA5-SQ-2042 | Spill Response Kit, Non-Aggressive Fluid | TAB-THK-SQ | Spill Kit | Safety Equipment | 34589 | SQ | x |  | WA5 Safety Equipment
114069 | TAB-OCS-RPU-0519 | Remote Processing Unit, Odour Control System | TAB-OCS | RPU | Remote Processor Unit |  | RPU | http://www.toronto.ca/TWONTO#00122 |  | Odour Control System, Aeration tanks
97018 | FIS-FEQ-HS-4003-SUS | Switch, Manual Pull Station, Fire Alarm, South Entrance | FIS-FEQ-CP-4001-SUS |  | Safety Equipment | 46953 | HS | x |  | Panel, Control, Fire Alarm, Vestibule
97658 | FIS-RW-LSL-0001-SUS | Switch, Level-Low, Deep Well Submersible Sampling Pump 0001, Intake & Intake Valve Chamber | FIS-RW-SAMP | Switch,Level-Low | Switch | 38344 | LSL | x |  | Sampling
43655 | TAB-DEW-FSL-0711 | Switch, Flow, Low,Seal water, Sludge Feed Pump 0711 | TAB-DEW-P-0711 | Switch,Flow | Switch |  | FSL | http://www.toronto.ca/TWONTO#00367 |  | Pump, Sludge Feed 0711
78303 | THR-SES-CS-0004 | Front Entry Chemical Protective Suit (FAILED) | THR-SES-CS | Safety | Safety Equipment | 34337 | CS | x |  | Chlorine Chemical Suit
51629 | TAB-GRK-VEH-329030 | Forklift, Electric, Indoor Tires, No 35, Hyster N35ZRS - 14.5 | TAB-MCS-CRN | Forklift,Electric | Vehicle |  | VEH | http://www.toronto.ca/TWONTO#00372
| FHO-ADMIN-BLDG | Building Location | FHO-EUS |  |  |  |  | http://www.toronto.ca/TWONTO#00260 | Process | Production & End User Support
12532 | COL-PCU-TS-0001 | Switch, Automatic Transfer, Emergency Power, West Wall Electrical Room | COL-PCU-AUX-ELEC | Control Panel,Electrical | Switch |  | TS | http://www.toronto.ca/TWONTO#00754 |  | Electrical Equipment
89039 | WTR-RKL-LSH-0001 | Switch, Level-High, Building Flood Alarm | WTR-RKL-AUX | Switch,Level-High | Switch |  | LSH | http://www.toronto.ca/TWONTO#00466 |  | Auxiliary Equipment (Building Facilities)
116709 | TAB-PWA-PSH-2704 | Switch, Pressure, High | TAB-DIS-NAOCL | Switch,Pressure-High | Switch |  | PSH | http://www.toronto.ca/TWONTO#00604 |  | Disinfection - Sodium Hypochlorite
115613 | TAB-PRM-TSH-0350 | Switch, Temperature High, Polymer Feed Pump P-0350, Polymer Room, Old Screen Bldg., P Bldg. | TAB-PRM-P-0350 | Switch,Temperature-High | Switch |  | TSH | http://www.toronto.ca/TWONTO#00734 |  | Pump, Polymer Feed, Positive Displacement, Polymer Room, Old Screen Bldg., P Bldg.
56175 | TAB-STR-SP-3334 | Sampler, South Final Effluent Conduit-FES-1 (PK2408D) | TAB-DIS-CHL1 | Sampler | Sampler |  | SP | http://www.toronto.ca/TWONTO#00163 |  | Chlorination Process
54528 | TAB-STR-SQ-0002 | Emerg. Eyewash and Shower Stations, Ferrous Chloride truck unload Ramp | TAB-STR-SQ | PPE,Eyewash Station | Safety Equipment | 35490 | SQ | x |  | WA2 Safety Equipment,lifting devices, ladders, Eye Wash station, First Aid Kits, Lock out stations
20667 | FHO-AM-LSL-0001 | Switch, Level-Low, Ammonia Dispersion, Secondary TRWS Channel, Ozone Building, S2, Dispersion Pump Room | FHO-AM-T-0101 | Switch,Level-Low | Switch |  | LSL | http://www.toronto.ca/TWONTO#00466 |  | Tank, Aqua Ammonia, Ammonia System, S4 Ammonia Storage Room
55484 | TAB-WA1-SQ-1953 | Type1 SRD/SRL ( Self Retracting Device/ Self Retracting Lanyard) 6 Ft- , Kandasamy Tharmendran | TAB-WA1-SQ-0001 | PPE,Harness | Safety Equipment |  | SQ | http://www.toronto.ca/TWONTO#00677 |  | WA1 Fall Arrest System
43698 | TAB-DEW-RPU-1102A | RPU for Sludge & Polymer Pumps & Valves | TAB-DEW CENTRIFUGES |  | Remote Processor Unit |  | RPU | http://www.toronto.ca/TWONTO#00122 |  | Centrifuge Systems
26401 | FHO-SES-SQ-9022 | Lanyard- Sr # 982000132027583 Worku Yilma | FHO-SES-SQ-0009 | PPE,Lanyard | Safety Equipment |  | SQ | http://www.toronto.ca/TWONTO#00333 |  | Fall Lanyards
120065 | TAB-WA6-SQ-1335 | Harness | TAB-WA6-SQ | PPE | Safety Equipment |  | SQ | http://www.toronto.ca/TWONTO#00332 |  | WA6 Safety Equipment
265 | 329007SUS | Forklift, Propane, Hyster H65XM, WA-9 | TAB-MCS-CRN | Forklift,Propane | Vehicle | 46838 |  | x
95271 | FHO-TRW-T-0003 | Tank, Surge, District 2E1, Surge Building, S4, Tank Room | FHO-TRW- SURGE | Vessel,Pressure,Surge | Tank |  | T | http://www.toronto.ca/TWONTO#00629 |  | Surge Protection System
96942 | FIS-FEQ-DR-0033(S) | Door, Fire, Workshop & Office Building | FIS-GRK-STRC-0001 |  | Door |  | DR | http://www.toronto.ca/TWONTO#00286
| MAIN-368 | Main 368 | WTR-MT3 |  |  |  |  | http://www.toronto.ca/TWONTO#00804 | Sub-Process | Work Area 3 WEST Mains and Chambers
58499 | THC-ACC-DM-0182 | Damper,Motorized,Outdoor Air,Boiler Building,North Zone 2 | THC-DIS | Damper/Louver | HVAC |  | DM | http://www.toronto.ca/TWONTO#00142 |  | Disinfection (Chlorination) Process
143185 | WTR-PDS-PSH-0002 | Switch,Pressure,High,Discharge | WTR-PDS-TRW | Switch,Pressure-High | Switch |  | PSH | http://www.toronto.ca/TWONTO#00604 |  | Treated Water (Transmission)
62636 | THC-MCS-MEQ-0004 | Backflow Preventer Testing Kit, Building A | THC-MCS-MEQ |  | Tool | 36938 | MEQ | x |  | Machine Shop and Equipment
145483 | WTR-PMI-PSH-0100 | Instrument, Pressure Switch, High, Water Transmission | WTR-PMI-TRW |  | Switch |  | PSH | http://www.toronto.ca/TWONTO#00604 |  | Treated Water (Transmission)
21158 | FHO-CLB-T-0101 | Tank, Expansion, Post Chlorination Train 1, Chlorination System, S2 Chlorine Storage Room | FHO-CLB-CHL-0101 | Vessel,Pressure | Tank |  | T | http://www.toronto.ca/TWONTO#00325 |  | Chlorinator, Post Chlorination Train 1 West, Chemical Building, L1, Evaporator Room
3502 | COL-PBP-LS-0103 | Switch, Level-High | COL-PBP-MISC | Switch,Level | Switch |  | LS | http://www.toronto.ca/TWONTO#00466 |  | Miscellaneous Equipment
9146 | COL-YKP-DA-5010-57018A | THERN DAVIT ARM-5010-57018A | COL-YKP-DA | Safety | Safety Equipment |  | DA | http://www.toronto.ca/TWONTO#00331 |  | Davit Arm Assembly
77732 | THR-PRM-PSL-2120 | Switch, Pressure-Low, Suction, Pump 2120, Sludge Pumping - South | THR-PRM-P-2120 | Switch,Pressure-Low | Switch |  | PSL | http://www.toronto.ca/TWONTO#00604 |  | Pump, Centrifugal, Sludge, Primary Station 1
134951 | THR-ELS-MCC-0202S | Control Panel, MCC 0202, RAS MCC-0201 & 0202 (MCC S2) | THR-ELS-RSPS | Control Panel,MCC | Motor Control Centre | 39090 | MCC | x |  | Electrical System, Returns Sludge Pumping Station
112660 | TAB-EL1-MCC-6007E | Motor Control Centre, Emergency 600V - T Bldg | TAB-ELS-T BLDG | Control Panel,MCC | Motor Control Centre |  | MCC | http://www.toronto.ca/TWONTO#00110 |  | T Building Indoor Substation
118023 | TAB-SES-RING-4001 | Lifebuoy Ring | TAB-SES-RING-4000 | PPE | Safety Equipment |  | RING | http://www.toronto.ca/TWONTO#00561 |  | Lifebuoy Ring
98409 | FIS-TRW-FSL-0002 | Switch, Flow, Low, Treated Water Output Sample to AIT-0002 & 0003, Sampling Bldg, Upper Lvl, E Wall | FIS-TRW-AIT-0001 | Switch,Flow-Low | Switch |  | FSL | http://www.toronto.ca/TWONTO#00367 |  | Analyzer, Chlorine, TRW Output Residual (Secondary), Chemical Sampling Building, Upper Level
48730 | TAB-NGS-PSL-0301 | Switch,Pressure,Low, PSL100-3, Natural Gas Train, Boiler #3, Z Building | TAB-ACC-NGS-0030A | Switch,Pressure | Switch |  | PSL | http://www.toronto.ca/TWONTO#00604 |  | Natural Gas Train, Boiler #3, Z Building
128749 | THC-SES-MEQ-1203 | Anchor,Fall Arrest,HPU1200 Building,Roof | THC-PRM-BLDG-HPU1200 | PPE | Safety Equipment |  | MEQ | http://www.toronto.ca/TWONTO#hulol-galof-pivol-pojum |  | HPU Building 12
129711 | THR-ACC-CU-0260 | Condensing Unit, Grit Building,Electrical Room, North | THR-ACC-GRIT |  | HVAC |  | CU | http://www.toronto.ca/TWONTO#00236 |  | Heating, Ventilation and Air Conditioning, Grit Building
96254 | FIS-CLA-T-0101 | Tank, Expansion, Cl2 Liquid to Evaporator EV-0101, Gaseous Chemical Building, Storage Room | FIS-CLA-CHL-0101 | Vessel,Pressure | Tank |  | T | http://www.toronto.ca/TWONTO#00325 |  | Chlorinator, Pre Chlorination Train 1, Gaseous Chemical Building, Machine Room
139396 | THR-WA1-LD-115-1 | Sling, Nylon, Work Area 1 (NYLON BELT SLING SIZE; 4" X 4` 11500 LBS. CAPACITY, SN 532115-1) | THR-LD-NYLN-WA1 | Lifting Device,Sling | Lifting Device |  | LD | http://www.toronto.ca/TWONTO#00929 |  | Slings, Nylon, Work Area 1
112668 | TAB-EL1-MCC-6122 | Motor Control Cenrer, 600V MCC VFD's | TAB-EL1-PDP-6002 | Switchgear,Indoor | Motor Control Centre |  | MCC | http://www.toronto.ca/TWONTO#00110 |  | Power Distribution Panel, 600V, Aeration Outdoor Sub.
19299 | FHO-ACC-HE-0501 | Cooling Tower HE 0501; (New Tag HE-0101), Admin Building west HVAC room (AC CT 1) | FHO-ACC-AC-0501 | Heat Exchanger | HVAC |  | HE | http://www.toronto.ca/TWONTO#00420 |  | Air Conditioner, Admin Building, L1, Control Room North West Office, Ceiling
50977 | TAB-PRM-T-1100 | D Building - Primary Tank 11 | TAB-PRM-T | Tank | Tank |  | T | http://www.toronto.ca/TWONTO#00219 |  | D Building - Scum, Sludge Hoppers & Primary Tanks 10-12
10798 | FCL-AI-PSH-0001 | Switch, Pressure, High, Instrument Air Tank T-0001, High Lift Building, Compressor Room | FCL-SA | Switch,Pressure-High | Switch |  | PSH | http://www.toronto.ca/TWONTO#00604 |  | Service Air
79126 | THR-ELS-MCC-0701 | Control Panel, MCC 0701, MCC-0701 & 0702 (MCC BS) Head House | THR-ELS-PRMS | Control Panel,MCC | Motor Control Centre |  | MCC | http://www.toronto.ca/TWONTO#00110 |  | Electrical System, Primary Station South
54098 | TAB-STR-CLR-0610 | Secondary Clarifier, Final Tank 06 | TAB-STR2 |  | Tank |  | CLR | http://www.toronto.ca/TWONTO#00219 |  | Secondary Treatment - Clarifiers
77590 | THR-PRM-CRN-0510 | Chainfall, Morris- 3T, Overhead, Monorail, Manual, PS # 1 | THR-LD-WA2 | Crane,Overhead,Travelling | Lifting Device |  | CRN | http://www.toronto.ca/TWONTO#00422 |  | Lifting Devices, Chain Hoist, Come Along & Slings
40824 | TAB-ACC-TE-1463A | Temperature Element, Supply Air Temperature | TAB-ACC-HTR-1463 | Sensor,Temperature | HVAC |  | TE | http://www.toronto.ca/TWONTO#00733 |  | Heater unit, Z Bldg
9314 | COL-YKP-SRL-0024 | Self Retrieval Line - 086518 | YKP-BLD |  | Safety Equipment | 38996 | SRL | x |  | Collections - 435 Kipling Ave. Building envelope
118146 | TAB-SLO-RPU-1207 | Remote Processing Unit, Bio-Solid Loading Bay, Mezzanine | TAB-SPC-COM-3900 | RPU | Remote Processor Unit |  | RPU | http://www.toronto.ca/TWONTO#00122 |  | Communication Unit, Bio-Solid Loading Bay, Mezzanine
18483 | FHA-SES-LDR-0510 | FHA-SES-LD-0077 - 20' Ext Ladder Fiberglass ( Filter Gallery ) | FHA-SES | Safety | Safety Equipment |  | LDR | http://www.toronto.ca/TWONTO#00457 |  | Safety & Environmental Services
120198 | THC - C01 - S247 | Door, Building C | THC-GRK-DR-C |  | Door |  |  | http://www.toronto.ca/TWONTO#00286
125823 | THC-GRK-DR-U | DoorsBuilding U | THC-GRK-ELS-M |  | Door |  |  | http://www.toronto.ca/TWONTO#00286
138779 | THR-SES-SQ-6798S | Harness, Full Body | THR-SES-SQ | Safety | Safety Equipment | 38770 | SQ | x |  | Safety Equipment
11242 | COL-MTI-G-2301B | Gate 1,Simcoe Control Chamber No.23B, MTI | COL-MTI | Valve,Gate,Sluice,Act. | Gate |  | G | http://www.toronto.ca/TWONTO#00202
89121 | FHO-SPC-RPU-1721 | RPU, Backwash System PLC, Filter Building, S2, Filter Pipe Gallery, West Wall | FHO-BW | Controller,PLC | Remote Processor Unit |  | RPU | http://www.toronto.ca/TWONTO#00122 |  | Backwash System
59322 | FCL-ELS-TS-0500 | Switch,Low Lift Bldg - Electrical Room,Transfer | FCL-ELS-MCC-0500 | Switch | Switch |  | TS | http://www.toronto.ca/TWONTO#00754 |  | Control Panel,MCC,Low Lift Bldg - Electrical Room,600V
47395 | TAB-EL1-MCC-6628 | Motor Control Centre | TAB-DIG-ELQ-T1-4 | Control Panel,MCC | Motor Control Centre |  | MCC | http://www.toronto.ca/TWONTO#00110 |  | Digester Tanks 1-4, Electrical Equipment
55497 | TAB-WA1-SQ-2036 | Spill Response Kit, Non-Aggressive Fluid | TAB-WA1-SQ | Spill Kit | Safety Equipment |  | SQ | http://www.toronto.ca/TWONTO#00700 |  | Safety Equipment & Supplies Common to WA1
120548 | THC-ACC-DM-6561 | Damper, Inlet, Return Fan FN-6560, 2nd Floor Mech Room #1, Headworks | THC-ACC-AHU-6500 | Damper/Louver | HVAC |  | DM | http://www.toronto.ca/TWONTO#00142 |  | Air Handling Unit, Pipe Gallery, 2nd Floor Mech Room #1, Headworks
121097 | THC-ACC-PDIT-0022 | Transmitter, Pressure Diffrential, Between Hot Water Supply/Return to Unit and Force Flow Heaters | THC-ACC-MAN-0014 |  | HVAC |  | PDIT | http://www.toronto.ca/TWONTO#00605 |  | Manifold, Snow Melting System, Zone #4, Admin Building, South/East Area
106612 | TAB-ACC-FSL-0150 | Switch, Flow, Low, Air, Supply Fan 0150, Vestibule 116, Exist. Screen Room | TAB-ACC-FN-0150 | Switch,Flow-Low | Switch |  | FSL | http://www.toronto.ca/TWONTO#00367 |  | Fan, Supply, Vestibule Pressurization, Vestibule 116
71209 | THR-DIG-FSL-4761 | Flow Switch, Pump Seal Water (Removed from service as per D. Campolluci | THR-S-E | Transmitter,Pressure | Switch | 34908 | FSL | x |  | SUSPENDED ENTITY
26272 | FHO-GRK-DR-2024S | Door, (FD-S2-24), Fire Rated, West Filter Building, S2, Pipe Gallery, South | FHO-GRK-FEQ-0001 | Fire Prevention,Door | Door |  | DR | http://www.toronto.ca/TWONTO#00353
9080 | COL-YKP-DA-1697334 | Davit Mast -1697334 | COL-YKP-DA | Safety | Safety Equipment |  | DA | http://www.toronto.ca/TWONTO#00331 |  | Davit Arm Assembly
14780 | FHA-ACC-AC-0367 | FHA-ACC-AC-0017 - Air Conditioner | FHA-MCS-ACC | H.V.A.C.,Air Conditioner | HVAC |  | AC | http://www.toronto.ca/TWONTO#00141 |  | HVAC
16303 | FHA-FLT-F-2801 | Filter #28, Filter Building, East Filter Gallery North | FHA-FLT | Filter | Filter |  | F | http://www.toronto.ca/TWONTO#00348 |  | Filtration
13546 | COL-PFB-SS-0001 | Station Security System | COL-PFB-MISC |  | Security System |  | SS | http://www.toronto.ca/TWONTO#00673 |  | Miscellaneous Equipment
133900 | THR-DIS-FSL-1354 | Switch, Flow, Low, Seal Water, Scrubber Recirculating Pump | THR-DIS-P-1354 | Valve,Butterfly,Act. | Switch |  | FSL | http://www.toronto.ca/TWONTO#00367 |  | Pump, Recirculation, Scrubber Caustic Soda SB-1350
98467 | FIS-TRW-TSH-0301 | Switch, Temperature-High, TRW-P-0300, Workshop Building, High Lift Pumping Station | FIS-TRW-P-0300 |  | Switch |  | TSH | http://www.toronto.ca/TWONTO#00734 |  | Pump, Centrifugal, Treated Water to Island Distribution System, Workshop Building, High Lift PS
106737 | TAB-ACC-HE-1483 | Heat Exchanger, Hot Water Reheat Coil | TAB-ACC-VAV-1483 | Heat Exchanger | HVAC |  | HE | http://www.toronto.ca/TWONTO#00416 |  | Heater, Hot Water Reheat Coil, Variable air
58594 | THC-ACC-DM-6207 | Damper, Bypass Duct, AHU-6200, 2nd Floor Mech Room #2, Headworks | THC-ACC-AHU-6200 | Damper/Louver | HVAC |  | DM | http://www.toronto.ca/TWONTO#00142 |  | Air Handling Unit, Blower Room, 2nd Floor Mech Room #2, Headworks
134954 | THR-ELS-MCC-0302 | Motor Control Center, MCC-0302, Gallery T23 | THR-ELS-RSPS | Control Panel,MCC | Motor Control Centre |  | MCC | http://www.toronto.ca/TWONTO#00110 |  | Electrical System, Returns Sludge Pumping Station
132455 | THR-DIG-FSL-5682 | Switch, Flow-Low, Lube Oil, C-5680, Gas Mixing System | THR-DIG-T-5681 | Switch,Flow-Low | Switch |  | FSL | http://www.toronto.ca/TWONTO#00367 |  | Tank, Reservoir, Auxiliary Oil, Gas Compressor 5680, Digester Mixing System
72367 | THR-ACC-AHU-0110 | Air Handling Unit, Headhouse Grit Area Air Supply, Headhouse Roof | THR-ACC-HH | Air Handling Unit | HVAC |  | AHU | http://www.toronto.ca/TWONTO#00147 |  | Heating, Ventilation and Air Conditioning, Head House
24137 | COL-PQW-LSL-0102 | Switch, Level-Low | COL-PQW | Switch | Switch |  | LSL | http://www.toronto.ca/TWONTO#00466 |  | Queensway Sewage Pumping Station
18221 | FHA-SES-FAK-0504 | FHA-SQ-FAK-12 - First Aid Kit Station | FHA-SES-SQ-4 | PPE | Safety Equipment |  | FAK | http://www.toronto.ca/TWONTO#00357 |  | First Aid
51630 | TAB-GRK-VEH-329051 | Forklift, Propane, Hyster , WA-4 | TAB-GRK-VEH2 | Forklift,Propane | Vehicle |  | VEH | http://www.toronto.ca/TWONTO#00372
78877 | FHO-ELS-WR-1034 | Welding Receptacle, Clarifier Building, L1 | FHO-ELS-LTG |  | Power Distribution Panel |  | WR | http://www.toronto.ca/TWONTO#00821 |  | Facility Electrical System
75191 | THR-FT-PSL-4729 | Switch, Pressure-Low, Pump P-4730 Suction, Cross Feed Pumping - South | THR-FT-P-4730 | Switch,Pressure-Low | Switch |  | PSL | http://www.toronto.ca/TWONTO#00604 |  | Pump, Centrifugal, Sludge Cross Feed, RAS Pumping Station - South
61167 | THC-ELS-SQ-6005208 | Spares, Electrical Safety gloves, High Voltage, Class 0, # 6005208 | THC-SES-SQ | PPE,Insulated Glove | Safety Equipment | 42730 | SQ | x |  | Safety Equipment
44129 | FCL-GRK-VEH-0004 | Vehicle, Cart 3 wheel | FCL-MCS-7 | Vehicle,Unlicensed | Vehicle |  | VEH | http://www.toronto.ca/TWONTO#00756
9193 | COL-YKP-FAK-0032S | First Aid Kit, Truck #883622 (RAM 1500) | COL-W-OBSOLETE | Safety,First Aid Kit | Safety Equipment | 39965 | FAK | x |  | Col West Obsolete Entities
127158 | THC-PLT-LSH-1020 | Switch, Level, High, Classifier CL-1020, Grit Processing and Conveyance | THC-PLT-CL-1020 | Switch,Level-High | Switch |  | LSH | http://www.toronto.ca/TWONTO#00466 |  | Classifier, Grit System, Grit Processing and Conveyance
106151 | TAB-ACC-DM-1469 | Damper, Actuated, Exhaust | TAB-ACC-VAV-1469 | Damper/Louver | HVAC |  | DM | http://www.toronto.ca/TWONTO#00142 |  | Heater, Hot Water Reheat Coil, Variable air
146335 | WTR-PSC-HRN-0008 | PPE, Body Harness, S/N 982100133341535 | WTR-EAST-SES | PPE,Harness | Safety Equipment |  | HRN | http://www.toronto.ca/TWONTO#00332 |  | Safety & Lifting Devices
58889 | THC-ACC-FN-0443 | Fan,Exhaust,AHU-0440,Drip Trap Room,Building UU | THC-ACC-BLDG UU | Fan | HVAC |  | FN | http://www.toronto.ca/TWONTO#OWLClass_binid-posum-pozar-motav |  | Waste Gas Burner Building HVAC
15491 | FCL-WWW-T-1100 | Tank, Clarifier, North, RMF Clarification Facility | FCL-WWW-CLAR | Tank | Tank |  | T | http://www.toronto.ca/TWONTO#00219 |  | Clarification
76856 | THR-PLT-FSL-1703 | Switch, Flow, Low, Water Scour, Grit Vortex Chamber CYC-1146, Headhouse | THR-PLT-CYC-1146 | Switch,Flow-Low | Switch |  | FSL | http://www.toronto.ca/TWONTO#00367 |  | Cyclone, Prelimary Treatment, Grit Removal - Vortex Chambers #4 (OLD Tag THR-PLT-CYC-1147)
30372 | FIS-SES-DEF-4501 | Defilibrator, EICT Corridor, East Wall Facing Entrance, Workshop Building | FIS-SES-FAK | Safety | Safety Equipment |  | DEF | http://www.toronto.ca/TWONTO#00164 |  | First Aid Kits
140601 | TNT-MCS-LD-0017 | Trolley | TNT-MCS-LD | Lifting Device | Lifting Device |  | LD | http://www.toronto.ca/TWONTO#00474 |  | Lifting Devices , cranes/ Portable crane/hoists, come alongs, slings, wire rope, chains
124870 | THC-ELS-MCC-1301 | Motor Control Centre,Thickening Building | THC-ELS-PS-0001-K | Control Panel,MCC | Motor Control Centre |  | MCC | http://www.toronto.ca/TWONTO#00110 |  | Primary Power Equipment, Building K
72908 | THR-DIS-PSL-1007A | Switch, Pressure-Low, Chlorine Gas Flow to Chlorinator Header | THR-DIS-CHL | Switch,Pressure-Low | Switch |  | PSL | http://www.toronto.ca/TWONTO#00604 |  | Disinfection, Chlorination System
126358 | THC-ITS-PA-24010 | IDF Panel, Public Address System, Hygiene Bldg | THC-ITS-MDF-1000 | Network,Telecommunication | Communications Equipment |  | PA | http://www.toronto.ca/TWONTO#OWLClass_aaa0534b_8301_4f5e_86a4_f0d2cc6e91a2 |  | Public Address System, Master Distribution , Control System, Admin Bldg,
7820 | COL-PSW-LSLL-0201 | Switch,Level, Low-Low, Wet Well #2 | COL-PSW-WEL-0200 | Switch,Level-Low-Low | Switch |  | LSLL | http://www.toronto.ca/TWONTO#00466 |  | Wet Well
85025 | THR-THK-RPU-0013 | Remote Processor Unit, STB Control Room (172.22.39.153) | THR-THK-RPU | RPU | Remote Processor Unit |  | RPU | http://www.toronto.ca/TWONTO#00122 |  | RPU & UPS, Sludge Thickening Building
80261 | FHA-SED-ZSH-0203B | Switch, Limit, Access Hatch Zone 3, Settling Basin T-0201 | FHA-SED-ZSH-0203 |  | Security System |  | ZSH | http://www.toronto.ca/TWONTO#fohur-bugut-lijif-zazom |  | Switch, Limit, Access Hatch Zone 2
57940 | THC-AER-T-2400 | Tank, Aeration | THC-AER-OLD PLANT | Tank,Non-Pressurized | Tank |  | T | http://www.toronto.ca/TWONTO#00140 |  | AerationTreatment
143415 | WTR-PEL-COM-2000 | Telecommunication, Network, Access Panel, Generator Building, Electrical Room | WTR-PEL-RPU-0003 | Network,Telecommunication | System Process Control |  | COM | http://www.toronto.ca/TWONTO#00537 |  | RPU Panel, Generator Building, Electrical Room
79184 | THR-ELS-PDP-0802S | Control Panel, Power Distribution Panel, Line 0802, Return Activated Sludge 600V Switchgear, Indoor | THR-ELS-TR-0800S | Control Panel,Power Distribution Panel | Power Distribution Panel | 39050 | PDP | x |  | Transformer, Power, Dry, Line 0800, Return Activated Sludge 600V Switchgear, Indoor
58244 | FHA-ACC-AC-0020 | Air Conditioner | FHA-MCS-ACC | H.V.A.C.,Air Conditioner | HVAC |  | AC | http://www.toronto.ca/TWONTO#00141 |  | HVAC
136661 | THR-MCS-LD-0512B | Chain Hoist, Manual, Overhead | THR-CRN-WA1 | Lifting Device,Hoist,Manual | Lifting Device |  | LD | http://www.toronto.ca/TWONTO#00422 |  | Cranes, Overhead Lifting Devices,WA1
112246 | TAB-DIS-PSH-0014 | Switch, Pressure,High, Chlorine , Relief Valve Line | TAB-DIS-CHL-4 | Switch,Pressure-High | Switch |  | PSH | http://www.toronto.ca/TWONTO#00604 |  | Chlorination Train #4
83051 | FHA-SES-SQ-0457 | FHA-SQ-LP-0007 - Life Preserver | FHA-SES-LP |  | Safety Equipment |  | SQ | http://www.toronto.ca/TWONTO#00561 |  | Life Preservers
93244 | FHO-GRK-DR-2007S | Door, (FD-S2-07), Fire Rated, Admin Building, S2, Janitor Refuse Room | FHO-GRK-FEQ-0001 | Fire Prevention,Door | Door |  | DR | http://www.toronto.ca/TWONTO#00353
63803 | THC-PLT-TPD-6005 | Trap Priming Device, Electronic, Washroom, Headworks | THC-ELS-LP-4024A | Piping | Plumbing |  | TPD | http://www.toronto.ca/TWONTO#00757 |  | Lighting Panel, Electrical Room, Headworks
52926 | TAB-RSP-PS-2201D | Power Supply, Hydraulic, Valve | TAB-RSP-P-2201 |  | Hydraulic System |  | PS | http://www.toronto.ca/TWONTO#00433 |  | Pump, Raw Sewage #1
93853 | FHO-POL-T-0101 | Tank, Polymer Storage, S4 Chemical Building, Polymer Storage Area | FHO-POL-T-0101-KQ | Tank,Reservoir | Tank |  | T | http://www.toronto.ca/TWONTO#00211 |  | Polymer Solution Storage Tank 1
109737 | TAB-DEW-PSH-3401 | Switch Pressure,High,Delivery,Centrate Pump-3401 | TAB-DEW-P-3401 | Switch,Pressure | Switch |  | PSH | http://www.toronto.ca/TWONTO#00604 |  | Pump, Old Wet Well #1
120237 | THC-ACC-AC-0907 | Air Conditioning Unit,MCC Room,2nd Floor,Solids Treatment,Biosolids Building East | THC-ACC-BLDG M |  | HVAC |  | AC | http://www.toronto.ca/TWONTO#00141 |  | Incineration Building, HVAC
119944 | TAB-WA4-SQ-1227 | Self Retracting Lifeline(SIMM1 Shared) | TAB-WA4-SQ-0010 |  | Safety Equipment |  | SQ | http://www.toronto.ca/TWONTO#00677 |  | WA4 Fall arrest systems
108623 | TAB-ACC-V-6471 | Valve, 2-Way Modulating, PreHeater Coil,AHU-6470, Mechanical RM No. 6, Existing grit bldg. | TAB-ACC-AHU-6470 | Valve | HVAC |  | V | http://www.toronto.ca/TWONTO#00781 |  | Air Handling Unit, Mechanical Room no.6, Grit Bldg., P Bldg.
87669 | WTR-PRH-NGR-1200 | Neutral Grounding Resistor, Generator Room | WTR-PRH-AUX |  | Safety Equipment |  | NGR | http://www.toronto.ca/TWONTO#00918 |  | Auxiliary Equipment (Building Facilities)
140558 | TNT-FT-LSH-1101 | Switch, Level,High | TNT-FT-T-1100 | Switch,Level | Switch |  | LSH | http://www.toronto.ca/TWONTO#00466 |  | SumpTank # 1
| MAIN-368 | Main 368 | WTR-LWA |  |  |  |  | http://www.toronto.ca/TWONTO#00804 | Sub-Process | Work Area 2 Central Mains and Chambers
| FHO-CHEMICAL-BLDG | Building Location | FHO-EUS |  |  |  |  | http://www.toronto.ca/TWONTO#00260 | Process | Production & End User Support
47732 | TAB-EL2-MCC-6323 | Motor Control Center- Incinerator | TAB-EL2-MCC | Control Panel,MCC | Motor Control Centre |  | MCC | http://www.toronto.ca/TWONTO#00110 |  | Motor Control Center- South Substation
228 | 378123SUS | John Deere, Gator 4X2, WA-5 | TAB-GRK-VEH | Vehicle,Unlicensed | Vehicle | 47469 |  | x
71857 | FHA-CLA-PSH-0102 | Switch, Pressure, High, Discharge Evaporator CLA-EV-0101, Chemical Storage Room, Filter Building | FHA-CLA-EV-0101 | Switch,Pressure | Switch |  | PSH | http://www.toronto.ca/TWONTO#00604 |  | Evaporator, Chlorine, Filtration Bldg., Chlorine Storage Room
80267 | FHA-SED-ZSH-0203M | Switch, Limit, Access Hatch Zone 3, Settling Basin T-0201 | FHA-SED-ZSH-0203 |  | Security System |  | ZSH | http://www.toronto.ca/TWONTO#fohur-bugut-lijif-zazom |  | Switch, Limit, Access Hatch Zone 2
122803 | THC-DEW-MSL-6281 | Switch, Motion-Low, Conveyor 6280, Dewatering Conveyance System | THC-DEW-CV-6280 | Switch,Motion | Switch |  | MSL | http://www.toronto.ca/TWONTO#00530 |  | Conveyor, Cake Feed to Incinerator 1000, Dewatering
44786 | TAB-DIG-ASH-0909A | Switch, Smoke, High, Panel TAP-DIG-RPU-0909A, Digester 5-12 Electrical Control Room | TAB-DIG-RPU-0909A | Fire Prevention,Smoke Detector | Switch |  | ASH | http://www.toronto.ca/TWONTO#00362 |  | RPU Control Panel, PLC, Digester 5-12 Electrical Control Room
106687 | TAB-ACC-FSL-5883 | Switch,Flow,Water From Pump | TAB-ACC-P-5883 | Switch,Flow | Switch |  | FSL | http://www.toronto.ca/TWONTO#00367 |  | Pump, Glycol, Recirculation, Bio-Solid Loading Bay
| MAIN-372 | Main 372 | WTR-LWA |  |  |  |  | http://www.toronto.ca/TWONTO#00804 | Sub-Process | Work Area 2 Central Mains and Chambers
84480 | TNT-GRK-VEH-0002 | Cart, Gator | TNT-GRK | Vehicle,Unlicensed | Vehicle | 35276 | VEH | x
49998 | FCL-ELS-MCC-0200 | Control Panel,MCC,High Lift Bldg - Switchgear Room,600V | FCL_ELS_600V_ELECABS | Control Panel,MCC | Motor Control Centre |  | MCC | http://www.toronto.ca/TWONTO#00110 |  | Electrical Cabinets,600V
136778 | THR-MCS-MT-5356 | Ultrasonic Machine | THR-MCS-MT2-WA2 | Machine Tool | Tool |  | MT | http://www.toronto.ca/TWONTO#00747 |  | Machine Tool-2
54384 | TAB-STR-LSL-4003R | Switch,Level,Low, Oil tank, Blower 4003 lubrication | TAB-STR-T-4003R | Switch,Level | Safety Equipment |  | LSL | http://www.toronto.ca/TWONTO#00466 |  | Tank , Reservoir Aux Oil, Blower 4003
110800 | TAB-DIG-LSHH-0524 | Switch,Level, High,High, Digester # 5 | TAB-DIG-T-0500 | Switch,Level-High-High | Switch |  | LSHH | http://www.toronto.ca/TWONTO#00466 |  | Digestion Tank 05
122925 | THC-DEW-T-6700 | Tank, Dewatered Biosolids Pump P-6710 Hopper, Solids Treatment | THC-DEW-CENTRATE | Tank,Non-Pressurized | Tank |  | T | http://www.toronto.ca/TWONTO#00708 |  | Centrate System Dewatering
33545 | COL-YKP-DA-0010(S) | Davit Arm-150958 | COL-W-OBSOLETE |  | Safety Equipment | 39115 | DA | x |  | Col West Obsolete Entities
| MAIN-372 | Main 372 | WTR-MT3 |  |  |  |  | http://www.toronto.ca/TWONTO#00804 | Sub-Process | Work Area 3 WEST Mains and Chambers
60360 | THC-ACC-V-6517 | Valve, Ball, Manual, AHU-6500, 2nd Floor Mech Room #1, Headworks | THC-ACC-AHU-6500 | Valve,Ball | HVAC |  | V | http://www.toronto.ca/TWONTO#00781 |  | Air Handling Unit, Pipe Gallery, 2nd Floor Mech Room #1, Headworks
107157 | TAB-ACC-LSL--1401 | Switch,Level-Low, Glycol Make-up Tank | TAB-ACC-T-1470 | Switch,Level-Low | Switch |  |  | http://www.toronto.ca/TWONTO#00466 |  | Tank, Glycol Make-up
42841 | TAB-AUX-LSHH-5105A | Switch, Level High-High, Auxiliary Bldg Storm Sump, Outside | TAB-AUX-P-5105 |  | Switch |  | LSHH | http://www.toronto.ca/TWONTO#00466 |  | Pump, Submersible, Storm Water, Auxiliary Systems Building,
47374 | TAB-EL1-MCC-6565 | Motor Control Centre, ,Z Bldg Gr.Flr.West Side of Machine Shop | TAB-ELS-WA7 | Control Panel,MCC | Motor Control Centre |  | MCC | http://www.toronto.ca/TWONTO#00110 |  | Equipment location, TAB-ELS-WA7, Electrical Equipment, Work Area7 ( Panelboards, MCC )
82145 | FHA-SES-SCBA-0035 | Cylinder for Air Pack Ser # OJ 377657 | FHA-SES-SCBA-CYLINDER | PPE,SCBA | Safety Equipment |  | SCBA | http://www.toronto.ca/TWONTO#00582 |  | Breathing Air Tanks (SCBA cylinders)
74247 | THR-FPW-SEN-0001 | Switch, High Level, Effluent Inlet Channel, Filtered Plant Water Bldg. | THR-FPW | Switch,Level-High | Switch |  | SEN | http://www.toronto.ca/TWONTO#00466 |  | Filtered Plant Water
33559 | COL-YKP-DA-0015S | Davit Arm Assembly with Upper Arm-1671130 | COL-W-OBSOLETE | Safety | Safety Equipment | 45979 | DA | x |  | Col West Obsolete Entities
76597 | THR-PLQ-RSPS | Returns Sludge Pumping Station, Work Area 4 | THR-PLQ-WA4 |  | Plumbing |  |  | http://www.toronto.ca/TWONTO#00572 |  | Plumbing, Work Area 4
55316 | FCL-ELS-LB-0201-SUS | Switch, Isolation, Transformer FCL-ELS-TR-0201, Switchgear Room | FCL-SUSPENDED | Switch | Switch | 36530 | LB | x |  | Suspended entity
121018 | THC-ACC-P-0013 | Pump, Centrifugal, Snow-Melting, Glycol, Admin. Building Basement Mechanical Room B104 | THC-ACC-BLDG K |  | HVAC |  | P | http://www.toronto.ca/TWONTO#00626 |  | Administration Building, HVAC
55968 | FCL-SPC-RPU-1621 | RPU Panel, Filters 0801 and 0801, Filter Gallery | FCL-ELS-PS-0001 | Control Panel | Remote Processor Unit |  | RPU | http://www.toronto.ca/TWONTO#00122 |  | Uninterruptible Power Supply,High Lift Bldg - Switchgear Room,LP-0001
81843 | FHA-SES-LDR-0117 | FHA-SES-LD-0073 - 6' Ladder Fiberglass ( Screens ) | FHA-SES | Safety | Safety Equipment |  | LDR | http://www.toronto.ca/TWONTO#00457 |  | Safety & Environmental Services
2846 | COL-MTI-RPU-2400 | Remote Processing Unit, Spadina Control Chamber No.24, MTI | COL-MTI-CH-2400 | RPU | Remote Processor Unit |  | RPU | http://www.toronto.ca/TWONTO#00122 |  | Chamber,Spadina Control Chamber No.24, MTI
62607 | THC-MCS-LD-36650015 | PULLER/LEVER HOIST - STEEL BODY (insp Liftsafe) | THC-MCS-LD | Lifting Device | Lifting Device |  | LD | http://www.toronto.ca/TWONTO#00422 |  | Mechanical Services, Lifting Device
68406 | THR-ACC-PDSL-4000 | Switch, Pressure Differential, Low, Serves THR-ACC-FN-4005,Gallery 20N | THR-ACC-FN-4005 | Switch,Flow-Low | Switch |  | PDSL | http://www.toronto.ca/TWONTO#00604 |  | Fan, Supply, T20N, Vault 3
| FHO-CLARIFIER-BLDG | Building Location | FHO-EUS |  |  |  |  | http://www.toronto.ca/TWONTO#00260 | Process | Production & End User Support
51244 | TAB-PRM-RPU-0311 | RPU-GE0311 | TAB-PRM-INQ-P | RPU | Remote Processor Unit |  | RPU | http://www.toronto.ca/TWONTO#00122 |  | P Building - Instrument Equipment
93351 | FHO-GRK-DR-5009S | Door, (FD-S5-09), Fire Rated, TRW Building, S5, TRW Suction Station, North | FHO-GRK-FEQ-0001 | Fire Prevention,Door | Door |  | DR | http://www.toronto.ca/TWONTO#00353
125877 | THC-GRK-VEH-073106 | Vehicle, 2010 Dodge Ram 3500 4WD 1 ton Crew Cab pick-up with plow | THC-GRK-VEHICLES | Vehicle,Licensed | Vehicle | 39129 | VEH | x
| FHO-DECOM | Building Location | FHO-EUS |  |  |  |  | http://www.toronto.ca/TWONTO#00260 | Process | Production & End User Support
94980 | FHO-SPC-COM-1205 | Termination Panel, Chemical Building, S2, former PAC Area | FHO-SPC |  | Communications Equipment |  | COM | http://www.toronto.ca/TWONTO#00540 |  | Process Control Systems - Services Area
70765 | THR-DCL-PSH-0601 | Switch, Pressure, High, NaSO3 Dosing P-0600 | THR-DCL-P-0600 | Switch,Pressure-High | Switch |  | PSH | http://www.toronto.ca/TWONTO#00604 |  | Pump, SBS Dosing to Outfall
| FHO-FILTER-BLDG | Building Location | FHO-EUS |  |  |  |  | http://www.toronto.ca/TWONTO#00260 | Process | Production & End User Support
139708 | TNT-ACC-CU-2007B | Air Conditioner, outdoor condensor | TNT-ACC-AC | H.V.A.C.,Chiller | HVAC |  | CU | http://www.toronto.ca/TWONTO#00236 |  | HVAC- Air conditioner and cooling units
146034 | WTR-PRV-LSH-0001 | Switch, Level-High, Flood | WTR-PRV-AUX | Switch,Level-High | Switch |  | LSH | http://www.toronto.ca/TWONTO#00466 |  | Auxiliary Equipment (Building Facilities)
126191 | THC-INC-PSL-1051 | Switch, Pressure-Low, Shaft Seal, Slurry Pump 1051 | THC-INC-P-1051 |  | Switch |  | PSL | http://www.toronto.ca/TWONTO#00604 |  | Pump, Ash Slurry, Incinerator 1000
| FHO-FLOCCULATE-BLDG | Building Location | FHO-EUS |  |  |  |  | http://www.toronto.ca/TWONTO#00260 | Process | Production & End User Support
71685 | THR-DIG-PSL-3115 | Switch, Pressure-Low, Pump 3115, Solids Treatment, Transfer System - Digesters - Tank 0700 & Tank 0800 | THR-DIG-P-3115 | Switch,Pressure-Low | Switch |  | PSL | http://www.toronto.ca/TWONTO#00604 |  | Pump, Centrifugal, Sludge Transfer, Digester Tank 0700,
21339 | FHO-DCL-PSL-0001 | Switch, Pressure-Low, Expansion Tank Header, Liquid Supply Dechlor.Train 3, S2 Chemical Storage Rm | FHO-DCL-SO-0101-KQ | Switch,Pressure-Low | Switch |  | PSL | http://www.toronto.ca/TWONTO#00604 |  | Dechlorination Train 1
58799 | THC-DEW-STR-6411 | Strainer, Hydraulic Power Unit, Sliding Frame | THC-DEW-HPU-6410 | Tank,Non-Pressurized | Tank |  | STR | http://www.toronto.ca/TWONTO#00710 |  | Hydraulic Power Pack,Sliding Frame,BTU Hopper 6400,Solids Treatment
26828 | FHO-TRW-PSH-0002 | Switch, High Pressure, Air Supply Header, Surge Protection System, Surge Bldg, S2, Compressore Rm, W | FHO-TRW- SURGE | Switch,Pressure-High | Switch |  | PSH | http://www.toronto.ca/TWONTO#00604 |  | Surge Protection System
27176 | DOS-YCM-VEH-286001 | 2019T&T Power 50MDK-ART - Vehicle Unit# 286001 | FAC-YCM-VEH | Vehicle,Licensed | Vehicle |  | VEH | http://www.toronto.ca/TWONTO#00756
21017 | FHO-CLA-PSL-0202 | Switch, Pressure on Liquid Header Post Chlorination Train 2, Chemical Bldg, L1,Machine Room | FHO-CLA-CHL-0101-KQ | Switch,Pressure-Low | Switch |  | PSL | http://www.toronto.ca/TWONTO#00604 |  | Pre Chlorination Train 1
26347 | FHO-SES-SQ-6067 | High Voltage Safety Equipment, Insulated Gloves, Class 0, Serial Number 1769, Walter Casolino | FHO-SES-SQ-1000 | PPE,Insulated Glove | Safety Equipment |  | SQ | http://www.toronto.ca/TWONTO#00653 |  | High Voltage Insulated Gloves
147197 | WTR-RRH-MCC-0101 | Motor Control Centre, Cascade Chamber | WTR-RRH-CH-0001 | Control Panel,MCC | Motor Control Center |  | MCC | http://www.toronto.ca/TWONTO#00110 |  | Chamber, Cascade and Fountain
81669 | TNT-SES-SQ-0201 | Pack, Emergency, 10 Min | TNT-GRK-SCBA | PPE,SCBA | Safety Equipment |  | SQ | http://www.toronto.ca/TWONTO#00123 |  | SCBA Breathing Apparatus
140863 | TNT-WA9-SQ-0111 | Harness | TNT-WA9-SQ-0010 | PPE | Safety Equipment |  | SQ | http://www.toronto.ca/TWONTO#00332 |  | Fall arrest systems
113548 | TAB-GRK-VEH-378393 | John Deere, Gator 4X4, WWPW | TAB-GRK-VEH | Vehicle,Unlicensed | Vehicle |  | VEH | http://www.toronto.ca/TWONTO#00400
140600 | TNT-MCS-LD-0016 | Trolley | TNT-MCS-LD | Lifting Device | Lifting Device |  | LD | http://www.toronto.ca/TWONTO#00474 |  | Lifting Devices , cranes/ Portable crane/hoists, come alongs, slings, wire rope, chains
51623 | TAB-GRK-VEH-190002 | Truck, Boom Truck, Freightliner FM2 | TAB-GRK-VEH2 | Vehicle,Licensed | Vehicle |  | VEH | http://www.toronto.ca/TWONTO#00564
135587 | THR-FT-FSL-4626 | Switch, Flow-Low, Pump P-4626 Seal Water, Drain Pumping - South | THR-FT-P-4626 | Switch,Pressure-Low | Switch |  | FSL | http://www.toronto.ca/TWONTO#00367 |  | Pump, Centrifugal, Drain, Gallery T20N
16308 | FHA-FLT-F-3601 | Filter #36, Filter Building, East Filter Gallery North | FHA-FLT | Filter | Filter |  | F | http://www.toronto.ca/TWONTO#00348 |  | Filtration
130984 | THR-AER-LSL-1501 | Switch, Level-Low, Lube Oil Tank, Blower 1511, Blower Building, Air Blower System | THR-AER-T-1501 | Switch,Level-Low | Switch |  | LSL | http://www.toronto.ca/TWONTO#00466 |  | Tank, Lube Oil, Blower 1511, Blower Building, Air Blower System
29122 | COL-PWN-SW-0002 | Switch, Disconnect | COL-PWN-MISC | Switch | Switch |  | SW | http://www.toronto.ca/TWONTO#00594 |  | Miscellaneous Equipment
134361 | THR-DR-WA3 | Overhead Doors, Work Area3 | THR-MCS-WA3 | Door,Overhead | Door |  |  | http://www.toronto.ca/TWONTO#00649
58573 | THC-ACC-DM-3071 | Damper,Motorized,Boiler Combustion Air,Boiler BO-3071,Boiler Building | THC-SUSPENDED |  | HVAC | 33805 | DM | x |  | Suspended entity
13954 | FCL-SPC-RPU-1122 | RPU Panel, Gaseous Chemicals, Chemical Building | FCL-ELS-PS-0001 | Control Panel | Remote Processor Unit |  | RPU | http://www.toronto.ca/TWONTO#00122 |  | Uninterruptible Power Supply,High Lift Bldg - Switchgear Room,LP-0001
128034 | THC-PRM-ZSL-1211 | Switch, Position Low, Mech Return, Valve 1211 | THC-PRM-V-1211 | Switch,Level-Low-Low | Switch |  | ZSL | http://www.toronto.ca/TWONTO#00590 |  | Valve, Hydraulic Cylinder, Bottom Scraper, Primary Clarifier 1200, NW Plant
135173 | THR-EPS-LSL-0315 | Switch, Level-Low, Grease Tank 0315, Plant Service, Effluent Pump, Centrifugaling | THR-EPS-P-0310 | Switch,Level-Low | Switch |  | LSL | http://www.toronto.ca/TWONTO#00466 |  | Pump, Centrifugal, Screw
107538 | TAB-ACC-T-6350 | Tank, Expansion, Glycol Loop, Mechanical Room, Dig 9-12 Control Building. | TAB-ACC-HE-6301 | Tank | Tank |  | T | http://www.toronto.ca/TWONTO#00325 |  | Heat Exchanger, Plate and Frame, Mechanical Room, Dig 9-12 Control Building.
107572 | TAB-ACC-TE-1436 | Control Panel, Zone Controller | TAB-ACC-HTR-1436 | Control Panel,HVAC | HVAC |  | TE | http://www.toronto.ca/TWONTO#00746 |  | Heater, Hot Water Reheat Coil
89597 | WTR-RRV-ZS-0001 | Switch, Position,Door Security | WTR-RRV-AUX | Switch,Position | Switch |  | ZS | http://www.toronto.ca/TWONTO#00590 |  | Auxiliary Equipment (Building Facilities)
125251 | THC-ELS-SQ-8806570 | Electrical Safety rubber gloves, High Voltage, Class 4, # 8806570 | THC-SES-SQ | PPE,Insulated Glove | Safety Equipment |  | SQ | http://www.toronto.ca/TWONTO#00653 |  | Safety Equipment
29243 | FIS-FL-LSH-0002 | Switch, Level, High, Fluoride Pumps Spill Containment, Ammonia & Fluoride Building, Access Room | FIS-FL | Switch,Level-High | Switch |  | LSH | http://www.toronto.ca/TWONTO#00466 |  | Fluoridation
91325 | WTR-RDF-DR-0012 | Door, Hatch, Middle-Northwest | WTR-RDF-AUX | Door | Door |  | DR | http://www.toronto.ca/TWONTO#00286
120140 | TAB-WA8-SQ-8802 | Lock Out Tag Out and Log Book Station | TAB-SES-WA8 | PPE | Safety Equipment |  | SQ | http://www.toronto.ca/TWONTO#00657 |  | WA 8 Safety Equipment,
65919 | THC-FEQ-DM-0024 | Fire Damper, Admin Building, Basement, Supervisor's Locker Room, South East | THC-FEQ-BLDG K |  | HVAC | 43289 | DM | x |  | Fire fighting protection equipment, Admin Building
109792 | TAB-DEW-T-0330 | Tank, DWS from Centrifuge #3 | TAB-DEW-P-0331 | Tank | Tank |  | T | http://www.toronto.ca/TWONTO#00708 |  | Pump, Baby Schwing #3, Sludge Cake Transfer, Dewater. Bldg, 2/F SE
| MAIN-390 | Main 390 | WTR-LWA |  |  |  |  | http://www.toronto.ca/TWONTO#00804 | Sub-Process | Work Area 2 Central Mains and Chambers
67067 | THC-THK-T-1230 | Tank,Mixing,Polymer Make-up System-1200,Thickening Building | THC-THK-POL | Chemical Feeder | Tank |  | T | http://www.toronto.ca/TWONTO#00211 |  | Thickening Polymer System
18791 | FHA-GRK-FEQ-0001 | Fire Doors | FHA-GRK-PRTY-0001 | Door | Door |  | FEQ | http://www.toronto.ca/TWONTO#00353
53671 | TAB-SES-SQ-2201 | Emergency Eyewash/Shower, Rail Car Unloading | TAB-STR-SQ | PPE,Eyewash Station | Safety Equipment |  | SQ | http://www.toronto.ca/TWONTO#00308 |  | WA2 Safety Equipment,lifting devices, ladders, Eye Wash station, First Aid Kits, Lock out stations
34784 | COL-YKP-FAK- 065208 | First Aid Kit, Truck # 065208 (2023 FORD F250) | COL-YKP-VEH-065208 | Safety,First Aid Kit | Safety Equipment |  |  | http://www.toronto.ca/TWONTO#00355 |  | Vehicle, Truck # 065208 (2023 FORD F250)
31290 | FPP-LAB-MX-0003 | Stir plate, Laboratory benchtop | FHA-FPP | Mixer | Test Equipment |  | MX | http://www.toronto.ca/TWONTO#00567 |  | Harris Filtration Pilot Plant
94900 | FHO-SES-SQ-8012 | Eye Wash Bottle, Station # 12, TW Building, S6, At Service Elevator | FHO-SES-SQ-0004 | PPE,Eyewash Station | Safety Equipment |  | SQ | http://www.toronto.ca/TWONTO#00328 |  | First Aid
104972 | NX4021A | Unit Heater,Ground Equipment Store | TAB-ACC-HTR | H.V.A.C.,Heater | HVAC |  |  | http://www.toronto.ca/TWONTO#00418 |  | Heaters- Convection,
121353 | THC-ACC-TT-0085 | Transmitter, Temperature, Room 124, Admin bldg. Building K | THC-ACC-BLDG K | H.V.A.C.,Air Conditioner | HVAC |  | TT | http://www.toronto.ca/TWONTO#00735 |  | Administration Building, HVAC
120063 | TAB-WA6-SQ-1014 | Lanyard | TAB-WA6-SQ | PPE | Safety Equipment |  | SQ | http://www.toronto.ca/TWONTO#00333 |  | WA6 Safety Equipment
47452 | TAB-EL1-MCC-6682 | Motor Control Centre 600V - Chemical Bldg. | TAB-PLT-ELQ-P | Control Panel,MCC | Motor Control Centre |  | MCC | http://www.toronto.ca/TWONTO#00110 |  | P Building - Electrical Equipment
30044 | COL-PWR-LSH-0006 | Switch,Level, High, Wet Well | COL-PWR | Switch,Level-High | Switch |  | LSH | http://www.toronto.ca/TWONTO#00466 |  | West Rouge Pumping Station
126520 | THC-MCS-T-0007 | Tank, Heater, Hot Water, NW Plant | THC-ACC-TUNNEL | Tank,Domestic Hot Water | Tank |  | T | http://www.toronto.ca/TWONTO#00427 |  | Plant Tunnels, HVAC
73 | 35115 | Lanyard - 6 Ft.-8928-Zt/18INBK | TAB-WA4-SQ-0010 |  | Safety Equipment |  |  | http://www.toronto.ca/TWONTO#00333 |  | WA4 Fall arrest systems
127481 | THC-PRM-G-5121 | Valve, Ball, Effluent, Sample Sink, Flush Water, T33 | THC-PRM-CLAR | Valve,Sluice Gate | Gate |  | G | http://www.toronto.ca/TWONTO#00202
126369 | THC-ITS-PA-3246 | Speaker, Public Address System, Old Blower BLDG MCC Room | THC-ITS-MDF-1000 | Network,Telecommunication | Communications Equipment |  | PA | http://www.toronto.ca/TWONTO#OWLClass_aaa0534b_8301_4f5e_86a4_f0d2cc6e91a2 |  | Public Address System, Master Distribution , Control System, Admin Bldg,
54387 | TAB-STR-LSL-4008R | Switch,Level,Low, Oil tank, Blower 4008 lubrication | TAB-STR-T-4008R | Switch,Level | Safety Equipment |  | LSL | http://www.toronto.ca/TWONTO#00466 |  | Tank , Reservoir Aux Oil, Blower 4008
118515 | TAB-STR-F-4007R | Filter, Lube Oil, Blower BL 4007 | TAB-STR-P-4007 | Filter | Filter |  | F | http://www.toronto.ca/TWONTO#00642 |  | Pump, Main Oil ,Blower BL4007
125865 | THC-INC-BU-2034 | Burner, Hearth 3, Incinerator 2000 | THC-INC-FU-2000? | Burner | Burner |  | BU | http://www.toronto.ca/TWONTO#00191 |  | Furnace, Incinerator 2000
| FHO-OZONE-BLDG | Building Location | FHO-EUS |  |  |  |  | http://www.toronto.ca/TWONTO#00260 | Process | Production & End User Support
92663 | FIS-ACC-FN-4006 | Fan, Power Venter, Marine Yard AHU, Mechanical/Electrical Room | FIS-ACC-AHU-4001 |  | HVAC |  | FN | http://www.toronto.ca/TWONTO#OWLClass_binid-posum-pozar-motav |  | Air Handling Unit, Marine Yard Ventilation, Mechanical/Electrical Room
6262 | COL-PMM-PSL-0120 | Switch, Pressure-Low | COL-PMM-MISC | Switch,Pressure-Low | Switch |  | PSL | http://www.toronto.ca/TWONTO#00604 |  | Miscellaneous Equipment
53773 | TAB-RSP-F-3003 | Filter, Granular Activated Charcoal, OCU-5-2 | TAB-SUSPENDED ENTITY | Filter | Filter | 32959 | F | x |  | Suspended entities
50555 | FCL-DCL-PSL-0101 | Switch, Pressure-Low, Supply Header 1, Sulpher Dioxide System | FCL-DCL | Switch,Pressure-Low | Switch |  | PSL | http://www.toronto.ca/TWONTO#00604 |  | Sulphur Dioxide System
55626 | TAB-WA3-LD-2378 | Sling, Nylon, 8 FT | TAB-DEW-SAFETY | PPE | Lifting Device |  | LD | http://www.toronto.ca/TWONTO#00929 |  | Safety Equipment
143588 | WTR-PEL-LSH-1011 | Switch, Level, High, Diesel Fuel Storage Tank T-1010, Generator Building, Bulk Fuel Storage Room | WTR-PEL-T-1010 | Switch,Level-High | Switch |  | LSH | http://www.toronto.ca/TWONTO#00466 |  | Tank, Non-Pressurized, Diesel Fuel Storage, Generator Building, Bulk Fuel Storage Room
75173 | THR-FT-PSL-2622 | Switch, Pressure-Low, Suction, Pump 2622, Secondary Treatment, RAS Pumping - North | THR-FT-P-2622 | Switch,Pressure-Low | Switch |  | PSL | http://www.toronto.ca/TWONTO#00604 |  | Pump, Centrifugal, Secondary Treatment,Tunnel 23 East, RAS Pumping - North
130485 | THR-ACC-RPU-0212 | RPU, BAS System, Headhouse Electrical Room | THR-ELS-HH | RPU | Remote Processor Unit |  | RPU | http://www.toronto.ca/TWONTO#00122 |  | Electrical System, Head House and Engine Room
19519 | FHO-ACC-RPU-1611 | Remote Programming Unit, Standby Building HVAC, Standby Building, S2, Generator Room, West Wall | FHO-MCS-HVAC | Controller,PLC | Remote Processor Unit |  | RPU | http://www.toronto.ca/TWONTO#00122 |  | Plant HVAC
55744 | TAB-WA4-SQ-8622 | Sling, Nylon,LiftAll EE2-802D-T3, 6 Ft. (S/N 1543386-22) | TAB-WA4-SQ-0010 |  | Lifting Device |  | SQ | http://www.toronto.ca/TWONTO#00929 |  | WA4 Fall arrest systems
74868 | THR-FT-LSHH-4830 | Switch, Level-High-High, Sump, Gallery T-13, Flood Monitoring System | THR-FT-P-4830 | Switch,Level-High-High | Switch |  | LSHH | http://www.toronto.ca/TWONTO#00466 |  | Pump, Sump, Final Tanks, Sump Pit No.34,T-13,Plant Services, Flood Monitoring System
114821 | TAB-PLT-SP-4000 | Sampler, Raw Sewage, P Bldg, Grit Works, Conduit 4 | TAB-SUSPENDED ENTITY | Sampler | Sampler | 46078 | SP | x |  | Suspended entities
81472 | FHA-SES-LD-0089 | 8' Ladder Fiberglass Step ladder Yellow -Filter #10 | FHA-SES | Safety | Safety Equipment |  | LD | http://www.toronto.ca/TWONTO#00585 |  | Safety & Environmental Services
137300 | THR-PLT-FSL-1524 | Switch, Flow, Low, Seal Water, Grit Pump P-1520, Headhouse | THR-PLT-P-1520 | Switch,Flow-Low | Switch |  | FSL | http://www.toronto.ca/TWONTO#00367 |  | Pump, Centrifugal (Dry), Grit, Vortex Prime Tank T-1500, Headhouse
45402 | TAB-DIG-RPU-1011 | RPU for DIG 19-22 | TAB-DIG-INQ-T19-22 | RPU | Remote Processor Unit |  | RPU | http://www.toronto.ca/TWONTO#00122 |  | Digester Tanks 19-22, Instrument Equipment
68348 | THC-PLT-G-1802 | Gate, Sluice, Bypass Channel, Dual Actuator, Raw Sewage Screening | THC-PLT | Gate,Sluice | Gate |  | G | http://www.toronto.ca/TWONTO#00202
75828 | THR-DIG-BU-7720S | Burner, Waste Gas | THR-DIG-BU | Analyzer | Burner | 39916 | BU | x |  | Digester, Waste Gas Burners
126193 | THC-INC-PSL-1073 | Switch, Pressure-Low, Shaft Cooling, Incinerator 1000 | THC-INC-FU-1000 | Switch,Pressure-Low | Switch |  | PSL | http://www.toronto.ca/TWONTO#00604 |  | Furnace, Incinerator 1000
101464 | LD50892 | Winch, DBI-Sala, WA2 | TAB-SES-LD | Lifting Device | Safety Equipment |  |  | http://www.toronto.ca/TWONTO#00812 |  | WA2 Lifting devices
68342 | THC-PLT-G-0551 | Gate, Sluice, Motorized, EMB Actuator, Perforate Screen SC-0550 Influent Channel, Raw Sewage Screening | THC-PLT-SC-0550 | Gate,Sluice | Gate |  | G | http://www.toronto.ca/TWONTO#00202
112195 | TAB-DIS-FSL-2205 | Switch ,Flow, Low,KOH to Scrubber, Chlorine Bldg | TAB-DIS-P-2205 | Switch,Flow | Switch |  | FSL | http://www.toronto.ca/TWONTO#00367 |  | Pump, Spray,KOH
33536 | COL-YKP-DA-0006(S) | Davit Arm-110678 | COL-YKP-DA |  | Safety Equipment | 39111 | DA | x |  | Davit Arm Assembly
69306 | THR-AER-LSL-4890 | Switch, Level-Low, Sump, Gallery T-17E, Flood Monitoring System | THR-AER-P-4890 | Switch,Level-High | Switch |  | LSL | http://www.toronto.ca/TWONTO#00466 |  | Pump, Centrifugal, Sump, T17E
64166 | FCL-RW-FSL-0001 | Switch,Flow Low | FCL-RW | Switch,Flow-Low | Switch |  | FSL | http://www.toronto.ca/TWONTO#00367 |  | Raw Water
9071 | COL-YKP-VEH-065208 | Vehicle, Truck # 065208 (2023 FORD F250) | COL-YKP | Vehicle,Licensed | Vehicle |  | VEH | http://www.toronto.ca/TWONTO#00564
120907 | THC-ACC-HTR-0333 | Air Heater, Building M | THC-ACC-HEATERS | H.V.A.C.,Heater,Unit | HVAC |  | HTR | http://www.toronto.ca/TWONTO#00418 |  | Air Heaters, Building M
61618 | FHA-ELS-PDP-0403 | Power Distribution Panel, Dewatering Panel, West Rate Control Valve, RMF | FHA-ELS | Control Panel,Power Distribution Panel | Power Distribution Panel |  | PDP | http://www.toronto.ca/TWONTO#00110 |  | Electrical
18081 | FHA-SED-ZSH-0102C | Switch, Limit, Access Hatch Zone 2, Settling Basin T-0101 | FHA-SED-ZSH-0102 |  | Security System |  | ZSH | http://www.toronto.ca/TWONTO#fohur-bugut-lijif-zazom |  | Switch, Limit, Access Hatch Zone 1,
263 | 176015SUS | Truck,Ford, BOOM Truck F800,852 8MH-WA7 | TAB-SUSPENDED ENTITY | Vehicle,Licensed | Vehicle | 46837 |  | x
107559 | TAB-ACC-T-9003 | Softener, Zeolite Water #3 | TAB-HRS-BO-P | Tank | Tank |  | T | http://www.toronto.ca/TWONTO#00708 |  | Steam Boiler Feedwater System, Softeners
59434 | THC - A01 - D003 | Door, Building A | THC-GRK-DR-A |  | Door |  |  | http://www.toronto.ca/TWONTO#00286
63643 | THC-PLT-HS-0840 | Switch, Rope, Emergency Stop, Conveyor, Screen Room, Screenings Conveyance | THC-PLT-CV-0840 |  | Switch |  | HS | http://www.toronto.ca/TWONTO#00411 |  | Conveyor, Screw, Screen Room, Screenings Conveyance
30862 | FIS-TRW-FSL-0001 | Switch, Flow, Low, Treated Water Output Sample to AIT-0001 & 0004, Sampling Bldg, Upper Lvl, N Wall | FIS-TRW | Switch,Flow-Low | Switch |  | FSL | http://www.toronto.ca/TWONTO#00367 |  | Treated Water Production
121123 | THC-ACC-PIT-0014 | Transmitter, Pressure, Glycol Supply, Snow Melting System, Admin Building | THC-ACC-P-0014 |  | HVAC |  | PIT | http://www.toronto.ca/TWONTO#00605 |  | Pump, Centrifugal, Snow-Melting, Glycol, Admin. Building Basement Mechanical Room B104
63219 | THC-OCS-LSL-6030 | Switch, Level, Low, Humidification Chamber HU-6030, Headworks Odour Control | THC-OCS-HU-6030 | Switch,Level-Low | Switch |  | LSL | http://www.toronto.ca/TWONTO#00466 |  | Humidification Chamber, Biofilter, Headworks Odour Control
146631 | WTR-PWT-T-0001 | Tank, Hot Water, Domestic, Basement | WTR-PWT-AUX | Tank,Domestic Hot Water | Tank |  | T | http://www.toronto.ca/TWONTO#00427 |  | Auxiliary Equipment (Building Facilities)
88314 | WTR-PSC-T-0001-SUS | SCBA 3000 psi Bottle, ARAP, 10 min | WTR-EAST-SES | Tank | Safety Equipment | 47448 | T | x |  | Safety & Lifting Devices
87693 | WM2007A | Cannister, Silo Carbon, 808A | TAB-SLD-FN | Filter | Filter |  |  | http://www.toronto.ca/TWONTO#00277 |  | Pelletizer Bldg. - Silo System, Fans & Filters
9805 | DRN18469 | Drains, Floor, Digestion Tanks 1-4 | TAB-DIG-STRC-T1-4 | Drain | Drain |  |  | http://www.toronto.ca/TWONTO#00288 |  | Digester Tanks 1-4 - Drains, Electrical Service(110/220V), Lighting, Plumbing
9173 | COL-YKP-FAK-0015S | First Aid Kit, Truck #080047 (F550) | COL-YKP-VEH-0015S | Safety,First Aid Kit | Safety Equipment | 42980 | FAK | x |  | Vehicle, Truck #080047 (F550)
120736 | THC-ACC-FN-0610 | Fan,Centrifugal,Exhaust,South Pumping Station,Plenum Wall,Ground Level | THC-ACC-BLDG L |  | HVAC |  | FN | http://www.toronto.ca/TWONTO#OWLClass_binid-posum-pozar-motav |  | Plant Effluent Pumping Station, HVAC
65406 | THC-PRM-ZSL-1212 | Switch, Position Low, Mech Return, Valve 1212 | THC-PRM-V-1212 | Switch,Level-Low-Low | Switch |  | ZSL | http://www.toronto.ca/TWONTO#00590 |  | Valve, Hydraulic Cylinder, Bottom Scraper, Primary Clarifier 1200, NW Plant
119994 | TAB-WA5-LD-005L | Hoist, Kito | TAB-WA5-SQ | PPE | Lifting Device |  | LD | http://www.toronto.ca/TWONTO#00422 |  | WA5 Safety Equipment
106565 | TAB-ACC-FN-6522 | Fan, Centrifugal, Supply air, AHU-6520, Mechanical Room No. 2, Screen Bldg., P Bldg. | TAB-ACC-AHU-6520 | Fan,Centrifugal | HVAC |  | FN | http://www.toronto.ca/TWONTO#OWLClass_binid-posum-pozar-motav |  | Air Handling Unit, Mechanical Room no.2, Screen Bldg., P Bldg.
| MAIN-390 | Main 390 | WTR-MT3 |  |  |  |  | http://www.toronto.ca/TWONTO#00804 | Sub-Process | Work Area 3 WEST Mains and Chambers
20553 | COL-PMM-TS-0001 | Switch, Power Disconnect | COL-PMM | Switch | Switch | 36003 | TS | x |  | Mimico Pumping Station
24312 | FHO-MCS-LD-0118-SU | Manual Chain Hoist | FHO-OBSOLETE | Lifting Device,Hoist,Manual | Rigging Equipment |  | LD | http://www.toronto.ca/TWONTO#00422 |  | Removed From Service
| MAIN-001 | Main 001 | WTR-LWA |  |  |  |  | http://www.toronto.ca/TWONTO#00804 | Sub-Process | Work Area 2 Central Mains and Chambers
3391 | COL-PCU-FN-0002 | HVAC, Fan, FRP/Severe Duty Wet Well Roof Fan | COL-PCU-AUX-MECH | Fan | HVAC |  | FN | http://www.toronto.ca/TWONTO#OWLClass_binid-posum-pozar-motav |  | Mechanical Equipment
94775 | FHO-SES-SCBA-0025 | Cylinder, SCBA, Air Pack, 2216 PSI, Ser #OJ-254921 | FHO-SES-SQ-0001 | PPE,SCBA | Safety Equipment |  | SCBA | http://www.toronto.ca/TWONTO#00582 |  | Safety Equipment
32986 | KR2241A | Unit Heater, Silo #1, 4th Floor, Silo Building | TAB-ACC-HTR-SLO | H.V.A.C.,Heater | HVAC |  |  | http://www.toronto.ca/TWONTO#00418 |  | Unit Heaters- Silo Bldg
62492 | THC-ITS-TEL-6007 | Telephone Outlet and Phone, Headworks, Lower Level 1, Truck Load Bay, E Wall N | THC-TPA-PA-6010A | Network,Telecommunication | Communications Equipment |  | TEL | http://www.toronto.ca/TWONTO#00702 |  | Paging Panel, Headworks, Electrical Room, Ground Floor
139450 | THR-WA2-LD-12-48 | Sling, Nylon, Work Area 2 (Sr 2251291-12-48) SIZE; 1" X 4', | THR-SES-LD | Lifting Device,Sling | Lifting Device |  | LD | http://www.toronto.ca/TWONTO#00929 |  | Lifting Device, Safety Equipment
139504 | THR-WA3-LD-0037S | Sling, Wire Rope, Work Area 3 (Suspended) | THR-LD-WIRE-WA3 | Lifting Device,Sling | Lifting Device | 35921 | LD | x |  | Slings, Wire Rope, Work Area 3
138881 | THR-SQ-LP-0026 | Life Preserver, Ring Type, Final Tank 5 | THR-SQ-LP-FT | Safety | Safety Equipment |  | LP | http://www.toronto.ca/TWONTO#00561 |  | Life Preserver, Ring Type Floating Device, Final Tanks
18466 | FHA-SES-LDR-0421 | FHA-SES-LD-0069 - 5' Ladder ( RMF SBS Storage ) | FHA-SES-LD-1 | Safety | Safety Equipment |  | LDR | http://www.toronto.ca/TWONTO#00457 |  | Ladders
| MAIN-002 | Main 002 | WTR-LWA |  |  |  |  | http://www.toronto.ca/TWONTO#00804 | Sub-Process | Work Area 2 Central Mains and Chambers
17599 | FHA-MCS-LD-2801 | Puller - CAP: 1.5 TON | FHA-MCS-LD | Lifting Device,Hoist,Manual | Lifting Device | 34055 | LD | x |  | Lifting Devices
76169 | THR-MCS-LD-2004 | Come Along, Work Area 2 | THR-S-E | Lifting Device,Chain | Lifting Device | 34735 | LD | x |  | SUSPENDED ENTITY
84544 | WTR-PAH-MEQ-0002 | Mechanical Equipment, Steam Power Washer | WTR-PAH-AUX | Machine Tool | Tool |  | MEQ | http://www.toronto.ca/TWONTO#00747 |  | Auxiliary Equipment (Building Facilities)
78869 | FHO-ELS-WR-0813 | Welding Receptacle, Chemical Room | FHO-ELS-LTG |  | Power Distribution Panel |  | WR | http://www.toronto.ca/TWONTO#00821 |  | Facility Electrical System
55490 | TAB-WA1-SQ-1978 | Lanyard 6 Ft- Suhagiya, Milan | TAB-WA1-SQ-0001 | PPE,Harness | Safety Equipment |  | SQ | http://www.toronto.ca/TWONTO#00333 |  | WA1 Fall Arrest System
45993 | FCL-CCS-CP-0201 | Control Panel, Skid #2, Phosphoric Acid Dosing | FCL-CCS | Control Panel,Electrical | Power Distribution Panel |  | CP | http://www.toronto.ca/TWONTO#00613 |  | Corrosion Control System
71687 | THR-DIG-PSL-4761 | Switch, Pressure-Low, Suction, Pump 4761, Solids Treatment, Heating System - Digesters - Tank 0700 & Tank 0800 | THR-DIG-P-4761 | Switch,Pressure-Low | Switch |  | PSL | http://www.toronto.ca/TWONTO#00604 |  | Pump, Centrifugal, Hot Water Recirculation, Tank 0800
40372 | TAB-ACC-FSL-0360 | Switch, Flow, Low, Air, Exhaust Fan 0360, Loading Bay Rooftop | TAB-ACC-FN-0360 | Switch,Flow-Low | Switch |  | FSL | http://www.toronto.ca/TWONTO#00367 |  | Fan, Exhast,Screen Bldg., Blower Room, Grit Room Roof
| MAIN-003 | Main 003 | WTR-LWA |  |  |  |  | http://www.toronto.ca/TWONTO#00804 | Sub-Process | Work Area 2 Central Mains and Chambers
98410 | FIS-TRW-FSL-0002 | Switch, Flow, Low, Treated Water Output Sample to AIT-0002 & 0003, Sampling Bldg, Upper Lvl, E Wall | FIS-TRW-AIT-0002 | Switch,Flow-Low | Switch |  | FSL | http://www.toronto.ca/TWONTO#00367 |  | Analyzer, Turbidity, TRW Output Sampling Building, Upper Floor, North East Wall, Sampling Pumps Metering Room
132810 | THR-DIG-PSH-2531 | Switch, Pressure-High, Discharge Pump 2531, Digester Tank 0500 | THR-DIG-P-2531 | Switch,Pressure-High | Switch |  | PSH | http://www.toronto.ca/TWONTO#00604 |  | Pump, Centrifugal, Sludge Recirculation, Tank 0500
38645 | SWM-PBL-LSH-0103 | Switch, Level-High | SWM-PBL | Switch,Level | Switch |  | LSH | http://www.toronto.ca/TWONTO#00466 |  | Bloor Storm Pumping Station
24319 | FHO-MCS-LD-0216 | CM Hoist Trolley, Surge Building | FHO-MCS-LD | Lifting Device,Hoist,Manual | Lifting Device |  | LD | http://www.toronto.ca/TWONTO#00422 |  | Lifting Devices & Elevators
41499 | TAB-ACC-TSH-0900 | Switch, Temperature, High, AHU-9000, Exist. Primary Treatment Bldg. | TAB-ACC-AHU-0900 | Switch,Temperature-High | Switch |  | TSH | http://www.toronto.ca/TWONTO#00734 |  | Air Handling Unit, Old D Bldg. Rooftop
120480 | THC-ACC-DM-0614 | Damper,Motorized,Outdoor Air Intermediate Lvl,South Pumping Station,Plenum Shaft,Basement Level | THC-ACC-BLDG L |  | HVAC |  | DM | http://www.toronto.ca/TWONTO#00142 |  | Plant Effluent Pumping Station, HVAC
| MAIN-006 | Main 006 | WTR-LWA |  |  |  |  | http://www.toronto.ca/TWONTO#00804 | Sub-Process | Work Area 2 Central Mains and Chambers
9000 | COL-BEB-SW-0001 | Switch, Power | COL-BEB | Switch | Switch |  | SW | http://www.toronto.ca/TWONTO#00594 |  | Edenbridge Blower Station
113276 | TAB-EL3-MCC-6223 | Motor Control Unit, MCC-301, Bio Solid Loading Bay, Mezzanine | TAB-WA4-ELS | Control Panel,MCC | Motor Control Centre |  | MCC | http://www.toronto.ca/TWONTO#00110 |  | WA4 Electric Equipments
68673 | THR-ACC-TSL-0110 | Switch, Temperature, Low, Supply Air, Air Handling Unit AHU-0110, Headhouse Roof | THR-ACC-AHU-0110 | Switch,Temperature-Low | Switch |  | TSL | http://www.toronto.ca/TWONTO#00734 |  | Air Handling Unit, Headhouse Grit Area Air Supply, Headhouse Roof
| MAIN-007 | Main 007 | WTR-LWA |  |  |  |  | http://www.toronto.ca/TWONTO#00804 | Sub-Process | Work Area 2 Central Mains and Chambers
38780 | TAB-ACC-AHU-4455 | AHU, Aux. Bldg Basement | TAB-ACC-AHU-AUX | Air Handling Unit | HVAC |  | AHU | http://www.toronto.ca/TWONTO#00147 |  | AHUs/Supply Fans Aux. Bldg
34373 | COL-YKP-DA-1717106 | Davit Mast -1717106 | COL-YKP-DA-0009S | Safety | Safety Equipment |  | DA | http://www.toronto.ca/TWONTO#00331 |  | Davit Arm Assembly with Upper Arm-1734511
112633 | TAB-EL1-LP-6636B | Lighting Panel,120/208V,Primary Tanks 0008&0009,Gallery,Mezzanine Level,P Building | TAB-EL1-MCC-6634 | Control Panel,Lighting | Power Distribution Panel |  | LP | http://www.toronto.ca/TWONTO#00477 |  | Motor Control Centre 600V - Galery 9
105207 | PLQ18417 | Plumbing, General, Old Biosolids Bldg | TAB-SLO-STRC-OBS |  | Plumbing |  |  | http://www.toronto.ca/TWONTO#00572 |  | Old Biosolids Bldg - Drains, Electrical Service(110/220V), Lighting, Plumbing
66873 | THC-GRK-VEH-378260 | Vehicle, 2016 Polaris Ranger (WA2) | THC-GRK-VEHICLES | Vehicle,Licensed | Vehicle |  | VEH | http://www.toronto.ca/TWONTO#00400
101156 | KR2201A | Unit Heater, Silo #1, Basement, Silo Building | TAB-ACC-HTR-SLO | H.V.A.C.,Heater | HVAC |  |  | http://www.toronto.ca/TWONTO#00418 |  | Unit Heaters- Silo Bldg
128736 | THC-SES-MEQ-0601 | Anchor,Fall Arrest,South Pumping Station,Ground Floor | THC-MCS-LD |  | Safety Equipment |  | MEQ | http://www.toronto.ca/TWONTO#hulol-galof-pivol-pojum |  | Mechanical Services, Lifting Device
132560 | THR-DIG-LSL-5681 | Switch, Level-Low, Lube Oil, C-5680, Gas Mixing System | THR-DIG-P-5682 | Switch,Level-Low | Switch |  | LSL | http://www.toronto.ca/TWONTO#00466 |  | Pump,Lube Oil for Compressor 5680, Gas Mixing System
81420 | TNT-MCS-LD-0021 | Trolley | TNT-MCS-LD | Lifting Device | Lifting Device |  | LD | http://www.toronto.ca/TWONTO#00474 |  | Lifting Devices , cranes/ Portable crane/hoists, come alongs, slings, wire rope, chains
94151 | FHO-SA-T-0101 | Tank, Receiver, Compressed Air, Service Air System, TRW Building, S3, Compressor Room | FHO-SA-C-0101-KQ | Vessel,Pressure | Tank |  | T | http://www.toronto.ca/TWONTO#00606 |  | Air Compressor 1
113807 | TAB-NGS-PSH-0701 | Switch,High Pressure, Natural Gas Train, | TAB-NGS-BLR19 | Switch,Pressure-High | Switch |  | PSH | http://www.toronto.ca/TWONTO#00604 |  | #19 Volcano Boiler - Natural Gas Train,
147453 | WU2012A | Cylinder, Exp Tank Nitrogen, 814A | TAB-SLD-P | Container | Tank |  |  | http://www.toronto.ca/TWONTO#00582 |  | Pelletizer Bldg. - Thermal Oil Heating System, Pumps, Strainer & Expanasion Tanks
130238 | THR-ACC-NX-502 | A/C Unit, Men's Locker Room, Admin. Bldg. | THR-ACC-ADM | H.V.A.C.,Air Conditioner | HVAC |  | NX | http://www.toronto.ca/TWONTO#00141 |  | Air Conditioning, HVAC, Admin Building
128873 | THC-STR-LSH-0180 | Switch, Level, High, Pump Start, NW Plant | THC-STR-P-0180 |  | Switch |  | LSH | http://www.toronto.ca/TWONTO#00466 |  | Pump, Centrifugal Submersible, Drainage, NW Plant
42103 | TAB-ACC-V-6511 | Valve, 2-Way Modulating, PreHeater Coil,AHU-6510, Mechanical RM No. 1, Screen Bldg., P Bldg. | TAB-ACC-AHU-6510 | Valve | HVAC |  | V | http://www.toronto.ca/TWONTO#00781 |  | Air Handling Unit, Mechanical Room no.1, Screen Bldg., P Bldg.
67790 | THR-ACC-FSL-1301 | Switch, Flow-Low, Outlet, Boiler 1301, Hot Water Supply, Plant Central Hot Water System, Hot Water Boilers | THR-ACC-BO-1301 | Switch,Flow-Low | Switch |  | FSL | http://www.toronto.ca/TWONTO#00367 |  | Boiler, Low Pressure, Hot Water, Plant Central Hot Water System, Hot Water Boilers (CRN-H9308.5,TSSA UID-65022703, SNo.-5.1103723)
11805 | CL2002A1 | Injector #2 | TAB-DIS-CHL-2 |  | Injector |  |  | http://www.toronto.ca/TWONTO#00294 |  | Chlorination Train #2
10149 | COL-MTI-HPU-2001C | Hydraulic Power Unit, Manifold Assembly , Scott Control Chamber #20C | COL-MTI-CH-2000C |  | Hydraulic System |  | HPU | http://www.toronto.ca/TWONTO#00433 |  | Chamber,Scott Control Chamber No.20C, MTI
109141 | TAB-CW-SQ-0632 | Eye wash & Shower Station, Plant water Bldg Pump Room | TAB-PWA-SQ | PPE,Eyewash Station | Safety Equipment |  | SQ | http://www.toronto.ca/TWONTO#00308 |  | Plant Water - Safetry Equipment
115555 | TAB-PRM-PSH-2100 | Switch Pressure,High,Scum Pump-2100 | TAB-PRM-P-2100 | Switch,Pressure | Switch |  | PSH | http://www.toronto.ca/TWONTO#00604 |  | Pump, Scum, PST 1 & 2
120589 | THC-ACC-F-0811 | Filter,Supply Air,AHU-0810,Sludge Storage Building | THC-ACC-AHU-0810 | Filter | HVAC |  | F | http://www.toronto.ca/TWONTO#00641 |  | Air Handling Unit,Roof,Sludge Storage Building
12992 | FCL-FL-T-0101 | Tank, Non-Pressurized, Hydrofluosilicic Acid System | FCL-FL | Tank,Non-Pressurized | Tank |  | T | http://www.toronto.ca/TWONTO#00211 |  | Fluoridation
132803 | THR-DIG-PSH-2319 | Switch, Pressure-High, Discharge, Pump 2319, Solids Treatment, Heating System - Digesters - Tank 0900 Tank 1000 | THR-DIG-P-2319 | Switch,Pressure-High | Switch |  | PSH | http://www.toronto.ca/TWONTO#00604 |  | Pump, Centrifugal, Sludge Recirculation, Tank 0900
134976 | THR-ELS-MCC-2302 | Control Panel, MCC 2302, Gas Compressor Building Electrical Room | THR-ELS-GCB | Control Panel,MCC | Motor Control Centre |  | MCC | http://www.toronto.ca/TWONTO#00110 |  | Electrical System, Digester Gas Compressor Building
120423 | THC-ACC-DM-0131 | Damper,Motorized,Outdoor Air ,Boiler Building,South Zone 2 | THC-ACC-FN-0132 | Damper/Louver | HVAC |  | DM | http://www.toronto.ca/TWONTO#00142 |  | Fan,Centrifugal,Boiler Building,South Zone 3
107506 | TAB-ACC-T-1822 | Tank, Make Up, Glycol Make Up Line | TAB-ACC-P-1822 | Tank | Tank |  | T | http://www.toronto.ca/TWONTO#00211 |  | Pump, Glycol Circulating,Make Up Line
80488 | THR-FT-RPU-0400A | RPU IO Extension, RAS System - South | THR-FT-RPU-0400 | RPU | Remote Processor Unit |  | RPU | http://www.toronto.ca/TWONTO#00122 |  | RPU, Final Clarifiers - South
40061 | DOS-MCS-LD-0007 | Lifting Device, Chain Sling/Wire Mesh, EE1-902, 3100LBS, N/A | FAC-YCM-SES | Lifting Device,Sling | Safety Equipment |  | LD | http://www.toronto.ca/TWONTO#00930 |  | SAFETY & ENVIRONMENTAL SERVICES
27667 | FIS-ELS-MCC-0500 | MCC,600 V,Filter Building,Mezzanine,East | FIS-ELS-CAB-0603 | Control Panel,MCC | Motor Control Centre |  | MCC | http://www.toronto.ca/TWONTO#00110 |  | ELS Cabinet,600 V,Filter Building,Mezzanine,North MCC Cabinet
27188 | DOS-YCM-VEH-382003 | 2010 ARGO 750EFI - Vehicle Unit# 382003 | FAC-YCM-VEH | Vehicle,Licensed | Vehicle |  | VEH | http://www.toronto.ca/TWONTO#00400
118019 | TAB-SLO-BCF-0402 | Filter, Bio-Filter Cell 2, BFC402 | TAB-SLO-BIO | Filter | Filter | 46229 | BCF | x |  | Odour Control Facility-WA4
5139 | COL-PMM-TIC-0100 | Thermostat | COL-PMM-AHU-0100 | Controller,Temperature | HVAC |  | TIC | http://www.toronto.ca/TWONTO#00746 |  | Air Handling Unit
29650 | FIS-MCS-MT-4504 | Machine Tool, Drill ,Press, Workshop Building, Machine Shop | FIS-MCS | Machine Tool,Drill Press | Tool |  | MT | http://www.toronto.ca/TWONTO#00703 |  | Mechanical Services
109075 | TAB-CW-FS-6005 | Switch, Flow, Tempered Water to Emergency Eyewash Station, DEW Bldg | TAB-CW-SQ-6005 |  | Switch |  | FS | http://www.toronto.ca/TWONTO#00367 |  | Emergency Eye Wash Station, 3rd Floor, West side
54044 | TAB-RSP-UPS-0212 | UPS for RPU | TAB-RSP-RPU-0212 | RPU | Remote Processor Unit |  | UPS | http://www.toronto.ca/TWONTO#00124 |  | RPU, RSP Pump # 2
60319 | THC-ACC-V-6049 | Valve, Butterfly, Manual, Hot Water, HE-6002, Lower Level 2 Blower Room, Headworks | THC-ACC-HE-6002 | Valve | HVAC |  | V | http://www.toronto.ca/TWONTO#00781 |  | Heat Exchanger, Heating Glycol System, Lower Level 2 Blower Room, Headworks
143106 | WTR-PAH-TSH-0002 | Switch, Temperature-High, Building | WTR-PAH-AUX | Switch,Temperature-High | Switch |  | TSH | http://www.toronto.ca/TWONTO#00734 |  | Auxiliary Equipment (Building Facilities)
27160 | FHO-WWW-LSH-0202 | Switch, Level-High, Clarifier 2, Clarifier Building, S4, Basement | FHO-WWW-T-0202 |  | Switch |  | LSH | http://www.toronto.ca/TWONTO#00466 |  | Tank, Clarifier 0202, Waste Water System, Clarifier Building, East
121213 | THC-ACC-TC-0116 | Controller,Temperature,Heater 0116,Phase 1 Access Building No.1 | THC-ACC-HTR-0116 | Air Handling Unit | HVAC |  | TC | http://www.toronto.ca/TWONTO#00746 |  | Heater,Electric,Vestibule Access Building No.1,Phase 1, bldg.H
139127 | THR-THK-PSH-5010 | Switch, Pressure High, TWAS Transfer P-5010 | THR-THK-P-5010 | Switch,Pressure-High | Switch |  | PSH | http://www.toronto.ca/TWONTO#00604 |  | TWAS Transfer Pump
113402 | TAB-ELS-LTG-1082 | Emergency Light,Single Head,North Substation,Basement,Centre,West,East | NORTH SUBSTATION_BASEMENT | Lighting,Emergency | Safety Equipment |  | LTG | http://www.toronto.ca/TWONTO#00934 |  | MSA Substation,Basement
119352 | TAB-THK-PSL-0605 | Switch,Pressure,Low,AIS to Recycle Pump P-0605 Discharge | TAB-THK-P-0605 | Switch,Pressure | Switch |  | PSL | http://www.toronto.ca/TWONTO#00604 |  | Pump,Recycle SX2006
94985 | FHO-SPC-COM-1501 | Termination Panel, Surge Building, S2, Compressor Room | FHO-SPC |  | Communications Equipment |  | COM | http://www.toronto.ca/TWONTO#00540 |  | Process Control Systems - Services Area
128871 | THC-STR-LSH-0129 | Level Switch High,Sump,Phase 4 Blower Building | THC-STR-P-0129 | Switch,Level | Switch |  | LSH | http://www.toronto.ca/TWONTO#00466 |  | Pump, Sump, Secondary Treatment
58396 | THC-ACC-CU-0905 | Condensing Unit,MCC Room,2nd Floor, Solids Treatment,Outdoor,Biosolids Building East | THC-ACC-BLDG M |  | HVAC |  | CU | http://www.toronto.ca/TWONTO#00236 |  | Incineration Building, HVAC
2743 | COL-BEB-TSL-0001 | Switch, Temperature-Low | COL-BEB | Switch | Switch |  | TSL | http://www.toronto.ca/TWONTO#00734 |  | Edenbridge Blower Station
120760 | THC-ACC-FN-2176 | Recirculation Fan, Tunnel T19, Phase IV Primary | THC-ACC-TUNNEL | Air Handling Unit | HVAC |  | FN | http://www.toronto.ca/TWONTO#OWLClass_binid-posum-pozar-motav |  | Plant Tunnels, HVAC
126459 | THC-MCS-LD-150607146 | CHAIN FALL (insp Liftsafe) | THC-MCS-LD | Lifting Device | Lifting Device |  | LD | http://www.toronto.ca/TWONTO#00422 |  | Mechanical Services, Lifting Device
93496 | FHO-MCS-MT-1103 | Personal Tool Kit G. Fuller | FHO-MCS-MEQ | Machine Tool | Tool | 34668 | MT | x |  | Machine Shop & Equipment
58805 | THC-ACC-FN-0268 | Air Handling Unit, Building A | THC-ACC-BLDG A | Fan,Axial | HVAC |  | FN | http://www.toronto.ca/TWONTO#OWLClass_binid-posum-pozar-motav |  | Old Plant Blower Building HVAC
119802 | TAB-WA2-SQ-1242 | EF2 - 901 T4 Nylon Sling | TAB-SES-LD | Lifting Device,Sling | Lifting Device |  | SQ | http://www.toronto.ca/TWONTO#00929 |  | WA2 Lifting devices
87502 | WTR-PEL-DR-0010 | Door | WTR-PEL-AUX | Door | Door |  | DR | http://www.toronto.ca/TWONTO#00286
11638 | FCL-CLB-CHL-0201 | Chlorinator, Chlorine Gas, Chlorination System | FCL-CLB | Chemical Feeder,Gas | Chemical Feeder |  | CHL | http://www.toronto.ca/TWONTO#00215 |  | Post-Chlorination
119662 | TAB-WA1-SQ-1081 | Sling | TAB-WA1-SQ-1000 | Lifting Device,Sling | Lifting Device |  | SQ | http://www.toronto.ca/TWONTO#00926 |  | WA1 Lifting Devices and Slings
55385 | TAB-WA1-SQ-1005 | Sling | TAB-WA1-SQ | Lifting Device,Sling | Lifting Device |  | SQ | http://www.toronto.ca/TWONTO#00926 |  | Safety Equipment & Supplies Common to WA1
26317 | FHO-SES-SQ-1766 | High Voltage Insulated Gloves- class Zero 1766Terry Turner | FHO-SES-SQ-1000 | PPE,Insulated Glove | Safety Equipment | 35354 | SQ | x |  | High Voltage Insulated Gloves
86173 | WTR-PJS-LSHH-0101 | Switch, Level-High-High, Spadina Surge Tank | WTR-PJS-T-0101 | Switch,Level-High-High | Switch |  | LSHH | http://www.toronto.ca/TWONTO#00466 |  | Tank, (Surge), Spadina Main
9042 | COL-YKP-VEH-0012S | Vehicle, Truck #043194 (Sierra 1500) | COL-YKP | Vehicle,Licensed | Vehicle | 40291 | VEH | x
24898 | FHO-SES-SQ-4010 | First Aid Kit Station, Admin Building, Rest Room (Inside Conference Room) | FHO-SES-SQ-0004 | Safety,First Aid Kit | First Aid |  | SQ | http://www.toronto.ca/TWONTO#00357 |  | First Aid
26425 | FHO-GRK-DR-8002S | Door, (FD-S8-02), Fire Rated, Raw Water Building, S8, Electrical Cable Shaft | FHO-GRK-FEQ-0001 | Fire Prevention,Door | Door |  | DR | http://www.toronto.ca/TWONTO#00353
106304 | TAB-ACC-F-1461 | Filter, AHU-1460, Air filter | TAB-ACC-AHU-1460 | Filter | Filter |  | F | http://www.toronto.ca/TWONTO#00641 |  | Air Handling Unit, Lunch Room
62598 | THC-MCS-LD-1312302753 | ELECTRIC HOIST (insp Liftsafe) | THC-MCS-LD | Lifting Device | Lifting Device |  | LD | http://www.toronto.ca/TWONTO#00422 |  | Mechanical Services, Lifting Device
62676 | THC-MCS-T-0026 | Domestic Hot Water Tank, Building B | THC-PWA-HWT | Tank,Domestic Hot Water | Tank |  | T | http://www.toronto.ca/TWONTO#00427 |  | Domestic Hot Water Tanks
39427 | TAB-ACC-FN-6421 | Fan, Centrifugal, Supply Air, AHU-6420, Roof, Grit Bldg., P Bldg. | TAB-ACC-AHU-6420 | Fan,Centrifugal | HVAC |  | FN | http://www.toronto.ca/TWONTO#OWLClass_binid-posum-pozar-motav |  | Air Handling Unit, Roof, Grit Bldg., P Bldg.
137369 | THR-PLT-LD-2142B | Lifting Device, Sparger Arm, Tank 200, Grit Bldg. | THR-PLT-LD-0200 | Lifting Device | Hydraulic System | 35258 | LD | x |  | Lifting Devices, Sparger Arms, Tank200, Grit Bldg.
29534 | FIS-GRK-SM-0100 | Shop Machine, Steam Cleaner, Machine Shop | FIS-GRK-0001 | Motor,Hydraulic | Tool |  | SM | http://www.toronto.ca/TWONTO#00747 |  | FIS, Building Maintenance
| FHO-SURGE-BLDG | Building Location | FHO-EUS |  |  |  |  | http://www.toronto.ca/TWONTO#00260 | Process | Production & End User Support
106552 | TAB-ACC-FN-6453 | Fan, Sidewall, Exhaust Air, AHU-6450, Primary Tank Operating Gallery, Ground, East Side | TAB-ACC-AHU-6450 | Fan,Centrifugal | HVAC |  | FN | http://www.toronto.ca/TWONTO#OWLClass_binid-posum-pozar-motav |  | Air Handling Unit, Primary Tank Operating Gallery, Ground, East Side
63679 | THC-PLT-LSL-1400 | Switch, Level, Low, Sump, Vortex Gallery | THC-PLT-P-1410 | Switch,Level-Low | Switch |  | LSL | http://www.toronto.ca/TWONTO#00466 |  | Pump, Sump, Vortex Gallery
52822 | TAB-RSP-FSL-1251C | Flow Switch, Low, Lubrication Oil Skid #5, Raw Sewage Pump #5 | TAB-RSP-P-1250 |  | Switch |  | FSL | http://www.toronto.ca/TWONTO#00367 |  | Pump,Raw Sewage Transfer #5
81484 | FHA-SES-LDR-0103 | FHA-SES-LD-0002 - 2' Rolling Ladder steel (Switch gear Room) | FHA-SES | Safety | Safety Equipment |  | LDR | http://www.toronto.ca/TWONTO#00585 |  | Safety & Environmental Services
60349 | THC-ACC-V-6402 | Valve, Motorized, Glycol Heating Return Line, 2nd Floor Mech Room #1 | THC-ACC-AHU-6400 | Valve,Ball | HVAC |  | V | http://www.toronto.ca/TWONTO#00781 |  | Air Handling Unit, Screen Room/Conveyor Areas, 2nd Floor Mech Room #1, Headworks
4208 | COL-PKG-RPU-0001 | Remote process unit | COL-PKG-MISC |  | Remote Processor Unit |  | RPU | http://www.toronto.ca/TWONTO#00122 |  | Miscellaneous Equipment
60448 | THC-AER-F-6200 | Filter, Air, Inlet, Blowers, Bldg. A | THC-AER-OLD PLANT | Filter | Filter |  | F | http://www.toronto.ca/TWONTO#00641 |  | AerationTreatment
30781 | FIS-SPC-CPU-0213 | Computer, Primary SCADA Server (FISPSM03), Raw Water & Preliminary, Admin Bldg, Server Room COM-0300 | FIS-ADM BLDG |  | Communications Equipment |  | CPU | http://www.toronto.ca/TWONTO#00548 |  | Building Location
81817 | THR-OCS-DM-2228 | Damper, Butterfly, Discharge, Fan 2220, North Biofilter | THR-OCS-FN-2220 | Damper/Louver | HVAC |  | DM | http://www.toronto.ca/TWONTO#00142 |  | Fan, Centrifugal, Odourous Air, North Biofilter
111062 | TAB-DIG-PSL-4200G | Switch,Pressure,Low, Digester Gas,Inlet, Compressor-C4200 | TAB-DIG-C-4200 | Switch,Pressure | Switch |  | PSL | http://www.toronto.ca/TWONTO#00604 |  | Compressor #4, Gas (DX5004A) Digester Tank 20 & 22,
108631 | TAB-ACC-V-6561 | Valve, 3-Way Modulating, PreHeater Coil,AHU-6560, Mechanical RM No. 3, Screen Bldg., P Bldg. | TAB-ACC-AHU-6560 | Valve | HVAC |  | V | http://www.toronto.ca/TWONTO#00781 |  | Air Handling Unit, Mechanical Room no.3, Screen Bldg., P Bldg.
111225 | TAB-DIG-TSH-4150 | Switch,Temperature, High, Discharge, Digester Gas, Compressor C-4150 | TAB-DIG-C-4150 | Switch,Temperature | Switch |  | TSH | http://www.toronto.ca/TWONTO#00734 |  | Compressor # 3, Gas(DX2603)
43235 | TAB-CW-SQ-6004 | Emergency Eye Wash Station, 2nd Floor, North side | TAB-DEW-SAFETY | PPE,Eyewash Station | Safety Equipment |  | SQ | http://www.toronto.ca/TWONTO#00307 |  | Safety Equipment
81299 | TNT-ELS-TS-6104A | Power Distribution, Automatic Transfer Switch, 600v | TNT-ELS-MCC-6104 | Switchgear,Indoor | Switch |  | TS | http://www.toronto.ca/TWONTO#00754 |  | Control Centre, Motor, Electrical Sub-Station
129963 | THR-ACC-FSL-0846S | Switch, Flow-Low, Exhaust Fan 0846, T14 South, Plant Services, Gallery Ventilation, Zone 2A and 2B | THR-ACC-FN-0846S | Switch,Flow-Low | Switch | 39344 | FSL | x |  | Fan, Exhaust, T14 South, Plant Services, Gallery Ventilation, Zone 2A, 2B, 2C
113539 | TAB-GRK-VEH-378318 | Kubota-SIMM | TAB-GRK-VEH | Vehicle,Unlicensed | Vehicle |  | VEH | http://www.toronto.ca/TWONTO#00400
72898 | THR-DIS-PSH-1041 | Switch, Pressure-High, Chlorine Bank 3 Header, Chlorination Building, Disinfection, Chlorination System | THR-DIS-WSC-1040 | Switch,Pressure-High | Switch | 34840 | PSH | x |  | Disinfection, Weigh Scale, Chlorine Cylinders Bank 3
138922 | THR-SPC-RPU-0002 | Remote Processor Unit, SCADA, Gallery Ventilation | THR-ACC-AHU | RPU | Remote Processor Unit |  | RPU | http://www.toronto.ca/TWONTO#00122 |  | Air Conditioning, Air Handling Unit, Gallery Ventilation
113455 | TAB-ELS-SQ-6001 | First Aid Kit | TAB-ELS-SQ-FIRST AID | Safety,First Aid Kit | Safety Equipment |  | SQ | http://www.toronto.ca/TWONTO#00355 |  | First Aid Kits
44008 | TAB-DEW-PSL-6401 | Switch, Pressure-Low, Service Air Line to Air Receiver Tank DEW-T-6401, DEW Bsmt | TAB-DEW-T-6401 |  | Switch |  | PSL | http://www.toronto.ca/TWONTO#00604 |  | Tank, Air Receiver, Service Air Line to DEW Plant Instruments, Service Air, DEW Bsmt
76602 | THR-DR-HH-0534 | Overhead Door, Grit Building Truck Door West | THR-DR-WA2 | Door,Overhead | Door |  | HH | http://www.toronto.ca/TWONTO#00649
42090 | TAB-ACC-V-6418 | Valve, Check, Hot Water System, Mech. Room No.5, Old Screen Bldg., P Bldg. | TAB-ACC-P-6404 | Valve,Check | HVAC |  | V | http://www.toronto.ca/TWONTO#00781 |  | Pump, Heating Pump, Existing Screen Bldg Mechanical Room No.5
41524 | TAB-ACC-TSL-1650 | Switch, Temperature, High, Fan 1650, Vest. 101, Loading Bay | TAB-ACC-FN-1650 | Switch,Temperature-Low | Switch |  | TSL | http://www.toronto.ca/TWONTO#00734 |  | Fan, Supply, Vestibule Pressurization, Vestibule 101
58482 | THC-ACC-DM-0132 | Damper,Motorized,Exhaust Fan FN-0132,Boiler Building,South Zone 3 | THC-ACC-FN-0132 | Damper/Louver | HVAC |  | DM | http://www.toronto.ca/TWONTO#00142 |  | Fan,Centrifugal,Boiler Building,South Zone 3
69350 | THR-AER-PSH-0715 | Switch, Pressure-High, Tank 700, Secondary Treatment, Secondary Treatment, Aeration - North | THR-AER-T-0700 | Switch,Pressure-High | Switch |  | PSH | http://www.toronto.ca/TWONTO#00604 |  | Tank, Secondary Treatment, Aeration - North #07
97353 | FIS-MCS-LD-0003 | Tripod, Stores | FIS-MCS | Lifting Device | Lifting Device |  | LD | http://www.toronto.ca/TWONTO#00331 |  | Mechanical Services
26321 | FHO-SES-SQ-6012 | Harness-134057 - Ian Chin | FHO-SES-SQ-0006 | PPE,Harness | Safety Equipment |  | SQ | http://www.toronto.ca/TWONTO#00332 |  | Fall Arrest Systems
86816 | WTR-PLW-HRN-0011 | PPE, Body Harness, S/N E004010074CDE7D0 | WTR-WEST-SES | PPE,Harness | Safety Equipment |  | HRN | http://www.toronto.ca/TWONTO#00332 |  | Safety & Lifting Devices
58728 | THC-ACC-F-6401 | Filter, Screen Room/Conveyor Areas, AHU-6400, 2nd Floor Mech Room #1, Headworks | THC-ACC-AHU-6400 | Filter | HVAC |  | F | http://www.toronto.ca/TWONTO#00641 |  | Air Handling Unit, Screen Room/Conveyor Areas, 2nd Floor Mech Room #1, Headworks
122351 | THC-CW-SQ-0104 | Emergency Eyewash, Portable/Self Contained, Incinerator Bldg, Outside Dry Polymer Room | THC-SES-SQ-EYE | PPE,Eyewash Station | Safety Equipment |  | SQ | http://www.toronto.ca/TWONTO#00328 |  | Eyewash Stations THC (Virtual entity #)
120897 | THC-ACC-HTR-0317U | Air Heater, Building M | THC-ACC-HEATERS | H.V.A.C.,Heater,Unit | HVAC |  | HTR | http://www.toronto.ca/TWONTO#00418 |  | Air Heaters, Building M
144650 | WTR-PJS-T-0103 | Tank, (Surge), John St #2 | WTR-PJS-TRW | Tank | Tank |  | T | http://www.toronto.ca/TWONTO#00629 |  | Treated Water (Transmission)
| MAIN-011 | Main 011 | WTR-LWA |  |  |  |  | http://www.toronto.ca/TWONTO#00804 | Sub-Process | Work Area 2 Central Mains and Chambers
69358 | THR-AER-PSH-1715 | Switch, Pressure-High, Lube Oil, Blower 1711, Secondary Treatment, Aeration Blower System - North | THR-AER-T-1714 | Switch,Pressure-High | Switch |  | PSH | http://www.toronto.ca/TWONTO#00604 |  | Tank, Non-Pressurized, Auxiliary Oil, Blower 1711, Secondary Treatment, Aeration Blower System - North
71678 | THR-DIG-PSL-2522 | Switch, Pressure-Low, Inlet Pump 2522, Digester Tank 0300 | THR-DIG-P-2522 | Switch,Pressure-Low | Switch |  | PSL | http://www.toronto.ca/TWONTO#00604 |  | Pump, Centrifugal, Sludge Recirculation, Tank 0300
96248 | FIS-CLA-FSL-0001 | Switch, Flow, Low, Pre-Filtered Residual Chlorine Analyser AIT-0001, Filter Building, Pump Room E | FIS-CLA-AIT-0001 | Transmitter,Flow | Switch |  | FSL | http://www.toronto.ca/TWONTO#00367 |  | Analyzer, Chlorine, Pre-Filtered Residual, Filter Building, Pump Room East
135682 | THR-FT-LSL-4830 | Switch, Level-Low, Sump, Gallery T-13, Flood Monitoring System | THR-FT-P-4830 | Switch,Level-High-High | Switch |  | LSL | http://www.toronto.ca/TWONTO#00466 |  | Pump, Sump, Final Tanks, Sump Pit No.34,T-13,Plant Services, Flood Monitoring System
139227 | THR-THK-RPU-0200 | Remote Processor Unit, STB Control Room (172.22.39.162) | THR-THK | RPU | Remote Processor Unit |  | RPU | http://www.toronto.ca/TWONTO#00122 |  | Sludge Thickening
48201 | TAB-ELS-SQ-5022 | Cross Arm Strap(Yul) | TAB-ELS-SQ-FALL ARST | PPE,Harness | Safety Equipment |  | SQ | http://www.toronto.ca/TWONTO#00470 |  | Fall Arrest -Safety Harness & Lanyard
114532 | TAB-PLT-G-4602 | Gate, Knife Gate, Pneumatic, Discharge, Screenings Receiving Conveyor 4600, Conveyor Area | TAB-PLT-CV-4600 | Valve,Knife Gate | Gate |  | G | http://www.toronto.ca/TWONTO#00781
48117 | TAB-ELS-LTG-1081 | Emergency Light,Single Head,North Substation,Basement,Centre,West,West | NORTH SUBSTATION_BASEMENT | Lighting,Emergency | Safety Equipment |  | LTG | http://www.toronto.ca/TWONTO#00934 |  | MSA Substation,Basement
29312 | FIS-FLT-FSL-0003 | Switch, Flow, Low, Filter Composite Turbidity Analyser AIT 0003, Filter Building, Pump Room East | FIS-FLT | Switch,Flow-Low | Switch |  | FSL | http://www.toronto.ca/TWONTO#00367 |  | Filtration
85121 | WTR-PEL-LSH-1012 | Switch, Level, High, Leak Diesel Fuel Storage Tank T-1010, Generator Building, Bulk Fuel Storage Room | WTR-PEL-T-1010 | Switch,Level-High | Switch |  | LSH | http://www.toronto.ca/TWONTO#00466 |  | Tank, Non-Pressurized, Diesel Fuel Storage, Generator Building, Bulk Fuel Storage Room
93349 | FHO-GRK-DR-5006S | Door, (FD-S5-06), Fire Rated, TRW Building, S5, South West of Storage Room | FHO-GRK-FEQ-0001 | Fire Prevention,Door | Door |  | DR | http://www.toronto.ca/TWONTO#00353
75184 | THR-FT-PSL-4408 | Switch, Pressure-Low, Pump P-4405 Suction, RAS Pumping - South | THR-FT-P-4405 | Switch,Pressure-Low | Switch |  | PSL | http://www.toronto.ca/TWONTO#00604 |  | Pump, Centrifugal, RAS, RAS Pumping Station - South
132832 | THR-DIG-PSH-6301 | Switch, Pressure-High, Discharge Pump 6301, Tank 0300 | THR-DIG-P-6301 | Switch,Pressure-High | Switch |  | PSH | http://www.toronto.ca/TWONTO#00604 |  | Pump, Centrifugal , Sampling, Tank 0300
85603 | WTR-PHL-HRN-0006 | PPE, Body Harness, S/N 982000094695523 | WTR-CENTRAL-SES | PPE,Harness | Safety Equipment |  | HRN | http://www.toronto.ca/TWONTO#00332 |  | Safety & Lifting Devices
140609 | TNT-MCS-LD-0030 | Chain Hoist | TNT-MCS-LD | Lifting Device,Chain | Lifting Device |  | LD | http://www.toronto.ca/TWONTO#00422 |  | Lifting Devices , cranes/ Portable crane/hoists, come alongs, slings, wire rope, chains
4569 | COL-PGB-SQ-0001 | Eye Wash Station | COL-PGB-MISC |  | Safety Equipment |  | SQ | http://www.toronto.ca/TWONTO#00307 |  | Miscellaneous Equipment
18142 | FHA-SED-ZSH-0403F | Switch, Limit, Access Hatch Zone 3, Settling Basin T-0401 | FHA-SED-ZSH-0403 |  | Security System |  | ZSH | http://www.toronto.ca/TWONTO#fohur-bugut-lijif-zazom |  | Switch, Limit, Access Hatch Zone 4
87298 | WTR-PMI-ZS-0022 | Switch, Position,Door Security | WTR-PMI-AUX | Switch,Position | Switch |  | ZS | http://www.toronto.ca/TWONTO#00590 |  | Auxiliary Equipment (Building Facilities)
60346 | THC-ACC-V-6335 | Valve, Ball, Manual, AHU-6300, 2nd Floor Mech Room #1, Headworks | THC-ACC-AHU-6300 | Valve,Ball | HVAC |  | V | http://www.toronto.ca/TWONTO#00781 |  | Air Handling Unit, Screen Room/Conveyor Areas, 2nd Floor Mech Room #1, Headworks
132839 | THR-DIG-PSL-2318 | Switch, Pressure-Low, Suction, Pump 2318, Solids Treatment, Heating System - Digesters - Tank 0900 Tank 1000 | THR-DIG-P-2318 | Switch,Pressure-Low | Switch |  | PSL | http://www.toronto.ca/TWONTO#00604 |  | Pump, Centrifugal, Sludge Recirculation, Tank 0900
26321 | FHO-GRK-DR-3002S | Door, (FD-S3-02), Fire Rated, TRW Building, S3, TRW Pump Room, South West | FHO-GRK-FEQ-0001 | Fire Prevention,Door | Door |  | DR | http://www.toronto.ca/TWONTO#00353
114856 | TAB-PLT-STR-9409A | Strainer, Inlet, City Water Supply Line to FIT, Conduit 9 | TAB-PLT-G-D | Strainer | Filter |  | STR | http://www.toronto.ca/TWONTO#00710 |  | D Building - Conduits 6-11
71682 | THR-DIG-PSL-2532 | Switch, Pressure-Low, Inlet Pump 2532, Digester Tank 0500 | THR-DIG-P-2532 | Switch,Pressure-Low | Switch |  | PSL | http://www.toronto.ca/TWONTO#00604 |  | Pump, Centrifugal, Sludge Recirculation, Tank 0500
86186 | WTR-PJS-LSLL-0102 | Switch, Level-Low-Low, John Street Surge Tank 1 | WTR-PJS-T-0102 | Switch,Level-Low-Low | Switch |  | LSLL | http://www.toronto.ca/TWONTO#00466 |  | Tank, (Surge), John St #1
27735 | FIS-ELS-PDP-0606 | Power Distribution Panel,Flume Storage Building,347 / 600V,200A,3ph,3W | FIS-ELS-MCC-0600 | Control Panel,Power Distribution Panel | Power Distribution Panel |  | PDP | http://www.toronto.ca/TWONTO#00110 |  | MCC,600 V,Filter Building,Mezzanine,West
59042 | THC-ACC-HTR-0282 | Heater, Perimeter. Admin Building, Ground Floor, Meeting Room 134 | THC-ACC-AHU-0091 |  | HVAC |  | HTR | http://www.toronto.ca/TWONTO#00418 |  | Air handling Unit, Ground Floor East Zone(Field Services), Admin Building Roof
141650 | WTR-119-LSH-0001A | Switch, Level, High, Flood Alarm, Chamber 119-01A, Parkway | CH 119 01A | Switch,Level-High | Switch |  | LSH | http://www.toronto.ca/TWONTO#00466 |  | Chamber
58416 | THC-ACC-DM-0088 | VAV Box, Admin Building, Ground Floor, Telecomm Room 128 | THC-ACC-AHU-0081 |  | HVAC |  | DM | http://www.toronto.ca/TWONTO#00142 |  | Air handling Unit, Ground Floor South Zone(Project Management), Admin Building Roof
69305 | THR-AER-LSL-4800 | Switch, Level-Low, Sump, Gallery T-14S (South End), Flood Monitoring System | THR-AER-P-4800 | Switch,Level-High | Switch |  | LSL | http://www.toronto.ca/TWONTO#00466 |  | Pump, Centrifugal, Sump, T14S
78883 | THR-SES-SQ-3508 | Harness, Full Body, PPE Wayne Johnston (Suspended) | THR-SES-SQ-5012 | Safety | Safety Equipment | 34918 | SQ | x |  | Lanyard for Harness, PPE Wayne Johnston (Suspended)
79914 | THR-WA2-LD-153-4 | Sling, Nylon, Work Area 2 (Sr 1462153-4) SIZE; 2" X 16', | THR-S-E | Lifting Device,Sling | Lifting Device |  | LD | http://www.toronto.ca/TWONTO#00929 |  | SUSPENDED ENTITY
43213 | TAB-CW-SQ-0010S | Eye Wash Station- No.401 Blower Bldg South east wall next to Stores | TAB-SLO-SES | Safety,Eye wash | Safety Equipment | 46696 | SQ | x |  | TABWA4 Health and Safety Equipment
138665 | THR-SES-SCBA-0507 | SCBA 30 Minutes Pack | THR-SES-SCBA | Safety | Safety Equipment |  | SCBA | http://www.toronto.ca/TWONTO#00123 |  | Self Contained Breathing Apparatus
113454 | TAB-ELS-SQ-51BE | Cross Arm Strap 6' - Yevgen Valavsky | TAB-ELS-SQ-FALL ARST | PPE,Lanyard | Safety Equipment |  | SQ | http://www.toronto.ca/TWONTO#00470 |  | Fall Arrest -Safety Harness & Lanyard
6645 | COL-PNT-PSL-0122 | Switch, Pressure-Low | COL-PNT | Switch,Pressure-Low | Switch |  | PSL | http://www.toronto.ca/TWONTO#00604 |  | New Toronto Pumping Station
120136 | TAB-WA8-SQ-0281 | Spill Response Kit, Universal | TAB-SES-WA8 | Spill Kit | Safety Equipment |  | SQ | http://www.toronto.ca/TWONTO#00700 |  | WA 8 Safety Equipment,
50937 | TAB-PRM-PSH-2602 | Switch Pressure,High, Pump-2602 Discharge | TAB-PRM-P-2602 | Switch,Pressure | Switch |  | PSH | http://www.toronto.ca/TWONTO#00604 |  | Pump, Scum
74207 | THR-FPW-LSHH-0003 | Switch, Level-High High, Sump, Basement Pump, Filter Water Building | THR-FPW | Switch,Level-High-High | Switch |  | LSHH | http://www.toronto.ca/TWONTO#00466 |  | Filtered Plant Water
| MAIN-013 | Main 013 | WTR-LWA |  |  |  |  | http://www.toronto.ca/TWONTO#00804 | Sub-Process | Work Area 2 Central Mains and Chambers
96437 | FIS-DCL-T-0101 | Tank, Expansion, SO2 Liquid to Evaporator EV-0101, Gaseous Chemical Building,Storage Room | FIS-DCL | Chemical Feeder,Gas | Tank |  | T | http://www.toronto.ca/TWONTO#00325 |  | De-Chlorination
119580 | TAB-WA1-LD-1237 | Devit Arm | TAB-WA1-SQ-1000 | Lifting Device | Lifting Device |  | LD | http://www.toronto.ca/TWONTO#00331 |  | WA1 Lifting Devices and Slings
47362 | TAB-EL1-MCC-6536 | Motor Control Centre, Z Bldg | TAB-EL1-PDP-6009 | Control Panel,MCC | Motor Control Centre |  | MCC | http://www.toronto.ca/TWONTO#00110 |  | Power Distribution Panel, 600V, Z Building Outdoor Substation
79193 | THR-ELS-PDP-3102 | Distribution Panel, MCC 3102, Admin Bldg | THR-ELS-ADM | Control Panel,MCC | Power Distribution Panel |  | PDP | http://www.toronto.ca/TWONTO#00110 |  | Electrical System, Administration Building
76183 | THR-MCS-LD-5907 | Chain Hoist, Manual, Work Area 2 | THR-LD-WA3 | Lifting Device,Hoist,Manual | Lifting Device |  | LD | http://www.toronto.ca/TWONTO#00422 |  | Lifting Devices, Chain Hoist, Come Along & Slings
106155 | TAB-ACC-DM-1484 | Damper, Actuated, Exhaust | TAB-ACC-VAV-1484 | Damper/Louver | HVAC |  | DM | http://www.toronto.ca/TWONTO#00142 |  | Heater, Hot Water Reheat Coil, Variable air
125799 | THC-GRK-DR-0311 | Door, Overhead, Building M | THC-GRK-DR-M | Door,Overhead | Door |  | DR | http://www.toronto.ca/TWONTO#00649
139476 | THR-WA2-LD-889-7 | Sling, Nylon, Work Area 2 (Sr 788889-7) SIZE; 1" X 8', | THR-LD-WIRE-WA2 | Lifting Device,Sling | Lifting Device |  | LD | http://www.toronto.ca/TWONTO#00929 |  | Slings, Wire Rope, Work Area 2
53872 | TAB-SLO-T-0430 | Tank, Bio-Filter Neutralization, Limestone | TAB-SLO-BIO | Tank,Non-Pressurized | Tank | 46255 | T | x |  | Odour Control Facility-WA4
143374 | WTR-PEG-ZS-0004 | Switch, Position,Door Security | WTR-PEG-AUX | Switch,Position | Switch |  | ZS | http://www.toronto.ca/TWONTO#00590 |  | Auxiliary Equipment (Building Facilities)
125559 | THC-FEQ-MON-6021 | Monitor Module, FA System Zone 2, Headworks, Lower Level 2, Pipe Gallery E | THC-FEQ-CP-6201 | Fire Prevention,Alarm | Safety Equipment | 45880 | MON | x |  | Control Panel, Main Fire Alarm CP, Headworks, Ground Floor, Electrical Room W
120003 | TAB-WA5-LDR-6410 | Ladder, Nylon, Featherlite | TAB-WA5-SQ | PPE | Lifting Device |  | LDR | http://www.toronto.ca/TWONTO#00585 |  | WA5 Safety Equipment
129670 | THR-ACC-ASH-5012S | Carbon Monoxide(CO) Detector (Eingie Room Basement-Boiler Area) | THR-ELS-HH | Fire Prevention,Heat Detector | Switch | 47417 | ASH | x |  | Electrical System, Head House and Engine Room
74859 | THR-FT-LSHH-2655 | High High Level Switch, Pump 2655, Final Tank 21,Tunnel 23 | THR-FT-P-0518 | Switch,Level-High-High | Switch |  | LSHH | http://www.toronto.ca/TWONTO#00466 |  | Pump, Sump, Drainage Pumping for FT-18 & FT-21
76495 | THR-OCS-T-0511A | Tank, Reservoir, Hypochlorite Storage, Plant Services, Odour Control System | THR-OCS-T | Tank,Reservoir | Tank |  | T | http://www.toronto.ca/TWONTO#00211 |  | Odour Control System, Tanks
138818 | THR-SES-T-0502 | Tank, SCBA Air Cylinder, 30 Minutes | THR-SES-SCBA | Safety | Safety Equipment |  | T | http://www.toronto.ca/TWONTO#00582 |  | Self Contained Breathing Apparatus
72298 | THR-ACC-AC-0750C | Air Conditioning, Cooling & Fan Unit, New Control Room Ceiling, Admin Bldg. | THR-ACC-CU-0750 | H.V.A.C.,Air Conditioner | HVAC |  | AC | http://www.toronto.ca/TWONTO#00141 |  | Air Conditioning, Condensing Unit, New Control Room, Admin Bldg. Roof
73157 | THR-ACC-NR-708 | HVAC Unit & Fan, Electrical Shop | THR-ACC-ADM | H.V.A.C.,Heater,Unit | HVAC |  | NR | http://www.toronto.ca/TWONTO#00418 |  | Air Conditioning, HVAC, Admin Building
131186 | THR-AER-RPU-0100B | RPU IO Extension, Aeration - South | THR-AER-RPU-0100 | RPU | Remote Processor Unit |  | RPU | http://www.toronto.ca/TWONTO#00122 |  | Remote Processor Unit, SCADA,GE RX3i 172.22.37.236 THRPSN04 Aeration Tank Electrical Building
114496 | TAB-PLT-FSL-0201 | Switch, Flow, Low, Spray Water, Screen SC-0200 | TAB-PLT-SC-0300 | Switch,Flow-Low | Switch |  | FSL | http://www.toronto.ca/TWONTO#00367 |  | Screen, Perforated Plate, Screen Area
89995 | YTF-ACC-LSH-0001 | Switch, Level-High-High, A Building Sump, Miscellaneous Devices | YTF-ACC | Switch,Level-High-High | Switch |  | LSH | http://www.toronto.ca/TWONTO#00466 |  | HVAC Equipment
106129 | TAB-ACC-DM-1402 | Damper, Actuated, Exhaust | TAB-ACC-VAV-1402 | Damper/Louver | HVAC |  | DM | http://www.toronto.ca/TWONTO#00142 |  | Heater, Hot Water Reheat Coil, Variable air
39127 | SWM-PWI-LSH-0103 | Switch, Level-High | SWM-PWI | Switch,Level | Switch |  | LSH | http://www.toronto.ca/TWONTO#00466 |  | Wilson Storm Pumping Station
| MAIN-016 | Main 016 | WTR-LWA |  |  |  |  | http://www.toronto.ca/TWONTO#00804 | Sub-Process | Work Area 2 Central Mains and Chambers
18459 | FHA-SES-LDR-0416 | FHA-SES-LD-0013 - 6' Ladder Fiberglass (Basin Decant Pump Area) | FHA-SES-LD-1 | Safety | Safety Equipment |  | LDR | http://www.toronto.ca/TWONTO#00457 |  | Ladders
59229 | THC-ACC-HTR-6017 | Heater, Unit, Glycol, Heating System, Lower Level 2, Pipe Gallery, Headworks | THC-ACC-P-6003 | H.V.A.C.,Heater,Unit | HVAC |  | HTR | http://www.toronto.ca/TWONTO#00418 |  | Pump, Heating Glycol System, Lower Level 2 Blower Room, Headworks
126778 | THC-OCS-F-6100 | Filter, Biofilter Cell, Headworks Odour Control | THC-PLT-BLDG-0001 | Filter | Tank |  | F | http://www.toronto.ca/TWONTO#00348 |  | New Head House, preliminary process
34372 | COL-YKP-DA-1717106 | Davit Mast -1717106 | COL-YKP-DA | Safety | Safety Equipment |  | DA | http://www.toronto.ca/TWONTO#00331 |  | Davit Arm Assembly
52163 | TAB-PWA-LSH-5142 | Switch, Level,High | TAB-PWA-P-5142 | Switch,Level | Switch |  | LSH | http://www.toronto.ca/TWONTO#00466 |  | Pump, Sump
81869 | FHA-SES-LDR-0409 | FHA-SES-LD-0012 - 6' Ladder Fiberglass Orange ( Pilot Plant ) | FHA-SES-LD-1 | Safety | Safety Equipment |  | LDR | http://www.toronto.ca/TWONTO#00457 |  | Ladders
| FIS-ADM BLDG | Building Location | FIS-SPC |  |  |  |  | http://www.toronto.ca/TWONTO#00260 | Process | Process Control Systems - Services Area
139948 | TNT-AER-F-0001 | Filter, Air Intake | TNT-AER-BLOW | Filter | Filter |  | F | http://www.toronto.ca/TWONTO#00641 |  | Blowers, Aeration
27665 | FIS-ELS-MCC-0400 | MCC,600 V,Raw Water Pumping Station,Upper Level,West | FIS-ELS | Control Panel,MCC | Motor Control Centre |  | MCC | http://www.toronto.ca/TWONTO#00110 |  | System, Electrical Distribution System
93976 | FHO-REVIEW | Control Standards Review | FHO ADMIN |  | System Process Control |  |  | http://www.toronto.ca/TWONTO#00278 |  | Administration
120276 | THC-ACC-AHU-6400 | Air Handling Unit, Screen Room/Conveyor Areas, 2nd Floor Mech Room #1, Headworks | THC-PLT-BLDG-0001 | Air Handling Unit | HVAC |  | AHU | http://www.toronto.ca/TWONTO#00147 |  | New Head House, preliminary process
105177 | PA50295 | Paging/Intercom System, Digestion Tanks 19-22 | TAB-DIG-STRC-19-22 |  | Communications Equipment |  |  | http://www.toronto.ca/TWONTO#OWLClass_aaa0534b_8301_4f5e_86a4_f0d2cc6e91a2 |  | Digester Tanks 19-22 - Drains, Electrical Service(110/220V), UPS,Lighting, Plumbing
51539 | TAB-PRS-LSH-2001 | Switch, Level-High, Chemical Storage Tank Containment, East Chemical Storage Tanks | TAB-PRS-T-FECL2 | Switch,Level-High | Switch |  | LSH | http://www.toronto.ca/TWONTO#00466 |  | Ferrous Chloride Tanks & Valves
98217 | FIS-SES-SH-0013 | Safety Harness Full Body | FIS-SES |  | Safety Equipment |  | SH | http://www.toronto.ca/TWONTO#00332 |  | Safety, Instrumentation & Environmental Services
120829 | THC-ACC-HE-4110 | Heat Exchanger,Glycol Heating System,Scrubber Room,Phase 4 | THC-ACC-BLDG O | Air Handling Unit | Switch |  | HE | http://www.toronto.ca/TWONTO#00416 |  | Phase IV , Building O HVAC
132937 | THR-DIG-SSH-5157A | Digester Gas Mixing, Tank 0200, Solids Treatment, Digester Tanks 1-6 | THR-DIG-MX-0200 | Switch,Speed-High | Switch |  | SSH | http://www.toronto.ca/TWONTO#00699 |  | Digester Gas Mixing, Digester Tank 0200
120071 | TAB-WA6-SQ-4197 | Harness | TAB-WA6-SQ-0001 | PPE | Safety Equipment |  | SQ | http://www.toronto.ca/TWONTO#00332 |  | Fall Arrest System
40825 | TAB-ACC-TE-1463B | Temperature Element, Space Temperature | TAB-ACC-HTR-1463 | Sensor,Temperature | HVAC |  | TE | http://www.toronto.ca/TWONTO#00733 |  | Heater unit, Z Bldg
130993 | THR-AER-LSL-4890 | Switch, Level-Low, Sump, Gallery T-17E, Flood Monitoring System | THR-FPW | Switch,Level-High | Switch |  | LSL | http://www.toronto.ca/TWONTO#00466 |  | Filtered Plant Water
62624 | FHA-FLT-MX-0701 | FHA-FLT-SW-0701 - Sweeps, Surface Wash, Filter #7 | FHA-FLT-F-0701 | Filter | Filter |  | MX | http://www.toronto.ca/TWONTO#00346 |  | Filter #07, Filter Building, West Filter Gallery South
89140 | WTR-RLL-TSL-0001 | Switch, Temperature-Low, Building | WTR-RLL-AUX | Switch,Temperature-Low | Switch |  | TSL | http://www.toronto.ca/TWONTO#00734 |  | Auxiliary Equipment (Building Facilities)
96556 | YTF-ELS-PDP-1101 | Control Panel, Power Dist., UPS Room, Electrical Panels Warehouse | YTF-ELS | Control Panel,Power Distribution Panel | Power Distribution Panel |  | PDP | http://www.toronto.ca/TWONTO#00110 |  | Electrical Equipment
| MAIN-017 | Main 017 | WTR-LWA |  |  |  |  | http://www.toronto.ca/TWONTO#00804 | Sub-Process | Work Area 2 Central Mains and Chambers
69713 | THR-BG-FS-1201 | Switch, Flow, Discharge, Used Oil Pump, Centrifugals, Engine Lubrication Oil System-Unit No 2, Engine-Generator & Heat Recovery System | THR-CG-ENG-1201 | Switch,Flow | Switch |  | FS | http://www.toronto.ca/TWONTO#00367 |  | Engine, Generator NT1788901, Engine Room, Engine-Generator & Heat Recovery System
78793 | THR-SES-SQ-0102 | Spill Kit, REMOVED FROM SERVICE | THR-SES-SPL | Safety | Safety Equipment |  | SQ | http://www.toronto.ca/TWONTO#00700 |  | Spill Containment Kits, Humber Treatment Plant
38917 | SWM-PMG-SW-0003 | Switch, Disconnect | SWM-PMG-MISC | Switch | Switch |  | SW | http://www.toronto.ca/TWONTO#00594 |  | Miscellaneous Equipment
116198 | TAB-PRS-PSH-3230 | Switch, Pressure-High, Chemical Dosing Pump, Secondary Dosing | TAB-PRS-P-3230 | Switch,Pressure-High | Switch |  | PSH | http://www.toronto.ca/TWONTO#00604 |  | Pump, Chemical Dosing, Secondary Dosing
19310 | FHA-WWW-T-4101 | Tank, Decant, RMF, Dicant Tanks Area | FHA-WWW-DECANT | Tank | Tank |  | T | http://www.toronto.ca/TWONTO#00675 |  | Decant Tanks
79061 | THR-SQ-LP-0036 | Life Preserver, Ring Type, Primary Tank 4 | THR-SQ-LP-PRM | Safety | Safety Equipment |  | LP | http://www.toronto.ca/TWONTO#00561 |  | Life Preserver, Ring Type Floating Device, Primary Tanks
83564 | FHA-SES-SQ-NO5577 | North Fall Arrest Retrieval System Ser# NO5577 | FHA-SES |  | Safety Equipment | 46870 |  | x |  | Safety & Environmental Services
83565 | FHA-SES-SQ-NO5577 | North Fall Arrest Retrieval System Ser# NO5577 | FHA-SES-SQ-6 |  | Safety Equipment | 46870 |  | x |  | Safety Fall Protection Equipment
122927 | THC-DEW-T-6800 | Tank, Dewatered Biosolids Pump P-6810 Hopper, Solids Treatment | THC-DEW-P-6800 | Tank | Tank |  | T | http://www.toronto.ca/TWONTO#00708 |  | Pump,Dewatered Biosolids,Solid Treatment
69360 | THR-AER-PSH-1815 | Switch, Pressure-High, Lube Oil, Blower 1811, Secondary Treatment, Aeration Blower System - North | THR-AER-T-1814 | Switch,Pressure-High | Switch |  | PSH | http://www.toronto.ca/TWONTO#00604 |  | Tank, Non-Pressurized, Auxiliary Oil, Blower 1811, Secondary Treatment, Aeration Blower System - North
78992 | THR-GRK-VEH-378133S | Vehicle, Kubota, Unlicensed, WA2 | THR-GRK-GQ-WA3 | Vehicle,Unlicensed | Vehicle | 38597 | VEH | x
126384 | THC-ITS-WAP-6011 | Wireless Phone Base Station, Headworks, Lower Level 1, Sump/Storage Room, E Wall | THC-TPA-PA-6010A | Network,Telecommunication | Communications Equipment |  | WAP | http://www.toronto.ca/TWONTO#00702 |  | Paging Panel, Headworks, Electrical Room, Ground Floor
135943 | THR-FT-T-1200 | Tank, Final Settling, Mixed Liquor, Secondary Clarification - South (Tank#12) | THR-FT-T | Tank | Tank |  | T | http://www.toronto.ca/TWONTO#00675 |  | Final Sedimentation Tank & Dedicated WAS Pumping
18230 | FHA-SPC-RPU-1224 | RPU,High Lift Water Pumping, Pump Building Basement, Switchgear Room | FHA-ELS |  | Remote Processor Unit |  | RPU | http://www.toronto.ca/TWONTO#00122 |  | Electrical
26307 | FHO-SES-SQ-0006 | Fall Arrest Systems | FHO-SES-SQ-0001 | PPE,Harness | Safety Equipment |  | SQ | http://www.toronto.ca/TWONTO#00335 |  | Safety Equipment
26306 | FHO-GRK-DR-2068S | Door, (FD-S2-68), Fire Rated, Admin Building, S2, IMMAP Training Centre, East | FHO-GRK-FEQ-0001 | Fire Prevention,Door | Door |  | DR | http://www.toronto.ca/TWONTO#00353
50025 | TAB-PLT-MSL-0741 | Switch, Motion Low, Grit Distribution Conveyor CV-0740, Truck Loading Area, P Bldg. | TAB-PLT-CV-0740 | Switch,Motion | Switch |  | MSL | http://www.toronto.ca/TWONTO#00530 |  | Conveyor, Reversing, Grit Distribution, Truck Loading Area, P Bldg.
57265 | THC-ACC-TSH-0412 | Switch,Temperature-High,Supply Air,FN-0412 Shutdown,Roof,Building U | THC-ACC-AHU-0412 | Damper/Louver | Switch |  | TSH | http://www.toronto.ca/TWONTO#00734 |  | Air Handling Unit,Compressor Room,Roof,Building U
76211 | THR-MCS-LD-9857 | Chain Hoist, Electric, 650Ib,Ruger,Work Area 3,ER Basement | THR-LD-WA3 | Lifting Device,Hoist,Electrical | Lifting Device |  | LD | http://www.toronto.ca/TWONTO#00422 |  | Lifting Devices, Chain Hoist, Come Along & Slings
41071 | TAB-ACC-PDS-8230A | Switch, Pressure Differential, AHU-8230, M Building | TAB-ACC-AHU-8230 | Switch,Pressure | Switch |  | PDS | http://www.toronto.ca/TWONTO#00604 |  | AHU,M Bldg
132451 | THR-DIG-FSL-3271 | Flow Switch, Pump Seal Water | THR-DIG-P-3271 | Transmitter,Pressure | Switch |  | FSL | http://www.toronto.ca/TWONTO#00367 |  | Pump, Centrifugal, Sludge Transfer, Digester Tank 1000
48291 | TAB-ELS-SQ-6163 | Electrical - Rubber Insulating Gloves Class 1 | TAB-ELS-SQ-GLOVE | PPE,Insulated Glove | Safety Equipment |  | SQ | http://www.toronto.ca/TWONTO#00653 |  | High Voltage Gloves
122025 | THC-AER-T-2900 | Tank, Aeration | THC-AER-T | Tank,Non-Pressurized | Tank |  | T | http://www.toronto.ca/TWONTO#00140 |  | Tank, Aeration
105942 | TAB-ACC-AHU-3680 | AHU, OPS #3 | TAB-ACC-AHU | Air Handling Unit | HVAC |  | AHU | http://www.toronto.ca/TWONTO#00147 |  | Air Handling Unit & Supply Fan
| FIS-ADM BLDG | Building Location | FIS-SPC2 |  |  |  |  | http://www.toronto.ca/TWONTO#00260 | Process | Process Control Systems - Equipment
140635 | TNT-MCS-SQ-1034 | Sling | TNT-MCS-LD | Lifting Device,Sling | Lifting Device |  | SQ | http://www.toronto.ca/TWONTO#00926 |  | Lifting Devices , cranes/ Portable crane/hoists, come alongs, slings, wire rope, chains
40815 | TAB-ACC-TE-1454A | Temperature Element, Supply Air Temperature | TAB-ACC-HTR-1454 | Sensor,Temperature | HVAC |  | TE | http://www.toronto.ca/TWONTO#00733 |  | Heater, Hot Water Reheat Coil
41049 | TAB-ACC-PDS-1250B | Switch,Pressure, Filter, AHU1250 | TAB-ACC-AHU-1250 | Switch,Pressure | Switch |  | PDS | http://www.toronto.ca/TWONTO#00604 |  | Air Handing unit,Flotation Bldg
31382 | FIS-GRK-DR-0003 | Overhead Door, Storage Building, West | FIS-GRK-STRC-0001 | Door,Overhead | Door |  | DR | http://www.toronto.ca/TWONTO#00649
75824 | THR-GRK-FT | Final Tanks, Galleries T-16, T-18, T-21 and T-20 | THR-GRK-PRTY-0404 |  | Grounds |  |  | http://www.toronto.ca/TWONTO#00010 |  | Groundskeeping, General Labour
111101 | TAB-DIG-SQ-0101 | Spill Kit - Gas Control Bldg. | TAB-DIG-SQ |  | Safety Equipment |  | SQ | http://www.toronto.ca/TWONTO#00700 |  | Digester Gas Control Building.- Safety Equipment
29016 | FIS-FEQ-ASH-4005 | Switch, Smoke Detector, Return Air Duct, Mechanical/Electrical Room | FIS-FEQ-CP-4001-SUS |  | Safety Equipment |  | ASH | http://www.toronto.ca/TWONTO#00362 |  | Panel, Control, Fire Alarm, Vestibule
106223 | TAB-ACC-DM-6422 | Damper, Motorized, Supply Air, AHU-6420, Roof, Existing Grit Bldg. | TAB-ACC-AHU-6420 | Damper/Louver | HVAC |  | DM | http://www.toronto.ca/TWONTO#00142 |  | Air Handling Unit, Roof, Grit Bldg., P Bldg.
69432 | THR-AER-TSH-1115 | Switch, Temperature-High, Pump 1115, Secondary Treatment, Aeration - Blower System - South | THR-AER-P-1115 | Switch,Temperature-High | Switch |  | TSH | http://www.toronto.ca/TWONTO#00734 |  | Pump, Centrifugal, Auxiliary Oil Supply to Blower 1111, Secondary Treatment, Aeration - Blower System - South
96930 | FIS-FEQ-DR-0017 | Door, Fire, Raw Water Channel Walkway | FIS-GRK-STRC-0001 |  | Door |  | DR | http://www.toronto.ca/TWONTO#00286
63405 | FCL-MCS-LD-0005 | Gantry Crane w/ Trolley 2 Ton | FCL-MCS-7 | Lifting Device | Lifting Device |  | LD | http://www.toronto.ca/TWONTO#00251 |  | Vehicles
| MAIN-018 | Main 018 | WTR-LWA |  |  |  |  | http://www.toronto.ca/TWONTO#00804 | Sub-Process | Work Area 2 Central Mains and Chambers
85843 | WTR-PHL-ZS-0012 | Switch, Position,Door Security | WTR-PHL-AUX | Switch,Position | Switch |  | ZS | http://www.toronto.ca/TWONTO#00590 |  | Auxiliary Equipment (Building Facilities)
119952 | TAB-WA4-SQ-2039 | Spill Response Kit, Non-Aggressive Fluid | TAB-SLO-SES | Spill Kit | Safety Equipment |  | SQ | http://www.toronto.ca/TWONTO#00700 |  | TABWA4 Health and Safety Equipment
94868 | FHO-SES-SQ-6100 | Tripoid, Admin Building, S2, Stores Area | FHO-SES-SQ-0005 | PPE | Safety Equipment |  | SQ | http://www.toronto.ca/TWONTO#00331 |  | Fall Arrest Systems
86562 | WTR-PKL-PSH-0002 | Switch,Pressure-High, Line to District 5 | WTR-PKL-TRW | Switch,Pressure-High | Switch |  | PSH | http://www.toronto.ca/TWONTO#00604 |  | Treated Water (Transmission)
139371 | THR-WA1-LD-0006 | Sling, Wire Rope, Work Area 1 (WIRE ROPE SLING SIZE; 3/8" X 4' SN ) | THR-LD-WIRE-WA1 | Lifting Device,Sling | Lifting Device |  | LD | http://www.toronto.ca/TWONTO#00927 |  | Slings, Wire Rope, Work Area 1
147625 | YTF-ACC-AHU-5801 | Air Handling Unit, Server Room, North-West, HVAC Exhaust Fans and AHU's | YTF-ACC | Air Handling Unit | HVAC |  | AHU | http://www.toronto.ca/TWONTO#00147 |  | HVAC Equipment
48215 | TAB-ELS-SQ-6104 | Electrical - Rubber Insulating Gloves | TAB-ELS-SQ-GLOVE | PPE,Insulated Glove | Safety Equipment |  | SQ | http://www.toronto.ca/TWONTO#00653 |  | High Voltage Gloves
64096 | THC-PRM-CH-0780 | Scum Pit, Tank 0700, Primary Clarifier | THC-PRM-T-0700 | Tank | Tank |  | CH | http://www.toronto.ca/TWONTO#00708 |  | Tank, Primary Clarifier
38323 | PLQ18424 | Plumbing, General, Flotation/Z Bldg | TAB-THK-STRC |  | Plumbing |  |  | http://www.toronto.ca/TWONTO#00572 |  | THK-STRC
146976 | WTR-RLW-TSL-0001 | Switch, Temperature-Low, Building | WTR-RLW-AUX | Switch,Temperature-Low | Switch |  | TSL | http://www.toronto.ca/TWONTO#00734 |  | Auxiliary Equipment (Building Facilities)
85129 | WTR-PEL-LSHH-1302 | Switch, Level, High High, Diesel Fuel Day Tank T-1300, Generator Building, Product Handling Room | WTR-PEL-T-1300 | Switch,Level-High-High | Switch |  | LSHH | http://www.toronto.ca/TWONTO#00466 |  | Tank, Non-Pressurized, Diesel Fuel Day, Generator Building, Product Handling Room
112930 | TAB-EL1-TS-6125 | Switch, Automatic Transfer 600V - Aeration East Cntl Rm | TAB-EL1-MCC-6125 |  | Switch |  | TS | http://www.toronto.ca/TWONTO#00754 |  | Motor Control Centre, 600V
41250 | TAB-ACC-T-2231 | Tank, Glycol Expansion Tank | TAB-ACC-HE-2220 |  | Tank |  | T | http://www.toronto.ca/TWONTO#00325 |  | Heat Exchanger, Glycol Heat Exchanger
138876 | THR-SQ-LP-0021 | Life Preserver, Ring Type, Final Tank 11 | THR-SQ-LP-FT | Safety | Safety Equipment |  | LP | http://www.toronto.ca/TWONTO#00561 |  | Life Preserver, Ring Type Floating Device, Final Tanks
15994 | FHA-ELS-WR-0205 | Welding Receptacle, 30A, 600V, RMF, Lower Service Level 2 | FHA-ELS | Welding Equipment | Power Distribution Panel |  | WR | http://www.toronto.ca/TWONTO#00821 |  | Electrical
38281 | PA50303 | Paging/Intercom System, North Substation | TAB-ELS-STRC-N |  | Plumbing |  |  | http://www.toronto.ca/TWONTO#OWLClass_aaa0534b_8301_4f5e_86a4_f0d2cc6e91a2 |  | North Substation, Sump Pump
49436 | TAB-PLQ-53220 | TAB Plumbing (CMS Work Orders) | TAB-CMS |  | Grounds |  | PLQ | http://www.toronto.ca/TWONTO#00278 |  | CMS Work Orders
26455 | FHO-SPC-COM-1300 | Access Closet, Chemical Building, L1, Chemical Workshop | FHO-SPC |  | Communications Equipment |  | COM | http://www.toronto.ca/TWONTO#00537 |  | Process Control Systems - Services Area
129278 | THC-THK-T-5990 | Tank,Centrate | THC-THK-TWAS | Storage | Tank |  | T | http://www.toronto.ca/TWONTO#00708 |  | Waste Activated Sludge Thickening
3062 | COL-PBG-RPU-0001 | Remote Processing Unit, All control and Instrumentation Equipment - RPU | COL-PBG |  | Remote Processor Unit |  | RPU | http://www.toronto.ca/TWONTO#00122 |  | Brule Gardens Sewage Pumping Station
76499 | THR-DIG-RPU-0022 | Remote Processor Unit, Gas Compressor Bldg. (172.22.39.121) | THR-DIG-RPU | RPU | Remote Processor Unit |  | RPU | http://www.toronto.ca/TWONTO#00122 |  | RPU, UPS, Digester
53613 | TAB-SES-LTX-2288 | Exit Sign, Battery Unit, 2 LED heads, PRS Bldg | TAB-STR-SQ | Lighting,Exit | Safety Equipment | 41291 | LTX | x |  | WA2 Safety Equipment,lifting devices, ladders, Eye Wash station, First Aid Kits, Lock out stations
89457 | WTR-RRH-LSHH-0401 | Switch, Level, High, High, Rosehill Reservoir, Interconnection Chamber | WTR-RRH-P-0401 | Switch,Level | Switch |  | LSHH | http://www.toronto.ca/TWONTO#00466 |  | Pump, Submersible, Rosehill Reservoir, Interconnection Chamber
231 | 378163SUS | Vehicle, Utility, Kubota RTV 900 - WA4 | TAB-GRK-VEH | Vehicle,Unlicensed | Vehicle | 46879 |  | x
127015 | THC-PLT-G-0132 | Gate, Sluice, Motorized, EMB Actuator, Perforate Screen, Influent channel, Raw Sewage Screening | THC-PLT-BLDG-0001 | Gate,Sluice | Gate |  | G | http://www.toronto.ca/TWONTO#00202
79469 | THR-THK-PSL-7010 | Switch, Pressure, Low, Suction, MTI Transfer Pump | THR-THK-P-7010 | Switch,Pressure-Low | Switch |  | PSL | http://www.toronto.ca/TWONTO#00604 |  | MTI Transfer Pump
9198 | COL-YKP-FAK-0037 | First Aid Kit, Truck #041227 (Escape) | COL-YKP-VEH-0037 | Safety,First Aid Kit | Safety Equipment |  | FAK | http://www.toronto.ca/TWONTO#00355 |  | Vehicle, Truck #041227 (Escape)
18430 | FHA-SES-LDR-0107 | FHA-SES-LD-0036 - 10' Ladder Fiberglass ( Screen Room ) | FHA-SES-LD-1 | Safety | Safety Equipment |  | LDR | http://www.toronto.ca/TWONTO#00457 |  | Ladders
88315 | WTR-PSC-T-0002-SUS | SCBA 3000 psi Bottle, ARAP | WTR-EAST-SES | Tank | Safety Equipment | 47449 | T | x |  | Safety & Lifting Devices
122926 | THC-DEW-T-6800 | Tank, Dewatered Biosolids Pump P-6810 Hopper, Solids Treatment | THC-DEW-CENTRATE | Tank | Tank |  | T | http://www.toronto.ca/TWONTO#00708 |  | Centrate System Dewatering
26319 | FHO-GRK-DR-2178S | Door, (FD-S2-78A), Fire Rated, Chemical Building, S2, Lighting Panel Room by Gasous Storage | FHO-GRK-FEQ-0001 | Fire Prevention,Door | Door |  | DR | http://www.toronto.ca/TWONTO#00353
146775 | WTR-RDF-SQ-0001 | Eye Wash Station | WTR-RDF-AUX | PPE,Eyewash Station | Safety Equipment |  | SQ | http://www.toronto.ca/TWONTO#00307 |  | Auxiliary Equipment (Building Facilities)
73170 | THR-ACC-NR-784 | HVAC, Heater, Baseboard,Chlorine Bldg | THR-ACC-DIS | H.V.A.C.,Heater,Unit | HVAC |  | NR | http://www.toronto.ca/TWONTO#00418 |  | Air Conditioning, HVAC, Chlorine Building
71206 | THR-DIG-FSL-4711 | Flow Switch, Pump Seal Water (Removed from service as per D. Campolucci) | THR-DIG-P-4711 | Transmitter,Pressure | Switch | 34899 | FSL | x |  | Pump, Centrifugal, Hot Water Recirculation, Tank 0700
9006 | COL-CCC | Charles Caccia Park Storm Sanitary Combined Water Tank | COL-SWQTF-STM |  | Tank |  |  | http://www.toronto.ca/TWONTO#00644 |  | Storm
18597 | FHA-SES-SQ-0050 | Safety Harnesses Safewaze 7510 full body harness Ser 07316 | FHA-SES |  | Safety Equipment |  | SQ | http://www.toronto.ca/TWONTO#00332 |  | Safety & Environmental Services
69761 | THR-BG-PSHH-0101 | Switch,Pressurel-High-High, Emergency Purge System, Compressor Building, Gas Compressor (And Dryer) | THR-BG-C-0101 | Switch,Pressure-High | Switch |  | PSHH | http://www.toronto.ca/TWONTO#00604 |  | Compressor, Centrifugal, Fuel Gas, Compressor Building, Gas Compressor (And Dryer) for COGEN
143705 | WTR-PEL-PSH-0004 | Switch, Pressure-High, Compressor 0003 | WTR-PEL-TRW | Switch,Pressure-High | Switch |  | PSH | http://www.toronto.ca/TWONTO#00604 |  | Treated Water (Transmission)
63609 | THC-PLT-FSL-6431 | Switch,Flow Low,Grit Tank 0100-0500 to Fans 6430&6440,Odour Control,Headhouse | THC-ODOUR-HEADHOUSE | Switch,Flow-Low | Switch |  | FSL | http://www.toronto.ca/TWONTO#00367 |  | Odour Control
96321 | FIS-CLB-PSL-0201 | Switch, Pressure, Low, Post-Chlorine Gas, WCS-0201 Discharge, Gaseous Chemical Bldg, Storage Room | FIS-CLB-CHL-0201 | Sensor,Pressure | Switch |  | PSL | http://www.toronto.ca/TWONTO#00604 |  | Chlorinator, Post Chlorination Train 2, Gaseous Chemical Building, Machine Room
47451 | TAB-EL1-MCC-6674 | MCC,Electrical Room,Ground Floor,Grit Build,P Building | TAB-PLT-ELQ-P | Control Panel,MCC | Motor Control Centre |  | MCC | http://www.toronto.ca/TWONTO#00110 |  | P Building - Electrical Equipment
107389 | TAB-ACC-PSH-1320 | Switch, Pressure, High, Filter, Fan, 1320, AHU-1300, Screen Bldg. Rooftop | TAB-ACC-AHU-1300 | Switch,Pressure-High | Switch |  | PSH | http://www.toronto.ca/TWONTO#00604 |  | Air Handling Unit, D Bldg Roof
26138 | FHO-GRK-DR-1013L | Door, (FD-1-13), Fire Rated, Admin Building, L1, Mens Washroom | FHO-GRK-FEQ-0001 | Fire Prevention,Door | Door |  | DR | http://www.toronto.ca/TWONTO#00353
98851 | IH2007A | Door,Overhead, Incineration | TAB-MCS-DR | Door,Overhead | Door |  |  | http://www.toronto.ca/TWONTO#00649
119980 | TAB-WA4-SQ-8406SUS | Lock Out Tag out and Log Book Station | TAB-SLO-SES | PPE | Safety Equipment | 47543 | SQ | x |  | TABWA4 Health and Safety Equipment
30062 | COL-PWR-LSL-0001 | Switch,Level, Low, Sump pump pit, Dry well | COL-PWR-MISC | Switch,Level-Low | Switch | 35108 | LSL | x |  | Miscellaneous Equipment
9517 | DOS-YCM-TRL-VEH270014 | 2019 ALANTRA LEASING 22X10 - Vehicle Trailer Unit# 270014 | DOS-YCM-VEH-TRL | Vehicle,Licensed | Vehicle |  |  | http://www.toronto.ca/TWONTO#00753
143339 | WTR-PDS-RPU-0001S | RPU | WTR-PDS-ELS | RPU | Remote Processor Unit | 38633 | RPU | x |  | Electrical System
34363 | COL-YKP-DA-1710019S | Davit Mast-1710019 | COL-YKP-DA-0005S | Safety | Safety Equipment | 45527 | DA | x |  | Davit Arm Assembly with Upper Arm-150959
127823 | THC-PRM-V-1114A | Valve, Solenoid, Collect, Valve 1114 | THC-PRM-V-1114 | Transmitter,Level | Hydraulic System |  | V | http://www.toronto.ca/TWONTO#00694 |  | Valve, Hydraulic Cylinder, Bottom Scraper, Primary Clarifier 1100, NW Plant
9606 | DOS-SES-SCBA-2256 | SCBA 5 minutes escape pack | FAC-YCM-SES | Safety | Safety Equipment |  | SCBA | http://www.toronto.ca/TWONTO#00123 |  | SAFETY & ENVIRONMENTAL SERVICES
132433 | THR-DIG-FSL-2265 | Flow Switch, Pump Seal Water | THR-DIG-P-2265 | Transmitter,Pressure | Switch |  | FSL | http://www.toronto.ca/TWONTO#00367 |  | Pump, Centrifugal, Primary Sludge Recirculation Tank 0800
26288 | FHO-GRK-DR-2041S | Door, (FD-S2-41), Fire Rated, Ozone Building, S2, DOZ 2 Vestibule, East | FHO-GRK-FEQ-0001 | Fire Prevention,Door | Door |  | DR | http://www.toronto.ca/TWONTO#00353
78998 | THR-GRK-VEH-378164S | Vehicle, Kubota, Unlicensed, WA4 | THR-GRK-GQ-WA4 | Vehicle,Unlicensed | Vehicle | 42604 | VEH | x
30940 | FIS-FEQ-DR-0047(S) | Door, Fire, Workshop & Office Building | FIS-GRK-STRC-0001 |  | Door |  | DR | http://www.toronto.ca/TWONTO#00353
55396 | TAB-WA1-SQ-1020 | Sling | TAB-WA1-SQ-1000 | Lifting Device,Sling | Lifting Device |  | SQ | http://www.toronto.ca/TWONTO#00926 |  | WA1 Lifting Devices and Slings
31472 | JX2092A1 | Receiver, Air | TAB-SUSPENDED ENTITY | Vessel,Pressure | Tank | 33587 |  | x |  | Suspended entities
122797 | THC-DEW-RPU-2203 | Remote Processing Unit,Dewatering Polymer,Basement B2,Biosolids Building East | THC-DEW-RPU |  | Remote Processor Unit |  | RPU | http://www.toronto.ca/TWONTO#00122 |  | Incineration RPUs
3288 | COL-PAB-LSL-0102 | Switch, Level Low | COL-PAB-MISC | Switch,Level | Switch |  | LSL | http://www.toronto.ca/TWONTO#00466 |  | Miscellaneous Equipment
87079 | WTR-PMI-LSHH-0803 | Switch, Level-High, Sump Pump, South Lower Level Gallery, | WTR-PMI-AUX | Switch,Level-High | Switch |  | LSHH | http://www.toronto.ca/TWONTO#00466 |  | Auxiliary Equipment (Building Facilities)
106510 | TAB-ACC-FN-4901 | Fan, Exhaust, Waste Gas Burner Station | TAB-ACC-AHU-4901 | Fan | HVAC |  | FN | http://www.toronto.ca/TWONTO#OWLClass_binid-posum-pozar-motav |  | Air Handling Unit, Waste Gas Buner Station
107165 | TAB-ACC-LSL-2100S | Level Switch Low, Glycol Low Level Switch | TAB-ACC-T-2101 |  | Switch | 45509 | LSL | x |  | Tank, Glycol Expansion Tank
9514 | DOS-YCM-TRL-VEH267016 | 2002 JC trailer - Vehicle Unit# 267016 | DOS-YCM-VEH-TRL | Vehicle,Licensed | Vehicle |  |  | http://www.toronto.ca/TWONTO#00753
128974 | THC-STR-T-1480 | Scum Pit, Tank 1400, Secondary Clarifier | THC-FT-T-1400 | Tank,Non-Pressurized | Tank |  | T | http://www.toronto.ca/TWONTO#00708 |  | Tank, Secondary Clarifier
105883 | TAB-ACC-AC-9212 | Conditioner#2, Air, M&T Bldg | TAB-ACC-AHU-TRL | H.V.A.C.,Air Conditioner | HVAC |  | AC | http://www.toronto.ca/TWONTO#00141 |  | AHUs/Supply Fans - Consultant Trailer
26300 | FHO-SES-SCBA-SEP | SCBA Cylinder Group 9 | FHO-SES-SQ-0002 | PPE,SCBA | Safety Equipment |  |  | http://www.toronto.ca/TWONTO#00582 |  | Emergency Breathing Apparatus
138706 | THR-SES-SQ-0738 | Harness, Full Body, PPE Igor Chamsoutdinov | THR-SES-SQ | Safety | Safety Equipment |  | SQ | http://www.toronto.ca/TWONTO#00332 |  | Safety Equipment
107329 | TAB-ACC-PDS-4477A | Switch,Pressure ,Filter, AHU4477 | TAB-ACC-AHU-4477 | Switch,Pressure | Switch |  | PDS | http://www.toronto.ca/TWONTO#00604 |  | AHU, Aux Bldg
41014 | TAB-ACC-TSH-6451 | Switch, Temperature, High, Supply Air, AHU-6450, Ground, East Operating Gallery | TAB-ACC-AHU-6450 | Switch,Temperature-High | HVAC |  | TSH | http://www.toronto.ca/TWONTO#00734 |  | Air Handling Unit, Primary Tank Operating Gallery, Ground, East Side
| FIS-ADM-BLDG | Building Location | FIS-EUS |  |  |  |  | http://www.toronto.ca/TWONTO#00260 | Process | Production & End User Support
8964 | COL-YKP-DA-111966 | Davit Upper Arm-111966 | COL-YKP-DA | Safety | Safety Equipment |  | DA | http://www.toronto.ca/TWONTO#00331 |  | Davit Arm Assembly
26411 | FHO-GRK-DR-4023S | Door, (FD-S4-23), Fire Rated, Bladder Surge Building, S4, Storage Room, South East | FHO-GRK-FEQ-0001 | Fire Prevention,Door | Door |  | DR | http://www.toronto.ca/TWONTO#00353
55708 | TAB-WA4-SQ-1230 | Sling, Nylon,Guillevin EE2-902-T3, 3 Ft. (S/N VCO- 156403-02) | TAB-WA4-SQ-0010 |  | Lifting Device |  | SQ | http://www.toronto.ca/TWONTO#00929 |  | WA4 Fall arrest systems
69670 | THR-AI-T-0518S | Receiver, Tank, Instrument Air | THR-AI | Vessel,Pressure | Tank | 40936 | T | x |  | Air, Instrument, Compressors
19167 | FHO-ACC-F-1542 | Filter, AHU-1541, Returned Air, Ozone Building, L1, Mechanical Room 1 | FHO-ACC-AHU-1541 |  | Filter |  | F | http://www.toronto.ca/TWONTO#00641 |  | Air Handling Unit, Ozone Equipment Room Ventilation, Ozone Building, L1, Mechanical Room 1
70051 | THR-CG-T-0150 | Tank, Coolant Expansion, Chiller 0150, Gas Coolant System, Gas Compressor Building | THR-BG-CU-0103 |  | Tank |  | T | http://www.toronto.ca/TWONTO#00325 |  | Condensor, Fuel Gas, High Press Gas Conditioning System Train 1, Gas Comp Bldg
26269 | FHO-GRK-DR-2023L | Door, (FD-2-23), Fire Rated, Admin Building, L2, East Conference Room | FHO-GRK-FEQ-0001 | Fire Prevention,Door | Door |  | DR | http://www.toronto.ca/TWONTO#00353
18093 | FHA-SED-ZSH-0105E | Switch, Limit, Access Hatch Zone 5, Settling Basin T-0101 | FHA-SED-ZSH-0105 |  | Security System |  | ZSH | http://www.toronto.ca/TWONTO#fohur-bugut-lijif-zazom |  | Switch, Limit, Access Hatch Zone 1,
86654 | WTR-PKN-LSH-0001 | Switch, Level-High, Flood | WTR-PKN-AUX | Switch,Level-High | Switch |  | LSH | http://www.toronto.ca/TWONTO#00466 |  | Auxiliary Equipment (Building Facilities)
139474 | THR-WA2-LD-832-3 | Sling, Nylon, Work Area 2 (Sr 1657832-3) SIZE; 2" X 3', | THR-LD-WIRE-WA2 | Lifting Device,Sling | Lifting Device |  | LD | http://www.toronto.ca/TWONTO#00929 |  | Slings, Wire Rope, Work Area 2
143317 | WTR-PEG-PSH-0001 | Switch,Pressure-High, Vacuum priming Unit | WTR-PEG-AUX | Switch,Pressure-High | Switch |  | PSH | http://www.toronto.ca/TWONTO#00604 |  | Auxiliary Equipment (Building Facilities)
47446 | TAB-EL1-MCC-6656 | Motor Control Centre | TAB-EL1-MCC-6628 |  | Motor Control Centre |  | MCC | http://www.toronto.ca/TWONTO#00110 |  | Motor Control Centre
109080 | TAB-CW-FSH-0025 | Switch,Flow, High,Emerg. Eyewash and Shower Stations, Ferrous Chloride Rail Car unload Ramp | TAB-CW-SQ-0025 | Switch,Flow-High | Safety Equipment |  | FSH | http://www.toronto.ca/TWONTO#00367 |  | Emerg. Eyewash and Shower Stations, Ferrous Chloride Rail Car unload Ramp
59251 | THC-ACC-MAN-0014 | Manifold, Snow Melting System, Zone #4, Admin Building, South/East Area | THC-ACC-BLDG K |  | HVAC |  | MAN | http://www.toronto.ca/TWONTO#00568 |  | Administration Building, HVAC
112267 | TAB-DIS-SQ-0006 | SCBA Breathing Apparatus, TE318095, Blower Bldg. Grd.Fl hall Way | TAB-SES-SCBA | PPE,SCBA | Safety Equipment | 34623 | SQ | x |  | WA4 Safety Equipment, SCBA
| MAIN-019 | Main 019 | WTR-LWA |  |  |  |  | http://www.toronto.ca/TWONTO#00804 | Sub-Process | Work Area 2 Central Mains and Chambers
120242 | TC&S | Technical Contract and Services | COL ADMIN |  | System Process Control |  |  | http://www.toronto.ca/TWONTO#00278 |  | Administration
44079 | TAB-DEW-T-6002 | Tank, Dewatered Solids Silo DEW-T-6002 West, DEW Bsmt | TAB-DEW-SLUDGE SILO | Tank | Tank |  | T | http://www.toronto.ca/TWONTO#00708 |  | Sludge Holding Tank System, Conveyors
55726 | TAB-WA4-SQ-3419 | Harness, Safety - AB17530C | TAB-WA4-SQ-0010 |  | Safety Equipment |  | SQ | http://www.toronto.ca/TWONTO#00332 |  | WA4 Fall arrest systems
143998 | WTR-PHL-DR-0009 | Door | WTR-PHL-AUX | Fire Prevention | Door |  | DR | http://www.toronto.ca/TWONTO#00353
| FIS-AMMONIA STORAGE | Building Location | FIS-SPC |  |  |  |  | http://www.toronto.ca/TWONTO#00260 | Process | Process Control Systems - Services Area
18692 | FHA-SES-SQ-0301 | FHA-SES-EYE-0003 - Eyewash Station, Plumbed | FHA-SES-SQ-0008 | PPE,Eyewash Station | Safety Equipment |  | SQ | http://www.toronto.ca/TWONTO#00307 |  | Eyewash Stations & Showers
78217 | THR-PRS-TSL-0170S | Switch, Temperature-Low, Ferrous Chloride to Aeration Tank Pumps Suction Header, Chemical Building, Secondary Treatment, Phosphorous Removal | THR-PRS-P | Switch,Temperature-Low | Switch | 39868 | TSL | x |  | Phosphorous Removal System, Pumps
119660 | TAB-WA1-SQ-1079 | Sling | TAB-WA1-SQ-1000 | Lifting Device,Sling | Lifting Device |  | SQ | http://www.toronto.ca/TWONTO#00926 |  | WA1 Lifting Devices and Slings
52083 | TAB-PWA-FD-2701 | Feeder, Chemical | TAB-PWA-P-2761S | Chemical Feeder | Chemical Feeder |  | FD | http://www.toronto.ca/TWONTO#00294 |  | Pump, Chemical Metering
15722 | FHA-ELS-DP-0101 | Power Distribution Panel, Heating, 400A, 120/208 V, 3PH, Pump Building, First Floor North Vault | FHA-ELS-PDP-0300B | Control Panel,Power Distribution Panel | Power Distribution Panel |  | DP | http://www.toronto.ca/TWONTO#00110 |  | Power Distribution Panel, 600V, 2000A, 3 PH. Pump Building Basement, Switchgear Room
50975 | TAB-PRM-T-0800 | P Building, Primary Tank 8 | TAB-PRM-T-P | Tank | Tank |  | T | http://www.toronto.ca/TWONTO#00219 |  | P Building - Scum, Sludge Hoppers & Primary Tanks 7 - 9
85629 | TNT-ACC-AC-2004A | Air Conditioner | TNT-ACC-AC | H.V.A.C.,Air Conditioner | HVAC |  | AC | http://www.toronto.ca/TWONTO#00141 |  | HVAC- Air conditioner and cooling units
139165 | THR-THK-T-5003 | Tank, TWAS Holding | THR-THK-P-TWAS | Tank | Tank |  | T | http://www.toronto.ca/TWONTO#00708 |  | TWAS Transfer Pumps & Holding Tanks
93333 | FHO-GRK-DR-4022S | Door, (FD-S4-22), Fire Rated, Standby Power Building, S4, South | FHO-GRK-FEQ-0001 | Fire Prevention,Door | Door |  | DR | http://www.toronto.ca/TWONTO#00353
59298 | THC-ACC-MEQ-5902 | Penthouse,Louvered,Disinfection Bldg,Roof | THC-ACC-BLDG G |  | HVAC |  | MEQ | http://www.toronto.ca/TWONTO#00142 |  | Air Treatment Building HVAC
59503 | THC-ACC-TC-0125 | Controller,Temperature,Heater 0125,Scrubber Room,Phase 4 Aeration Building | THC-ACC-HTR-0125 | Air Handling Unit | HVAC |  | TC | http://www.toronto.ca/TWONTO#00746 |  | Unit Heater,Scrubber Room,Phase 4
107402 | TAB-ACC-PSL-1822 | Switch,Pressure,Low,Glycol Make Up Line | TAB-ACC-P-1822 | Switch,Level | Switch |  | PSL | http://www.toronto.ca/TWONTO#00604 |  | Pump, Glycol Circulating,Make Up Line
138834 | THR-SPC-COM-1610 | System Process Control, Digester Gas Compressor MCC | THR-ELS-DIG | UPS | System Process Control |  | COM | http://www.toronto.ca/TWONTO#00540 |  | Electrical System, Digester Tanks
109073 | TAB-CW-FS-6001 | Switch, Flow, Tempered Water to Emergency Eyewash Station, DEW Bldg | TAB-CW-SQ-6001 |  | Switch |  | FS | http://www.toronto.ca/TWONTO#00367 |  | Emergency Eye Wash station, Dewatering Bldg. Basement
71881 | THC-THK-RPU-1607 | RPU,Polymer Feed,WAS Thickening Building (1) | THC-THK-ELS | Control Panel,Instrumentation | Remote Processor Unit |  | RPU | http://www.toronto.ca/TWONTO#00122 |  | TWAS Elecftrical equipment Sludge Thickening
21418 | FHO-ELS-LP-0924 | Lighting Panel, 120/208V, TRW Building, S4, West Ventilation Room | FHO-ELS-LTG-2000 |  | Power Distribution Panel |  | LP | http://www.toronto.ca/TWONTO#00477 |  | Lighting, Facility Interior : Plant wide, interior lighting
66928 | THC-INC-BU-1042 | Burner, Hearth 7, Incinerator 1000 | THC-INC-FU-1000 | Burner | Burner |  | BU | http://www.toronto.ca/TWONTO#00191 |  | Furnace, Incinerator 1000
136699 | THR-MCS-LD-1537S | Chain Hoist, Manual, Work Area 2 | THR-S-E | Lifting Device,Hoist,Manual | Lifting Device | 36133 | LD | x |  | SUSPENDED ENTITY
9591 | DOS-MCS-LD-1676907 | Lifting Device, Fall Arrest Support System, DAVIT ARM, 450 LBS, N/A | FAC-YCM-SES | Lifting Device,Sling | Safety Equipment |  | LD | http://www.toronto.ca/TWONTO#00331 |  | SAFETY & ENVIRONMENTAL SERVICES
40362 | TAB-ACC-FSL-0120 | Switch, Flow, Low, Air, Fan 0120, Vestibule 112, Exist. Screen Room | TAB-ACC-FN-0120 | Switch,Flow-Low | Switch |  | FSL | http://www.toronto.ca/TWONTO#00367 |  | Fan, Supply, Vestibule Pressurization, Vestibule 112
72556 | THR-ACC-D-4810 | H.V.A.C.,Dehumidifier | THR-ACC-MAINSUB |  | HVAC | 36313 | D | x |  | ACC Equipment Serving the Main Substation
69689 | THR-BFP-TEST-7435 | Tester, Backflow Preventer, WA1 | THR-CW-BFP-WA1 | Transmitter,Flow | Test Equipment |  | TEST | http://www.toronto.ca/TWONTO#OWLClass_fivij-sibit-rikok-fapib |  | City Water, Back Flow Preventer, Work Area 1
136746 | THR-MCS-LD-9075 | Chain Hoist, Manual, Work Area 4 | THR-LD-WA4 | Lifting Device,Hoist,Manual | Lifting Device |  | LD | http://www.toronto.ca/TWONTO#00422 |  | Lifting Devices, Chain Hoist, Come Along & Slings
80255 | FHA-SED-ZSH-0202 | Switch, Limit, Access Hatch Zone 2 | FHA-SED |  | Security System |  | ZSH | http://www.toronto.ca/TWONTO#fohur-bugut-lijif-zazom |  | Sedimentation
67 | 20668 | TAB WA7 Internal telephones & Public address system | TAB-GRK |  | Communications Equipment |  |  | http://www.toronto.ca/TWONTO#OWLClass_aaa0534b_8301_4f5e_86a4_f0d2cc6e91a2 |  | Grounds Equipment, Building Services-WA7
13721 | FCL-PAC-PSH-0101 | Switch, Pressure-High, Pump P-0101, Dry Chemical Building Basement | FCL-PAC-P-0101 | Switch,Pressure-High | Switch |  | PSH | http://www.toronto.ca/TWONTO#00604 |  | Pump, Peristaltic, PAC Flow Control, Dry Chemical Building Basement
59628 | THC-DIG-TSH-0543 | Switch,Temperature-High,Discharge,Primary Digester Gas MIxing,C-0537,Gas Low Pressure System,Building U | THC-DIG-C-0537 | Switch,Temperature | Switch |  | TSH | http://www.toronto.ca/TWONTO#00734 |  | Compressor,Sliding Vane,Primary Digester Gas MIxing,PD-0500,Gas Low Pressure System,Building U
62497 | FHA-FLT-F-3801 | Filter #38, Filter Building, East Filter Gallery North | FHA-FLT | Filter | Filter |  | F | http://www.toronto.ca/TWONTO#00348 |  | Filtration
136657 | THR-ITS-COM-4111 | Multinet Device, SP RAS Pumping Station Upper Level | THR-ITS-COM-4101 | Network,Local Area Networks | Network |  | COM | http://www.toronto.ca/TWONTO#00537 |  | Termination Panel, Plant Services - South
| FIS-AMMONIA STORAGE | Building Location | FIS-SPC2 |  |  |  |  | http://www.toronto.ca/TWONTO#00260 | Process | Process Control Systems - Equipment
72619 | THR-ACC-DM-0242 | Damper, Intake, Exhaust Fan FN-0222,North Grit | THR-ACC-FN-0222 | Damper/Louver | HVAC |  | DM | http://www.toronto.ca/TWONTO#00142 |  | Fan, Centrifugal, Exhaust Air, North Grit Roof
118523 | TAB-STR-F-4010U | Filter,Air | TAB-STR-BL-4010 | Filter | Filter |  | F | http://www.toronto.ca/TWONTO#00641 |  | Blower #4010
14474 | FCL-SES-CYL-0014 | Air Cylinder Carbon Fiber | FCL-SES-SQ-0008 | PPE,SCBA | Tank |  | CYL | http://www.toronto.ca/TWONTO#00582 |  | Eyewash Station/Shower, Low Lift PS Building, Alum Delivery Door,Raw Water Pump Room Basement beside Phosphoric acid Skids
117232 | TAB-RSP-MCC-0262 | Motor Control Centre | TAB-RSP-ELQ | Control Panel,MCC | Motor Control Centre |  | MCC | http://www.toronto.ca/TWONTO#00110 |  | T Building - Electrical Equipment
72687 | FHO-DCL-INJ-0201 | Eductor, Dechlorination, North Mixer Gallery, East Wall | FHO-DCL-SO-0201 |  | Injector |  | INJ | http://www.toronto.ca/TWONTO#00294 |  | Sulphonator, Dechlorination Train 2, Chemical Building, Main Floor, Machine Room
139423 | THR-WA1-LD-990-5 | Sling, Nylon, Work Area 1 (NYLON BELT SLING SIZE; 1" X 4', CAPACITY 1800 LBS,SN 841990-5) A | THR-LD-NYLN-WA1 | Lifting Device,Sling | Lifting Device |  | LD | http://www.toronto.ca/TWONTO#00929 |  | Slings, Nylon, Work Area 1
138700 | THR-SES-SQ-0109S | Eyewash and Shower Station, Ferrous Chloride Building, Outside | THR-SQ-PEWS-WA1 | Safety,Eye wash | Safety Equipment | 38666 | SQ | x |  | Portable. (Gravity Operated) Eyewash Station, Dig9&10 Bsmnt
127575 | THC-PRM-LSHH-0174 | Switch, Level High High, Sump Pump Control, NW Plant | THC-PRM-P-0102 | Switch,Level | Switch |  | LSHH | http://www.toronto.ca/TWONTO#00466 |  | Pump, Sump, Primary Treatment
120752 | THC-ACC-FN-2170D | Fan D, Air Handling System, Tunnel T19, Phase IV Secondary | THC-ACC-AHU-2170 |  | HVAC |  | FN | http://www.toronto.ca/TWONTO#OWLClass_binid-posum-pozar-motav |  | Air Handling Unit, Tunnel T19, Phase IV Secondary
26752 | FHO-TRW-LSL-0003 | Switch, Level, High, Surge Tank T-0003, Surge Building, S4, Tank Room | FHO-TRW-T-0003 | Switch,Level-Low | Switch |  | LSL | http://www.toronto.ca/TWONTO#00466 |  | Tank, Surge, District 2E1, Surge Building, S4, Tank Room
18589 | FHA-SES-SQ-0039 | Safety Harnesses North FP81F/1DBA full body harness Ser H475517 | FHA-SES-SQ-6 |  | Safety Equipment |  | SQ | http://www.toronto.ca/TWONTO#00332 |  | Safety Fall Protection Equipment
71644 | THR-DIG-PSH-3041 | Switch, Pressure-High, Discharge Pump 3041, Digester Tank 0600, Digester Tank 1-6 | THR-DIG-P-3041 | Switch,Pressure-High | Switch |  | PSH | http://www.toronto.ca/TWONTO#00604 |  | Centrifugal Pump, Sludge Transfer to MTI Line 1 & 2, Tank 0400
78213 | THR-PRS-T-0140S | Tank, Ferrous Chloride Storage, Chemical Building, Secondary Treatment, Phosphorous Removal | THR-PRS-T | Tank,Non-Pressurized | Tank | 39865 | T | x |  | Phosphorous Removal System, Storage Tank
63055 | THC-OCS-F-6200 | Filter, Biofilter Cell, Headworks Odour Control | THC-PLT-BIOFILTER | Filter | Tank |  | F | http://www.toronto.ca/TWONTO#00348 |  | Biofilter system
120905 | THC-ACC-HTR-0331 | Air Heater, Building M | THC-ACC-HEATERS | H.V.A.C.,Heater,Unit | HVAC |  | HTR | http://www.toronto.ca/TWONTO#00418 |  | Air Heaters, Building M
58503 | THC-ACC-DM-0186 | Damper,Motorized,Exhaust Fan FN-0186,Boiler Building,North Zone 2 | THC-ACC-FN-0186 | Damper/Louver | HVAC |  | DM | http://www.toronto.ca/TWONTO#00142 |  | Fan,Centrifugal,Boiler Building,North Zone 2
9320 | COL-YKP-SRL-0035 | Self Retrieval Line -PC7292 | YKP-BLD |  | Safety Equipment | 39001 | SRL | x |  | Collections - 435 Kipling Ave. Building envelope
90875 | FHO-CLB-PSL-0101 | Switch,Pressure Low,Outlet from Post East Chlorine Train 1 Tanks to Expansion Tank,Chem.Storage Rm. | FHO-CLB-CHL-0101-KQ | Switch,Pressure-Low | Switch |  | PSL | http://www.toronto.ca/TWONTO#00604 |  | Post ChlorinationTrain 1
118255 | TAB-SLO-T-0430 | Tank, Bio-Filter Neutralization, Limestone | TAB-SUSPENDED ENTITY | Tank,Non-Pressurized | Tank | 46255 | T | x |  | Suspended entities
95174 | FHO-TRW-LSL-0002 | Switch, Level, High, Surge Tank T-0002, Surge Building, S4, Tank Room | FHO-TRW-T-0002-KQ | Switch,Level-Low | Switch |  | LSL | http://www.toronto.ca/TWONTO#00466 |  | Surge Tank 2
| FIS-AMMONIA-STORAGE | Building Location | FIS-EUS |  |  |  |  | http://www.toronto.ca/TWONTO#00260 | Process | Production & End User Support
58947 | THC-ACC-FN-6590 | Fan, Exhaust, Mechanical Room #1, Roof, Headworks | THC-ACC-AHU-6300 | Fan | HVAC |  | FN | http://www.toronto.ca/TWONTO#OWLClass_binid-posum-pozar-motav |  | Air Handling Unit, Screen Room/Conveyor Areas, 2nd Floor Mech Room #1, Headworks
140651 | TNT-PLT-LSH-1001 | Switch, Level, High | TNT-PLT-P-1001 | Switch,Level-High | Switch |  | LSH | http://www.toronto.ca/TWONTO#00466 |  | Pump, Submersible Single Speed, Sump Pump
68690 | THR-ACC-UPS-0006 | UPS for RPU(THR-ACC-RPU-0006), Engine Room South side near stairs, A-B SLC-5/05, 172.22.37.134, THRPSN11, Engine Room South side near stairs, Eng. Room roof ventilation | THR-ACC-RPU-0006 |  | Communications Equipment |  | UPS | http://www.toronto.ca/TWONTO#00124 |  | RPU, Engine Room South side near stairs, A-B SLC-5/05, 172.22.37.134, THRPSN11, Engine Room South side near stairs, Eng. Room roof ventilation
48156 | FCL-DCL-INJ-0001A | Eductor, Dechlorination, High Lift PS Basement | FCL-DCL | Injector | Injector |  | INJ | http://www.toronto.ca/TWONTO#00294 |  | Sulphur Dioxide System
139553 | THR-WA4-LD-0015 | Sling, Nylon, Work Area 4 (1" X 8') | THR-LD-NYLN-WA4 | Lifting Device,Sling | Lifting Device |  | LD | http://www.toronto.ca/TWONTO#00929 |  | Slings, Nylon, Work Area 4
138681 | THR-SES-SPL-0500 | Spill Kit, Glycol, For Glycol Skid T-0501 | THR-SES-SPL | Safety | Safety Equipment |  | SPL | http://www.toronto.ca/TWONTO#00700 |  | Spill Containment Kits, Humber Treatment Plant
79910 | THR-WA2-LD-0051S | Sling, Nylon, Work Area 2 SIZE; 1" X 3', | THR-LD-NYLN-WA2 | Lifting Device,Sling | Lifting Device | 40046 | LD | x |  | Slings, Nylon, Work Area 2
88877 | WTR-RDF-ZS-0203 | Switch, Position,Door Security | WTR-RDF-AUX | Switch,Position | Switch |  | ZS | http://www.toronto.ca/TWONTO#00590 |  | Auxiliary Equipment (Building Facilities)
145920 | WTR-PRH-PSL-0003 | Switch, Pressure Low, Basement, Transfer Pump P-0001/P-0002 Common Pipe | WTR-PRH-ELS | Switch,Pressure-Low | Switch |  | PSL | http://www.toronto.ca/TWONTO#00604 |  | Electrical System
76313 | FHO-ELS-DP-0911 | Distribution Panel, (DP-0901-A1) MCC-0901A Panel Board, RW Building, S7, Electrical Room | FHO-ELS-MCC-0910 |  | Power Distribution Panel |  | DP | http://www.toronto.ca/TWONTO#00110 |  | Motor Control Centre, Raw Water PS, S7, Electrical Room
60445 | THC-AER-F-6100 | Filter, AER-BL-6100, Inlet, Blowers, Bldg. A | THC-AER-BL-7100 | Filter | Filter |  | F | http://www.toronto.ca/TWONTO#00641 |  | Blower, Aeration
30477 | FIS-SES-LDR-4506 | Ladder, 2' Aluminum, Workshop Building, Stores | FIS-SES | Safety | Tool |  | LDR | http://www.toronto.ca/TWONTO#00457 |  | Safety, Instrumentation & Environmental Services
143606 | WTR-PEL-LSL-1011 | Switch, Level, Low, Diesel Fuel Storage Tank T-1010, Generator Building, Bulk Fuel Storage Room | WTR-PEL-T-1010 | Switch,Level-Low | Switch |  | LSL | http://www.toronto.ca/TWONTO#00466 |  | Tank, Non-Pressurized, Diesel Fuel Storage, Generator Building, Bulk Fuel Storage Room
54497 | TAB-STR-PSLL-4003 | Switch,Pressure,Low, Low,Oil, Blower BL4003 lubrication | TAB-STR-P-4003 | Switch,Pressure | Safety Equipment |  | PSLL | http://www.toronto.ca/TWONTO#00604 |  | Pump, Main Oil ,Blower BL4003
116225 | TAB-PRS-T-0710 | Tank, Coagulant, Phosphorus Removal System, Grit Bldg., P Bldg. | TAB-PRM-POL | Tank,Reservoir | Tank |  | T | http://www.toronto.ca/TWONTO#00222 |  | P Building - Polymer system
106547 | TAB-ACC-FN-6415 | Fan, Centrifugal, Exhaust Air, Roof, Grit Bldg., P Bldg. | TAB-ACC-FN-PBLDG | Fan,Centrifugal | HVAC |  | FN | http://www.toronto.ca/TWONTO#OWLClass_binid-posum-pozar-motav |  | Exhaust Fans , P Bldg
144676 | WTR-PJS-TSH-0002 | Switch, Temperature-High, Building Temperature High | WTR-PJS-AUX | Switch,Temperature-High | Switch |  | TSH | http://www.toronto.ca/TWONTO#00734 |  | Auxiliary Equipment (Building Facilities)
50817 | TAB-PRM-FSL-3602 | Switch, Flow Low, Raw Sludge Pump P-3602 Seal Water Line, Primary Gallery | TAB-PRM-P-3601 | Switch,Flow-Low | Switch |  | FSL | http://www.toronto.ca/TWONTO#00367 |  | Pump, Centrifugal, PRS from Primary Tank 0900, Primary Treatment, Sludge Pumping
27579 | COL-PSW-T-0002 | Tank, Diesel Fuel | COL-PSW-MISC | Tank | Tank | 36092 | T | x |  | Miscellaneous Equipment
105150 | PX2521A | Corrosion Control Unit, Grease House #2 | TAB-ACC-PRM | H.V.A.C.,Air Conditioner | HVAC |  |  | http://www.toronto.ca/TWONTO#00146 |  | HVAC, Primary & Corrosion Control Units
8081 | COL-PWR-SS-0001 | Security System -front door | COL-PWR | Security System | Door | 35063 | SS | x
134881 | THR-ELS-LP-3221SE | Lighting Panel, 120/208V, North Grit Bldg, Old Blower room | THR-ELS-TR-3221 | Control Panel,Electrical | Power Distribution Panel | 40971 | LP | x |  | Transformer 600V/120-208V, Power, PDP-3221, North Grit Electrical Room MCC-3221
145868 | WTR-PRH-LSL-1100 | Switch, Level Low, Fuel Day Tank | WTR-PRH-AUX | Switch,Level-Low | Switch |  | LSL | http://www.toronto.ca/TWONTO#00466 |  | Auxiliary Equipment (Building Facilities)
93339 | FHO-GRK-DR-4031S | Door, (FD-S4-31), Fire Rated, Chemical Building, S4, 27KV Transformer Room, North West | FHO-GRK-FEQ-0001 | Fire Prevention,Door | Door |  | DR | http://www.toronto.ca/TWONTO#00353
68626 | FHO-ACC-F-1702 | Filter, Air Inlet, AHU-1702, Filter Building, L1, Filter Gallery, East | FHO-ACC-AHU-1702 |  | Filter |  | F | http://www.toronto.ca/TWONTO#00641 |  | Air Handling Unit, East Filter Area, Filter 1-8 Building, L1, Roof
146409 | WTR-PSC-T-0004-SUS | SCBA 3000 psi Bottle, ARAP | WTR-EAST-SES | Tank | Safety Equipment | 47451 | T | x |  | Safety & Lifting Devices
21421 | FHO-ELS-LP-1122 | Lighting Panel, (LP-1101B2), 225A, 120/208V, 3PH, Ozone Building, L1, Ozone Equipment Room, S/E | FHO-ELS-LTG-2000 |  | Power Distribution Panel |  | LP | http://www.toronto.ca/TWONTO#00477 |  | Lighting, Facility Interior : Plant wide, interior lighting
107535 | TAB-ACC-T-6407 | Tank, Heating, Domestic water | TAB-ACC | Tank | HVAC |  | T | http://www.toronto.ca/TWONTO#00427 |  | Plant HVAC Equipment
122799 | THC-DEW-RPU-2213 | Controller Panel,Centrifuge 1300,Centrifuge Room,Biosolids Building (West/Temp-East)-TEMP TAG | THC-DEW-CF-1300 | Control Panel,Instrumentation | Remote Processor Unit |  | RPU | http://www.toronto.ca/TWONTO#00122 |  | Centrifuge,Dewatering,BLS/PYS - Solid Treatment,Incinerator Building
16422 | FHA-FLT-MX-1101 | FHA-FLT-SW-1101 - Sweeps, Surface Wash, Filter #11 | FHA-FLT-F-1101 | Filter | Filter |  | MX | http://www.toronto.ca/TWONTO#00346 |  | Filter #11, Filter Building, West Filter Gallery South
58225 | THC-ACC-CT-0016 | Controller, HTR-0016, Admin Building, Basement, Womens W.C & Locker Room B121 | THC-ACC-HTR-0016 |  | HVAC |  | CT | http://www.toronto.ca/TWONTO#00746 |  | Heater, Hot Water Heating Coil, Women's Locker Room B121, Admin. Building Basement
106626 | TAB-ACC-FSL-0920 | Switch, Flow, Low, Air, Supply Fan 0920, Vest.122, Primary Treatment Bldg. | TAB-ACC-FN-0920 | Switch,Flow-Low | Switch |  | FSL | http://www.toronto.ca/TWONTO#00367 |  | Fan, Supply, Vestibule Pressurization, Vestibule 122
| FIS-CHEMICAL BLDG | Building Location | FIS-SPC |  |  |  |  | http://www.toronto.ca/TWONTO#00260 | Process | Process Control Systems - Services Area
114362 | TAB-PLT-CRN-0061 | Crane,11kW,Fed From MCC-6963,Grit&Screenings Handling Areas,Screen Build,P Building | TAB-MCS-CRN-P BLDG | Lifting Device | Lifting Device |  | CRN | http://www.toronto.ca/TWONTO#00251 |  | Cranes - P Building
136767 | THR-MCS-MT-0555 | Hydraulic Press | THR-MT-WA3 |  | Tool |  | MT | http://www.toronto.ca/TWONTO#00703 |  | Machine Tools
81875 | FHA-SES-LDR-0412 | FHA-SES-LD-0003 - 4' Ladder Fiberglass (RMF EICT Shop) | FHA-SES-LD-1 | Safety | Safety Equipment |  | LDR | http://www.toronto.ca/TWONTO#00457 |  | Ladders
52084 | TAB-PWA-FD-2701 | Feeder, Chemical | TAB-PWA-T-2701 | Chemical Feeder | Chemical Feeder |  | FD | http://www.toronto.ca/TWONTO#00294 |  | Tank, Chemical, Sodium Hypochlorite
| FIS-CHEMICAL BLDG | Building Location | FIS-SPC2 |  |  |  |  | http://www.toronto.ca/TWONTO#00260 | Process | Process Control Systems - Equipment
26256 | FHO-GRK-DR-2010S | Door, (FD-S2-10), Fire Rated, Admin Building, S2, Oil Storage, South | FHO-GRK-FEQ-0001 | Fire Prevention,Door | Door |  | DR | http://www.toronto.ca/TWONTO#00353
127720 | THC-PRM-T-1070 | Oil Tank, Hydraulic Power System for Scum Skimmer System, Primary Clarifier 1000 | THC-PRM-T-1000 | Tank,Reservoir | Tank |  | T | http://www.toronto.ca/TWONTO#paroz-karil-zuviv-zotol |  | Tank, Primary Clarifier
96920 | FIS-FEQ-DR-0001 | Door, Fire, Admin. Building | FIS-GRK-STRC-0001 |  | Door |  | DR | http://www.toronto.ca/TWONTO#00286
76037 | THR-JHSC-HPBB | High Pressure Blower Building | THR-JHSC-WA4 |  | Safety Equipment |  |  | http://www.toronto.ca/TWONTO#00010 |  | Joint Health & Safety Committee WA4
63704 | THC-PLT-MSL-1120 | Switch, Motion, Low, Conveyor CV-1120, Screenings and Grit Conveyance | THC-PLT-CV-1120 |  | Switch |  | MSL | http://www.toronto.ca/TWONTO#00530 |  | Conveyor, Screw, Conveyor, Truck Loading, Screenings and Grit Conveyance
119699 | TAB-WA1-SQ-1155 | Sling | TAB-WA1-SQ-1000 | Lifting Device,Sling | Lifting Device |  | SQ | http://www.toronto.ca/TWONTO#00926 |  | WA1 Lifting Devices and Slings
146868 | WTR-REL-LSHH-0401 | Switch, Level-High-High, Pump 0402 | WTR-REL-P-0402 | Switch,Level-High-High | Switch |  | LSHH | http://www.toronto.ca/TWONTO#00466 |  | Pump, Sump, Centrifugal
9623 | DOS-SES-SCBA-9574 | SCBA 5 minutes escape pack | DOS-SES-SCBA | Safety | Safety Equipment |  | SCBA | http://www.toronto.ca/TWONTO#00123 |  | Self Contained Breathing Apparatus (SCBA)
68440 | THR-ACC-PSL-0801 | Switch, Pressure-Low, Inlet Digester Gas Train for Boiler 0800, North Grit Boilers | THR-ACC-BO-0800 | Switch,Pressure-Low | Switch |  | PSL | http://www.toronto.ca/TWONTO#00604 |  | Boiler, Low Pressure, North Grit Boilers, Plant Services, Natural Gas Overview (CRN-B9917.5,TSSA UID-65022713, SNo.-5.867338,S-87073)
93470 | FHO-MCS-LD-0223-SU | Yale Puller (Come Along) | FHO-MCS-LD | Lifting Device,Hoist,Manual | Rigging Equipment |  | LD | http://www.toronto.ca/TWONTO#00812 |  | Lifting Devices & Elevators
98491 | FIS-WWW-CH-0300-SUS | Slow Sand Fiter | FIS-SUSPENDED | Filter | Filter | 38481 | CH | x |  | Obsolete Entities/Processes
106628 | TAB-ACC-FSL-1013 | Switch,Flow,Low,Water to Pump | TAB-ACC-P-1013 | Switch,Flow | Switch |  | FSL | http://www.toronto.ca/TWONTO#00367 |  | Pump, Hot Water Circulating, P24-3, Pri Tank 10-12 & Grit Tank 13-16 Process and Space Heating
17591 | FHA-MCS-LD-1701 | Lifting Device, Hoist, Chain Type, 0.5 Ton, Stores | FHA-MCS-LD | Lifting Device,Hoist,Manual | Lifting Device |  | LD | http://www.toronto.ca/TWONTO#00422 |  | Lifting Devices
61176 | THC-ELS-SQ-6241874 | Electrical Safety gloves, High Voltage, Class 1, # 6241874 | THC-SES-SQ | PPE,Insulated Glove | Safety Equipment |  | SQ | http://www.toronto.ca/TWONTO#00653 |  | Safety Equipment
130148 | THR-ACC-NR-665 | HVAC Unit & Fan, Admin Lunch Room | THR-ACC-ADM | H.V.A.C.,Heater,Unit | HVAC |  | NR | http://www.toronto.ca/TWONTO#00418 |  | Air Conditioning, HVAC, Admin Building
55630 | TAB-WA3-LD-2388 | Sling, Nylon, 6 FT | TAB-DEW-SAFETY | PPE | Lifting Device |  | LD | http://www.toronto.ca/TWONTO#00929 |  | Safety Equipment
80925 | TNT-DIG-FX-5301 | Flame Arrester, Waste Gas Burner | TNT-DIG-BU-5301 | Flame Arrester | Safety Equipment |  | FX | http://www.toronto.ca/TWONTO#00361 |  | Burner, Waste Gas
92463 | YTF-ACC-DR-0002 | Door, RN150, North-East, Electric Door Operators | YTF-ACC | Door | Door |  | DR | http://www.toronto.ca/TWONTO#00286
107822 | TAB-ACC-TSL-8230 | Switch,Temperature,Low,Supply Air , | TAB-ACC-AHU-8230 | Switch,Temperature | Switch |  | TSL | http://www.toronto.ca/TWONTO#00734 |  | AHU,M Bldg
143624 | WTR-PEL-F-1300 | Filter, Fuel, Generator 1300, Generator Building, Generator Room | WTR-PEL-GEN-1300 |  | Filter |  | F | http://www.toronto.ca/TWONTO#00642 |  | Generator, Electrical, Generator Building, Generator Room
136771 | THR-MCS-MT-0680 | Welding Machine Arc | THR-MT-WA3 |  | Tool |  | MT | http://www.toronto.ca/TWONTO#00810 |  | Machine Tools
105943 | TAB-ACC-AHU-3894SUS | AHU,Incinerator Bldg | TAB-SUSPENDED ENTITY | Air Handling Unit | HVAC | 41014 | AHU | x |  | Suspended entities
140202 | TNT-DCL-FS-0301 | Switch, Flow | TNT-DCL-P-0300 | Switch,Flow | Switch |  | FS | http://www.toronto.ca/TWONTO#00367 |  | Pump, Metering
26277 | FHO-GRK-DR-2029S | Door, (FD-S2-29), Fire Rated, S2, Chlorine Analyzers, North | FHO-GRK-FEQ-0001 | Fire Prevention,Door | Door |  | DR | http://www.toronto.ca/TWONTO#00353
39197 | TAB-ACC-F-6461 | Filter, Prefilter, AHU-6460, Primary Tank Operating Gallery, Ground, West Side | TAB-ACC-AHU-6460 | Filter | HVAC |  | F | http://www.toronto.ca/TWONTO#00641 |  | Air Handling Unit, Existing Primary Tank Operating Gallery, Ground, West Side
89272 | WTR-RMI-LSH-0401 | Instrument, Level Switch, High, Tank 0400 | WTR-RMI-AUX |  | Switch |  | LSH | http://www.toronto.ca/TWONTO#00466 |  | Auxiliary Equipment (Building Facilities)
136641 | THR-MCS-LD-0088 | Chain Hoist, Manual,5100 LBS, Work Area 3 | THR-LD-WA3 | Lifting Device,Hoist,Manual | Lifting Device |  | LD | http://www.toronto.ca/TWONTO#00422 |  | Lifting Devices, Chain Hoist, Come Along & Slings
118725 | TAB-STR-LSL-4009R | Switch,Level,Low, Oil tank, Blower 4009 lubrication | TAB-STR-T-4009R | Switch,Level | Safety Equipment |  | LSL | http://www.toronto.ca/TWONTO#00466 |  | Tank , Reservoir Aux Oil, Blower 4009
147058 | WTR-RMI-DR-0007 | Door, Hatch, Middle-Northwest | WTR-RMI-AUX | Door | Door |  | DR | http://www.toronto.ca/TWONTO#00286
134339 | THR-DR-DIS-0518 | Overhead Door, Disinfection Building, Truck Door North | THR-DR-WA4 | Door,Overhead | Door |  | DIS | http://www.toronto.ca/TWONTO#00649
76489 | THR-DIG-RPU-0018A | Remote Processor Unit, Digester 1-6 Mezzanine | THR-ELS-DIG | RPU | Remote Processor Unit |  | RPU | http://www.toronto.ca/TWONTO#00122 |  | Electrical System, Digester Tanks
121011 | THC-ACC-MEQ-5901 | Penthouse,Louvered,Disinfection Bldg,Roof | THC-ACC-BLDG G |  | HVAC |  | MEQ | http://www.toronto.ca/TWONTO#00142 |  | Air Treatment Building HVAC
73174 | THR-ACC-NR-791 | HVAC, Heater Unit & Fan (Removed from Service) | THR-ACC-DIS | H.V.A.C.,Heater,Unit | HVAC | 35147 | NR | x |  | Air Conditioning, HVAC, Chlorine Building
61133 | THC-ELS-SQ-1035673 | Spares, Electrical Safety gloves, High Voltage, Class 0, # 1035673 | THC-SES-SQ |  | Safety Equipment | 40735 | SQ | x |  | Safety Equipment
93319 | FHO-GRK-DR-2100S | Door, (S2-100), Hatch, Chemical Building, Flocc Decant Room Hatch | FHO-GRK-FEQ-0001 | Fire Prevention,Door | Door |  | DR | http://www.toronto.ca/TWONTO#00353
209 | 043233SUS | Truck, GMC Chevy Sierra, 1GTEK14Cx9Z231751, WA-6 | TAB-SUSPENDED ENTITY | Vehicle,Licensed | Vehicle | 46831 |  | x
106039 | TAB-ACC-BU-0400 | Valve, Lubricated Plug, Digester Gas Train, | TAB-DIG-BLR19 | Burner | Burner |  | BU | http://www.toronto.ca/TWONTO#00781 |  | Digester Gas Train,#19 Volcano Steam Boiler
109617 | TAB-DEW-MX-0130 | Tank, Hopper Agitator, #1 Schwing Pump | TAB-DEW-T-0130 | Tank | Tank |  | MX | http://www.toronto.ca/TWONTO#00526 |  | Tank, DWS from Centrifuge #1
| MAIN-020 | Main 020 | WTR-LWA |  |  |  |  | http://www.toronto.ca/TWONTO#00804 | Sub-Process | Work Area 2 Central Mains and Chambers
120776 | THC-ACC-FN-5835 | Fan,Propeller,Circulating,Plant Stores | THC-ACC-BLDG B |  | HVAC |  | FN | http://www.toronto.ca/TWONTO#OWLClass_binid-posum-pozar-motav |  | Mechanical Shop (Chlorine) Building HVAC
68997 | THC-PLT-RPU-3003 | RPU, Perforate Screen SC-0150 Control Panel, Headworks, Raw Sewage Screening | THC-PLT-SC-0150 | Controller,PLC | Remote Processor Unit |  | RPU | http://www.toronto.ca/TWONTO#00122 |  | Screen, Perforated Plate, Screen Room, Raw Sewage Screening
41257 | TAB-ACC-T-3651 | Tank, Expansion, Glycol line | TAB-ACC-HE-3650 | Tank | Tank |  | T | http://www.toronto.ca/TWONTO#00325 |  | Heat Exchanger, Old Admin bldg
47255 | TAB-EL1-LP-0915 | Panel, Lighting, LP-0915, Sludge Heat Room, Dig 9-12 Control Building. | TAB-EL1-PDP-0912 | Control Panel | Power Distribution Panel |  | LP | http://www.toronto.ca/TWONTO#00477 |  | Panel, Power Distribution Panel, PDP-0912, Sludge Heater Room, Digester 9-12 Control Building.
119657 | TAB-WA1-SQ-1072 | Sling | TAB-WA1-SQ-1000 | Lifting Device,Sling | Lifting Device |  | SQ | http://www.toronto.ca/TWONTO#00926 |  | WA1 Lifting Devices and Slings
12480 | COL-PCU-LTG-0002S | Lighting, Emergency, Electrical Room | COL-PCU | Lighting,Emergency | Safety Equipment | 42942 | LTG | x |  | Cumber Pumping Station
118815 | TAB-STR-RPU-0508 | RPU-GE0508 | TAB-STR-RPU |  | Remote Processor Unit |  | RPU | http://www.toronto.ca/TWONTO#00122 |  | Aeration Gallery - RPUs
111044 | TAB-DIG-PSH-4145 | Switch Pressure,High,Delivery,Digester Gas Compressor C-4145 | TAB-DIG-C-4145 | Switch,Pressure | Switch |  | PSH | http://www.toronto.ca/TWONTO#00604 |  | Compressor # 5, Gas(DX2605)
146412 | WTR-PSC-T-0005-SUS | SCBA 3000 psi Bottle, ARAP | WTR-SUSPENDED | Tank | Safety Equipment | 47452 | T | x |  | Suspended Obsolete entity for storage purpose
79177 | THR-ELS-PDP-0610 | Control Panel, Power Distribution Panel, 600V Switchgear, Indoor | THR-ELS-DIS | Control Panel,Power Distribution Panel | Power Distribution Panel |  | PDP | http://www.toronto.ca/TWONTO#00110 |  | Electrical System, Disinfection, Chlorine Building
114799 | TAB-PLT-PSL-0571 | Switch, Pressure Low, Grit Slurry, Hydrocyclone CYC-0570 Inlet, Grit Handling Area, P Bldg. | TAB-PLT-CYC-0570 | Switch,Pressure-Low | Switch |  | PSL | http://www.toronto.ca/TWONTO#00604 |  | Hydrocyclone, Grit Handling Area, P Bldg.
139956 | TNT-AER-F-2007 | Filter, Air, Mabr Compressors - Effluent Filter, Aeration | TNT-AER-C-2100 | Filter | Filter |  | F | http://www.toronto.ca/TWONTO#00641 |  | Compressor, Reciprocating, Mabr Compressor 1, Aeration
55567 | TAB-WA2-SQ-1232 | EE2 - 903 Nylon Sling | TAB-SES-LD | Lifting Device,Sling | Lifting Device |  | SQ | http://www.toronto.ca/TWONTO#00929 |  | WA2 Lifting devices
134039 | THR-DIS-T-7000 | Tank, Sodium Hypochlorite Storage, Disinfection Building | THR-DIS-T-PP | Tank | Tank |  | T | http://www.toronto.ca/TWONTO#00211 |  | Disinfection, Tank, Palace Pier
76222 | THR-MCS-MT-0519 | Sander, Combination- JET | THR-MCS-MT2-WA2 |  | Tool |  | MT | http://www.toronto.ca/TWONTO#00703 |  | Machine Tool-2
40813 | TAB-ACC-TE-1450A | Temperature Element, Supply Air Temperature | TAB-ACC-VAV-1450 | Sensor,Temperature | HVAC |  | TE | http://www.toronto.ca/TWONTO#00733 |  | Heater, Hot Water Reheat Coil, Variable air
126353 | THC-ITS-PA-0001 | PBX Phone System, Weridom 1, Control System, Admin Bldg, | THC-ITS | Network,Telecommunication | Communications Equipment |  | PA | http://www.toronto.ca/TWONTO#00731 |  | Information Technology Systems, Plant wide
26331 | FHO-SES-SQ-6031 | High Voltage Safety Equipment, Insulated Gloves, Group 1 | FHO-SES-SQ-0001 | PPE,Insulated Glove | Safety Equipment |  | SQ | http://www.toronto.ca/TWONTO#00653 |  | Safety Equipment
76807 | THR-PLT-FSL-1404 | Switch, Flow, Low, Water Scour, Grit Vortex Chamber CYC-1101, Headhouse | THR-PLT-CYC-1101 | Switch,Flow-Low | Switch |  | FSL | http://www.toronto.ca/TWONTO#00367 |  | Cyclone, Prelimary Treatment, Grit Removal - Vortex Chambers #1 (OLD Tag THR-PLT-CYC-1102)
79468 | THR-THK-PSL-6014A | Indicator, Pressure, Suction, Centrate Pump-6014 | THR-THK-P-6014 | Switch,Pressure-Low | Switch |  | PSL | http://www.toronto.ca/TWONTO#00604 |  | Centrate Transfer Pump
38587 | SQ-47074 | FHO SCBA #2 | FHO-SES-SQ-0001 | PPE,SCBA | Safety Equipment | 32126 |  | x |  | Safety Equipment
61188 | THC-ELS-SQ-849968 | Spares, Electrical Safety gloves, High Voltage, Class 0, # 849968 | THC-SES-SQ |  | Safety Equipment | 40054 | SQ | x |  | Safety Equipment
60441 | THC-AER-F-6020 | Filter, AER-BL-6020, SE Plant Blowers Part 1 and Train #8 | THC-AER-BL-6020 | Filter | Filter |  | F | http://www.toronto.ca/TWONTO#00641 |  | Blower,Centrifugal,High Speed Turbo, Aeration, SE Plant Blowers Part 1 and Train #8
51649 | TAB-PRS-PSH-0301 | Switch,Pressure,High,Pump 0301 | TAB-PRS-P-0301 | Switch,Pressure | Switch |  | PSH | http://www.toronto.ca/TWONTO#00604 |  | Pump, Transfer, Chemical Gallery to D Building
69291 | THR-AER-LSH-4810 | Switch, Level-High, Sump, Gallery T-14S (North End), Flood Monitoring System | THR-AER-P-4810 | Switch,Level-High | Switch |  | LSH | http://www.toronto.ca/TWONTO#00466 |  | Pump, Centrifugal, Sump, T14S
43988 | TAB-DEW-PS-0131 | Power Pack, Hydraulic, DWS Pump#0131 | TAB-DEW-P-0131 | Power Pack,Hydraulic | Hydraulic System |  | PS | http://www.toronto.ca/TWONTO#00433 |  | Pump,DW Sludge
77077 | THR-PLT-T-1400 | Tank, Grit Vortex Prime, Headhouse | THR-PLT-T-HH | Tank | Tank |  | T | http://www.toronto.ca/TWONTO#00794 |  | Tanks, Grit Vortex Prime, Headhouse
128805 | THC-SPC-COM-2202 | SCADA & Computer, BIOSOLIDS TREATMENT UPGRADES, PCS network, Access Closet | THC-SPC-WA1 | SCADA | System Process Control |  | COM | http://www.toronto.ca/TWONTO#00537 |  | System Process Control
27751 | FIS-ELS-RPU-0001 | Power Supply Location | 16854 |  | Remote Processor Unit |  | RPU | ? |  | Process Control & Instrumentation
89340 | WTR-RMI-ZS-0046 | Instrument, Door Position Switch, Water Transmission | WTR-RMI-AUX |  | Switch |  | ZS | http://www.toronto.ca/TWONTO#00590 |  | Auxiliary Equipment (Building Facilities)
89655 | WTR-RWA-LSH-0001 | Switch, Level-High, Flood Alarm, Building | WTR-RWA-AUX | Switch,Level-High | Switch |  | LSH | http://www.toronto.ca/TWONTO#00466 |  | Auxiliary Equipment (Building Facilities)
58694 | THC-DEW-OIT-2305 | Operator Interface Terminal,Dewatering,Cake Pump-6710 RPU,3rd Floor,Biosolids Building West | THC-DEW-RPU-2305 | Control Panel,Operator | Communications Equipment |  | OIT | http://www.toronto.ca/TWONTO#00548 |  | Remote Processing Unit,Dewatering,Cake Pump-6710 RPU,3rd Floor,Biosolids Building West
2481 | COL-BCV-RPU-0001 | Remote Processing Unit | COL-BCV-MISC | RPU | Remote Processor Unit |  | RPU | http://www.toronto.ca/TWONTO#00122 |  | Miscellaneous Equipment
11851 | FCL-ELS-MCC-0701-SUS | Control Panel, MCC, Filter Building Process, Electrical Switchgear Room | FCL-ELS-PS-0001 | Control Panel,MCC | Motor Control Center | 36545 | MCC | x |  | Uninterruptible Power Supply,High Lift Bldg - Switchgear Room,LP-0001
135186 | THR-EPS-PSH-0416 | Switch, Pressurel-High, Grease Pump, Centrifugal 0416, Plant Service, Effluent Pump, Centrifugaling | THR-EPS-P-0410 | Switch,Pressure-High | Switch |  | PSH | http://www.toronto.ca/TWONTO#00604 |  | Pump, Centrifugal, Screw
45160 | TAB-DIG-LSHH-0324 | Switch,Level -High-High,Digester Tank T-0300 | TAB-DIG-T-0300 | Switch,Level-High-High | Switch |  | LSHH | http://www.toronto.ca/TWONTO#00466 |  | Digestion Tank 03
45463 | TAB-DIG-SQ-0010 | Emergency Eye Wash Pack, # 10 Digester 1-4 Bsmt | TAB-DIG-STRC-T1-4 | PPE,Eyewash Station | Safety Equipment | 34476 | SQ | x |  | Digester Tanks 1-4 - Drains, Electrical Service(110/220V), Lighting, Plumbing
34549 | COL-PWN-MCC-0001 | Motor Control Centre | COL-PWN | Control Panel,MCC | Motor Control Center |  | MCC | http://www.toronto.ca/TWONTO#00110 |  | Warren Park Pumping Station
3162 | COL-MTI-TSH-2901 | Switch, Temperature, High, Oil, Hydraulic System, MTI Chamber CH-2900 | COL-MTI-CH-2900 | Switch | Switch |  | TSH | http://www.toronto.ca/TWONTO#00734 |  | Chamber,Roxton St. Control Chamber No.29, MTI
121774 | THC-ACC-V-6516 | Valve, Circuit Balancing, AHU-6500, 2nd Floor Mech Room #1, Headworks | THC-ACC-AHU-6500 | Valve | HVAC |  | V | http://www.toronto.ca/TWONTO#00781 |  | Air Handling Unit, Pipe Gallery, 2nd Floor Mech Room #1, Headworks
82867 | FHA-SES-SQ-0069 | Safewaze 3512-0241 6’ shock absorber lanyard Ser 61098 | FHA-SES |  | Safety Equipment |  | SQ | http://www.toronto.ca/TWONTO#00333 |  | Safety & Environmental Services
94878 | FHO-SES-SQ-6216 | Safety Harness, Serial Number E004010070E17CC2, Walter Casolino | FHO-SES-SQ-0006 | PPE,Harness | Safety Equipment |  | SQ | http://www.toronto.ca/TWONTO#00332 |  | Fall Arrest Systems
101167 | KR2243A | Fan, Air Heater, Silo #3, 4th Floor, Silo Building | TAB-ACC-HTR | H.V.A.C.,Heater | HVAC |  |  | http://www.toronto.ca/TWONTO#00418 |  | Heaters- Convection,
67789 | THR-ACC-FSL-0972S | Switch, Flow-Low, Air Curtain 0972, Plant Services, Gallery Ventilation, Zone 3B | THR-ACC-FN-0972S | Switch,Flow-Low | Switch | 39350 | FSL | x |  | Fan, Air Curtain, T20, Plant Services, Gallery Ventilation, Zone 3B
80283 | FHA-SED-ZSH-0303H | Switch, Limit, Access Hatch Zone 3, Settling Basin T-0301 | FHA-SED-ZSH-0303 |  | Security System |  | ZSH | http://www.toronto.ca/TWONTO#fohur-bugut-lijif-zazom |  | Switch, Limit, Access Hatch Zone 3
93958 | WTR-PRH-MCC-0102 | Motor Control Centre, 600VAC, Switchgear Electrical Room | WTR-PRH-AUX | Control Panel,MCC | Motor Control Centre |  | MCC | http://www.toronto.ca/TWONTO#00110 |  | Auxiliary Equipment (Building Facilities)
146413 | WTR-PSC-T-0006-SUS | SCBA 4500 psi Bottle, ARAP | WTR-SUSPENDED | Tank | Safety Equipment | 47453 | T | x |  | Suspended Obsolete entity for storage purpose
109077 | TAB-CW-FSH-0001S | Switch, Flow, High, Eye Wash Station | TAB-CW-SQ-0001S | Switch,Flow-High | Safety Equipment | 46684 | FSH | x |  | Eye Wash and Shower Station,Chlorine Bldg.
21942 | FHO-ELS-WR-0708 | Welding Receptacle, TRW P.S. S5, TRW Basement, North | FHO-ELS-LTG |  | Power Distribution Panel |  | WR | http://www.toronto.ca/TWONTO#00821 |  | Facility Electrical System
57950 | THC-AER-T-3300 | Tank, Aeration | THC-AER-PHASE I-IV | Tank,Non-Pressurized | Tank |  | T | http://www.toronto.ca/TWONTO#00140 |  | AerationTreatment
| FIS-CHLORINE-BLDG | Building Location | FIS-EUS |  |  |  |  | http://www.toronto.ca/TWONTO#00260 | Process | Production & End User Support
77779 | THR-PRM-T-0500 | Tank, Primary Clarification - Primary Tank - South | THR-PRM-SOUTH | Tank | Tank |  | T | http://www.toronto.ca/TWONTO#00219 |  | Primary Treatment, South Primary
88922 | FHO-ACC-FS-0201 | Switch, Flow, Air, AHU-0201 Outlet, Ammonia Area HVAC,Chemical Building, North Penthouse | FHO-ACC-AHU-0201 |  | Switch |  | FS | http://www.toronto.ca/TWONTO#00367 |  | Air Handling Unit, Ammonia Area HVAC, Chemical Building North Penthouse
29958 | FIS-RW-FSL-0001 | Switch, Flow, Low, Turbidity Analyser AIT-0001 Inlet, Intake Valve Chamber Upper Level | FIS-RW-AIT-0001 | Switch,Flow-Low | Switch |  | FSL | http://www.toronto.ca/TWONTO#00367 |  | Analyzer, Turbidity, Intake Valve Building, Upper Level, Sampling Pumps Intake
127601 | THC-PRM-RPU-1813 | RPU Panel, Smoke Alarm, Phase 4 | THC-ACC-BLDG G | Air Handling Unit | Remote Processor Unit |  | RPU | http://www.toronto.ca/TWONTO#00122 |  | Air Treatment Building HVAC
55866 | TAB-WA6-SQ-8771 | Lanyard | TAB-WA6-SQ-0001 | PPE | Safety Equipment |  | SQ | http://www.toronto.ca/TWONTO#00333 |  | Fall Arrest System
110798 | TAB-DIG-LSH-8062 | Switch, Level-High, Sump Pump 8062 & 8063, Pump Room, Digesters 9-12 Control Building. | TAB-DIG-P-8062 | Switch,Level-High | Switch |  | LSH | http://www.toronto.ca/TWONTO#00466 |  | Pump, Centrifugal, Submersible Sump Pump, Digester 9-12 Control Building Basement
60334 | THC-ACC-V-6112 | Valve, Ball, Manual, AHU-6100, 2nd Floor Mech Room #2, Headworks | THC-ACC-AHU-6100 | Valve,Ball | HVAC |  | V | http://www.toronto.ca/TWONTO#00781 |  | Air Handling Unit, Truck Loading Bay, Mech Room #2, Headworks
67071 | THC-THK-T-5050 | Tank,Buffer,Centrate Sampling,Thickening Centrifuge CF-0300 | THC-THK-AIT-5090 | Sampler | Tank |  | T | http://www.toronto.ca/TWONTO#00708 |  | Analyzer,Suspended Solids,Centrate Sampling,Thickening Build.
119366 | TAB-THK-T-4111 | Tank, Polymer Mixing/Aging 1 | TAB-THK-T | Tank,Non-Pressurized | Tank |  | T | http://www.toronto.ca/TWONTO#00211 |  | Polymer Mixing Tanks
| MAIN-021 | Main 021 | WTR-LWA |  |  |  |  | http://www.toronto.ca/TWONTO#00804 | Sub-Process | Work Area 2 Central Mains and Chambers
129577 | THR-ACC-AC-0610 | Air Cinditioning, Cooling & Fan Unit, MCC Room | THR-HVAC-HPBB | H.V.A.C.,Air Conditioner | HVAC |  | AC | http://www.toronto.ca/TWONTO#00141 |  | Heating, Ventilation and Air Conditioning, High Pressure Blower Building
136715 | THR-MCS-LD-2570 | Come Along, Manual, Work Area 2 | THR-S-E | Lifting Device,Chain | Lifting Device | 34736 | LD | x |  | SUSPENDED ENTITY
| MAIN-025 | Main 025 | WTR-LWA |  |  |  |  | http://www.toronto.ca/TWONTO#00804 | Sub-Process | Work Area 2 Central Mains and Chambers
113383 | TAB-ELQ-MCC-0652 | Motor Control Centre | TAB-STR-ELQ | Control Panel,MCC | Motor Control Centre | 34399 | MCC | x |  | Blower Building - Power Distribution & Electrical Equipment
26347 | COL-YKP-VEH-0038S | Vehicle, Truck #041152 (Escape) | COL-YKP | Vehicle,Licensed | Vehicle | 41615 | VEH | x
10421 | COL-MTI-T-2900 | Reservoir/Tank, Oil, Hydraulic Power Unit, MTI Chamber CH-2900 | COL-MTI-CH-2900 | Tank | Tank |  | T | http://www.toronto.ca/TWONTO#00211 |  | Chamber,Roxton St. Control Chamber No.29, MTI
9059 | COL-YKP-DA-1657S | Davit Upper Arm-1657 | COL-W-OBSOLETE | Safety | Safety Equipment | 45996 | DA | x |  | Col West Obsolete Entities
145750 | WTR-PPD-TSH-0001 | Switch, Temperature-High, Building Alarm | WTR-PPD-AUX | Switch,Temperature-High | Switch |  | TSH | http://www.toronto.ca/TWONTO#00734 |  | Auxiliary Equipment (Building Facilities)
| MAIN-028 | Main 028 | WTR-LWA |  |  |  |  | http://www.toronto.ca/TWONTO#00804 | Sub-Process | Work Area 2 Central Mains and Chambers
71692 | THR-DIG-PSL-5440 | Switch, Pressure-Low, Inlet Gas compressor 5440 | THR-DIG-C-5440 | Switch,Pressure-Low | Switch |  | PSL | http://www.toronto.ca/TWONTO#00604 |  | Compressor, Gas, Mixing System, Digester Tank#3
40383 | TAB-ACC-FSL-1600 | Switch, Flow, Low, Air, Supply Fan 1600, Loading Bay Rooftop | TAB-ACC-AHU-1600 | Switch,Flow-Low | Switch |  | FSL | http://www.toronto.ca/TWONTO#00367 |  | Air Handling Unit, D Bldg Roof
81416 | TNT-MCS-LD-0011 | Trolley | TNT-MCS-LD | Lifting Device | Rigging Equipment |  | LD | http://www.toronto.ca/TWONTO#00474 |  | Lifting Devices , cranes/ Portable crane/hoists, come alongs, slings, wire rope, chains
131117 | THR-AER-T-0410 | Tank, Secondary Treatment, Aeration - South | THR-AER-T | Tank | Tank |  | T | http://www.toronto.ca/TWONTO#00140 |  | Aeration Tanks
130486 | THR-ACC-RPU-0222 | RPU, BAS System, North Grit Electrical Room | THR-ELS-GRIT | RPU | Remote Processor Unit |  | RPU | http://www.toronto.ca/TWONTO#00122 |  | Electrical System, Grit Bldg., North Prelimanry and Primary Station
62644 | THC-MCS-MT-0003 | Radial Arm Drill, Building A | THC-MCS-MEQ | Machine Tool,Radial arm Drill | Tool |  | MT | http://www.toronto.ca/TWONTO#00703 |  | Machine Shop and Equipment
12466 | COL-PCU-LSHH-0204 | Sensor, Switch, High-High, Wet Well #2 | COL-PCU-AUX-INST | Switch,Level-High-High | Switch |  | LSHH | http://www.toronto.ca/TWONTO#00466 |  | Instrumentation Equipment
63703 | THC-PLT-MSL-1100 | Switch, Motion, Low, Conveyor CV-1100, Screenings and Grit Conveyance | THC-PLT-CV-1100 |  | Switch |  | MSL | http://www.toronto.ca/TWONTO#00530 |  | Conveyor, Screw, Conveyor, Screenings and Grit Conveyance
136734 | THR-MCS-LD-8102 | Come Along, Work Area 2 | THR-LD-WA3 | Lifting Device,Chain | Lifting Device | 34740 | LD | x |  | Lifting Devices, Chain Hoist, Come Along & Slings
85774 | WTR-PHL-TPD-0002 | Tripod, Fall Arrest, S/N 6-99, Truck 49 | WTR-CENTRAL-SES | PPE | Safety Equipment |  | TPD | http://www.toronto.ca/TWONTO#00331 |  | Safety & Lifting Devices
34393 | COL-YKP-DA-1734511A(S) | Davit Base Leg-1734511A | COL-YKP-DA-0009S | Safety | Safety Equipment | 45519 | DA | x |  | Davit Arm Assembly with Upper Arm-1734511
133985 | THR-DIS-FN-0100 | Fan, Workshop, Disinfection Building Roof | THR-DIS | Fan | HVAC |  | FN | http://www.toronto.ca/TWONTO#OWLClass_binid-posum-pozar-motav |  | Disinfection
66875 | THC-GRK-VEH-378265 | Vehicle, 2016 Polaris Brutus (WA3) | THC-GRK-VEHICLES | Vehicle,Licensed | Vehicle |  | VEH | http://www.toronto.ca/TWONTO#00400
29960 | FIS-RW-FSL-0003 | Switch, Flow, Low, PH Analyser AIT-0003 Inlet, Intake Valve Chamber Upper Level | FIS-RW-AIT-0003 | Switch,Flow-Low | Switch |  | FSL | http://www.toronto.ca/TWONTO#00367 |  | Analyzer, pH, Intake Valve Building, Upper Level, Sampling Pumps Intake
41534 | TAB-ACC-TSL-3680 | Switch, Temperature, low | TAB-ACC-AHU-3680 | Switch,Temperature-Low | Switch |  | TSL | http://www.toronto.ca/TWONTO#00734 |  | AHU, OPS #3
66323 | THC-SES-MEQ-0604 | Anchor,Fall Arrest,South Pumping Station,Intermediate Level | THC-MCS-LD |  | Safety Equipment |  | MEQ | http://www.toronto.ca/TWONTO#hulol-galof-pivol-pojum |  | Mechanical Services, Lifting Device
9040 | COL-YKP-VEH-0010S | Vehicle, Truck #064100 (RAM 2500) | COL-YKP | Vehicle,Licensed | Vehicle | 39138 | VEH | x
9050 | COL-YKP-VEH-0018S | Vehicle, Truck #095091 (Transit XL) | COL-W-OBSOLETE | Vehicle,Licensed | Vehicle | 42725 | VEH | x
90445 | FHO-AM-FSL-0001 | Switch, Flow-Low, Inlet, Siphon Breaker, Ammonia to Primary TRW W-Chem Mix Channel, S2,Mix Gallery,S | FHO-AM SCRUBBER-SU | Switch,Flow-Low | Switch |  | FSL | http://www.toronto.ca/TWONTO#00367 |  | Ammonia Scrubber System
107343 | TAB-ACC-PDSH-4901 | Switch, Pressure, Differencial, High, Waste Gas Burner Station | TAB-ACC-AHU-4901 | Switch,Pressure-High | Switch |  | PDSH | http://www.toronto.ca/TWONTO#00604 |  | Air Handling Unit, Waste Gas Buner Station
113075 | TAB-EL2-SQ-6130 | Spill kit,DAWG® 20 Gallon Overpack | TAB-ELS-ESQ | Spill Kit | Safety Equipment | 34585 | SQ | x |  | Electrical Safety Equipment
94782 | FHO-SES-SCBA-0031 | Cylinder, SCBA, Air Pack, 2216 PSI, Ser #OJ-362641 | FHO-SES-SQ-0003 | PPE,SCBA | Safety Equipment |  | SCBA | http://www.toronto.ca/TWONTO#00582 |  | Breathing Air Tanks
136572 | THR-GRK-VEH-319003S | Tractor, Kubota, ZP-728, Unlicensed, WA4 | THR-GRK-GQ-WA3 | Vehicle,Unlicensed | Vehicle | 42603 | VEH | x
16295 | FHA-FLT-F-1101 | Filter #11, Filter Building, West Filter Gallery South | FHA-FLT | Filter | Filter |  | F | http://www.toronto.ca/TWONTO#00348 |  | Filtration
138288 | THR-SCBA-TRN-WA2 | SCBA Training WA2 | THR-SES-SCBA |  | Safety Equipment |  |  | http://www.toronto.ca/TWONTO#00278 |  | Self Contained Breathing Apparatus
75959 | THR-GRK-WA1 | Building & Grounds Work Area 1 | THR WORK AREA 1 |  | Grounds |  |  | http://www.toronto.ca/TWONTO#00010 |  | Solid Handling
81496 | FHA-SES-LDR-0113 | FHA-SES-LD-0081 - 28' Ext Ladder Fiberglass ( Scarborough Pump Room ) | FHA-SES-LD-1 | Safety | Safety Equipment |  | LDR | http://www.toronto.ca/TWONTO#00457 |  | Ladders
117349 | TAB-RSP-PSL-2209 | Switch, Pressure,Low, Seal Water to Pump-2209 | TAB-RSP-P-2209 | Switch,Pressure | Switch |  | PSL | http://www.toronto.ca/TWONTO#00604 |  | Pump, Raw Sewage #9
125859 | THC-INC-BU-1043 | Burner, Hearth 7, Incinerator 1000 | THC-INC-FU-1000? | Burner | Burner |  | BU | http://www.toronto.ca/TWONTO#00191 |  | Furnace, Incinerator 1000
129712 | THR-ACC-CU-0610 | Air Conditioning, Condensing Unit, HPBB Roof | THR-HVAC-HPBB | H.V.A.C.,Air Conditioner | HVAC |  | CU | http://www.toronto.ca/TWONTO#00236 |  | Heating, Ventilation and Air Conditioning, High Pressure Blower Building
38977 | TAB-ACC-CU-2188 | Condensing Unit, Z Bldg | TAB-ACC-FN-ZBLDG | Fan | HVAC |  | CU | http://www.toronto.ca/TWONTO#00236 |  | Exhaust Fans , Z Bldg
146973 | WTR-RLW-SQ-0001 | Eye Wash Station | WTR-RLW-AUX | PPE,Eyewash Station | Safety Equipment | 35682 | SQ | x |  | Auxiliary Equipment (Building Facilities)
78798 | THR-SES-SQ-0334 | Lanyard for Harness, PPE Allen Villanueva | THR-SES-FAS | Safety | Safety Equipment |  | SQ | http://www.toronto.ca/TWONTO#00333 |  | Fall Arrest Sytem (Harness and Lanyard), Safety Equipment
83688 | THR-PRS-F-0002S | Filter, Fine Bag, Ferrous Chloride Storage Tanks Inlet, Chemical Building, Secondary Treatment, Phosphorous Removal | THR-PRS-F | Filter | Filter | 39806 | F | x |  | Phosphorous Removal System, Filtration
62786 | FCL-FLT-LSL-0015-SUS | Switch, Level-Low, Filter 1501, Filter No.1501 | FCL-FLT-F-1501 | Switch,Level-Low | Switch | 36621 | LSL | x |  | Filter, Carbon Activated, Filter Building, Filter Gallery West
| FIS-DECOM | Building Location | FIS-EUS |  |  |  |  | http://www.toronto.ca/TWONTO#00260 | Process | Production & End User Support
62480 | THC-ITS-PA-3710 | IDF Panel, Public Address System, , Bldg. M | THC-ITS-MDF-1000 | Network,Telecommunication | Communications Equipment |  | PA | http://www.toronto.ca/TWONTO#OWLClass_aaa0534b_8301_4f5e_86a4_f0d2cc6e91a2 |  | Public Address System, Master Distribution , Control System, Admin Bldg,
65232 | THC-ELS-MCC-1002 | MCC, Access Building T15, Phase I Primary | THC-ELS-PS-0001-TUN | Control Panel,MCC | Motor Control Centre |  | MCC | http://www.toronto.ca/TWONTO#00110 |  | Primary Power Equipment, Building Tunels
129575 | THR-ACC-AC-0330 | Air Conditioner (AC) Unit Mitsubishi | THR-ACC-RSPS |  | HVAC |  | AC | http://www.toronto.ca/TWONTO#00141 |  | Air Conditioning, AHU, HVAC, Exhaust Fans,RSPS
137508 | THR-PLT-RPU-0001 | RPU, Preliminary Treatment, South Screens | THR-ELS-HH | RPU | Remote Processor Unit |  | RPU | http://www.toronto.ca/TWONTO#00122 |  | Electrical System, Head House and Engine Room
128763 | THC-SPC-COM-1805 | Termination Panel, Network, Phase IV Electrical Room | THC-SPC-COM-1802 | SCADA | Network |  | COM | http://www.toronto.ca/TWONTO#00537 |  | SCADA & Computer
28287 | FIS-ITS-COM-1901 | Panel, Termination Panel, Local Area Networks, PLC Room | FIS COMMUNICATIONS | Network | Network |  | COM | http://www.toronto.ca/TWONTO#00537 |  | FIS Communications
49740 | TAB-PLT-FSL-0184 | Switch ,Flow, Low,Odour Control | TAB-PLT-FN-0182 | Switch,Flow | Switch |  | FSL | http://www.toronto.ca/TWONTO#00367 |  | Fan, Scrubber Exhaust, P Bldg, Roof
81417 | TNT-MCS-LD-0012 | Trolley | TNT-MCS-LD | Lifting Device | Lifting Device |  | LD | http://www.toronto.ca/TWONTO#00474 |  | Lifting Devices , cranes/ Portable crane/hoists, come alongs, slings, wire rope, chains
137373 | THR-PLT-LD-2142E | Lifting Device, Sparger Arm, Tank 200, Grit Bldg. | THR-PLT-LD-0200 | Lifting Device | Hydraulic System | 35261 | LD | x |  | Lifting Devices, Sparger Arms, Tank200, Grit Bldg.
19871 | FHO-ACC-FS-1567 | Switch, Flow, Air, FN-1567 Outlet, Ozone Building, L1, Equipment Storage Room 2 | FHO-ACC-FN-1567 |  | Switch |  | FS | http://www.toronto.ca/TWONTO#00367 |  | Fan, Exhaust, Ozone Building, L1, Equipment Storage Room 2
93497 | FHO-MCS-MT-1105 | Personal Tool Kit | FHO-MCS-MEQ | Machine Tool | Tool |  | MT | http://www.toronto.ca/TWONTO#00748 |  | Machine Shop & Equipment
132132 | THR-DCL-FSL-0601 | Switch, Flow, Low, Declorination Dosing Pump P-0600 | THR-DCL-P-0600 | Switch,Flow-Low | Switch |  | FSL | http://www.toronto.ca/TWONTO#00367 |  | Pump, SBS Dosing to Outfall
80096 | THR-WA4-LD-0033 | Sling, Nylon, Work Area 4 (2" X 10') | THR-LD-NYLN-WA4 | Lifting Device,Sling | Lifting Device |  | LD | http://www.toronto.ca/TWONTO#00929 |  | Slings, Nylon, Work Area 4
120829 | THC-ACC-HTR-0058 | Heater, Gas Type, Project Management Area, Admin Building Ground Floor | THC-ACC-BLDG K |  | HVAC |  | HTR | http://www.toronto.ca/TWONTO#00418 |  | Administration Building, HVAC
18650 | COL-PLB-TSH-0151E | Switch, Temperature-High | COL-PLB-SUSPENDED | Switch | Switch | 34553 | TSH | x |  | Longbranch P.S.suspended entities
94812 | FHO-SES-SCBA-HARNESS1 | SCBA Harness # 1 | FHO-SES-SQ-0001 | PPE,SCBA | Safety Equipment |  |  | http://www.toronto.ca/TWONTO#00332 |  | Safety Equipment
81857 | FHA-SES-LDR-0311 | FHA-SES-LD-0037 - 10' Ladder Fiberglass ( Office Change Room ) | FHA-SES | Safety | Safety Equipment |  | LDR | http://www.toronto.ca/TWONTO#00457 |  | Safety & Environmental Services
106624 | TAB-ACC-FSL-0812 | Switch,Flow,Low,Water to Pump | TAB-ACC-P-0812 | Switch,Flow | Switch |  | FSL | http://www.toronto.ca/TWONTO#00367 |  | Pump, Hot Water Circulating, Secondary Loop 2, Admin Radiant Heating P2-2
139225 | THR-THK-RPU-0014 | Remote Processor Unit, STB Control Room (172.22.39.154) | THR-THK | RPU | Remote Processor Unit |  | RPU | http://www.toronto.ca/TWONTO#00122 |  | Sludge Thickening
130372 | THR-ACC-PDSH-4500 | Switch, Pressure Differential, High, Serves THR-ACC-AHU-4500,SP RAS Pumping Station | THR-ACC-AHU-4500 | Switch,Pressure | Switch |  | PDSH | http://www.toronto.ca/TWONTO#00604 |  | Air Handling Unit, 100% Outside Air Draw Thru, RAS Pumping Station
135007 | THR-ELS-PDP-1002S | Control Panel, Power Distribution Panel, Line 1002, Odour Control 600V Switchgear, Indoor | THR-ELS-OCS | Control Panel,Power Distribution Panel | Power Distribution Panel | 39052 | PDP | x |  | Electrical System, Odour Control System
79890 | THR-WA1-LD-95-21 | Sling, Nylon, Work Area 1 (NYLON BELT SLING SIZE; 2" X 8' CAPACITY 6400Lbs SN 1538295-21) | THR-LD-NYLN-WA1 | Lifting Device,Sling | Lifting Device |  | LD | http://www.toronto.ca/TWONTO#00929 |  | Slings, Nylon, Work Area 1
41060 | TAB-ACC-PDS-2821 | Switch,Pressure ,Supply Air, AHU2821 | TAB-ACC-AHU-2821 | Switch,Pressure | Switch |  | PDS | http://www.toronto.ca/TWONTO#00604 |  | AHU, North of Old Dewatering Bldg
118376 | TAB-SPC-CPU-0060 | BAS (Building Automation System) Server Computer, 'M' Building, Control Room | TAB-RSP-INQ-M | Building Service | Communications Equipment |  | CPU | http://www.toronto.ca/TWONTO#00101 |  | M Building - Instrumentation Equipment
| FIS-FILTER BLDG | Building Location | FIS-EUS |  |  |  |  | http://www.toronto.ca/TWONTO#00260 | Process | Production & End User Support
59012 | THC-ACC-HTR-0209 | Heater, Perimeter. Admin Building | THC-ACC-BLDG K |  | HVAC |  | HTR | http://www.toronto.ca/TWONTO#00418 |  | Administration Building, HVAC
117778 | TAB-SES-AED-0001 | Automated external defibrillators- AED | TAB-ELS-ESQ | Safety,Defibrillator | Safety Equipment |  | AED | http://www.toronto.ca/TWONTO#00164 |  | Electrical Safety Equipment
138787 | THR-SES-SQ-7529 | Harness, Full Body, PPE, Bogdan Denderys | THR-SES-FAS | Safety | Safety Equipment | 35746 | SQ | x |  | Fall Arrest Sytem (Harness and Lanyard), Safety Equipment
138191 | THR-PRS-PSH-0400S | Switch, Pressure-High, Ferrous Chloride to North Aeration Tank 0600 Feed Pump Discharge, Chemical Building, Secondary Treatment, Phosphorous Removal | THR-PRS-P-0400S | Switch,Pressure-High | Switch | 39828 | PSH | x |  | Pump, Diaphragm, Ferrous Chloride to North Aeration Tank 0600, Chemical Building, Secondary Treatment, Phosphorous Removal
| FIS-FILTER BLDG | Building Location | FIS-SPC2 |  |  |  |  | http://www.toronto.ca/TWONTO#00260 | Process | Process Control Systems - Equipment
18084 | FHA-SED-ZSH-0103C | Switch, Limit, Access Hatch Zone 3, Settling Basin T-0101 | FHA-SED-ZSH-0103 |  | Security System |  | ZSH | http://www.toronto.ca/TWONTO#fohur-bugut-lijif-zazom |  | Switch, Limit, Access Hatch Zone 1,
89321 | WTR-RMI-ZS-0001 | Switch, Position,Door Security | WTR-RMI-AUX | Switch,Position | Switch |  | ZS | http://www.toronto.ca/TWONTO#00590 |  | Auxiliary Equipment (Building Facilities)
80016 | THR-WA3-LD-0049S | Sling, Nylon, Work Area 3 (Suspended) | THR-LD-NYLN-WA3 | Lifting Device,Sling | Lifting Device | 35924 | LD | x |  | Slings, Nylon, Work Area 3
126031 | THC-INC-G-1002 | Gate,Slide,Pneumatic,Sludge Feed to BTU 1000,Biosolids Building West | THC-INC-FU-1000 |  | Gate |  | G | http://www.toronto.ca/TWONTO#00202
40096 | DOS-SES-SCBA-4226 | SCBA 10 minutes escape pack | DOS-SES-SCBA | Safety | Safety Equipment |  | SCBA | http://www.toronto.ca/TWONTO#00123 |  | Self Contained Breathing Apparatus (SCBA)
41050 | TAB-ACC-PDS-1836A | Switch,Pressure ,Filter, AHU11836 | TAB-ACC-AHU-1836 | Switch,Pressure | Switch |  | PDS | http://www.toronto.ca/TWONTO#00604 |  | AHU, Blower Bldg
97636 | FIS-RW-FSL-0007-SUS | Switch, Flow-Low, Deep Well Submersible Sampling Pump 0001, Intake & Intake Valve Chamber | FIS-SUSPENDED | Switch,Flow-Low | Switch | 38340 | FSL | x |  | Obsolete Entities/Processes
41273 | TAB-ACC-T-6352 | Tank, Air Separator, Secondary Hot Water Loop, Mechanical Room, Dig 9-12 Control Building. | TAB-ACC-HE-6301 | Tank | Tank |  | T | http://www.toronto.ca/TWONTO#00149 |  | Heat Exchanger, Plate and Frame, Mechanical Room, Dig 9-12 Control Building.
119861 | TAB-WA3-LD-7069 | Come Along, Gray Tools | TAB-DEW-SAFETY | PPE | Lifting Device |  | LD | http://www.toronto.ca/TWONTO#00812 |  | Safety Equipment
20139 | FHO-ACC-T-0100 | Tank, Water, Cooling Tower System, Admin Building, S1, Boiler Room | FHO-ACC-HE-0501 |  | Tank |  | T | http://www.toronto.ca/TWONTO#00246 |  | Cooling Tower HE 0501; (New Tag HE-0101), Admin Building west HVAC room (AC CT 1)
30775 | FIS-SPC-COM-1500 | Access Closet, Workshop Building, Switchgear Area | FIS-SPC |  | System Process Control |  | COM | http://www.toronto.ca/TWONTO#00537 |  | Process Control Systems - Services Area
146897 | WTR-RKL-LSH-0101 | Switch, Level-High, Tank 0100 | WTR-RKL-T-0100 | Switch,Level-High | Switch |  | LSH | http://www.toronto.ca/TWONTO#00466 |  | Tank, (South-West Basin)
77790 | THR-PRM-T-1000 | Tank, Primary Clarification - Primary Tank - North | THR-THK-GRK1 | Tank | Tank |  | T | http://www.toronto.ca/TWONTO#00219 |  | Thickening, Ground & Structural
49100 | TAB-OCS-HTR-6701 | Heater, Biofilter Humidification Unit HU-6710, Biofilter Area, P Bldg. | TAB-OCS-HU-6710 | Heater | Gas Collection |  | HTR | http://www.toronto.ca/TWONTO#00418 |  | Humidifier, Humidification Chamber, Biofilter Area, P Bldg.
146247 | WTR-PSA-ZS-0003 | Position Switch, open/close | WTR-PSA-AUX | Switch,Position | Switch |  | ZS | http://www.toronto.ca/TWONTO#00590 |  | Auxiliary Equipment (Building Facilities)
76051 | THR-MCS-CHR-4215 | Chair, Shop Stool, Issued to Ravin Sankar | THR-MCS-MT2-WA2 |  | Tool |  | CHR | http://www.toronto.ca/TWONTO#00566 |  | Machine Tool-2
43752 | TAB-DEW-MEQ-3003 | Dry Polymer Feeder #3 Eductor | TAB-DEW-FD-3003 | Conveyor | Chemical Feeder |  | MEQ | http://www.toronto.ca/TWONTO#00294 |  | Dry Polymer Hopper #3 Feeder
105864 | TAB-ACC-AC-2001 | Conditioner,Air, Control Room East, Aeration(6 Tons) | TAB-ACC-CI | H.V.A.C.,Air Conditioner | HVAC |  | AC | http://www.toronto.ca/TWONTO#00141 |  | Chiller and Air Coolers
57106 | THC-ACC-T-0110A | Domestic Hot Water Tank, Building K | THC-MCS-T-BLDG K | Tank,Domestic Hot Water | Tank |  | T | http://www.toronto.ca/TWONTO#00427 |  | Domestic Hot Water Tank, Building K
39177 | TAB-ACC-F-1421 | Filter, AHU-1420, Air filter | TAB-ACC-AHU-1420 | Filter | Filter |  | F | http://www.toronto.ca/TWONTO#00641 |  | Air Handling Unit,Boiler Room and Basement
76863 | THR-PLT-FSL-1824 | Switch, Flow, Low, Seal Water, Grit Pump P-1820, Headhouse | THR-PLT-P-1820 | Switch,Flow-Low | Switch |  | FSL | http://www.toronto.ca/TWONTO#00367 |  | Pump, Centrifugal (Dry), Grit Vortex Prime Tank T-1800, Headhouse
117342 | TAB-RSP-PSL-1241 | Switch, Pressure-Low, Lubrication Oil, Raw Sewage Pump #4, T-Building | TAB-RSP-T-1241 | Switch,Pressure | Switch |  | PSL | http://www.toronto.ca/TWONTO#00604 |  | Tank, Oil, Raw Sewage Pump #4 Bearing Lubrication System
67791 | THR-ACC-FSL-1401 | Switch, Flow-Low, Outlet, Boiler 1401, Hot Water Supply, Plant Central Hot Water System, Hot Water Boilers | THR-ACC-BO-1401 | Switch,Flow-Low | Switch |  | FSL | http://www.toronto.ca/TWONTO#00367 |  | Boiler, Low Pressure, Hot Water, Plant Central Hot Water System, Hot Water Boilers (CRN-H9308.5,TSSA UID-65022704, SNo.-5.1103724)
109793 | TAB-DEW-T-0530 | Tank, DWS from Centrifuge #5 | TAB-DEW-P-0531 | Tank | Tank |  | T | http://www.toronto.ca/TWONTO#00708 |  | Pump, Sludge Cake Transfer, Baby Schwing #5, Dewater. Bldg, 2/F NW middle
55741 | TAB-WA4-SQ-8403SUS | Lock Out Tag out and Log Book Station | TAB-SLO-SES | PPE | Safety Equipment | 47541 | SQ | x |  | TABWA4 Health and Safety Equipment
69279 | FHO-ACC-RPU-1001 | Remote Programming Unit, TRW Suction Channel HVAC, TRW Suction Channel, S2, North Mixer Gallery, N | FHO-MCS-HVAC | Controller,PLC | Remote Processor Unit |  | RPU | http://www.toronto.ca/TWONTO#00122 |  | Plant HVAC
135940 | THR-FT-T-0900 | Tank, Final Settling, Mixed Liquor, Secondary Clarification - South (Tank#09) | THR-FT-T | Tank | Tank |  | T | http://www.toronto.ca/TWONTO#00675 |  | Final Sedimentation Tank & Dedicated WAS Pumping
4056 | COL-PCU-HIC-0100 | HVAC, Switch, Humidistat, Pump Floor, Cumber PS | COL-PCU-AUX-MECH | Switch | Switch |  | HIC | http://www.toronto.ca/TWONTO#00746 |  | Mechanical Equipment
48283 | TAB-ELS-SQ-6152 | Electrical - Rubber Insulating Gloves Class 1 | TAB-ELS-SQ-GLOVE | PPE,Insulated Glove | Safety Equipment |  | SQ | http://www.toronto.ca/TWONTO#00653 |  | High Voltage Gloves
13271 | FCL-FLT-LSL-0006-SUS | Switch, Level-Low, Filter 0601, , Filter No.0601 | FCL-FLT-F-0601 | Switch,Level-Low | Switch | 36614 | LSL | x |  | Filter, Carbon Activated, Filter Building, Filter Gallery East
111035 | TAB-DIG-PSH-4053 | Switch, Pressure, High, | TAB-DIG-P-4053 | Switch,Pressure-High | Switch |  | PSH | http://www.toronto.ca/TWONTO#00604 |  | Pump, Sludge Mixing, Digester, #5A
28134 | FIS-BW-TSH-0104 | Switch, Temperature, High, Pump Outboard Bearing, Backwash Pump P-0101, Filter Building, Pump Room | FIS-BW-P-0101 |  | Switch |  | TSH | http://www.toronto.ca/TWONTO#00734 |  | Circuit Breaker,4.16 kV,Filter Building,Mezzanine,West,Solid State Starter,FIS-BW-P-0101
110788 | TAB-DIG-LSH-1101 | Switch, Level-High, Emergency Overflow, Digester 11 Roof S/E | TAB-DIG-T-1100 | Switch,Level-High | Switch |  | LSH | http://www.toronto.ca/TWONTO#00466 |  | Tank, Digester tank, Digester 11
47243 | TAB-EL1-LSL-1506 | Switch,Level,Low,Oil,EL1-TR-1506,North Substation | TAB-EL1-TR-1506 | Switch,Level-Low | Switch |  | LSL | http://www.toronto.ca/TWONTO#00466 |  | Transformer,EL1-TR-1506,13.8-4.16KV,3 PH
136656 | THR-MCS-LD-0339 | Cable Hoist, Electric,3/4T, Work Area 1, | THR-LD-WA1 | Lifting Device | Lifting Device |  | LD | http://www.toronto.ca/TWONTO#00422 |  | Lifting Devices, Chain Hoist, Come Along & Slings
81813 | THR-OCS-DM-0071 | Damper, Butterfly, Suction, Fan 0070, Carbon System | THR-OCS-FN-0070 | Damper/Louver | HVAC |  | DM | http://www.toronto.ca/TWONTO#00142 |  | Fan, Centrifugal, Odourous Air, Carbon System
109784 | TAB-DEW-RPU-1110 | RPU | TAB-DEW CENTRIFUGES | RPU | Remote Processor Unit |  | RPU | http://www.toronto.ca/TWONTO#00122 |  | Centrifuge Systems
107163 | TAB-ACC-LSL-1222 | Switch,Level,Low,Glycol Make Up Line | TAB-ACC-T-1222 | Switch,Level | Switch |  | LSL | http://www.toronto.ca/TWONTO#00466 |  | Tank, Make Up, Glycol Make Up Line
132819 | THR-DIG-PSH-4805 | Switch, Pressure-High, Discharge, Pump 4805, Solids Treatment, Heating System - Digesters - Tank 0900 Tank 1000 | THR-DIG-P-4805 | Switch,Pressure-High | Switch |  | PSH | http://www.toronto.ca/TWONTO#00604 |  | Pump, Centrifugal, Hot Water Recirculation, Tank 0900
139413 | THR-WA1-LD-799-9 | Sling, Nylon, Work Area 1 (NYLON BELT SLING SIZE; 2" X 4', CAPACITY 6400 LBS, SN 1045799-9) A | THR-LD-NYLN-WA1 | Lifting Device,Sling | Lifting Device |  | LD | http://www.toronto.ca/TWONTO#00929 |  | Slings, Nylon, Work Area 1
| MAIN-028 | Main 028 | WTR-MT1 |  |  |  |  | http://www.toronto.ca/TWONTO#00804 | Sub-Process | Work Area 1 EAST Mains and Chambers
80471 | THR-FT-RPU-0005S | Remote Processor Unit, Final Tank 0900, Tank 1000, Tank 1100,Tank 1200 (172.22.37.180) | THR-FT-RPU | RPU | Remote Processor Unit | 39568 | RPU | x |  | Final Tank, Remote Processor Unit, UPS & RTU
45426 | TAB-DIG-PSH-9601 | Switch,Pressure,High, PSH300-6, Digester Gas Train, Boiler #6, Z Building | TAB-ACC-DIG-0060 | Switch,Pressure | Switch |  | PSH | http://www.toronto.ca/TWONTO#00604 |  | Digester Gas Train, Boiler #6, Z Building
113504 | TAB-ELS-SQ-HOT STICK | High Voltage Hot Stick | TAB-ELS-ESQ |  | Safety Equipment |  |  | http://www.toronto.ca/TWONTO#00426 |  | Electrical Safety Equipment
96988 | FIS-FEQ-FEQ-4001-SUS | Fire extinguisher, Type K, Fire Prevention, Kitchen | FIS-MARINE-BUILDING |  | Safety Equipment | 46927 | FEQ | x |  | FIS Marine Yard Building
130140 | THR-ACC-NR-651 | HVAC Unit & Fan, N. Kurian Office | THR-ACC-ADM | H.V.A.C.,Heater,Unit | HVAC |  | NR | http://www.toronto.ca/TWONTO#00418 |  | Air Conditioning, HVAC, Admin Building
128005 | THC-PRM-ZSH-1173 | Switch, Position High, Cylinder Extend, Valve 1173C | THC-PRM-V-1173 | Switch,Position-High | Switch |  | ZSH | http://www.toronto.ca/TWONTO#00590 |  | Valve, Hydraulic Cylinder, Scum Skimmer, Tank 1100, Primary Clarifier, Phase IV
133918 | THR-DIS-LSHH-1540 | Switch, Level-High-High,Pump 1540/1550,Sump, Workshop, Disinfection Facility Building, Plant Services, Flood Monitoring System | THR-DIS-P-1540 | Switch,Level-High-High | Switch |  | LSHH | http://www.toronto.ca/TWONTO#00466 |  | Pump, Sump, Workshop, Disinfection Facility Building, Plant Services, Flood Monitoring System
4271 | COL-PKP-RPU-0001 | Remote Processing Unit, All control and Instrumentation Equipment - RPU | COL-PKP |  | Remote Processor Unit |  | RPU | http://www.toronto.ca/TWONTO#00122 |  | Kennedy Park Sewage Pumping Station
108109 | TAB-ACC-V-1439 | Valve, Reheat, Modulating | TAB-ACC-HTR-1439 | Valve | HVAC |  | V | http://www.toronto.ca/TWONTO#00781 |  | Heater, Hot Water Reheat Coil
135871 | THR-FT-PSL-2520S | Switch, Pressure-Low, Suction, Pump 2520, RAS Pumping - South | THR-FT-P-2520 | Switch,Pressure-Low | Switch | 39556 | PSL | x |  | Pump, Centrifugal, Tank 1600 & 1700, RAS Pumping,Tunnel 23, South
132548 | THR-DIG-LSH-2171A | Switch, Level, High, Sump Pump, Near Digester Tank 6 | THR-DIG-CP-2171 | Pump,Centrifugal | Switch |  | LSH | http://www.toronto.ca/TWONTO#00466 |  | Control Panel, Duplex Sump, Near Digester Tank 6
30047 | COL-PWR-LSH-0105 | Switch,Level, High,Flood Alarm, Wet Well #1 | COL-PWR | Switch,Level-High | Switch |  | LSH | http://www.toronto.ca/TWONTO#00466 |  | West Rouge Pumping Station
77775 | THR-PRM-T-0200 | Tank, Primary Clarification - Primary Tank - South | THR-PRM-SOUTH | Tank | Tank |  | T | http://www.toronto.ca/TWONTO#00219 |  | Primary Treatment, South Primary
55681 | TAB-WA4-LD-7006 | Chain Block, 1/2 Ton | TAB-WA4-SQ-0010 | Lifting Device | Lifting Device |  | LD | http://www.toronto.ca/TWONTO#00422 |  | WA4 Fall arrest systems
119644 | TAB-WA1-SQ-1050 | Sling | TAB-WA1-SQ-1000 | Lifting Device,Sling | Lifting Device |  | SQ | http://www.toronto.ca/TWONTO#00926 |  | WA1 Lifting Devices and Slings
65324 | THC-ELS-MCC-5002 | Control Panel,MCC,Primary Digesters | THC-ELS-PS-0001 | Control Panel,MCC | Motor Control Centre |  | MCC | http://www.toronto.ca/TWONTO#00110 |  | Primary Power Equipment
73138 | THR-ACC-NR-666 | HVAC Unit & Fan, Admin Lunch Room | THR-ACC-ADM | H.V.A.C.,Heater,Unit | HVAC |  | NR | http://www.toronto.ca/TWONTO#00418 |  | Air Conditioning, HVAC, Admin Building
144000 | WTR-PHL-DR-0011 | Door | WTR-PHL-AUX | Fire Prevention | Door |  | DR | http://www.toronto.ca/TWONTO#00353
8276 | COL-PWR-LSH-0203 | Switch,Level, High, Wet Well #2 | COL-PWR-WEL-0200 | Switch,Level-High | Switch |  | LSH | http://www.toronto.ca/TWONTO#00466 |  | Well, Wet Well #2, West Rouge PS
87498 | WTR-PEL-DR-0006 | Door | WTR-PEL-AUX | Door | Door |  | DR | http://www.toronto.ca/TWONTO#00286
44090 | TAB-DEW-TSH-0821B | Switch, Temperature, High, Lub Oil Return from Bearing, Drive end | TAB-DEW-CF-0821 | Switch,Temperature | Switch |  | TSH | http://www.toronto.ca/TWONTO#00734 |  | Centrifuge # 8
79138 | THR-ELS-MCC-1602 | Control Panel, MCC 1602, Primary Pumping Station, MCC-1601 & 1602 (MCC 12) | THR-ELS-PRMS | Control Panel,MCC | Motor Control Centre |  | MCC | http://www.toronto.ca/TWONTO#00110 |  | Electrical System, Primary Station South
76681 | FHO-ELS-LP-0811 | Load Panel, Chemical Feed Panel #2, 120/208V, Chemical Building, S2, Room CH402 | FHO-ELS-LTG-2000 |  | Power Distribution Panel |  | LP | http://www.toronto.ca/TWONTO#00477 |  | Lighting, Facility Interior : Plant wide, interior lighting
| FIS-FILTER BLDG | Building Location | FIS-SPC |  |  |  |  | http://www.toronto.ca/TWONTO#00260 | Process | Process Control Systems - Services Area
34385 | COL-YKP-DA-1733978 | Davit Mast -1733978 | COL-YKP-DA | Safety | Safety Equipment |  | DA | http://www.toronto.ca/TWONTO#00331 |  | Davit Arm Assembly
63807 | THC-PLT-TPD-6010 | Trap Priming Device, Electronic, Mechanical Room 2, Headworks | THC-ELS-LP-4023A | Piping | Plumbing |  | TPD | http://www.toronto.ca/TWONTO#00757 |  | Lighting Panel, Mechanical Room #2, Headworks
55817 | TAB-WA6-SQ-4970 | Harness - Shared Equipment | TAB-WA6-SQ-0001 | PPE | Safety Equipment |  | SQ | http://www.toronto.ca/TWONTO#00332 |  | Fall Arrest System
66931 | THC-INC-BU-2031 | Burner, Hearth 1, Incinerator 2000 | THC-INC-FU-2000? | Burner | Burner |  | BU | http://www.toronto.ca/TWONTO#00191 |  | Furnace, Incinerator 2000
79186 | THR-ELS-PDP-0901S | Control Panel, Power Distribution Panel, Line 0901, Odour Control 600V Switchgear, Indoor | THR-ELS-OCS | Control Panel,Power Distribution Panel | Power Distribution Panel | 39051 | PDP | x |  | Electrical System, Odour Control System
137468 | THR-PLT-SQ-0122 | Fall Protection Post for Bar screen 0122 | THR-PLT-SC-0122 | Safety,Eye wash | Safety Equipment |  | SQ | http://www.toronto.ca/TWONTO#00341 |  | Bar Screen, Preliminary Treatment
125739 | THC-FT-PSL-1395 | Switch, Inlet, Pressure-Low, Scum Transfer Pump 1390,Secondary,Phase IV | THC-FT-P-1390SUSPEND | Switch,Pressure-Low | Switch |  | PSL | http://www.toronto.ca/TWONTO#00604 |  | Pump, Scum, Tunnel T19 Phase IV Secondary
15249 | FCL-TRW-T-0001 | Vessel, Pressure, Surge, Surge Tank Building | FCL-TRW-4 | Vessel,Pressure | Tank |  | T | http://www.toronto.ca/TWONTO#00629 |  | Surge Suppression
98015 | FIS-SES-LDR-3501 | Ladder, 3' Aluminum, Gaseous Chemical Building, Tools Area | FIS-SES | Safety | Tool |  | LDR | http://www.toronto.ca/TWONTO#00457 |  | Safety, Instrumentation & Environmental Services
75245 | THR-FT-T-1800 | Tank, Final Settling, Mixed Liquor, Secondary Treatment, Secondary Clarification - North (Tank#18) | THR-FT-T | Tank | Tank |  | T | http://www.toronto.ca/TWONTO#00675 |  | Final Sedimentation Tank & Dedicated WAS Pumping
89552 | WTR-RRH-ZS-0002 | Sensor, Door, Security, North Door, Rosehill Reservoir, Valve House, Storage Room | WTR-RRH-AUX | Sensor,Position | Switch |  | ZS | http://www.toronto.ca/TWONTO#00590 |  | Auxiliary Equipment (Building Facilities)
33665 | COL-YKP-DA-110675(S) | Davit Upper Arm-110675 | COL-YKP-DA-0016S | Safety | Safety Equipment | 45999 | DA | x |  | Davit Arm Assembly with Upper Arm-110675
| MAIN-028A | Main 028A | WTR-MT1 |  |  |  |  | http://www.toronto.ca/TWONTO#00804 | Sub-Process | Work Area 1 EAST Mains and Chambers
43175 | TAB-CW-FSH-0002S | Switch, Flow, High,Eye Wash & Shower Station , Bio Soild Bldg., | TAB-CW-SQ-0002S | Switch,Flow-High | Safety Equipment | 46686 | FSH | x |  | Eye Wash & Shower Station , Bio Soild Bldg., Next To Chemical Storage Tanks Scrubber Room
42705 | TAB-CAP-PRJ-0019 | Z Building HVAC Upgrade Project | TAB-WA6 |  | HVAC |  | PRJ | http://www.toronto.ca/TWONTO#00619 |  | Common to Projects, Bldg. Services, Z Building
| FIS-FILTER-BLDG | Building Location | FIS-EUS |  |  |  |  | http://www.toronto.ca/TWONTO#00260 | Process | Production & End User Support
11979 | FCL-DEW-T-0101-SUS | Dewatering, Dry Pit RW | FCL-DEW | Tank,Non-Pressurized | Tank | 36467 | T | x |  | Dewatering
127228 | THC-PLT-PSH-5844 | Switch,Diff. Pressure High,Oil Reverse,Headhouse | THC-PLT-T-5810 | Switch,Pressure | Switch |  | PSH | http://www.toronto.ca/TWONTO#00604 |  | Reservoire, Oil, Hydraulic Pack, Conveyors, Grit Tanks
52995 | TAB-RSP-SQ-9120 | First Aid Kit T Bldg | TAB-WA1-SQ | Safety,First Aid Kit | Safety Equipment |  | SQ | http://www.toronto.ca/TWONTO#00355 |  | Safety Equipment & Supplies Common to WA1
47376 | TAB-EL1-MCC-6573 | Motor Control Centre, Z Bldg | TAB-EL1-MCC-6536 | Control Panel,MCC | Motor Control Centre |  | MCC | http://www.toronto.ca/TWONTO#00110 |  | Motor Control Centre, Z Bldg
109618 | TAB-DEW-MX-0230 | Tank, Hopper Agitator, #2 Schwing Pump | TAB-DEW-T-0230 | Tank | Tank |  | MX | http://www.toronto.ca/TWONTO#00526 |  | Tank, DWS from Centrifuge #2
34386 | COL-YKP-DA-1733978 | Davit Mast -1733978 | COL-YKP-DA-0015S | Safety | Safety Equipment |  | DA | http://www.toronto.ca/TWONTO#00331 |  | Davit Arm Assembly with Upper Arm-1671130
133006 | THR-DIG-RPU-0004 | Remote Processor Unit, Digester, Tank 0800 (172.22.39.129) | THR-DIG-PD-0800 | RPU | Remote Processor Unit |  | RPU | http://www.toronto.ca/TWONTO#00122 |  | Tank, Primary Digester-8, Solids Treatment
2702 | COL-MTI-G-2903 | Gate 3,Roxton St. Control Chamber No.29, MTI | COL-MTI | Valve,Gate,Sluice,Act. | Gate |  | G | http://www.toronto.ca/TWONTO#00202
94876 | FHO-SES-SQ-6209 | Safety Harness, Serial Number 53739, Kevin Boudreau | FHO-SES-SQ-0006 | PPE,Harness | Safety Equipment |  | SQ | http://www.toronto.ca/TWONTO#00332 |  | Fall Arrest Systems
107177 | TAB-ACC-MEQ-6402 | Mechanical Equipment, Electronic Trap Priming Device, Mech Room No. 5, Old Screen Bldg., P Bldg. | TAB-PLT-PLQ-P | Building Service,Floor Drain | Plumbing |  | MEQ | http://www.toronto.ca/TWONTO#00757 |  | Plumbing, General, P Bldg Prelim Treatment
18582 | FHA-SES-SQ-0034 | Miller Minilite fall limiter Ser# 504909 | FHA-SES-SQ-6 |  | Safety Equipment |  | SQ | http://www.toronto.ca/TWONTO#00470 |  | Safety Fall Protection Equipment
143163 | WTR-PDS-LSH-0001S | Switch,Level High,Flood Alarm | WTR-PDS-AUX | Switch,Level-High | Switch | 38625 | LSH | x |  | Auxiliary Equipment (Building Facilities)
48370 | TAB-EPG-RPU-6001 | Remote Processing Unit,Controller,Standby Generator 6001,Emergency Power,P Building | TAB-EL1-GEN-6001 | RPU | Remote Processor Unit |  | RPU | http://www.toronto.ca/TWONTO#00122 |  | Generator, Standby Power, 600V 1000kw - P Bldg
118221 | TAB-SLO-PSL-0411 | Switch, Pressure, Low, Water to Biofilter Cell | TAB-SUSPENDED ENTITY | Switch,Pressure | Switch | 46248 | PSL | x |  | Suspended entities
76968 | THR-PLT-LD-2152E | Lifting Device, Sparger Arm, Tank 300, Grit Bldg. | THR-PLT-T-0300 | Lifting Device | Hydraulic System | 35266 | LD | x |  | Tank, Grit Removal, Grit Tanks, North Grit Building
79065 | THR-SQ-PEWS-WA1 | Portable. (Gravity Operated) Eyewash Station, Dig9&10 Bsmnt | THR-CW | Safety,Eye wash | Safety Equipment |  |  | http://www.toronto.ca/TWONTO#00328 |  | City Water
59452 | THC - C01 - S246 | Door, Building C | THC-GRK-DR-C |  | Door |  |  | http://www.toronto.ca/TWONTO#00286
52162 | TAB-PWA-LSH-5121 | Switch,Level High,Washwater Sump, Plant Water Pumping | TAB-PWA-P-5120 | Switch,Level-High | Switch |  | LSH | http://www.toronto.ca/TWONTO#00466 |  | Pump,Submersible,Washwater Sump, Plant Water Pumping
122915 | THC-DEW-T-0300 | Tank,Sludge Storage,Sludge Storage Building | THC-DEW-HOLD TANK | Tank | Tank |  | T | http://www.toronto.ca/TWONTO#00708 |  | Dewatering-Sludge Holding Tanks
55603 | TAB-WA2-SQ-7220 | Self Retracting Lifeline | TAB-WA2-SQ-0001 | PPE,Harness | Safety Equipment |  | SQ | http://www.toronto.ca/TWONTO#00677 |  | Fall Arrest System , Tripod and SRL
82158 | FHA-SES-SHOW-0009 | Emergency Shower | FHA-SUSPENDED | PPE,Eyewash Station | Safety Equipment | 33412 | SHOW | x |  | Suspended Obsolete entity for storage purpose
58535 | THC-ACC-DM-0566 | Damper,Supply,Elec RM,Pressurization System,Electrical Room,Blower Building,Lower Plant | THC-ACC-BLDG A | Air Handling Unit | HVAC |  | DM | http://www.toronto.ca/TWONTO#00142 |  | Old Plant Blower Building HVAC
47270 | TAB-EL1-LP-6920 | Lighting Panel,208/120V,Switchgear Use,PDP-6021&PDP-6022,P Building Substation. | TAB-EL1-PDP-6021 | Control Panel,Lighting | Power Distribution Panel |  | LP | http://www.toronto.ca/TWONTO#00477 |  | Panel,Power Distribution,Walk-in Switchgear 600V,Outdoor,P Building Substation
70498 | FHO-AMT-PS-0001 | Power Supply, Inverter, Weather Monitoring Station, Filter Building Roof | FHO-ELS-PS-0004 |  | Power Distribution Panel |  | PS | ? |  | Solar Power system
39122 | TAB-ACC-DM-6455 | Damper, Motorized, Outside Air, Corridor Area of AHU-6450, East Operating Gallery | TAB-ACC-AHU-6450 | Damper/Louver | HVAC |  | DM | http://www.toronto.ca/TWONTO#00142 |  | Air Handling Unit, Primary Tank Operating Gallery, Ground, East Side
108630 | TAB-ACC-V-6552 | Valve, 3-Way Modulating, PreHeater Coil,AHU-6550, Mechanical RM No. 3, Screen Bldg., P Bldg. | TAB-ACC-AHU-6550 | Valve | HVAC |  | V | http://www.toronto.ca/TWONTO#00781 |  | Air Handling Unit, Mechanical Room no.3, Screen Bldg., P Bldg.
119979 | TAB-WA4-SQ-8405SUS | Lock Out Tag out and Log Book Station | TAB-SUSPENDED ENTITY | PPE | Safety Equipment | 47542 | SQ | x |  | Suspended entities
11335 | FCL-BW-LSL-0201 | Switch, Level, Low, Backwash Pump P-0201 Loss of Prime, High Lift Building, Pump Room | FCL-BW-P-0201 | Switch,Level-Low | Switch |  | LSL | http://www.toronto.ca/TWONTO#00466 |  | Pump, Centrifugal, Water Back Wash,
62622 | FHA-FLT-MX-0101 | FHA-FLT-SW-0101 - Sweeps, Surface Wash, Filter #1 | FHA-FLT-F-0101 | Filter | Filter |  | MX | http://www.toronto.ca/TWONTO#00346 |  | Filter #01, Filter Building, West Filter Gallery South
19162 | FHO-ACC-F-1101 | Filter, Fresh Air Inlet,Clarifier Building Dehumidifier D-1101,Clarifier Building, S4,Clarifier Gallery | FHO-ACC-D-1101 |  | Filter |  | F | http://www.toronto.ca/TWONTO#00641 |  | Dehumidifier, Clarifier Building, S4, Clarifier Gallery
50814 | TAB-PRM-FSL-3501 | Switch, Flow Low, Raw Sludge Pump P-3501 Seal Water Line, Primary Gallery | TAB-PRM-P-3501 | Valve,Knife Gate | Switch |  | FSL | http://www.toronto.ca/TWONTO#00367 |  | Pump, , PRS from Primary Tank 0800, Primary Treatment, Sludge Pumping
107346 | TAB-ACC-PDSH-6303 | Switch, Pressure Differential Switch High, AHU-6303, Mechanical Room, Dig 9-12 Control Building. | TAB-ACC-AHU-6303 | Switch,Pressure-High | Switch |  | PDSH | http://www.toronto.ca/TWONTO#00604 |  | Air Handling Unit, Sludge Heating Room Ventilation, Mechanical Room, Dig 9-12 Control Building.
121125 | THC-ACC-PIT-0016 | Transmitter, Pressure, Expansion Tank, T-0011, Snow Melting Glycol System, | THC-ACC-T-0011 |  | HVAC |  | PIT | http://www.toronto.ca/TWONTO#00605 |  | Tank, Snow-Melting Glycol System, Admin. Building Basement Mechanical Room West
137372 | THR-PLT-LD-2142D | Lifting Device, Sparger Arm, Tank 200, Grit Bldg. | THR-PLT-LD-0200 | Lifting Device | Hydraulic System | 35260 | LD | x |  | Lifting Devices, Sparger Arms, Tank200, Grit Bldg.
94778 | FHO-SES-SCBA-0026 | Cylinder, SCBA, Air Pack, 2216 PSI, Ser #6232-S22466 | FHO-SES-SQ-0003 | PPE,SCBA | Safety Equipment |  | SCBA | http://www.toronto.ca/TWONTO#00582 |  | Breathing Air Tanks
66345 | THC-SES-MEQ-702723 | FALL ARREST- HARNESS (insp Liftsafe) - B.S | THC-MCS-LD | PPE | Lifting Device |  | MEQ | http://www.toronto.ca/TWONTO#00332 |  | Mechanical Services, Lifting Device
13848 | COL-PGA-TSL-0101 | Switch,Temperature,Low,East Room | COL-PGA-MISC | Switch,Temperature-Low | Switch |  | TSL | http://www.toronto.ca/TWONTO#00734 |  | Miscellaneous Equipment
18696 | FHA-SES-SQ-0401 | FHA-SES-EYE-0005 - Eyewash Station, Plumbed | FHA-SES-SQ-0008 | PPE,Eyewash Station | Safety Equipment |  | SQ | http://www.toronto.ca/TWONTO#00307 |  | Eyewash Stations & Showers
81872 | FHA-SES-LDR-0411 | FHA-SES-LD-0022 - 8' Ladder Fiberglass ( RMF ) | FHA-SES | Safety | Safety Equipment |  | LDR | http://www.toronto.ca/TWONTO#00457 |  | Safety & Environmental Services
40370 | TAB-ACC-FSL-0234 | Switch, Flow, Low, Air, Exhaust Fan 0234, Old Primary Treatment Bldg. | TAB-ACC-FN-0232 | Switch,Flow-Low | Switch |  | FSL | http://www.toronto.ca/TWONTO#00367 |  | Fan, Exhaust, Primary Treatment Bldg. Rooftop
68181 | THC-OCS-FN-3050 | Fan,Foul Air,Centrifuge Area,Solid Treatment | THC-OCS-BLDG M | Fan,Centrifugal | HVAC |  | FN | http://www.toronto.ca/TWONTO#OWLClass_binid-posum-pozar-motav |  | Incineration Building Odour Control Systems
104914 | NX2649A | Air Conditioner, Digester Tanks 13-16 | TAB-ACC-CI | H.V.A.C.,Air Conditioner | HVAC |  |  | http://www.toronto.ca/TWONTO#00141 |  | Chiller and Air Coolers
| MAIN-028A | Main 028A | WTR-LWA |  |  |  |  | http://www.toronto.ca/TWONTO#00804 | Sub-Process | Work Area 2 Central Mains and Chambers
21940 | FHO-ELS-WR-0703 | Welding Receptacle, TRW P.S. S4, West Ventilation Room, North Wall | FHO-ELS-LTG |  | Power Distribution Panel |  | WR | http://www.toronto.ca/TWONTO#00821 |  | Facility Electrical System
119805 | TAB-WA2-SQ-1247 | EF2 - 901 T4 Nylon Sling | TAB-SES-LD | Lifting Device,Sling | Lifting Device |  | SQ | http://www.toronto.ca/TWONTO#00929 |  | WA2 Lifting devices
68427 | THR-ACC-PSH-1301 | Switch,Pressure-High, NG Valve Train, Boiler 1301, Plant Central Hot Water System, Hot Water Boilers | THR-ACC-BO-1301 | Switch,Pressure-High | Switch |  | PSH | http://www.toronto.ca/TWONTO#00604 |  | Boiler, Low Pressure, Hot Water, Plant Central Hot Water System, Hot Water Boilers (CRN-H9308.5,TSSA UID-65022703, SNo.-5.1103723)
145968 | WTR-PRH-ZS-0001 | Switch, Position,Door Security | WTR-PRH-AUX | Switch,Position | Switch |  | ZS | http://www.toronto.ca/TWONTO#00590 |  | Auxiliary Equipment (Building Facilities)
17605 | FHA-MCS-MT-0901 | Machine Tool, Welder, Tig, Service Building, Machine Shop | FHA-MCS-MEQ | Welding Equipment,Welding Machine | Tool |  | MT | http://www.toronto.ca/TWONTO#00810 |  | Machine Shop & Equipment
| MAIN-028B | Main 028B | WTR-LWA |  |  |  |  | http://www.toronto.ca/TWONTO#00804 | Sub-Process | Work Area 2 Central Mains and Chambers
110792 | TAB-DIG-LSH-2121 | Switch,Level -High,Digester Tank T-2100 | TAB-DIG-T-2100 | Switch,Level | Switch |  | LSH | http://www.toronto.ca/TWONTO#00466 |  | Digestion Tank 21
120139 | TAB-WA8-SQ-8801 | Lock Out Tag Out and Log Book Station | TAB-SES-WA8 | PPE | Safety Equipment |  | SQ | http://www.toronto.ca/TWONTO#00657 |  | WA 8 Safety Equipment,
47995 | TAB-EL3-MCC-6258 | Motor Control Centre, Digester 13-16 bldg | TAB-EL3-MCC-6227 |  | Motor Control Centre |  | MCC | http://www.toronto.ca/TWONTO#00110 |  | Motor Control Centre, Digester 13-16 bldg
14781 | FCL-SH-04 | Safety Harness Full Body | FCL-SES-SQ-0102 | PPE | Safety Equipment |  | SH | http://www.toronto.ca/TWONTO#00332 |  | Safety Harnesses, High Lift Building, Store Room
93247 | FHO-GRK-DR-2011S | Door, (FD-S2-11), Fire Rated, Admin Building, S2, Oil Storage, North | FHO-GRK-FEQ-0001 | Fire Prevention,Door | Door |  | DR | http://www.toronto.ca/TWONTO#00353
29970 | FIS-RW-FSL-0701 | Switch, Flow, Low, Sampling Pump P-0701 Discharge, Intake Valve Chamber , Lower Level | FIS-RW-P-0701 | Switch,Flow-Low | Switch |  | FSL | http://www.toronto.ca/TWONTO#00367 |  | Pump, Centrifugal, Raw Water Sampling, Intake Valve Chamber, Lower Level
59391 | THC-DIG-LSH-0194 | Switch,Level-High,Sump Pumps 0194 & 0195,Anerobic Filter Building | THC-GRK-SUMP PUMP | Switch,Level | Switch |  | LSH | http://www.toronto.ca/TWONTO#00466 |  | Sump Pumps,
8592 | COL-120-PSH-0701 | Switch, Pressure Differential, High, Filter F-0701 Plugged, Coxwell Chamber CH-0700 | COL-120-CH-0700 | Switch,Pressure | Switch |  | PSH | http://www.toronto.ca/TWONTO#00604 |  | Coxwell Control Chamber #7
106611 | TAB-ACC-FSL-0140 | Switch, Flow, Low, Air, Supply Fan 0140, Vestibule 112B, Exist. Screen Room | TAB-ACC-FN-0120 | Switch,Flow-Low | Switch |  | FSL | http://www.toronto.ca/TWONTO#00367 |  | Fan, Supply, Vestibule Pressurization, Vestibule 112
76455 | THR-OCS-LSLH-0551 | Sensor, Bed Level, Scrubber 0551, Plant Services, Odour Control System | THR-OCS-SB-0551 | Switch,Level | Switch |  | LSLH | http://www.toronto.ca/TWONTO#00466 |  | Scrubber, Plant Services, Odour Control System
76697 | FHO-ELS-LP-1222 | Lighting Panel, (LP-1201B2), 225A, 120/208V, 3PH, Ozone Building, S2, Raw Water Process Room | FHO-ELS-LTG-2000 |  | Power Distribution Panel |  | LP | http://www.toronto.ca/TWONTO#00477 |  | Lighting, Facility Interior : Plant wide, interior lighting
35011 | COL-YKP-FAK-067026S | First Aid Kit, Truck #067026 (Dodge Ram 2500) | COL-W-OBSOLETE | Safety,First Aid Kit | Safety Equipment | 46855 | FAK | x |  | Col West Obsolete Entities
145969 | WTR-PRH-ZS-0004 | Switch, Position,Door Security | WTR-PRH-AUX | Switch,Position | Switch |  | ZS | http://www.toronto.ca/TWONTO#00590 |  | Auxiliary Equipment (Building Facilities)
147468 | WU2002A | Condenser, 404B | TAB-SLD-P | Vessel | Condensing Unit |  |  | http://www.toronto.ca/TWONTO#00236 |  | Pelletizer Bldg. - Thermal Oil Heating System, Pumps, Strainer & Expanasion Tanks
11679 | FCL-CLB-T-0202 | Tank, Expansion, Chlorine Gas, CLB Evaporator 0201 Inlet, Machine Room,Gaseous Chemical Building | FCL-CLB-EV-0201 | Tank | Tank |  | T | http://www.toronto.ca/TWONTO#00325 |  | Evaporator, Chlorine Gas, Chlorination System
2958 | COL-MTI-HPU-2001 | Hydraulic Power Unit, Victoria St. Control Chamber #20 | COL-MTI-CH-2000 |  | Hydraulic System |  | HPU | http://www.toronto.ca/TWONTO#00433 |  | Chamber,Victoria St. Control Chamber No.20, MTI
25638 | COL-PSM-SS-0001 | Station Security System | COL-PSM-MISC |  | Security System |  | SS | http://www.toronto.ca/TWONTO#00673 |  | Miscellaneous Equipment
35028 | COL-YKP-FAK-378300 | First Aid Kit, Truck #378300 (POLARIS) | COL-YKP | Safety,First Aid Kit | Safety Equipment |  | FAK | http://www.toronto.ca/TWONTO#00355 |  | Kipling Yard
136640 | THR-MCS-LD-0074 | Trolley for Gantry Chain Hoist, Digeter 9-10 Lower Level | THR-LD-WA1 | Lifting Device | Lifting Device |  | LD | http://www.toronto.ca/TWONTO#00422 |  | Lifting Devices, Chain Hoist, Come Along & Slings
144538 | WTR-PJS-LSH-1701 | Switch, Level-High, Chamber 4 | WTR-PJS-AUX | Switch,Level-High | Switch |  | LSH | http://www.toronto.ca/TWONTO#00466 |  | Auxiliary Equipment (Building Facilities)
45442 | TAB-DIG-PSL-9201 | Switch,Pressure, Low,PSL300-2, Digester Gas Train, Boiler #2, Z Building | TAB-ACC-DIG-0020 | Switch,Pressure | Switch |  | PSL | http://www.toronto.ca/TWONTO#00604 |  | Digester Gas Train, Boiler #2, Z Building
80017 | THR-WA3-LD-0050 | Sling, Nylon, Work Area 3 ( 2" X 6') | THR-LD-NYLN-WA3 | Lifting Device,Sling | Lifting Device |  | LD | http://www.toronto.ca/TWONTO#00929 |  | Slings, Nylon, Work Area 3
147686 | YTF-ACC-DR-0001 | Door, RN150, North-West, Electric Door Operators | YTF-ACC | Door | Door |  | DR | http://www.toronto.ca/TWONTO#00286
8404 | DE1021A | Chiller, Liquid | TAB-ACC-CI | H.V.A.C.,Chiller | HVAC |  |  | http://www.toronto.ca/TWONTO#00213 |  | Chiller and Air Coolers
104969 | NX3333A | Air Handling Unit, Digester Tanks 13-16 | TAB-ACC-AHU-DIG | H.V.A.C. | HVAC |  |  | http://www.toronto.ca/TWONTO#00147 |  | AHUs/Supply Fans Dig. Bldg.
76485 | THR-DIG-RPU-0016A | Remote Processor Unit, Digester 1-6 Mezzanine | THR-DIG-PD-0100 | RPU | Remote Processor Unit | 39134 | RPU | x |  | Tank, Primary Digester-1, Solids Treatment
119700 | TAB-WA1-SQ-1156 | Sling | TAB-WA1-SQ-1000 | Lifting Device,Sling | Lifting Device |  | SQ | http://www.toronto.ca/TWONTO#00926 |  | WA1 Lifting Devices and Slings
122932 | THC-DEW-T-7530 | Tank,Buffer,Centrate Sampling,Dewatering Centrifuge CF-1300,Solid Treatment | THC-DEW-CF-1300 |  | Tank |  | T | http://www.toronto.ca/TWONTO#00708 |  | Centrifuge,Dewatering,BLS/PYS - Solid Treatment,Incinerator Building
26393 | COL-PNT-FN-0001 | Fan, Exhaust | COL-PNT | Fan | HVAC |  | FN | http://www.toronto.ca/TWONTO#OWLClass_binid-posum-pozar-motav |  | New Toronto Pumping Station
13972 | FCL-RW-FSL-0003-SUS | Switch,Flow Low | FCL-SUSPENDED | Switch,Flow-Low | Switch | 36689 | FSL | x |  | Suspended entity
134991 | THR-ELS-SQ-0893S | Electrical Rubber Gloves, PPE Issued to Martin Ge 5kV | THR-ELS-SQ-ERG | Safety | Safety Equipment | 40918 | SQ | x |  | Electrical Rubber Gloves, Safety Equipment
86883 | WTR-PLW-TSH-0001 | Switch, Temperature-High, Building Alarm | WTR-PLW-AUX | Switch,Temperature-High | Switch |  | TSH | http://www.toronto.ca/TWONTO#00734 |  | Auxilliary Equipment (Building Facilities)
7837 | COL-PSW-PSL-0122 | Switch, Pressure-Low | COL-PSW | Switch,Pressure-Low | Switch |  | PSL | http://www.toronto.ca/TWONTO#00604 |  | Swansea Pumping Station
18703 | FHA-SES-SQ-0452 | FHA-SQ-LP-0002 - Life Preserver | FHA-SES-LP |  | Safety Equipment |  | SQ | http://www.toronto.ca/TWONTO#00561 |  | Life Preservers
137306 | THR-PLT-FSL-2212 | Switch, Flow, Low, Water Scour, Aerated Grit Tank T-0200, North Grit Building | THR-PLT-T-0200 | Switch,Flow-Low | Switch |  | FSL | http://www.toronto.ca/TWONTO#00367 |  | Tank, Grit Removal, Grit Tank, North Grit Building
4101 | COL-PCU-LSLL-0101 | Sensor, Switch, Low-Low, Wet Well #1 | COL-PCU-WEL-0100 | Switch,Level-Low-Low | Switch |  | LSLL | http://www.toronto.ca/TWONTO#00466 |  | Well, Wet Well #1, Cumber PS
132550 | THR-DIG-LSHH-0307 | Switch, Level-High-High, Over Flow Chamber, Tank 0300, Solids Treatment, Digester 3 Overflow Chamber | THR-DIG-PD-0300 | Switch,Level-High-High | Switch |  | LSHH | http://www.toronto.ca/TWONTO#00466 |  | Tank, Primary Digester-3, Solids Treatment
11348 | FCL-BW-PSL-0001 | Switch, Pressure Low, Service Air, Vacuum Tank 0200, Water Supply/ Water Production, Back Wash Pumps | FCL-BW | Switch,Pressure-Low | Switch |  | PSL | http://www.toronto.ca/TWONTO#00604 |  | Backwash System
114721 | TAB-PLT-MSL-0161 | Switch, Motion Low, Screenings Conveyor CV-0160, Screenings Handling Area, P Bldg. | TAB-PLT-CV-0160 | Switch,Motion | Switch |  | MSL | http://www.toronto.ca/TWONTO#00530 |  | Conveyor, Shaftless Spiral, Screenings, Screenings Handling Area, P Bldg.
93967 | FHO-PWA-T-0213 | Tank, Water Heater, Storage, Electric, 600V, Chemical Building, Level 1, Former Fluoride Room | FHO-MCS-PWA | Tank,Domestic Hot Water | Tank |  | T | http://www.toronto.ca/TWONTO#00427 |  | Service Water & Backflow Prevention
105904 | TAB-ACC-AHU-1409 | Air Handling Unit, Z Bldg, 3rd Flr | TAB-ACC-AHU-ZBLDG | Fan | HVAC | 38013 | AHU | x |  | AHUs/Supply Fans Z. Bldg.
27661 | FIS-ELS-MCC-0100 | MCC,600 V,Workshop Building,Mezzanine,East | FIS-ELS-TR-1101 | Control Panel,MCC | Motor Control Centre |  | MCC | http://www.toronto.ca/TWONTO#00110 |  | Transformer,Lighting,Workshop Building,Mezzanine,North-West,9KVA / 600V / 208V / 3ph Transformer
9131 | COL-YKP-DA-193141 | Davit Mast -193141 | COL-YKP-DA | Safety | Safety Equipment |  | DA | http://www.toronto.ca/TWONTO#00331 |  | Davit Arm Assembly
128768 | THC-SES-MEQ-H683023 | FALL ARREST- HARNESS (insp Liftsafe) - SONYA | THC-MCS-LD | PPE | Lifting Device |  |  | http://www.toronto.ca/TWONTO#00332 |  | Mechanical Services, Lifting Device
119643 | TAB-WA1-SQ-1048 | Sling | TAB-WA1-SQ-1000 | Lifting Device,Sling | Lifting Device |  | SQ | http://www.toronto.ca/TWONTO#00926 |  | WA1 Lifting Devices and Slings
| MAIN-028B | Main 028B | WTR-MT1 |  |  |  |  | http://www.toronto.ca/TWONTO#00804 | Sub-Process | Work Area 1 EAST Mains and Chambers
41238 | TAB-ACC-T-0212 | Tank , Storage, Domestic Hot Water, | TAB-ACC-0200 | Tank,Domestic Hot Water | Tank |  | T | http://www.toronto.ca/TWONTO#00427 |  | Domestic H.W. System 1, Admin Bldg, Item 20
133038 | THR-DIG-TSH-5660 | Switch, Temperature-High, Discharge, C-5660, Mixing System, Tank 7 & 8 | THR-DIG-C-5660 | Switch,Temperature-High | Switch |  | TSH | http://www.toronto.ca/TWONTO#00734 |  | Compressor, Gas, Mixing System, Digester Tank#7/8
85836 | WTR-PHL-VEH-0008 | HTO To Go Trailer # 290008 | WTR-PHL-TRW |  | Tank |  | VEH | http://www.toronto.ca/TWONTO#00753 |  | Treated Water (Transmission)
98776 | FPP-LAB-HTR-0001 | Gravity oven | FPP-LPL-PIP-0001 | Drier,Dessicant | Test Equipment |  | HTR | http://www.toronto.ca/TWONTO#00567 |  | Lead Pipe Loop system
41502 | TAB-ACC-TSH-1510 | Switch, Temperature, High, AHU-1500, Loading Bay Rooftop | TAB-ACC-AHU-1400 | Switch,Temperature-High | Switch |  | TSH | http://www.toronto.ca/TWONTO#00734 |  | Air Handling Unit, D Bldg Roof
43755 | TAB-DEW-MX-0330 | Tank, Hopper Agitator, #3 Schwing Pump | TAB-DEW-T-0330 | Tank | Tank |  | MX | http://www.toronto.ca/TWONTO#00526 |  | Tank, DWS from Centrifuge #3
107792 | TAB-ACC-TSL-1210 | Switch, Temperature, Low, AHU-1200, Screen Bldg. Rooftop | TAB-ACC-AHU-1200 | Switch,Temperature-Low | Switch |  | TSL | http://www.toronto.ca/TWONTO#00734 |  | Air Handling Unit, D Bldg Roof
112815 | TAB-EL1-SQ-0002 | Spill kit,DAWG® 20 Gallon Overpack | TAB-ELS-ESQ | Spill Kit | Safety Equipment |  | SQ | http://www.toronto.ca/TWONTO#00700 |  | Electrical Safety Equipment
94884 | FHO-SES-SQ-6268 | Lanyard, Serial Number 300207, Alex Gritsouk | FHO-SES-SQ-0009 | PPE,Lanyard | Safety Equipment |  | SQ | http://www.toronto.ca/TWONTO#00333 |  | Fall Lanyards
48174 | FCL-ALM-T-0201 | Tank, Non-Pressurized, Alum Storage Tank 0201, Liquid Alum System | FCL-ALM | Tank,Non-Pressurized | Tank |  | T | http://www.toronto.ca/TWONTO#00211 |  | Coagulation
119778 | TAB-WA2-SQ-0929A | Type 1Fall Limiter, Richard Gallant | TAB-WA2-SQ-0001 | PPE,Harness | Safety Equipment |  | SQ | http://www.toronto.ca/TWONTO#00677 |  | Fall Arrest System , Tripod and SRL
64932 | THC-ELS-CB-2503A | Circuit Breaker,Phase 4 Aeration Area Emergency Power | THC-ELS-MCC-2503E | Control Panel,MCC | Motor Control Centre |  | CB | http://www.toronto.ca/TWONTO#00110 |  | Control Panel,MCC,Phase 4 Aeration Area
54959 | TAB-SLO-BCF-0401 | Filter, Bio-Filter Cell 1, BFC401 | TAB-SUSPENDED ENTITY | Filter | Filter | 46228 | BCF | x |  | Suspended entities
95878 | FIS-ELS-F-2103 | Filter, Fuel Oil, Generator GEN-2100 Engine Suction, Workshop Building, Generator Room | FIS-ELS-GEN-2100 |  | Filter |  | F | http://www.toronto.ca/TWONTO#00642 |  | Generator, Diesel, Emergency, 4160V, 750KW, Workshop Building, Generator Room
40435 | TAB-ACC-FSL-6320 | Switch, Flow Switch-Low, FN-6321, Sludge Heating Room, Dig 9-12 Control Building. | TAB-ACC-FN-6321 | Switch,Flow-Low | Switch |  | FSL | http://www.toronto.ca/TWONTO#00367 |  | Fan, Exhaust, Centrifugal, Sludge Heating Room Heat Relief Ventilation, Sludge Heating Room, Dig 9-12 Control Building.
92931 | FHO-FLT-F-0201 | Filter Bed # 2 | FHO-FLT | Tank,Reservoir | Tank |  | F | http://www.toronto.ca/TWONTO#00348 |  | Filtration
| FIS-METERING BLDG | Building Location | FIS-SPC2 |  |  |  |  | http://www.toronto.ca/TWONTO#00260 | Process | Process Control Systems - Equipment
18158 | FHA-SED-ZSH-0502 | Switch, Limit, Access Hatch Zone 5 | FHA-SED |  | Security System |  | ZSH | http://www.toronto.ca/TWONTO#fohur-bugut-lijif-zazom |  | Sedimentation
6652 | COL-PSU-RPU-0001 | Remote Processing Unit, All control and Instrumentation Equipment - RPU | COL-PSU-MISC |  | Remote Processor Unit |  | RPU | http://www.toronto.ca/TWONTO#00122 |  | Miscellaneous Equipment
109806 | TAB-DEW-T-3210 | Tank, Polymer Solution Day Tank #1 | TAB-DEW POLYMER DIST | Tank | Tank |  | T | http://www.toronto.ca/TWONTO#00211 |  | Polymer Solution Distribution System
119746 | TAB-WA1-SQ-6401 | Lanyard 6 Ft | TAB-WA1-SQ-0001 | PPE,Harness | Safety Equipment |  | SQ | http://www.toronto.ca/TWONTO#00333 |  | WA1 Fall Arrest System
125742 | THC-FT-T-0180 | Scum Pit, Tank 0100, Secondary Clarifier | THC-FT-T-0100 |  | Tank |  | T | http://www.toronto.ca/TWONTO#00708 |  | Tank, Secondary Clarifier
146072 | WTR-PRV-T-1300 | Tank,Domestic Hot Water, By Washroom | WTR-PRV-AUX | Tank,Domestic Hot Water | Tank |  | T | http://www.toronto.ca/TWONTO#00427 |  | Auxiliary Equipment (Building Facilities)
62787 | FCL-FLT-LSL-0017-SUS | Switch, Level-Low, Filter 1701, Filter No.1701 | FCL-FLT-F-1701 | Switch,Level-Low | Switch | 36623 | LSL | x |  | Filter, Carbon Activated, Filter Building, Filter Gallery West
107122 | TAB-ACC-HTR-6554 | Heater, Unit, Hot Water, blower Room, Screen Bldg., P Bldg. | TAB-ACC-HTR-PBLDG | H.V.A.C.,Heater | HVAC |  | HTR | http://www.toronto.ca/TWONTO#00418 |  | Unit Heaters- P Bldg
144191 | WTR-PHL-PSL-0004 | Switch, Pressure-Low, Line to District 4 | WTR-PHL-TRW | Switch,Pressure-Low | Switch |  | PSL | http://www.toronto.ca/TWONTO#00604 |  | Treated Water (Transmission)
118830 | TAB-STR-PSLL-4002 | Switch,Pressure,Low, Low,Oil, Blower BL4002 lubrication | TAB-STR-P-4002 | Switch,Pressure | Safety Equipment |  | PSLL | http://www.toronto.ca/TWONTO#00604 |  | Pump, Main Oil ,Blower BL4002
26344 | FHO-SES-SQ-6057 | High Voltage Safety Equipment, Insulated Gloves, Serial Number 231, Kevin Boudreau | FHO-SES-SQ-1000 | PPE,Insulated Glove | Safety Equipment |  | SQ | http://www.toronto.ca/TWONTO#00653 |  | High Voltage Insulated Gloves
117962 | TAB-SES-FSH-6300 | Switch, Flow switch, dry contact, Digesters 9-12, Control Building, Mechanical Room | TAB-SES-SQ-6300 |  | Safety Equipment |  | FSH | http://www.toronto.ca/TWONTO#00367 |  | Switch, Flow switch, dry contact, Basement, Digester 9-12 Control Building.
47926 | TAB-EL3-LP-6013B | Control Panel, Power Distribution, Auxiliary Systems Building, 2nd Floor | TAB-EL3-MCC-6013 | Control Panel,Power Distribution Panel | Power Distribution Panel |  | LP | http://www.toronto.ca/TWONTO#00477 |  | MCC, Auxilary Systems Building, 2nd Floor
43447 | FCL-ACC-RPU-0801 | RPU, Surge Building BAS, Surge Building North | FCL-ACC-P-HL | Control Panel | Remote Processor Unit |  | RPU | http://www.toronto.ca/TWONTO#00122 |  | High Lift Pumping Station HVAC Equipment
76213 | THR-MCS-LD-9861 | (this is Gantry Crane(make;eme) ,2200lbs,, top of South Aeration Tanks(this is a Fall Arrest Davit and not to be load tested) | THR-LD-WA4 | Lifting Device,Hoist,Manual | Lifting Device |  | LD | http://www.toronto.ca/TWONTO#00331 |  | Lifting Devices, Chain Hoist, Come Along & Slings
39995 | TAB-ACC-HTR-6550 | Heater, Unit, Hot Water, truck loading bay, Screen Bldg., P Bldg. | TAB-ACC-HTR-PBLDG | H.V.A.C.,Heater | HVAC |  | HTR | http://www.toronto.ca/TWONTO#00418 |  | Unit Heaters- P Bldg
71420 | THR-DIG-PD-0500 | Tank, Primary Digester-5, Solids Treatment | THR-DIG-RPU | Tank | Tank |  | PD | http://www.toronto.ca/TWONTO#00271 |  | RPU, UPS, Digester
111095 | TAB-DIG-RPU-1004 | Remote Processing Unit | TAB-DIG-ELQ-T13-16 | RPU | Remote Processor Unit |  | RPU | http://www.toronto.ca/TWONTO#00122 |  | Digester Tanks 13-16, Electrical Equipment
71144 | FHA-BW-PSL-1100 | Switch, Pressure, Air Intake, Filter Building, Blower Room,BL-1100 | FHA-BW-BL-1100 | Switch,Pressure-Low | Switch |  | PSL | http://www.toronto.ca/TWONTO#00604 |  | Blower, Air, Filter Building, Blower Room
71417 | THR-DIG-PD-0200 | Tank, Primary Digester-2, Solids Treatment | THR-DIG-T | Tank | Tank |  | PD | http://www.toronto.ca/TWONTO#00271 |  | Digester, Tanks
| MAIN-028C | Main 028C | WTR-LWA |  |  |  |  | http://www.toronto.ca/TWONTO#00804 | Sub-Process | Work Area 2 Central Mains and Chambers
50194 | TAB-PLT-T-0801 | Tank, Grit | TAB-PLT-T | Tank | Tank | 46051 | T | x |  | P Building - Grit Tanks 1-12 & Hoppers 1 - 6
40856 | OH2004A | Door,Overhead, Dewater Buildind | TAB-MCS-DR | Door,Overhead | Door |  |  | http://www.toronto.ca/TWONTO#00649
137359 | THR-PLT-LD-0100 | Lifting Devices, Sparger Arms, Tank 100, Grit Bldg. | THR-PLT-T-0100 | Lifting Device | Hydraulic System | 35249 | LD | x |  | Tank, Grit Removal, Grit Tank, North Grit Building
123318 | THC-DIG-HTR-4040 | Eliminated Role: H.V.A.C.,Heater,Heating,Roof,Digesters | THC-ACC-FN-0412 | H.V.A.C.,Heater | HVAC | 40450 | HTR | x |  | Fan,Supply,Compressor Room,AHU-0412,Roof,Building U
109619 | TAB-DEW-MX-0430 | Tank, Hopper Agitator, #4 Schwing Pump | TAB-DEW-T-0430 | Tank | Tank |  | MX | http://www.toronto.ca/TWONTO#00526 |  | Tank, DWS from Centrifuge #4
136588 | THR-GRK-VEH-378298 | Vehicle, 2017 POLARIS RANGER, Unlicensed, WA1 | THR-GRK-GQ-WA4 | Vehicle,Unlicensed | Vehicle |  | VEH | http://www.toronto.ca/TWONTO#00400
87682 | WTR-PRH-PSH-1010 | Switch, Vacuum, Diesel Fuel Storage Tank | WTR-PRH-T-1100 | Vacuum | Switch |  | PSH | http://www.toronto.ca/TWONTO#00604 |  | Tank, Bulk Fuel Storage, Generator Room
106393 | TAB-ACC-FD-3882 | Feeder, Chemical,Glycol Chemical feeder Line | TAB-ACC-P-3880 | Analyzer | Chemical Feeder |  | FD | http://www.toronto.ca/TWONTO#00294 |  | Pump,Clrculating, Glycol , PG29/30/31-1
146120 | WTR-PRV-ZS-0004 | Switch, Position,Door Security | WTR-PRV-AUX | Switch,Position | Switch |  | ZS | http://www.toronto.ca/TWONTO#00590 |  | Auxiliary Equipment (Building Facilities)
14747 | FCL-SES-SCBA-0011 | Self Contained Breathing Apparatus, Gaseous Building, Third Floor, Corridor Outside Control Room | FCL-SES-2 | PPE,SCBA | Safety Equipment |  | SCBA | http://www.toronto.ca/TWONTO#00123 |  | SCBA's
80474 | THR-FT-RPU-0008 | Remote Processor Unit, Final Tank 1400, Tank 1500 (172.22.37.191) | THR-FT-RPU | RPU | Remote Processor Unit |  | RPU | http://www.toronto.ca/TWONTO#00122 |  | Final Tank, Remote Processor Unit, UPS & RTU
60308 | THC-ACC-V-6026 | Valve, Butterfly, Manual, Hot Water, HE-6001, Lower Level 2 Blower Room, Headworks | THC-ACC-HE-6001 | Valve | HVAC |  | V | http://www.toronto.ca/TWONTO#00781 |  | Heat Exchanger, Heating Glycol System, Lower Level 2 Blower Room, Headworks
61159 | THC-ELS-SQ-2856836 | Spares, Electrical Safety gloves, High Voltage, Class 0, # 2856836 | THC-SES-SQ |  | Safety Equipment | 40737 | SQ | x |  | Safety Equipment
34407 | COL-YKP-DA-193142 | Davit Mast -193142 | COL-YKP-DA-0006S | Safety | Safety Equipment |  | DA | http://www.toronto.ca/TWONTO#00331 |  | Davit Arm Assembly with Upper Arm-111966
120845 | THC-ACC-HTR-0204 | Heater, Perimeter. Admin Building | THC-ACC-BLDG K |  | HVAC |  | HTR | http://www.toronto.ca/TWONTO#00418 |  | Administration Building, HVAC
26252 | FHO-GRK-DR-2008S | Door, (FD-S2-08), Fire Rated, Admin Building, S2, Employee Entrance Vestibul, South | FHO-GRK-FEQ-0001 | Fire Prevention,Door | Door |  | DR | http://www.toronto.ca/TWONTO#00353
129762 | THR-ACC-DM-0151 | Damper, Discharge, Air Handling Unit AHU-150, Headhouse Loading Bay Roof | THR-ACC-AHU-0150 | Damper/Louver | HVAC |  | DM | http://www.toronto.ca/TWONTO#00142 |  | Air Handling Unit, Headhouse Loading Bay Air Supply, Headhouse Roof
| MAIN-028C | Main 028C | WTR-MT1 |  |  |  |  | http://www.toronto.ca/TWONTO#00804 | Sub-Process | Work Area 1 EAST Mains and Chambers
139471 | THR-WA2-LD-64-38 | Sling, Nylon, Work Area 2 (Sr 1472764-38) SIZE; 1" X 4', | THR-SES-LD | Lifting Device,Sling | Lifting Device |  | LD | http://www.toronto.ca/TWONTO#00929 |  | Lifting Device, Safety Equipment
71690 | THR-DIG-PSL-5260 | Switch, Pressure-Low, Inlet Gas compressor 5260 | THR-DIG-C-5260 | Switch,Pressure-Low | Switch |  | PSL | http://www.toronto.ca/TWONTO#00604 |  | Compressor, Gas, Mixing System, Digester Tank#1/2
| MAIN-028D | Main 028D | WTR-LWA |  |  |  |  | http://www.toronto.ca/TWONTO#00804 | Sub-Process | Work Area 2 Central Mains and Chambers
134983 | THR-ELS-SQ-0077 | Electrical Rubber Gloves, PPE Issued to Bhavin Shah 10kV | THR-ELS-SQ-ERG | Safety | Safety Equipment |  | SQ | http://www.toronto.ca/TWONTO#00653 |  | Electrical Rubber Gloves, Safety Equipment
55315 | FCL-ELS-LB-0201-SUS | Switch, Isolation, Transformer FCL-ELS-TR-0201, Switchgear Room | FCL-ELS-PS-0001 | Switch | Switch | 36530 | LB | x |  | Uninterruptible Power Supply,High Lift Bldg - Switchgear Room,LP-0001
| FIS-METERING BLDG | Building Location | FIS-SPC |  |  |  |  | http://www.toronto.ca/TWONTO#00260 | Process | Process Control Systems - Services Area
79781 | THR-WA1-LD-0700 | Sling, Nylon, Work Area 1 (NYLON SLING 6' X 13', CAPACITY 16800 LBS SN 1350700.) | THR-LD-WIRE-WA1 | Lifting Device,Sling | Lifting Device |  | LD | http://www.toronto.ca/TWONTO#00929 |  | Slings, Wire Rope, Work Area 1
11829 | FCL-ELS-MCC-001D | Control Panel,MCC,Low Lift Bldg - Electrical Room,600V | FCL_ELS_600V_ELECABS | Control Panel,MCC | Motor Control Centre |  | MCC | http://www.toronto.ca/TWONTO#00110 |  | Electrical Cabinets,600V
129494 | THC-TPA-PA-6014 | Speaker, Headworks, Stair "B", Lower Level 2 | THC-TPA-PA-6010A | Public Address System | Communications Equipment |  | PA | http://www.toronto.ca/TWONTO#00117 |  | Paging Panel, Headworks, Electrical Room, Ground Floor
107111 | TAB-ACC-HTR-6512 | Heater, Unit, Hot Water, Workshop Control Room, Screen Bldg., P Bldg. | TAB-ACC-HTR-PBLDG | H.V.A.C.,Heater | HVAC |  | HTR | http://www.toronto.ca/TWONTO#00418 |  | Unit Heaters- P Bldg
30377 | FIS-SES-EYE-1009S | Portable eye Wash Station | FIS-SES-EYE | Safety,Eye wash | Safety Equipment | 34283 | EYE | x |  | Eyewash Stations
107801 | TAB-ACC-TSL-1840 | Switch,Temperature,Low,Supply Air , | TAB-ACC-AHU-1840 | Switch,Temperature | Switch |  | TSL | http://www.toronto.ca/TWONTO#00734 |  | AHU, Blower Bldg
57112 | THC-ACC-T-0421 | Tank,Air Separator,Supply,Building UU,Glycol Heating,Basement,Building U | THC-ACC-BLDG U | Tank | Tank |  | T | http://www.toronto.ca/TWONTO#00149 |  | New Digesters Building HVAC
78852 | THR-SES-SQ-12P | Portable,(Bottled) Eyewash Station, Digester 9 & 10 Basmt. | THR-EWSS-WA1 | Safety,Eye wash | Safety Equipment |  | SQ | http://www.toronto.ca/TWONTO#00328 |  | Eyewash and Shower Station, Work Area 1
137480 | THR-PLT-T-0301 | Tank, Grit Bin, Preliminary Treatment, Grit Removal - Grit Tanks - North Plant | THR-PLT-GRITS | Tank | Tank |  | T | http://www.toronto.ca/TWONTO#00708 |  | Gate,Sluice,Preliminary Treatment, Grit Building
132989 | THR-DIG-T-5840 | Tank, Reservoir, Auxiliary Oil, Gas Compressor 5840, Digester Mixing System | THR-DIG-C-5840 | Tank,Reservoir | Tank |  | T | http://www.toronto.ca/TWONTO#00211 |  | Compressor, Gas, Mixing System, Digester Tank#10
109804 | TAB-DEW-T-3120 | Tank, # 2 Polymer Solution Storage | TAB-DEW POLYMER PREP | Tank | Tank |  | T | http://www.toronto.ca/TWONTO#00211 |  | Polymer Solution Preparation & Storage Systems
107571 | TAB-ACC-TE-1435B | Temperature Element, Space Temperature | TAB-ACC-HTR-1435 | Sensor,Temperature | HVAC |  | TE | http://www.toronto.ca/TWONTO#00733 |  | Heater, Hot Water Reheat Coil
55667 | TAB-WA3-SQ-B956 | Body Harness- (Krzysztof Kowal) | TAB-DEW-SQ-0010 | PPE,Harness | Safety Equipment |  |  | http://www.toronto.ca/TWONTO#00332 |  | WA3 Fall arrest systems portable cranes/hoists, come alongs, slings, wire rope, chains, electrical equipment etc.,
131073 | THR-AER-PSL-1115 | Switch, Pressure-Low, Pump 1115, Secondary Treatment, Aeration - Blower System - South | THR-AER-T-1114 | Switch,Pressure-Low | Switch |  | PSL | http://www.toronto.ca/TWONTO#00604 |  | Tank, Reservoir, Auxiliary Oil for Blower 1111, Secondary Treatment, Aeration - Blower System - South
138626 | THR-SES-LD-0009S | Base, Exposed for Davit Arm, Primary Tank 4 (SUSPENDED) | THR-S-E | Safety | Safety Equipment | 34758 | LD | x |  | SUSPENDED ENTITY
41270 | TAB-ACC-T-6013 | Tank, Air separator, Pump Discharge | TAB-ACC-P-6011 | Tank | Tank |  | T | http://www.toronto.ca/TWONTO#00149 |  | Pump, Circulating,Hot Water, Dig 13-16 Sludge Heating,P14-1,
3158 | COL-MTI-TSH-2000C | Temp Switch High, Hydraulic Reservoir | COL-MTI-CH-2000C | Switch | Switch |  | TSH | http://www.toronto.ca/TWONTO#00734 |  | Chamber,Scott Control Chamber No.20C, MTI
55294 | TAB-WA1-LD-1204 | Chain Fall | TAB-WA1-SQ-1000 | Lifting Device | Lifting Device |  | LD | http://www.toronto.ca/TWONTO#00422 |  | WA1 Lifting Devices and Slings
94890 | FHO-SES-SQ-7011 SUSP | Eyewash & Shower, Station # 11, Chemical Building, S4, Outside SBS Room | FHO-SES-SQ-0004 | PPE,Eyewash Station | Safety Equipment | 42287 | SQ | x |  | First Aid
55430 | TAB-WA1-SQ-1095 | Sling | TAB-WA1-SQ-1000 | Lifting Device,Sling | Lifting Device |  | SQ | http://www.toronto.ca/TWONTO#00926 |  | WA1 Lifting Devices and Slings
93477 | FHO-MCS-LD-0301 | Lifting Device, Scissor Lift, Hefty Herman Model 2034 HT- Sr # 8100491 | FHO-MCS | Lifting Device,Scissor Lift | Lifting Device |  | LD | http://www.toronto.ca/TWONTO#00492 |  | Mechanical Services
76600 | THR-DR-HH-0514 | Overhead Door(New), Head House | THR-DR-WA2 | Door,Overhead | Door |  | HH | http://www.toronto.ca/TWONTO#00649
124769 | THC-ELS-LP-2480 | Lighting Panel,Disinfection Building,Compressor Room,Ground Floor | THC-ELS-TR-2480A |  | Power Distribution Panel |  | LP | http://www.toronto.ca/TWONTO#00477 |  | Transformer,Disinfection Building,Compressor Room,Ground Floor
144184 | WTR-PHL-PPE-0009-SUS | SCBA Facemask - Fernando Guglielmo | WTR-SUSPENDED | PPE,SCBA | Safety Equipment | 47430 | PPE | x |  | Suspended Obsolete entity for storage purpose
124899 | THC-ELS-MCC-2802 | Motor Control Center, Building C | THC-ELS-PS-0001-C | Control Panel,MCC | Motor Control Centre |  | MCC | http://www.toronto.ca/TWONTO#00110 |  | Primary Power Equipment, Building C
114908 | TAB-PLT-T-1450 | Tank, Wet Well, Screening | TAB-PLT-SC-D | Tank | Tank |  | T | http://www.toronto.ca/TWONTO#00708 |  | D Building - Bar / Perforated Screen
75929 | THR-GRK-PRTY-0303 | Groundskeeping, Tank Cleaning | THR-GRK-PRTY3 |  | Grounds |  | PRTY | http://www.toronto.ca/TWONTO#00278 |  | Groundskeeping for Waste Water Worker
54530 | TAB-STR-SQ-0002 | Emerg. Eyewash and Shower Stations, Ferrous Chloride truck unload Ramp | TAB-SUSPENDED ENTITY | PPE,Eyewash Station | Safety Equipment | 35490 | SQ | x |  | Suspended entities
75092 | THR-FT-PSH-3330 | Switch, Pressure-High, Discharge, Pump 3330, Secondary Treatment, Scum Pumping - North | THR-FT-P-3330 | Switch,Pressure-High | Switch |  | PSH | http://www.toronto.ca/TWONTO#00604 |  | Pump, Rotary Vane, Scum Tank 3300, System 4, Scum Pumping
96935 | FIS-FEQ-DR-0024(S) | Door, Fire, Raw Water Building | FIS-GRK-STRC-0001 |  | Door |  | DR | http://www.toronto.ca/TWONTO#00286
135574 | THR-FT-FSL-3640 | Switch, Flow-Low, Seal Water, Pump 3640, Secondary Treatment, Secondary Scum Pumping - North Plant | THR-FT-P-3640 | Switch,Flow-Low | Switch |  | FSL | http://www.toronto.ca/TWONTO#00367 |  | Pump, Rotary Vane, Scum Tank 3600, System 9, Scum Pumping
45027 | TAB-DIG-FSL-1634 | Switch ,Flow, Low,Seal water to Pump-1634 | TAB-DIG-P-1634 | Switch,Flow | Switch |  | FSL | http://www.toronto.ca/TWONTO#00367 |  | Pump, Sludge Recirculation (DX2618) Digester Tank 16
71747 | THR-DIG-SSH-5137A | Switch, Speed-High, Digester Gas Mixing, Tank 0100, Solids Treatment, Digester Tanks 1-6 | THR-DIG-MX-0100 | Switch,Speed-High | Switch |  | SSH | http://www.toronto.ca/TWONTO#00699 |  | Digester Gas Mixing, Digester Tank 0100
146609 | WTR-PWT-MCC-0101 | Motor Control Center | WTR-PWT-BUS-0101 | Control Panel,MCC | Motor Control Center |  | MCC | http://www.toronto.ca/TWONTO#00110 |  | Switchgear, Power, Bus T1
107606 | TAB-ACC-TE-1499A | Temperature Element, Supply Air Temperature | TAB-ACC-HTR-1499 | Sensor,Temperature | HVAC |  | TE | http://www.toronto.ca/TWONTO#00733 |  | Heater, Hot Water Reheat Coil
9132 | COL-YKP-DA-193142 | Davit Mast -193142 | COL-YKP-DA | Safety | Safety Equipment |  | DA | http://www.toronto.ca/TWONTO#00331 |  | Davit Arm Assembly
| FIS-METERING-BLDG | Building Location | FIS-EUS |  |  |  |  | http://www.toronto.ca/TWONTO#00260 | Process | Production & End User Support
11245 | COL-MTI-G-2301D | Sluice Gate, Simcoe Control Chamber No.2300D, MTI | COL-MTI-CH-2300D |  | Gate |  | G | http://www.toronto.ca/TWONTO#00202
135663 | THR-FT-LSH-4860 | Switch, Level-High, Sump, Gallery T-17E, Flood Monitoring System | THR-FT-P-4860 | Switch,Level-High-High | Switch |  | LSH | http://www.toronto.ca/TWONTO#00466 |  | Pump, Centrifugal, Sump,Sump pit#30, SP RAS PS,
43218 | TAB-CW-SQ-0030 | Eye Wash station, Dewatering Basement West wall next to wash Room | TAB-DEW-SAFETY | PPE,Eyewash Station | Safety Equipment |  | SQ | http://www.toronto.ca/TWONTO#00307 |  | Safety Equipment
90641 | FHO-CCS-LSH-0001 | Switch, Level-High, Phosphoric Acid Spill Containment, S4, Corrosion Control Tank Room | FHO-CCS-T-0101 |  | Switch |  | LSH | http://www.toronto.ca/TWONTO#00466 |  | Tank, Phosphoric Acid Storage Tank, S4,Corrossion Control Tank Room
127578 | THC-PRM-LSHH-0177 | Switch, Level High High, Sump Pump Control, NW Plant | THC-PRM-P-0177 | Switch,Level | Switch |  | LSHH | http://www.toronto.ca/TWONTO#00466 |  | Pump, Centrifugal Submersible, Drainage, NW Plant
60419 | THC-DIS-OIT-1801 | Terminal, Operator Interface, Control Panel, Chlorination Bldg | THC-DIS-RPU-1801 | Control Panel,Operator | Communications Equipment |  | OIT | http://www.toronto.ca/TWONTO#00548 |  | Remote Processing Unit, Control Panel
145524 | WTR-PMI-RPU-0002 | Control Panel, Process Control Unit, New Pump Room | WTR-PMI-ELS |  | Remote Processor Unit |  | RPU | http://www.toronto.ca/TWONTO#00122 |  | Electrical System
77781 | THR-PRM-T-0500 | Tank, Primary Clarification - Primary Tank - South | THR-THK-GRK1 | Tank | Tank |  | T | http://www.toronto.ca/TWONTO#00219 |  | Thickening, Ground & Structural
119613 | TAB-WA1-SQ-0002 | Rescue Tripad | TAB-WA1-SQ-0001 | Safety,Emergency Kit | Safety Equipment |  | SQ | http://www.toronto.ca/TWONTO#00331 |  | WA1 Fall Arrest System
48758 | FCL-BW-LSL-0101 | Switch, Level, Low, Backwash Pump P-0101 Loss of Prime, High Lift Building, Pump Room | FCL-BW-P-0101 | Switch,Level-Low | Switch |  | LSL | http://www.toronto.ca/TWONTO#00466 |  | Pump, Centrifugal, Water Back Wash,High Lift Bu
74878 | THR-FT-LSL-4850 | Switch, Level-Low, Sump, SP RAS PS, Flood Monitoring System | THR-FT-P-4850 | Switch,Level-High-High | Switch |  | LSL | http://www.toronto.ca/TWONTO#00466 |  | Pump, Centrifugal, Sump,Sump Pit No. 31,SP RAS PS
54544 | TAB-STR-T-4004R | Tank , Reservoir Aux Oil, Blower 4004 | TAB-STR-BL-4004 | Tank,Reservoir | Tank |  | T | http://www.toronto.ca/TWONTO#00211 |  | Blower #4004
18405 | FHA-SES-LD-0084 | 3 Step rolling ladder Blue in Hydro vault | FHA-SES-LD-1 | Safety | Safety Equipment |  | LD | http://www.toronto.ca/TWONTO#00585 |  | Ladders
58497 | THC-ACC-DM-0168 | VAV Box, Admin Building, Ground Floor, Vestibule 140 | THC-ACC-AHU-0061 |  | HVAC |  | DM | http://www.toronto.ca/TWONTO#00142 |  | Air handling Unit, Ground Floor North Zone(Process Control), Admin Building Roof
138756 | THR-SES-SQ-21P | Portable, (Bottled) Eyewash Station, Returns Pumping Station Lab | THR-SQ-PEWS-WA4 | Safety,Eye wash | Safety Equipment |  | SQ | http://www.toronto.ca/TWONTO#00328 |  | Portable, (Bottled) Eyewash Station, Work Area 4
76204 | THR-MCS-LD-9848 | Chain Hoist, Manual, Work Area 2 | THR-LD-WA2 | Lifting Device,Hoist,Manual | Lifting Device |  | LD | http://www.toronto.ca/TWONTO#00422 |  | Lifting Devices, Chain Hoist, Come Along & Slings
34411 | COL-YKP-DA-211172 | Davit Mast -211172 | COL-YKP-DA | Safety | Safety Equipment |  | DA | http://www.toronto.ca/TWONTO#00331 |  | Davit Arm Assembly
96307 | FIS-CLB-FSL-0002 | Switch, Flow, Low, Before SO2 Analysers AIT-0002A & B, Chemical Sampling Bldg, Upper Level, N Wall | FIS-CLB-AIT-0002B | Sensor,Level | Switch |  | FSL | http://www.toronto.ca/TWONTO#00367 |  | Analyzer, Chlorine, Standby Before SO2 Residual Chemical Sampling Building, Upper Level
61141 | THC-ELS-SQ-1232258 | Electrical Safety gloves, High Voltage, Class 4, # 1232258 | THC-SES-SQ |  | Safety Equipment | 35710 | SQ | x |  | Safety Equipment
18552 | FHA-SES-SCBA-0017 | Cylinder for Air Pack Ser # OJ 371447 | FHA-SES-SCBA-CYLINDER | PPE,SCBA | Safety Equipment |  | SCBA | http://www.toronto.ca/TWONTO#00582 |  | Breathing Air Tanks (SCBA cylinders)
93819 | WTR-PRH-CU-0002 | Air Cooled Condenser, Roof | WTR-PRH-ACC | H.V.A.C.,Air Conditioner | HVAC |  | CU | http://www.toronto.ca/TWONTO#00236 |  | Air Conditioning, Heating and Ventilation
94888 | FHO-SES-SQ-7007 | Eyewash & Shower, Station # 7, Chemical Building, L1, South Chemical Machine Room Exit | FHO-SES-SQ-0004 | PPE,Eyewash Station | Safety Equipment |  | SQ | http://www.toronto.ca/TWONTO#00308 |  | First Aid
28036 | FIS-AM-T-0201 | Tank, Ammonia Bulk Storage, Ammonia & Fluoride Building, Storage Room | FIS-AM | Tank,Reservoir | Tank |  | T | http://www.toronto.ca/TWONTO#00211 |  | Ammoniation
85975 | WTR-PJS-FAK-0001 | First Aid Kit Station, john Street Pumping Station, Crew Room | WTR-CENTRAL-SES | Safety,First Aid Kit | Safety Equipment |  | FAK | http://www.toronto.ca/TWONTO#00357 |  | Safety & Lifting Devices
117348 | TAB-RSP-PSL-2208 | Switch, Pressure,Low, Seal Water to Raw Sewage Pump P-2208 | TAB-RSP-P-2208 | Switch,Pressure | Switch |  | PSL | http://www.toronto.ca/TWONTO#00604 |  | Pump, Raw Sewage #8
25274 | FHO-SPC-RPU-1725 | RPU, Filters F-0501 & 0601 PLC, Filter 1-8 Building, S2, Filter Pipe Gallery, East Wall | FHO-FLT | Controller,PLC | Remote Processor Unit |  | RPU | http://www.toronto.ca/TWONTO#00122 |  | Filtration
79057 | THR-SQ-LP-0017 | Life Preserver, Ring Type, Final Tank 20 | THR-SQ-LP-FT | Safety | Safety Equipment |  | LP | http://www.toronto.ca/TWONTO#00561 |  | Life Preserver, Ring Type Floating Device, Final Tanks
33650 | COL-YKP-DA-0025S | Davit Arm Assembly with CENTRE BASE-150861 | COL-W-OBSOLETE | Safety | Safety Equipment | 45988 | DA | x |  | Col West Obsolete Entities
| MAIN-028D | Main 028D | WTR-MT1 |  |  |  |  | http://www.toronto.ca/TWONTO#00804 | Sub-Process | Work Area 1 EAST Mains and Chambers
106219 | TAB-ACC-DM-6415 | Damper, Motorized, Exhaust Air, FN- 6413, Roof, Existing Grit Bldg. | TAB-ACC-FN-6413 | Damper/Louver | HVAC |  | DM | http://www.toronto.ca/TWONTO#00142 |  | Fan, Centrifugal, Exhaust Air, Roof, Grit Bldg., P Bldg.
68669 | THR-ACC-TSH-0230 | Switch, Temperature, High, Discharge Air, Air Handling Unit MUA-556, North Grit South Fan Room | THR-ACC-FN-0230 | Switch,Temperature-High | Switch |  | TSH | http://www.toronto.ca/TWONTO#00734 |  | Fan, Plenum, Supply, Existing Air Handling Unit MAU-556, North Grit Fan Room
106697 | TAB-ACC-FSL-6305 | Switch, Flow Switch-Low, FN-6305, Roof, Dig 9-12 Control Building. | TAB-ACC-FN-6305 | Switch,Flow-Low | Switch |  | FSL | http://www.toronto.ca/TWONTO#00367 |  | Fan, Exhaust, Centrifugal, Explosion Proof, Gas Room Exhaust, Roof, Dig 9-12 Control Building.
11235 | COL-MTI-G-1401C | Gate 1,Rosedale Valley Control Chamber No.14C, MTI | COL-MTI | Valve,Gate,Sluice,Act. | Gate |  | G | http://www.toronto.ca/TWONTO#00202
130849 | THR-ADM-ASH-4005S | Carbon Monoxide(CO) Detector (Electrical Shop- Admin Building) | THR-ELS-ADM | Fire Prevention,Heat Detector | Switch | 42096 | ASH | x |  | Electrical System, Administration Building
61961 | THC-GRK-PLQ-0001 | Plumbing | THC-GRK-PRTY-0001 | Building Service,Domestic Plumbing | Plumbing |  | PLQ | http://www.toronto.ca/TWONTO#00572 |  | Grounds and Property - THC
88676 | WTR-PWT-ZS-0003 | Position Switch, open/close | WTR-PWT-AUX | Switch,Position | Switch |  | ZS | http://www.toronto.ca/TWONTO#00590 |  | Auxiliary Equipment (Building Facilities)
115268 | TAB-PLT-WSH-0541? | Switch,weight, High, Screen 0541 | TAB-SUSPENDED ENTITY | Switch,Weight-High | Switch | 35892 | WSH | x |  | Suspended entities
82942 | WTR-176-TSL-0009A | Switch, Temperature, Low, Chamber 176-09, New Toronto St & Kipling Avenue | CH 176 09 | Switch,Temperature-Low | Switch |  | TSL | http://www.toronto.ca/TWONTO#00734 |  | Chamber
125861 | THC-INC-BU-2031 | Burner, Hearth 1, Incinerator 2000 | THC-INC-FU-2000 | Burner | Burner |  | BU | http://www.toronto.ca/TWONTO#00191 |  | Furnace, Incinerator 2000
26312 | FHO-GRK-DR-2084S | Door, (FD-S2-84), Fire Rated, Chemical Building, S2, Gaseous Storage East | FHO-GRK-FEQ-0001 | Fire Prevention,Door | Door |  | DR | http://www.toronto.ca/TWONTO#00353
71754 | THR-DIG-SSL-5107A | Switch, Speed-Low, Digester Gas Mixing, Tank 0100, Solids Treatment, Digester Tanks 1-6 | THR-DIG-MX-0100 | Switch,Speed-Low | Switch |  | SSL | http://www.toronto.ca/TWONTO#00699 |  | Digester Gas Mixing, Digester Tank 0100
53863 | TAB-SLO-T-0201 | Storage Silo #1,Sludge Cake | TAB-SLO-SILO | Tank,Reservoir | Tank |  | T | http://www.toronto.ca/TWONTO#00708 |  | Sludge Transfer & Silos
9077 | COL-YKP-DA-1697326 | Davit Mast-1697326 | COL-YKP-DA-0014S | Safety | Safety Equipment |  | DA | http://www.toronto.ca/TWONTO#00331 |  | Davit Arm Assembly with Upper Arm-1731955
68682 | THR-ACC-TSL-3630 | Switch,Alarm,Temperature-Low, Supply Air,,AHU-3630,East Workshop | THR-ACC-AHU-3630 | Switch,Temperature-Low | Switch |  | TSL | http://www.toronto.ca/TWONTO#00734 |  | Air Handling Unit,East Workshop
14789 | FCL-SH-15 | Safety Harness Full Body | FCL-SES-FEQ-SUS | PPE | Safety Equipment |  | SH | http://www.toronto.ca/TWONTO#00332 |  | Portable Fire Extinguishers
93956 | WTR-PRH-MCC-0101 | Motor Control Center, Incoming Line | WTR-PRH-BUS-0101 | Control Panel | Motor Control Center |  | MCC | http://www.toronto.ca/TWONTO#00110 |  | Switchgear, Power, Bus T1
118867 | TAB-STR-SQ-9104 | First Aid Kit-Aeration East Control Room | TAB-STR-SQ | Safety,First Aid Kit | Safety Equipment |  | SQ | http://www.toronto.ca/TWONTO#00355 |  | WA2 Safety Equipment,lifting devices, ladders, Eye Wash station, First Aid Kits, Lock out stations
59045 | THC-ACC-HTR-0289 | Heater, Perimeter. Admin Building | THC-ACC-BLDG K |  | HVAC |  | HTR | http://www.toronto.ca/TWONTO#00418 |  | Administration Building, HVAC
43726 | TAB-DEW-LSHH-8053A | Switch, Level High-High, 'Z' Bldg, Basment, West at Softeners | TAB-DEW-P-8053A |  | Switch |  | LSHH | http://www.toronto.ca/TWONTO#00466 |  | Pump,Sump, Z Bldg
52946 | TAB-PLT-G-4103 | Gate, Knife Gate, Pneumatic, Grit Outloading Conveyor 4100, Conveyor Area | TAB-PLT-CV-4100 | Valve,Knife Gate | Gate |  | G | http://www.toronto.ca/TWONTO#00781
62436 | THC-ITS-PA-2716 | Speaker, Public Address System, Aeration Tanks A15 and A16 | THC-ITS-MDF-1000 | Network,Telecommunication | Communications Equipment |  | PA | http://www.toronto.ca/TWONTO#OWLClass_aaa0534b_8301_4f5e_86a4_f0d2cc6e91a2 |  | Public Address System, Master Distribution , Control System, Admin Bldg,
120612 | THC-ACC-FIT-6261 | Transmitter, Flow, Outlet, Supply Fan FN-6260, 2nd Floor Mech Room #2, Headworks | THC-ACC-AHU-6200 | Meter,Flow,Mass | HVAC |  | FIT | http://www.toronto.ca/TWONTO#00369 |  | Air Handling Unit, Blower Room, 2nd Floor Mech Room #2, Headworks
62572 | FCL-FLT-FSL-0003A | Switch, Flow Low, Discharge, Filtered Water Sampling Pump 0004A, Sampling Pumps | FCL-FLT | Switch,Flow-Low | Switch |  | FSL | http://www.toronto.ca/TWONTO#00367 |  | Filtration
6828 | COL-PQW-TS-0001 | Switch, Transfer | COL-PQW-MISC | Switch | Switch |  | TS | http://www.toronto.ca/TWONTO#00754 |  | Miscellaneous Equipment
53601 | FCL-RW-RPU-0001 | RPU Panel, Low Lift Bldg Pumping Station | FCL_ELS_MISCELLANEOUS | Control Panel | Remote Processor Unit |  | RPU | http://www.toronto.ca/TWONTO#00122 |  | FCL_ELS_MISCELLANEOUS
77784 | THR-DIS-RPU-0002 | Remote Processor Unit, Disinfection Chlorination, Palace Pier (172.22.37.247) | THR-DIS-T-PP | RPU | Remote Processor Unit |  | RPU | http://www.toronto.ca/TWONTO#00122 |  | Disinfection, Tank, Palace Pier
54472 | TAB-STR-PA-AG | Paging/Intercom System, Aeration Gallery | TAB-STR-STRC-AG |  | Communications Equipment |  |  | http://www.toronto.ca/TWONTO#OWLClass_aaa0534b_8301_4f5e_86a4_f0d2cc6e91a2 |  | Aeration Gallery - Safety, Drains, Plumbing & PA System
132946 | THR-DIG-SSL-5113A | Switch, Speed-Low, Digester Gas Mixing, Tank 0100, Solids Treatment, Digester Tanks 1-6 | THR-DIG-MX-0100 | Switch,Speed-Low | Switch |  | SSL | http://www.toronto.ca/TWONTO#00699 |  | Digester Gas Mixing, Digester Tank 0100
98852 | IH2008A | Door,Overhead, Incineration | TAB-MCS-DR | Door,Overhead | Door |  |  | http://www.toronto.ca/TWONTO#00649
109079 | TAB-CW-FSH-0010S | Switch,Flow, High,Eye Wash Station- No.401 Blower Bldg South east wall next to Stores | TAB-CW-SQ-0010S | Switch,Flow-High | Safety Equipment | 46695 | FSH | x |  | Eye Wash Station- No.401 Blower Bldg South east wall next to Stores
135676 | THR-FT-LSHH-5699 | High High Level Switch, Pump 5699, Final Tank | THR-FT-P-5699S | Switch,Level-High-High | Switch |  | LSHH | http://www.toronto.ca/TWONTO#00466 |  | Pump, Sump, RAS Pump Station, RAS Building (Basement), Plant Services, Flood Monitoring System
110814 | TAB-DIG-LSL-4130 | Switch,Level,Low,Lube Oil, G.Compr. C4130 | TAB-DIG-C-4130 | Switch,Level | Switch |  | LSL | http://www.toronto.ca/TWONTO#00466 |  | Compressor # 1, Gas (DX2601)
40811 | TAB-ACC-TE-1448B | Temperature Element, Space Temperature | TAB-ACC-HTR-1448 | Sensor,Temperature | HVAC |  | TE | http://www.toronto.ca/TWONTO#00733 |  | Heater, Hot Water Reheat Coil
120516 | THC-ACC-DM-5941 | Damper,Motorized,Exhaust Fan FN-5940,Disinfection Bldg,Tank Storage Room,East Wall | THC-ACC-FN-5940 |  | HVAC |  | DM | http://www.toronto.ca/TWONTO#00142 |  | Fan,Centrifugal,Exhaust,Disinfection Bldg,Tank Storage Room,East Wall
80352 | FHA-SED-ZSH-0501 | Switch, Limit, Access Hatch Zone 5 | FHA-SED |  | Security System |  | ZSH | http://www.toronto.ca/TWONTO#fohur-bugut-lijif-zazom |  | Sedimentation
4547 | COL-PLB-TIC-0100 | Thermostat | COL-PLB-AHU-0100 | Switch | HVAC |  | TIC | http://www.toronto.ca/TWONTO#00746 |  | Air Handling Unit
30470 | FIS-SES-LDR-1401 | Ladder, 4' Aluminum, Meternig & Sampling Building | FIS-SES | Safety | Tool |  | LDR | http://www.toronto.ca/TWONTO#00457 |  | Safety, Instrumentation & Environmental Services
96298 | FIS-CLB-CHL-0101 | Chlorinator, Post Chlorination Train 1, Gaseous Chemical Building, Machine Room | FIS-CLB | Chemical Feeder,Gas | Chemical Feeder |  | CHL | http://www.toronto.ca/TWONTO#00215 |  | Post-Chlorination
87692 | WTR-PRH-T-1101 | Tank, Domestic Water | WTR-PRH-AUX | Tank | Tank |  | T | http://www.toronto.ca/TWONTO#00427 |  | Auxiliary Equipment (Building Facilities)
122798 | THC-DEW-RPU-2205 | Remote Processing Unit,Dewatering,Cake Pump-6710 RPU,Ground Floor,Biosolids Building West (TEMP) | THC-DEW-P-6710 | Control Panel,Instrumentation | Remote Processor Unit |  | RPU | http://www.toronto.ca/TWONTO#00122 |  | Pump,Dewatered Biosolids, Schwing type,Solid Treatment
74515 | THR-FT-FSL-2722 | Switch, Flow-Low, Pump 2722, Seal Water, RAS Pumping - North | THR-FT-P-2722 | Switch,Pressure-Low | Switch |  | FSL | http://www.toronto.ca/TWONTO#00367 |  | Pump, Centrifugal, Secondary Treatment,Tunnel 23 North, RAS Pumping - North
76078 | THR-MCS-LD-0456 | Chain Hoist, (VGD) Manual 1/4 T, 5Ft, Work Area 3 | THR-LD-WA3 | Lifting Device,Hoist,Manual | Lifting Device |  | LD | http://www.toronto.ca/TWONTO#00422 |  | Lifting Devices, Chain Hoist, Come Along & Slings
39975 | TAB-ACC-HTR-6461 | Heater, Electric, AHU-6460, Primary Tank Operating Gallery, Ground, West Side | TAB-ACC-AHU-6460 | H.V.A.C.,Heater | HVAC |  | HTR | http://www.toronto.ca/TWONTO#00418 |  | Air Handling Unit, Existing Primary Tank Operating Gallery, Ground, West Side
112701 | TAB-EL1-MCC-6542 | Motor Control Centre, Z Bldg | TAB-ELS-WA6 | Control Panel,MCC | Motor Control Centre |  | MCC | http://www.toronto.ca/TWONTO#00110 |  | Panel Boards, MCC, WA6
78856 | THR-SES-SQ-13P | Portable, (Bottled) Eyewash Station, Grit Bldg., North Boiler N Wall | THR-SQ-PEWS-WA2 | Safety,Eye wash | Safety Equipment |  | SQ | http://www.toronto.ca/TWONTO#00328 |  | Portable, (Bottled) Eye Wash Station, Work Area 2
79762 | THR-WA1-LD-0014 | Sling, Wire Rope, Work Area 1 ( WIRE ROPE SLING SIZE; 3/8" X 2') | THR-LD-WIRE-WA1 | Lifting Device,Sling | Lifting Device |  | LD | http://www.toronto.ca/TWONTO#00927 |  | Slings, Wire Rope, Work Area 1
105696 | SWM-PWD-RPU-0001 | Remote process unit | SWM-PWD-MISC |  | Remote Processor Unit |  | RPU | http://www.toronto.ca/TWONTO#00122 |  | Miscellaneous Equipment
78924 | THR-SES-SQ-8437 | Lanyard for Harness, PPE Wei Peng | THR-SES-FAS | Safety | Safety Equipment |  | SQ | http://www.toronto.ca/TWONTO#00333 |  | Fall Arrest Sytem (Harness and Lanyard), Safety Equipment
105902 | TAB-ACC-AHU-1408 | Air Handling Unit, Air Supply to Boiler Room, Z Bldg | TAB-ACC-AHU | H.V.A.C. | HVAC | 38012 | AHU | x |  | Air Handling Unit & Supply Fan
127090 | THC-PLT-FSL-0455 | Switch, Flow, Low, Spray Water, Perforate Screen SC-0450, Screen Room, Raw Sewage Screening | THC-PLT-SC-0450 | Switch,Flow-Low | Switch |  | FSL | http://www.toronto.ca/TWONTO#00367 |  | Screen, Perforated Plate, Screen Room, Raw Sewage Screening
109081 | TAB-CW-FSH-0026 | Emerg. Eyewash and Shower Stations, Ferric Gallery-Sodium Hypo Tanks Room South Side | TAB-STR-SQ | Switch,Flow-High | Safety Equipment |  | FSH | http://www.toronto.ca/TWONTO#00308 |  | WA2 Safety Equipment,lifting devices, ladders, Eye Wash station, First Aid Kits, Lock out stations
109123 | TAB-CW-SQ-0079 | Eye Wash Station,D Bldg old Screening Room, mazzanine loading Bay next to Glycol Station East wall | TAB-PLT-SQ-D | PPE,Eyewash Station | Safety Equipment |  | SQ | http://www.toronto.ca/TWONTO#00307 |  | D Building - Safety Equipment, Atmosphere monitors
61703 | THC-FT-PSH-1296 | Switch,Pressure-High,Outlet,Scum Transfer Pump 1290,Secondary,Phase I | THC-FT-P-1290SUSPENDED | Switch,Pressure-High | Switch |  | PSH | http://www.toronto.ca/TWONTO#00604 |  | Pump, for Scum Pit Tank 1280, for final tank 1200, Secondary Clarifier
89579 | WTR-RRV-LSH-0201 | Switch, Level-High, Tank 0200 | WTR-RRV-T-0200 | Switch,Level-High | Switch |  | LSH | http://www.toronto.ca/TWONTO#00466 |  | Tank, Reservoir, (North West Basin)
145507 | WTR-PMI-TS-0001 | Automatic Transfer Switch, Water Transmission | WTR-PMI-MCC-0101 | Switch | Switch |  | TS | http://www.toronto.ca/TWONTO#00754 |  | Control Panel, MCC, Line 1,.
86174 | WTR-PJS-LSHH-0102 | Switch,Level-High-High, John Street Surge Tank 1 | WTR-PJS-T-0102 | Switch,Level-High-High | Switch |  | LSHH | http://www.toronto.ca/TWONTO#00466 |  | Tank, (Surge), John St #1
119985 | TAB-WA4-SQ-C3E9 | Lanyard 4' - Remigio Abanador | TAB-WA4-SQ-0010 | PPE,Lanyard | Safety Equipment |  |  | http://www.toronto.ca/TWONTO#00333 |  | WA4 Fall arrest systems
29962 | FIS-RW-FSL-0005-SUS | Switch, Flow-Low, Chlorine, Intake Valve Chamber Upper Level, Sampling Pumps Intake | FIS-SUSPENDED | Switch,Flow-Low | Switch | 38339 | FSL | x |  | Obsolete Entities/Processes
137890 | THR-PRM-T-1100 | Tank, Primary Clarification - Primary Tank - North | THR-PRM-NORTH | Tank | Tank |  | T | http://www.toronto.ca/TWONTO#00219 |  | Primary Treatment, North Primary
128179 | THC-PWA-PDSH-0301 | Switch, Differential Pressure, High, Local Indicator, Strainer STR-0300, S.E. Pumping Station | THC-PWA-STR-0300 |  | Switch |  | PDSH | http://www.toronto.ca/TWONTO#00604 |  | Strainer,Automatic,Plant Effluent Water,South Effluent Pump Station,Intermediate Level
11807 | FCL-DCL-PSL-0301 | Switch, Pressure-Low, Supply Header 3, Sulpher Dioxide System | FCL-DCL | Switch,Pressure-Low | Switch |  | PSL | http://www.toronto.ca/TWONTO#00604 |  | Sulphur Dioxide System
83270 | THR-PRM-RPU-0011 | RPU, Primary Treatment, South Tanks (172.22.37.124) | THR-ELS-GRIT | RPU | Remote Processor Unit |  | RPU | http://www.toronto.ca/TWONTO#00122 |  | Electrical System, Grit Bldg., North Prelimanry and Primary Station
64422 | THC-PRM-LSLL-0905 | Switch, Float, Level-Low Low, Oil Tank 0910 | THC-PRM-T-0910 |  | Switch |  | LSLL | http://www.toronto.ca/TWONTO#00466 |  | Oil Tank, Hydraulic Power System for Sludge Bottom Scraper Mechanism, Primary Clarifier 0900, SW Plant
74663 | THR-BG-F-0402 | Condensate Separator, Fuel Gas, Compressor Building, Gas Compressor (And Dryer) | THR-BG-C-0401 | Filter | Filter |  | F | http://www.toronto.ca/TWONTO#00642 |  | Compressor, Screw, Fuel Gas, Compressor Building, Gas Compressor (And Dryer) Tag-THR-BG-C-0401-Susp
135859 | THR-FT-PSH-4407 | Switch, Pressure-High, Pump P-4404 Discharge, RAS Pumping - South | THR-FT-P-4404 | Switch,Pressure-High | Switch |  | PSH | http://www.toronto.ca/TWONTO#00604 |  | Pump, Centrifugal, RAS, RAS Pumping Station - South
71891 | THR-DIG-TSL-7752B | Switch, Temperature Low, Burner BU-7750 Condensate Drain Heat Tracing, WGB Bldg Roof | THR-DIG-BU-7750 | Switch,Temperature-Low | Switch |  | TSL | http://www.toronto.ca/TWONTO#00734 |  | Waste Gas Burner, Burner 7750, WGB Bldg Roof
44089 | TAB-DEW-TSH-0821A | Switch, Temperature, High, Lub Oil Return from Bearing back drive end | TAB-DEW-CF-0821 | Switch,Temperature | Switch |  | TSH | http://www.toronto.ca/TWONTO#00734 |  | Centrifuge # 8
82833 | FHA-SES-SQ-0012 | High Voltage Electrical Safety Equipment -Gloves, FHA | FHA-SES | PPE,Insulated Glove | Safety Equipment |  | SQ | http://www.toronto.ca/TWONTO#00653 |  | Safety & Environmental Services
45431 | TAB-DIG-PSL-4145A | Switch,Pressure,Low,, Oil supply to G.Compr. C4145 | TAB-DIG-C-4145 | Switch,Pressure | Switch |  | PSL | http://www.toronto.ca/TWONTO#00604 |  | Compressor # 5, Gas(DX2605)
| MAIN-029 | Main 029 | WTR-LWA |  |  |  |  | http://www.toronto.ca/TWONTO#00804 | Sub-Process | Work Area 2 Central Mains and Chambers
115422 | TAB-PRM-FSL-2501? | Switch ,Flow, Low,Seal water to Scum Pump p-2501 | TAB-SUSPENDED ENTITY | Switch,Flow | Switch | 34240 | FSL | x |  | Suspended entities
47361 | TAB-EL1-MCC-6351 | Motor Control Centre 600V - Blower Bldg | TAB-STR-ELQ | Switchgear,Indoor | Motor Control Centre |  | MCC | http://www.toronto.ca/TWONTO#00110 |  | Blower Building - Power Distribution & Electrical Equipment
54918 | TAB-STRC-53221 | TAB Walls,Ceilings,Roofs, Floors and Doors (CMS Work Orders) | TAB-CMS |  | Grounds |  | STRC | http://www.toronto.ca/TWONTO#00278 |  | CMS Work Orders
108830 | TAB-AUX-LSHH-5002 | Switch, Level-High-High, Sanitary, Sump, Auxiliary Systems Building, Sub-Basement | TAB-AUX-P-5113 | Switch,Level-High-High | Switch |  | LSHH | http://www.toronto.ca/TWONTO#00466 |  | Pump, Submersible, Sanitary, Auxiliary Systems Building, Sub-Basement
147340 | WTR-RST-LSH-0201S | Switch, Level-High, Tank 0200 | WTR-RST-T-0200 | Switch,Level-High | Switch | 38669 | LSH | x |  | Tank, Reservoir, (West Basin)
59000 | THC-ACC-HTR-0120 | Duct Heater,Pressurization System,Electrical Room,Phase 4, bldg.O | THC-ACC-BLDG O | Air Handling Unit | HVAC |  | HTR | http://www.toronto.ca/TWONTO#00418 |  | Phase IV , Building O HVAC
45161 | TAB-DIG-LSHH-0424 | Switch,Level -High-High,Digester Tank T-0400 | TAB-DIG-T-0400 | Switch,Level-High-High | Switch |  | LSHH | http://www.toronto.ca/TWONTO#00466 |  | Digestion Tank 04
95244 | WTR-REG-RPU-0001 | Remote Processing Unit | WTR-REG-ELS | RPU | Remote Processor Unit |  | RPU | http://www.toronto.ca/TWONTO#00122 |  | Electrical System
124757 | THC-ELS-LP-1304 | Panel,Lighting,Basement,Thickening Building | THC-ELS-MCC-1304 | Control Panel,Lighting | Power Distribution Panel |  | LP | http://www.toronto.ca/TWONTO#00477 |  | Motor Control Centre,Thickening Building
45425 | TAB-DIG-PSH-9301S | Switch,Pressure,High, PSH300, Digester Gas Train, Boiler #3, Z Building | TAB-SUSPENDED ENTITY | Switch,Pressure | Switch | 47595 | PSH | x |  | Suspended entities
127037 | THC-PLT-G-0971 | Gate, Isolation, Motorized, Vortex CYC-0970 Influent Channel, Grit Removal | THC-PLT-CYC-0970 | Gate,Sluice | Gate |  | G | http://www.toronto.ca/TWONTO#00202
146818 | WTR-RDF-ZS-0401 | Switch, Position,Door Security | WTR-RDF-AUX | Switch,Position | Switch |  | ZS | http://www.toronto.ca/TWONTO#00590 |  | Auxiliary Equipment (Building Facilities)
2662 | COL-120-T-0701 | Tank, Nitrogen-Charged Piston Accumulator, Pressurized Hydraulic Fluid Storage, Coxwell CH-0700 | COL-120-CH-0700 | Tank | Tank |  | T | http://www.toronto.ca/TWONTO#00211 |  | Coxwell Control Chamber #7
105868 | TAB-ACC-AC-3600 | CONDITIONER, AIR, BASEMENT ADMIN BUILDING | TAB-ADM-STRC | H.V.A.C.,Air Conditioner | HVAC |  | AC | http://www.toronto.ca/TWONTO#00141 |  | Old Admin Building - General
120079 | TAB-WA6-SQ-7829 | Type1 | TAB-WA6-SQ | PPE | Safety Equipment |  | SQ | http://www.toronto.ca/TWONTO#00677 |  | WA6 Safety Equipment
63677 | THC-PLT-LSHH-1600 | Level Switch, High High Level, Sump, Vortex Common Effluent Channel | THC-PLT-P-1610 | Switch,Level-High-High | Switch |  | LSHH | http://www.toronto.ca/TWONTO#00466 |  | Pump, Sump, Vortex Common Effluent Channel
115490 | TAB-PRM-LSHH-0511 | Switch, Level High High, Coagulant Tank Storage Containment Area No.1 Sump, Grit Bldg., P Bldg. | TAB-PRM-P-0510 | Switch,Level-High-High | Switch |  | LSHH | http://www.toronto.ca/TWONTO#00466 |  | Pump, Submersible, Portable, Sump, Coagulant Tank Containment Area No. 1, Grit Bldg., P Bldg.
58496 | THC-ACC-DM-0167 | VAV Box, Admin Building, Ground Floor, Lunch/Meeting Room 141 | THC-ACC-AHU-0061 |  | HVAC |  | DM | http://www.toronto.ca/TWONTO#00142 |  | Air handling Unit, Ground Floor North Zone(Process Control), Admin Building Roof
62524 | THC-MCS-LD-0000000008 | DIE CART/PUMP CART (insp Liftsafe) | THC-MCS-LD | Lifting Device | Lifting Device |  | LD | http://www.toronto.ca/TWONTO#00473 |  | Mechanical Services, Lifting Device
72522 | THR-ACC-CU-0130 | Condensing Unit, Electrical Room, Headhouse | THR-ACC-AC-0130 |  | HVAC |  | CU | http://www.toronto.ca/TWONTO#00236 |  | Air Conditioner, Electrical Room, Headhouse
83984 | TNT-CSO-G-0301 | Gate, Sluice, Actuated | TNT-CSO-T-0600 | Gate,Sluice | Gate |  | G | http://www.toronto.ca/TWONTO#00202
45399 | TAB-DIG-PSH-0434 | Switch,Pressure, High | TAB-DIG-P-0434 | Switch,Pressure-High | Switch |  | PSH | http://www.toronto.ca/TWONTO#00604 |  | Pump, Sludge Recirculation #4
112661 | TAB-EL1-MCC-6013 | Motor Control Centre 600V - M Bldg | TAB-ELS-M BLDG | Control Panel,MCC | Motor Control Centre |  | MCC | http://www.toronto.ca/TWONTO#00110 |  | M Building Indoor Substation
112790 | TAB-EL1-PDP-6145E | Panel,Power Distribution 600V,PRS Bldg | TAB-EL1-MCC-6125E | Switchgear,Indoor | Power Distribution Panel |  | PDP | http://www.toronto.ca/TWONTO#00110 |  | Motor Control Centre, 600V Emergency feed
121204 | THC-ACC-T-0110AK | Tank,Hot Water,Storage Tank,Admin Building | THC-SUSPENDED | Tank | Tank | 32319 | T | x |  | Suspended entity
48202 | TAB-ELS-SQ-5023 | Cross Arm Strap(Jeff) | TAB-ELS-SQ-FALL ARST | PPE,Harness | Safety Equipment |  | SQ | http://www.toronto.ca/TWONTO#00470 |  | Fall Arrest -Safety Harness & Lanyard
47439 | TAB-EL1-MCC-6633 | Motor Control Centre, 600V - Grit 7-12 | TAB-PLT-ELQ-P | Control Panel,MCC | Motor Control Centre |  | MCC | http://www.toronto.ca/TWONTO#00110 |  | P Building - Electrical Equipment
79596 | FHA-SED-T-0201 | Tank, Underground Settling and Flocculation Basin #2 | FHA-SED | Tank,Non-Pressurized | Tank |  | T | http://www.toronto.ca/TWONTO#00364 |  | Sedimentation
58055 | THC-ACC-AC-0906 | Air Conditioning Unit,MCC Room,2nd Floor,Solids Treatment,Biosolids Building East | THC-ACC-BLDG M |  | HVAC |  | AC | http://www.toronto.ca/TWONTO#00141 |  | Incineration Building, HVAC
62664 | THC-MCS-SM-0130 | Machine Tool,Lathe, Building A | THC-MCS-MEQ | Machine Tool,Milling Machine | Tool |  | SM | http://www.toronto.ca/TWONTO#00460 |  | Machine Shop and Equipment
132995 | THR-DIG-T-5880 | Tank, Reservoir, Auxiliary Oil, Gas Compressor 5880, Digester Mixing System | THR-DIG-C-5840 | Tank,Reservoir | Tank |  | T | http://www.toronto.ca/TWONTO#00211 |  | Compressor, Gas, Mixing System, Digester Tank#10
85841 | WTR-PHL-ZS-0007 | Switch, Position,Door Security | WTR-PHL-AUX | Switch,Position | Switch |  | ZS | http://www.toronto.ca/TWONTO#00590 |  | Auxiliary Equipment (Building Facilities)
53780 | TAB-SLO-LSH-0303 | Switch,level,High | TAB-SLO-T-0303 | Switch,Level | Switch |  | LSH | http://www.toronto.ca/TWONTO#00466 |  | Hopper #3, HBS-305
11855 | FCL-ELS-MCC-0901A-SUS | Control Panel, MCC, Dry Chemical Building, Electrical Switchgear Room | FCL-SUSPENDED | Control Panel,MCC | Motor Control Center | 36547 | MCC | x |  | Suspended entity
130976 | THR-AER-LSHH-3618 | Switch, Level-High-High, Pump3618,Sump,T14 | THR-FT-P-3618 | Switch,Level-High-High | Switch |  | LSHH | http://www.toronto.ca/TWONTO#00466 |  | Pump, Sump, Aeration Gallery, Tunnel 14, North
135864 | THR-FT-PSL-2171 | Switch, Pressure-Low, Pump 2171, Secondary Treatment, RAS Pumping - South | THR-FT-P-2171S | Switch,Pressure-Low | Switch |  | PSL | http://www.toronto.ca/TWONTO#00604 |  | Pump, Centrifugal, Secondary Treatment, RAS Pumping,Tunnel 20, - South
55048 | TAB-THK-PSH-4132 | Switch,Pressure,High,Pump 4132 | TAB-THK-P-4132 | Switch,Pressure | Switch |  | PSH | http://www.toronto.ca/TWONTO#00604 |  | Pump, Polymer Solution Transfer SX2034
51901 | FCL-FLT-SW-1101 | Sweeps, Surface Wash, Filter #11 | FCL-FLT-F-1101 | Filter | Filter |  | SW | http://www.toronto.ca/TWONTO#00346 |  | Filter, Carbon Activated, Filter Building, Filter Gallery West
138796 | THR-SES-SQ-8437 | Lanyard for Harness, PPE Wei Peng | THR-SES-SQ | Safety | Safety Equipment |  | SQ | http://www.toronto.ca/TWONTO#00333 |  | Safety Equipment
18426 | FHA-SES-LDR-0101 | FHA-SES-LD-0027 - 8' Ladder Aluminium ( TRW Basement ) | FHA-SES-LD-1 | Safety | Safety Equipment |  | LDR | http://www.toronto.ca/TWONTO#00457 |  | Ladders
86713 | WTR-PKN-VSH-0203 | Switch, Vibration-High, Motor 0200 Outer | WTR-PKN-P-0200 | Switch | Switch |  | VSH | http://www.toronto.ca/TWONTO#00792 |  | Pump, Centrifugal
139404 | THR-WA1-LD-457-1 | Sling, Nylon, Work Area 1 (NYLON BELT SLING SIZE; 2" X 12`, CAPACITY 6400 LBS, SN 1553457-1) A | THR-LD-NYLN-WA1 | Lifting Device,Sling | Lifting Device |  | LD | http://www.toronto.ca/TWONTO#00929 |  | Slings, Nylon, Work Area 1
53835 | TAB-SLO-PSL-250 | Switch, Pressure,Low, Air | TAB-SLO-T-0221 | Switch,Pressure | Switch |  | PSL | http://www.toronto.ca/TWONTO#00604 |  | Receiver, Air Tank, Silo Bldg, 2nd Floor
51702 | TAB-PRS-T-2180 | Tank, Chemical Storage, West Chemical Storage Tanks | TAB-PRS-T-FECL2 | Tank | Tank |  | T | http://www.toronto.ca/TWONTO#00211 |  | Ferrous Chloride Tanks & Valves
106696 | TAB-ACC-HC-6451 | Heating Coil, AHU-6450, Primary Tank Operating Gallery, Ground, East Side | TAB-ACC-AHU-6450 | H.V.A.C.,Heater | HVAC |  | HC | http://www.toronto.ca/TWONTO#00420 |  | Air Handling Unit, Primary Tank Operating Gallery, Ground, East Side
121713 | THC-ACC-V-6005 | Valve, Motorized, Heating Glycol Supply/Return By-pass, Lower Level 2 Blower Room, Headworks | THC-ACC-HE-6001 | Valve,Ball | HVAC |  | V | http://www.toronto.ca/TWONTO#00781 |  | Heat Exchanger, Heating Glycol System, Lower Level 2 Blower Room, Headworks
147710 | YTF-CW-F-7101 | Filter, YTF-CW-HU-7101, City Water | YTF-CW | Filter | Filter |  | F | http://www.toronto.ca/TWONTO#00146 |  | City Water
77653 | THR-PRM-HSE-N | Flushing Hoses North Primary | THR-PRM-T |  | Tank |  |  | http://www.toronto.ca/TWONTO#00425 |  | Primary Sedimentation Tanks
| MAIN-029 EAST | Main 029 | WTR-LWA |  |  |  |  | http://www.toronto.ca/TWONTO#00804 | Sub-Process | Work Area 2 Central Mains and Chambers
130982 | THR-AER-LSL-1315 | Switch, Level-Low, Pump 1315, Secondary Treatment, Aeration - Blower System - South | THR-AER-T-1314 | Switch,Level-Low | Switch |  | LSL | http://www.toronto.ca/TWONTO#00466 |  | Tank, Reservoir, Auxiliary Oil for Blower 1311, Secondary Treatment, Aeration - Blower System - South
114032 | TAB-OCS-FN-6610 | Fan, Booster, Odourous Air from Screenings Area, Screen Effluent Channel Roof, P Bldg. | TAB-OCS-PBLDG | Fan | Gas Collection |  | FN | http://www.toronto.ca/TWONTO#OWLClass_binid-posum-pozar-motav |  | P Building - Odour control System, Fans
107539 | TAB-ACC-T-6351 | Tank, Glycol Feeder, Bypass Filtration System, Mechanical Room, Dig 9-12 Control Building. | TAB-ACC-HE-6301 | Tank | Tank |  | T | http://www.toronto.ca/TWONTO#00211 |  | Heat Exchanger, Plate and Frame, Mechanical Room, Dig 9-12 Control Building.
40899 | PE1067SUS | Forklift, Gas/Propane Dual Fuel, Caterpillar, GP30 | TAB-MCS-CRN | Forklift,Gas/Propane Dual Fuel | Vehicle | 47470 |  | x
40808 | TAB-ACC-TE-1442B | Temperature Element, Space Temperature | TAB-ACC-VAV-1442 | Sensor,Temperature | HVAC |  | TE | http://www.toronto.ca/TWONTO#00733 |  | Heater, Hot Water Reheat Coil, Variable air
30671 | FIS-SES-SQ-1001 | Safety,Plant,Safety Gloves - Pair 1 | FIS-SES-SQ-GLOVE1 | Safety | Safety Equipment |  | SQ | http://www.toronto.ca/TWONTO#00653 |  | Asset Group, PPE, Electrical Personal Protection, Group 1
109620 | TAB-DEW-MX-0530 | Tank, Hopper Agitator, #5 Schwing Pump | TAB-DEW-T-0530 | Tank | Tank |  | MX | http://www.toronto.ca/TWONTO#00526 |  | Tank, DWS from Centrifuge #5
120116 | TAB-WA7-LD-1201 | Sling, Nylon | TAB-SES-SQ | Lifting Device,Sling | Safety Equipment |  | LD | http://www.toronto.ca/TWONTO#00929 |  | WA7 Safety Equipment
| MAIN-029 EAST | Main 029 | WTR-MT1 |  |  |  |  | http://www.toronto.ca/TWONTO#00804 | Sub-Process | Work Area 1 EAST Mains and Chambers
18159 | FHA-SED-ZSH-0502B | Switch, Limit, Access Hatch Zone 2, Settling Basin T-0501 | FHA-SED-ZSH-0502 |  | Security System |  | ZSH | http://www.toronto.ca/TWONTO#fohur-bugut-lijif-zazom |  | Switch, Limit, Access Hatch Zone 5
107805 | TAB-ACC-TSL-1852 | Switch,Temperature,Low,Supply Air , | TAB-ACC-AHU-1852 | Switch,Temperature | Switch |  | TSL | http://www.toronto.ca/TWONTO#00734 |  | AHU, Blower Bldg
143134 | WTR-PAH-ZS-0004 | Position Switch, open/close | WTR-PAH-AUX | Switch,Position | Switch |  | ZS | http://www.toronto.ca/TWONTO#00590 |  | Auxiliary Equipment (Building Facilities)
72291 | THR-ACC-AC-0210 | Air Conditioner, New Electrical Room, North Grit Building | THR-ACC-GRIT | H.V.A.C.,Air Conditioner | HVAC |  | AC | http://www.toronto.ca/TWONTO#00141 |  | Heating, Ventilation and Air Conditioning, Grit Building
42516 | EU2002A | Receiver, Air, Inc., Bsmt | EU2002 | Vessel,Pressure | Tank |  |  | http://www.toronto.ca/TWONTO#00606 |  | Incinerator Building Air Equipment
40102 | DOS-SES-SCBA-6209 | SCBA 10 minutes escape pack | DOS-SES-SCBA | Safety | Safety Equipment |  | SCBA | http://www.toronto.ca/TWONTO#00123 |  | Self Contained Breathing Apparatus (SCBA)
107776 | TAB-ACC-TS-0103 | Switch, temperature | TAB-ACC-AHU-4503 | Switch,Temperature | Switch |  | TS | http://www.toronto.ca/TWONTO#00734 |  | AHU, Digester 1-4, Sludge Heater Room
121297 | THC-ACC-TIT-6311 | Transmitter, Temperature, Space, Screen Room/Conveyor Areas, Headworks | THC-ACC-AHU-6300 | Transmitter,Temperature | HVAC |  | TIT | http://www.toronto.ca/TWONTO#00735 |  | Air Handling Unit, Screen Room/Conveyor Areas, 2nd Floor Mech Room #1, Headworks
29245 | FIS-FL-LSHH-0201 | Switch, Level, High High, Tank 0201, Fluoride Storage | FIS-FL-T-0201 |  | Switch |  | LSHH | http://www.toronto.ca/TWONTO#00466 |  | Tank, Fluoride Bulk Storage, Fluoride Building, Storage Room
59395 | THC-DIG-LSH-3413 | Switch,Level,High,Wet Receiver,T­3413,Gas High Pressure System,Building U | THC-DIG-T-3413 | Switch,Level-High | Switch |  | LSH | http://www.toronto.ca/TWONTO#00466 |  | Tank,Wet Gas Storage,Gas High Pressure System,Building U
139955 | TNT-AER-F-2006 | Filter, Air, Mabr Compressors - Effluent Filter, Aeration | TNT-AER-C-2100 | Filter | Filter |  | F | http://www.toronto.ca/TWONTO#00641 |  | Compressor, Reciprocating, Mabr Compressor 1, Aeration
16198 | FHA-CLA-T-0301 | Tank, Expansion, Chlorine Gas to Pre-Chlorine EV-0301, Filter Building, Cl2/SO2 Storage Room | FHA-CLA-CHL-0301-KQ | Tank | Tank |  | T | http://www.toronto.ca/TWONTO#00325 |  | Chlorination Location,Train #3
121218 | THC-ACC-T-4020 | Tank,Pressure,Glycol Makeup,Basement,Building U | THC-ACC-BLDG U | Tank | Tank |  | T | http://www.toronto.ca/TWONTO#00211 |  | New Digesters Building HVAC
120402 | THC-ACC-DM-0070 | VAV Box, Admin Building, Ground Floor, Office Room 108 | THC-ACC-AHU-0071 |  | HVAC |  | DM | http://www.toronto.ca/TWONTO#00142 |  | Air handling Unit, Ground Floor West Zone(Administration), Admin Building Roof
132957 | THR-DIG-T-0503 | Tank, Condensate and Sediment Accumulator, Boilers, Engine Room | THR-DIG | Tank | Tank |  | T | http://www.toronto.ca/TWONTO#00674 |  | Digester
131902 | THR-CW-SQ-0105S | Eyewash and Shower Station, North Odour Control | THR-EWSS-WA4 | Safety,Eye wash | Safety Equipment | 39397 | SQ | x |  | Eyewash and Shower Station, Work Area 4
27427 | COL-PSW-LSH-0205 | Switch,Level, High, Flood Alarm, Wet Well #2 | COL-PSW-WEL-0200 | Switch,Level-High | Switch |  | LSH | http://www.toronto.ca/TWONTO#00466 |  | Wet Well
115559 | TAB-PRM-PSH-2601 | Switch Pressure,High, Pump-2601 Discharge | TAB-PRM-P-2601 | Switch,Pressure | Switch |  | PSH | http://www.toronto.ca/TWONTO#00604 |  | Pump, Scum
110781 | TAB-DIG-LSH-0323 | Switch,Level, High, Digester # 3 | TAB-DIG-T-0300 | Switch,Level-High | Switch |  | LSH | http://www.toronto.ca/TWONTO#00466 |  | Digestion Tank 03
56325 | FCL-TRW-F-0001 | Filter, Primary Outlet, Air Compressor 0001, Surge Tank Building | FCL-TRW-C-0001 | Filter | Filter |  | F | http://www.toronto.ca/TWONTO#00641 |  | Compressor, Stationary, Surge Tank Building
80354 | FHA-SED-ZSH-0502A | Switch, Limit, Access Hatch Zone 2, Settling Basin T-0501 | FHA-SED-ZSH-0502 |  | Security System |  | ZSH | http://www.toronto.ca/TWONTO#fohur-bugut-lijif-zazom |  | Switch, Limit, Access Hatch Zone 5
93221 | FHO-GRK-DR-1072L | Door, (FD-1-72), Fire Rated, Ozone Building, L1, Storage Room 3 | FHO-GRK-FEQ-0001 | Fire Prevention,Door | Door |  | DR | http://www.toronto.ca/TWONTO#00353
120487 | THC-ACC-DM-0812 | Damper,Actuated,Exhaust Air,AHU-0810,Sludge Storage Building | THC-ACC-AHU-0810 | Damper/Louver | HVAC |  | DM | http://www.toronto.ca/TWONTO#00142 |  | Air Handling Unit,Roof,Sludge Storage Building
118009 | TAB-SES-LTX-2301 | Exit Sign, Battery Unit, 2 LED heads, Tunnel 'H' | TAB-SUSPENDED ENTITY | Lighting,Exit | Safety Equipment | 41305 | LTX | x |  | Suspended entities
9551 | DOS-YCM-VEH-41090 | 2010 FORD ESCAPE HYBRID - Vehicle Unit# 41090 | FAC-YCM-VEH | Vehicle,Licensed | Vehicle |  | VEH | http://www.toronto.ca/TWONTO#00559
78843 | THR-SES-SQ-0806S | Lanyard for Harness | THR-SES-FAS | Safety | Safety Equipment | 38776 | SQ | x |  | Fall Arrest Sytem (Harness and Lanyard), Safety Equipment
125734 | THC-FT-PSH-1696 | Switch,Pressure-High,Outlet,Scum Transfer Pump 1690,Secondary,Phase IV | THC-FT-P-1690-SCRP | Switch,Pressure-High | Switch |  | PSH | http://www.toronto.ca/TWONTO#00604 |  | Pump, for Scum Pit Tank 1680, for final tank 1600, Secondary Clarifier
147067 | WTR-RMI-RPU-0001 | Remote Processing Unit, East Valve House | WTR-RMI-ELS | RPU | Remote Processor Unit |  | RPU | http://www.toronto.ca/TWONTO#00122 |  | Electrical System
52651 | TAB-PWA-F-0555 | Filter, Plant Water, Flotation | TAB-PWA-P-0555 | Filter | Filter |  | F | http://www.toronto.ca/TWONTO#00146 |  | Pump, Effluent, Filtered, Plant Water
| TAB-PLT-PRNT-0550 | Printer, Weight, Truck Loading Bay No. 1, P Bldg. | TAB-PLT-LOA-P | Computer Equipment,Printer | Office Equipment |  | PRNT | ? |  | P Building, Truck Loading Bay
131443 | THR-BG-TSH-0102 | Switch, Temperature, High, Compressor 0101 Cooling Water, Gas Compressor Bldg | THR-BG-C-0101 |  | Switch |  | TSH | http://www.toronto.ca/TWONTO#00734 |  | Compressor, Centrifugal, Fuel Gas, Compressor Building, Gas Compressor (And Dryer) for COGEN
81429 | TNT-MCS-LD-0039 | Electric Chain Hoist | TNT-MCS-LD | Lifting Device,Hoist,Electrical | Lifting Device |  | LD | http://www.toronto.ca/TWONTO#00422 |  | Lifting Devices , cranes/ Portable crane/hoists, come alongs, slings, wire rope, chains
73166 | THR-ACC-NR-731 | HVAC Unit & Fan, 2nd Floor South End Stairs | THR-ACC-ADM | H.V.A.C.,Heater,Unit | HVAC |  | NR | http://www.toronto.ca/TWONTO#00418 |  | Air Conditioning, HVAC, Admin Building
18178 | FHA-SED-ZSH-0601D | Switch, Limit, Access Hatch Zone 1, Settling Basin T-0601 | FHA-SED-ZSH-0601 |  | Security System |  | ZSH | http://www.toronto.ca/TWONTO#fohur-bugut-lijif-zazom |  | Switch, Limit, Access Hatch Zone 6
122755 | THC-DEW-HPU-6810 | Hydraulic Power Pack,DEW Biosolids Pump 6810 (Schwing),Solid Treatment | THC-DEW-P-6810 | Motor Starter | Hydraulic System |  | HPU | http://www.toronto.ca/TWONTO#00433 |  | Pump,Dewatered Biosolids,Solid Treatment
16304 | FHA-FLT-F-2901 | Filter #29, Filter Building, East Filter Gallery South | FHA-FLT | Filter | Filter |  | F | http://www.toronto.ca/TWONTO#00348 |  | Filtration
58600 | THC-ACC-DM-6306 | Damper, Inlet, Outdoor Air, AHU-6300, 2nd Floor Mech Room #1, Headworks | THC-ACC-AHU-6300 | Damper/Louver | HVAC |  | DM | http://www.toronto.ca/TWONTO#00142 |  | Air Handling Unit, Screen Room/Conveyor Areas, 2nd Floor Mech Room #1, Headworks
74409 | THR-AER-UPS-0100 | Uninterruptible Power Supply, RPU-0100, South Aeration | THR-AER-RPU-0100 | RPU | Remote Processor Unit |  | UPS | http://www.toronto.ca/TWONTO#00124 |  | Remote Processor Unit, SCADA,GE RX3i 172.22.37.236 THRPSN04 Aeration Tank Electrical Building
120746 | THC-ACC-FN-0811 | Fan,Centrifugal,Supply Air,AHU-0810,Sludge Storage Building | THC-ACC-AHU-0810 | Fan,Centrifugal | HVAC |  | FN | http://www.toronto.ca/TWONTO#OWLClass_binid-posum-pozar-motav |  | Air Handling Unit,Roof,Sludge Storage Building
7788 | COL-PSW-FS-0100 | Switch, Flow, HVAC | COL-PSW-AHU-0100 | Switch,Flow | Switch |  | FS | http://www.toronto.ca/TWONTO#00367 |  | Air Handling Unit
114529 | TAB-PLT-G-4402 | Gate, Knife Gate, Pneumatic, Discharge, Screenings Receiving Conveyor 4400, Conveyor Area | TAB-PLT-CV-4400 | Valve,Knife Gate | Gate |  | G | http://www.toronto.ca/TWONTO#00781
147200 | WTR-RRH-SCAM-0002 | Security System, Camera, Rosehill Reservoir, Valve House, Exterior | WTR-RRH-CP-0001 | Camera | Security System |  | SCAM | http://www.toronto.ca/TWONTO#00671 |  | Control Panel, Security Alarms, Rosehill Reservoir, Valve House
27587 | COL-PSW-TS-0154 | Switch, Transfer | COL-PSW-MISC | Switch | Switch | 36093 | TS | x |  | Miscellaneous Equipment
105517 | SWM-PBL-LSHH-0106 | Switch, Level High-High | SWM-PBL-MISC | Switch,Level | Switch |  | LSHH | http://www.toronto.ca/TWONTO#00466 |  | Miscellaneous Equipment
38771 | TAB-ACC-AHU-2110 | AHU, 'H' Tunnel Supply Air | TAB-ACC-AHU | Air Handling Unit | HVAC |  | AHU | http://www.toronto.ca/TWONTO#00147 |  | Air Handling Unit & Supply Fan
145144 | WTR-PLW-PPE-0005B | Gloves, Electrical Protection, 1kv - Robert Mohammed | WTR-PLW-PPE | PPE,Insulated Glove | Safety Equipment |  | PPE | http://www.toronto.ca/TWONTO#00653 |  | Personal Protection Equipment - WWA
119844 | TAB-WA2-SQ-8202 | Lock out Tag out and Log book Station | TAB-STR-SQ | PPE | Safety Equipment |  | SQ | http://www.toronto.ca/TWONTO#00657 |  | WA2 Safety Equipment,lifting devices, ladders, Eye Wash station, First Aid Kits, Lock out stations
18621 | COL-PLB-PSL-0122 | Switch, Pressure-Low | COL-PLB | Switch | Switch | 34549 | PSL | x |  | Long Branch Pumping Station
139542 | THR-WA3-LD-0120 | Sling, Wire Rope, Work Area 3 (1/2"x4') | THR-LD-WIRE-WA3 | Lifting Device,Sling | Lifting Device |  | LD | http://www.toronto.ca/TWONTO#00927 |  | Slings, Wire Rope, Work Area 3
23641 | COL-POM-LSH-0001 | Switch, Level-High | COL-POM | Switch,Level | Switch |  | LSH | http://www.toronto.ca/TWONTO#00466 |  | Old Mill Sewage Pumping Station
98183 | FIS-SPC-RPU-1123 | Remote Processing Unit, Sampling Pumps and Metering PLC, Metering Building Lower Level | FIS-ELS |  | Remote Processor Unit |  | RPU | http://www.toronto.ca/TWONTO#00122 |  | System, Electrical Distribution System
120758 | THC-ACC-FN-2175 | Fan, Recirculation Fan, Tunnel T15, Phase I Primary | THC-ACC-TUNNEL | Air Handling Unit | HVAC |  | FN | http://www.toronto.ca/TWONTO#OWLClass_binid-posum-pozar-motav |  | Plant Tunnels, HVAC
24462 | FHO-PAC-FD-0101-SUS | Feeder, PAC skid 1 | FHO-SUSPENDED | Chemical Feeder,Powder | Chemical Feeder | 37696 | FD | x |  | Suspended Entity List
120268 | THC-ACC-AHU-0501 | Air Handling Unit,Roof Incineration Building M | THC-ACC-AHU BLDG M | Air Handling Unit | HVAC |  | AHU | http://www.toronto.ca/TWONTO#00147 |  | Air Handling Units, Building M
81150 | FHA-SES-FAK-0403 | FHA-SQ-FAK-11 - First Aid Kit Station | FHA-SES-SQ-4 | PPE | Safety Equipment |  | FAK | http://www.toronto.ca/TWONTO#00357 |  | First Aid
2518 | COL-BEB-RPU-0001 | Remote Processing Unit | COL-BEB | RPU | Remote Processor Unit |  | RPU | http://www.toronto.ca/TWONTO#00122 |  | Edenbridge Blower Station
28508 | FIS-DCL-PSH-0101 | Switch, Pressure, High, SO2 Train 1, Rupture Disc Outlet, Gaseous Chemical Building, Storage Room | FIS-DCL | Sensor,Level | Switch |  | PSH | http://www.toronto.ca/TWONTO#00604 |  | De-Chlorination
121688 | THC-ACC-V-5208 | Valve, Motorized, Glycol System, Office room, Building X | THC-ACC-AC-5201 | Air Handling Unit | HVAC |  | V | http://www.toronto.ca/TWONTO#00781 |  | Air Conditioning, Split, IT room
58731 | THC-ACC-F-6502 | Filter, AHU-6500 Pipe Gallery, 2nd Floor Mech Room #1, Headworks | THC-ACC-AHU-6500 | Filter | HVAC |  | F | http://www.toronto.ca/TWONTO#00641 |  | Air Handling Unit, Pipe Gallery, 2nd Floor Mech Room #1, Headworks
33769 | IH2032A | Door,Overhead, Auxilliary Building | TAB-MCS-DR | Door,Overhead | Door |  |  | http://www.toronto.ca/TWONTO#00649
26339 | COL-YKP-VEH-0027 | Vehicle, Truck #067060 (F250 4x4) | COL-YKP | Vehicle,Licensed | Vehicle |  | VEH | http://www.toronto.ca/TWONTO#00564
58118 | THC-ACC-AHU-0710 | Air Handling Unit,Outdoor,Centrifuge Area,Thickening Building | THC-ACC-BLDG J | Air Handling Unit | HVAC |  | AHU | http://www.toronto.ca/TWONTO#00147 |  | TWAS Building, HVAC
117334 | TAB-RSP-PS-2205D | Power Supply, Hydraulic,Valve | TAB-RSP-V-2205D |  | Hydraulic System |  | PS | http://www.toronto.ca/TWONTO#00433 |  | Valve, Check, Raw Sewage Pump P-2205
86309 | WTR-PJS-PSL-0001 | Switch, Pressure-Low, Island Surge Tank | WTR-PJS-T-0001 | Switch,Pressure-Low | Switch |  | PSL | http://www.toronto.ca/TWONTO#00604 |  | Island Suction Surge Tank
135970 | THR-FT-RPU-0002S | Remote Processor Unit, Final Tank 0200, Tank 0400 (172.22.37.195) | THR-ELS-FST | RPU | Remote Processor Unit | 39565 | RPU | x |  | Electrical System, Final Sedimentation Tanks & Galleries
| FIS-MIXING-BLDG | Building Location | FIS-EUS |  |  |  |  | http://www.toronto.ca/TWONTO#00260 | Process | Production & End User Support
58257 | FHA-ACC-AC-0363 | FHA-ACC-AC-0013 - Air Conditioner | FHA-MCS-ACC | H.V.A.C.,Air Conditioner | HVAC |  | AC | http://www.toronto.ca/TWONTO#00141 |  | HVAC
16420 | FHA-DCL-T-0101 | Tank, Expansion, Evaporator EV-0101, Filter Building, Cl2/SO2 Feeder Room | FHA-DCL | Tank | Tank | 39215 | T | x |  | De-Chorination
89009 | WTR-PKN-DR-0003 | Door | WTR-PKN-AUX | Door,Access | Door |  | DR | http://www.toronto.ca/TWONTO#00286
58240 | THC-CW-PSL-3001 | Switch,Pressure-Low,Incinerator City Water Supply | THC-PWA-POTAB METER | Switch,Pressure-Low | Switch |  | PSL | http://www.toronto.ca/TWONTO#00604 |  | Potable Water Flow Meters
81660 | TNT-SES-RING-1017 | Lifebuoy Ring | TNT-SES-RING | PPE | Safety Equipment |  | RING | http://www.toronto.ca/TWONTO#00561 |  | Lifebuoy Ring
51906 | FCL-FLT-SW-1801-SUS | Sweeps, Surface Wash, Filter #18 | FCL-SUSPENDED | Filter | Filter | 36647 | SW | x |  | Suspended entity
59431 | THC-ACC-PSL-6301 | Switch, Pressure, Low, Inlet, Supply Fan FN-6320, 2nd Floor Mech Room #1, Headworks | THC-ACC-AHU-6300 | Switch,Pressure-Low | HVAC |  | PSL | http://www.toronto.ca/TWONTO#00604 |  | Air Handling Unit, Screen Room/Conveyor Areas, 2nd Floor Mech Room #1, Headworks
18647 | COL-PLB-TSH-0151B | Switch, Temperature-High | COL-PLB-SUSPENDED | Switch | Switch | 34551 | TSH | x |  | Longbranch P.S.suspended entities
92930 | FHO-FLT-F-0101 | Filter Bed # 1 | FHO-FLT-T-0101-KQ | Tank,Reservoir | Tank |  | F | http://www.toronto.ca/TWONTO#00348 |  | Filter 1
198 | 043232SUS | Truck, GMC Chevy Sierra, 1GTEK14C19Z234540, WA-7 | TAB-SUSPENDED ENTITY | Vehicle,Licensed | Vehicle | 46830 |  | x
118026 | TAB-SES-RING-4006 | Lifebuoy Ring | TAB-SES-RING-4000 | PPE | Safety Equipment |  | RING | http://www.toronto.ca/TWONTO#00561 |  | Lifebuoy Ring
| FIS-RAW WATER BLDG | Building Location | FIS-SPC |  |  |  |  | http://www.toronto.ca/TWONTO#00260 | Process | Process Control Systems - Services Area
50320 | TAB-PLT-UPS-0325 | UPS for RPU | TAB-PLT-RPU-0325 | RPU | Remote Processor Unit |  | UPS | http://www.toronto.ca/TWONTO#00124 |  | RPU Panel, Washer Compactor System, Second Floor Electrical Room, P Bldg.
131060 | THR-AER-PSH-0615 | Switch, Pressure-High, Tank 600, Secondary Treatment, Secondary Treatment, Aeration - North | THR-AER-T-0600 | Switch,Pressure-High | Switch |  | PSH | http://www.toronto.ca/TWONTO#00604 |  | Tank, Secondary Treatment, Aeration - North #06
18408 | FHA-SES-LD-0087 | 9 Step rolling ladder Blue in Treated water basement | FHA-SES | Safety | Safety Equipment |  | LD | http://www.toronto.ca/TWONTO#00585 |  | Safety & Environmental Services
40110 | DOS-SES-SCBA-9040 | SCBA 60 minutes escape pack | DOS-SES-SCBA | Safety | Safety Equipment |  | SCBA | http://www.toronto.ca/TWONTO#00123 |  | Self Contained Breathing Apparatus (SCBA)
39172 | TAB-ACC-F-0150 | Filter, Primary Loop | TAB-ACC-P-0150 | Filter | Filter |  | F | http://www.toronto.ca/TWONTO#00277 |  | Pump, Filter Feed, Primary Loop
109621 | TAB-DEW-MX-0630 | Tank, Hopper Agitator, #6 Schwing Pump | TAB-DEW-T-0630 | Tank | Tank |  | MX | http://www.toronto.ca/TWONTO#00526 |  | Tank, DWS from Centrifuge #6
107386 | TAB-ACC-PSH-1210 | Switch, Pressure, High, Filter, Fan 1210, AHU-1200, Screen Bldg. Rooftop | TAB-ACC-AHU-1200 | Switch,Pressure-High | Switch |  | PSH | http://www.toronto.ca/TWONTO#00604 |  | Air Handling Unit, D Bldg Roof
112746 | TAB-EL1-MCC-6682 | Motor Control Centre 600V - Chemical Bldg. | TAB-EL1-MCC | Control Panel,MCC | Motor Control Centre |  | MCC | http://www.toronto.ca/TWONTO#00110 |  | Motor Control Center- North Substation
106234 | TAB-ACC-DM-6465 | Damper, Motorized, Outside Air, Corridor Area of AHU-6460, Existing west operating gallery | TAB-ACC-AHU-6460 | Damper/Louver | HVAC |  | DM | http://www.toronto.ca/TWONTO#00142 |  | Air Handling Unit, Existing Primary Tank Operating Gallery, Ground, West Side
101802 | MS0112A | Milling Machine | TAB-MCS-MT | Machine Tool,Milling Machine | Tool |  |  | http://www.toronto.ca/TWONTO#00703 |  | Machine Shop Mechanical Equipment
2841 | COL-MTI-RPU-2300B | Remote Processing Unit, Simcoe Control Chamber No.23B, MTI | COL-MTI | RPU | Remote Processor Unit |  | RPU | http://www.toronto.ca/TWONTO#00122 |  | Mid-Toronto Interceptor
76323 | FHO-ELS-DP-1221 | Distribution Panel, (DP-1201B1), 600V, 3PH, Ozone Building, S3, Filter Pipe Gallery | FHO-ELS-PS-0001 |  | Power Distribution Panel |  | DP | http://www.toronto.ca/TWONTO#00110 |  | Primary Power Equipment
| FIS-RAW WATER BLDG | Building Location | FIS-SPC2 |  |  |  |  | http://www.toronto.ca/TWONTO#00260 | Process | Process Control Systems - Equipment
115563 | TAB-PRM-RPU-0320 | RUP | TAB-PRM-INQ-P | RPU | Remote Processor Unit |  | RPU | http://www.toronto.ca/TWONTO#00122 |  | P Building - Instrument Equipment
23200 | COL-PNT-LSH-0108 | Switch, Level-High | COL-PNT | Switch,Level | Switch | 36019 | LSH | x |  | New Toronto Pumping Station
52647 | TAB-PWA-F-0401 | Filter, Plant Water, Dewatering Filter Building | TAB-PWA-F | Filter | Filter |  | F | http://www.toronto.ca/TWONTO#00146 |  | Plant Water - Filters and Strainers
125896 | THC-GRK-VEH-378315 | Vehicle, 2019 Kubota RTV-XC1100C (WA3) | THC-GRK-VEHICLES | Vehicle,Licensed | Vehicle |  | VEH | http://www.toronto.ca/TWONTO#00400
26349 | FHO-SES-SQ-6071 | High Voltage Safety Equipment, Insulated Gloves, Class 0, Serial Number 2582, Dave Hesse | FHO-SES-SQ-1000 | PPE,Insulated Glove | Safety Equipment |  | SQ | http://www.toronto.ca/TWONTO#00653 |  | High Voltage Insulated Gloves
128737 | THC-SES-MEQ-0602 | Anchor,Fall Arrest,South Pumping Station,Roof | THC-MCS-LD |  | Safety Equipment |  | MEQ | http://www.toronto.ca/TWONTO#hulol-galof-pivol-pojum |  | Mechanical Services, Lifting Device
128753 | THC-SES-MEQ-3108DD | FALL ARREST- HARNESS (insp Liftsafe) - SAM KESWICK | THC-MCS-LD | PPE | Lifting Device |  | MEQ | http://www.toronto.ca/TWONTO#00332 |  | Mechanical Services, Lifting Device
111058 | TAB-DIG-PSL-4135A | Switch,Pressure,Low, Oil supply to G.Compr. C4135 | TAB-DIG-C-4135 | Switch,Pressure | Switch |  | PSL | http://www.toronto.ca/TWONTO#00604 |  | Compressor # 2, Gas (DX2602)
119800 | TAB-WA2-SQ-1239 | EF2 - 901 T4 Nylon Sling | TAB-SES-LD | Lifting Device,Sling | Lifting Device |  | SQ | http://www.toronto.ca/TWONTO#00929 |  | WA2 Lifting devices
38779 | TAB-ACC-AHU-4455 | AHU, Aux. Bldg Basement | TAB-ACC-AHU | Air Handling Unit | HVAC |  | AHU | http://www.toronto.ca/TWONTO#00147 |  | Air Handling Unit & Supply Fan
111224 | TAB-DIG-TSH-4140B | Switch,Temperature, High, Chill Water Return, Compressor C-4140 | TAB-DIG-C-4140 | Switch,Temperature | Switch |  | TSH | http://www.toronto.ca/TWONTO#00734 |  | Compressor # 4, Gas(DX2604)
225 | 378120SUS | John Deere, Gator 4X2, WWPW | TAB-SUSPENDED ENTITY | Vehicle,Unlicensed | Vehicle | 46845 |  | x
70067 | THR-CG-T-1320 | Tank, Compressed Air Receiver, Air Starting System, Engine-Generator 1101 & 1201 | THR-CG-C-1302 |  | Tank |  | T | http://www.toronto.ca/TWONTO#00606 |  | Compressor, Air, Air Starting System, Engine-Generator 1101 & 1201
138896 | THR-SQ-PEWS-WA4 | Portable, (Bottled) Eyewash Station, Work Area 4 | THR-SES-WA4 | Safety,Eye wash | Safety Equipment |  |  | http://www.toronto.ca/TWONTO#00328 |  | Safety & Environmental Services
59631 | THC-ACC-TIT-6310 | Transmitter, Temperature, S/A, Screen Room/Conveyor Areas, 2nd Fl. Mech Room #1, Headworks | THC-ACC-AHU-6300 | Transmitter,Temperature | HVAC |  | TIT | http://www.toronto.ca/TWONTO#00735 |  | Air Handling Unit, Screen Room/Conveyor Areas, 2nd Floor Mech Room #1, Headworks
81434 | TNT-MCS-LD-0046 | Pump Truck | TNT-MCS-LD | Lifting Device,Electric Pallet Truck | Lifting Device |  | LD | http://www.toronto.ca/TWONTO#00473 |  | Lifting Devices , cranes/ Portable crane/hoists, come alongs, slings, wire rope, chains
26338 | FHO-SES-SQ-6045 | High Voltage Safety Equipment, Insulated Gloves, Serial Number 0232, Terry Turner | FHO-SES-SQ-1000 | PPE,Insulated Glove | Safety Equipment |  | SQ | http://www.toronto.ca/TWONTO#00653 |  | High Voltage Insulated Gloves
21575 | FHO-DOZ-LSL-0200 | Switch, Level, Low, LOX Tank T-0100, LOX Storage Area | FHO-DOZ-T-0100 |  | Switch |  | LSL | http://www.toronto.ca/TWONTO#00466 |  | Tank, Liquid Oxigen, LOX Storage Area
125731 | THC-FT-PSH-1396 | Switch,Pressure-High,Outlet,Scum Transfer Pump 1390,Secondary,Phase IV | THC-FT-P-1390SUSPEND | Switch,Pressure-High | Switch |  | PSH | http://www.toronto.ca/TWONTO#00604 |  | Pump, Scum, Tunnel T19 Phase IV Secondary
79794 | THR-WA1-LD-75-22 | Sling, Nylon, Work Area 1(NYLON BELT SLING SIZE; 2" X 10', CAPACITY 6400 LBS, SN 518975-22) A | THR-LD-NYLN-WA1 | Lifting Device,Sling | Lifting Device |  | LD | http://www.toronto.ca/TWONTO#00929 |  | Slings, Nylon, Work Area 1
109586 | TAB-DEW-LSHH-5111 | Switch, Level High-High, Dewatering Bldg, Basement, Centrate Pump Room | TAB-STR-P-5111 |  | Switch |  | LSHH | http://www.toronto.ca/TWONTO#00466 |  | Pump, Sump
120742 | THC-ACC-FN-0712A | Fan,Centrifugal,Return Air,AHU-0710,Thickening Centrifuge Area | THC-ACC-BLDG J | Fan,Centrifugal | HVAC |  | FN | http://www.toronto.ca/TWONTO#OWLClass_binid-posum-pozar-motav |  | TWAS Building, HVAC
137449 | THR-PLT-PSL-1165 | Switch, Pressure-Low, Discharge Air, Blower 1165, Preliminary Treatment, Grit Removal - Vortex Chambers | THR-PLT-BL-1165 | Switch,Pressure-Low | Switch |  | PSL | http://www.toronto.ca/TWONTO#00604 |  | Blower, Centrifugal, Preliminary Treatment, Grit Removal - Vortex Chambers
26406 | FHO-SES-SQ-9028 | Chemical Suit, Size Sm/Md, Serial # 112518, S2 Stores | FHO-SES-CHEM SUIT | Safety | Safety Equipment |  | SQ | http://www.toronto.ca/TWONTO#00212 |  | Chemical Suits, Plant Wide
126914 | THC-OCS-STR-0416 | Strainer, Pump Suction Line, Humidification Pump #5, Phase I/IV Odour Control | THC-OCS-P-0420 | Strainer,Self Cleaning Motorized | Plumbing |  | STR | http://www.toronto.ca/TWONTO#00710 |  | Pump, #6, Humidification, Phase I/IV Odour Control
120514 | THC-ACC-DM-5901 | Damper,Motorized,Outdoor Air ,AHU-5910,Disinfection Bldg | THC-ACC-AHU-5900 |  | HVAC |  | DM | http://www.toronto.ca/TWONTO#00142 |  | Air Handling Unit,Disinfection Bldg
54915 | TAB-STR-ZSL-1202 | Switch, Valve Position Closed, RAS Discharge to Aerated Section, Pass 1 | TAB-STR-V-1202 | Switch,Position-Low | Switch |  | ZSL | http://www.toronto.ca/TWONTO#00590 |  | Valve, Manual, Knife Gate, c/w limit Switches, RAS discharge
39047 | COL-YKP-SRL-0001763 | Self Retrieval Line-0001763 | YKP-BLD | Safety | Safety Equipment |  | SRL | http://www.toronto.ca/TWONTO#00677 |  | Collections - 435 Kipling Ave. Building envelope
52828 | TAB-RSP-FSL-2208 | Flow Switch, Low,Seal Water, Raw Sewage Pump P-2208 | TAB-RSP-P-2208 | Switch,Flow | Switch |  | FSL | http://www.toronto.ca/TWONTO#00367 |  | Pump, Raw Sewage #8
140806 | TNT-SES-SQ-2005 | Spill Kit Drum Type | TNT-SES-SPILL | Spill Kit | Safety Equipment |  | SQ | http://www.toronto.ca/TWONTO#00700 |  | Spill Kits
130603 | THR-ACC-TSL-0120 | Switch,Temperature, Low, Supply Air, Air Handling Unit AHU-0120, Headhouse Roof | THR-ACC-AHU-0120 | Switch,Temperature-Low | Switch |  | TSL | http://www.toronto.ca/TWONTO#00734 |  | Air Handling Unit, Headhouse Screen Area Air Supply, Headhouse Roof
139443 | THR-WA2-LD-0050S | Sling, Nylon, Work Area 2 SIZE; 1" X 3', | THR-SES-LD | Lifting Device,Sling | Lifting Device | 40045 | LD | x |  | Lifting Device, Safety Equipment
121225 | THC-ACC-T-6870 | Tank,Glycol make-up system, Glycol/Water, Tunnel T12 | THC-PRS-BLDG |  | Tank |  | T | http://www.toronto.ca/TWONTO#00211 |  | Phosphorous removal system, Building and Storage
40911 | TAB-ACC-MEQ-7101 | Tank, Deaerator No.1 | TAB-HRS-P-DEA | Tank | Tank |  | MEQ | http://www.toronto.ca/TWONTO#00606 |  | Deaerator Equipment/ Cndensation ,
48703 | TAB-MCS-SQ-9116 | First Aid Kit-Lunch Room-Z Bldg | TAB-SES-SQ | Safety,First Aid Kit | Safety Equipment |  | SQ | http://www.toronto.ca/TWONTO#00355 |  | WA7 Safety Equipment
139455 | THR-WA2-LD-34-41 | Sling, Nylon, Work Area 2 (Sr 1472763-46) SIZE; 1" X 3', | THR-LD-NYLN-WA2 | Lifting Device,Sling | Lifting Device |  | LD | http://www.toronto.ca/TWONTO#00929 |  | Slings, Nylon, Work Area 2
109622 | TAB-DEW-MX-0730 | Tank, Hopper Agitator, #7 Schwing Pump | TAB-DEW-T-0730 | Tank | Tank |  | MX | http://www.toronto.ca/TWONTO#00526 |  | Tank, DWS from Centrifuge #7
38775 | TAB-ACC-AHU-3894SUS | AHU,Incinerator Bldg | TAB-ACC-AHU | Air Handling Unit | HVAC | 41014 | AHU | x |  | Air Handling Unit & Supply Fan
77074 | THR-PLT-T-0201 | Tank, Grit Bin, Preliminary Treatment, Grit Removal - Grit Tanks - North Plant | THR-PLT-T | Tank | Tank |  | T | http://www.toronto.ca/TWONTO#00708 |  | Preliminary Treatment, Grit Removal Tanks and Grit Bin
18603 | FHA-SES-SQ-0054 | Safety Harnesses North FP817/6DNA/L full body harness Ser H380765 | FHA-SES-SQ-6 |  | Safety Equipment |  | SQ | http://www.toronto.ca/TWONTO#00332 |  | Safety Fall Protection Equipment
90343 | FHO-ALM-T-0301 | Tank, Alum/Ferric Storage 3, Alum System, S4 Chemical Building | FHO-ALM | Tank,Reservoir | Tank |  | T | http://www.toronto.ca/TWONTO#00211 |  | Alum System
73270 | THR-ACC-NX-645 | HVAC, Heating and Air Conditioing Unit, Consultant Bldg. | THR-ACC-ER | H.V.A.C. | HVAC |  | NX | http://www.toronto.ca/TWONTO#00141 |  | Air Conditioning, AHU, HVAC, Engine Room
55608 | TAB-WA2-SQ-8875 | Body Harness- Jaime | TAB-WA2-SQ-0001 | PPE,Harness | Safety Equipment |  | SQ | http://www.toronto.ca/TWONTO#00332 |  | Fall Arrest System , Tripod and SRL
77069 | THR-PLT-SQ-0152 | Fall Protection Post for Bar screen 0152 | THR-PLT-SC-0152 | Safety,Eye wash | Safety Equipment |  | SQ | http://www.toronto.ca/TWONTO#00341 |  | Bar Screen, Preliminary Treatment
| MAIN-029A | Main 029A | WTR-LWA |  |  |  |  | http://www.toronto.ca/TWONTO#00804 | Sub-Process | Work Area 2 Central Mains and Chambers
53971 | TAB-RSP-RPU-0204 | RPU,Pumps MSP-8, MSP-9 & MSP-10 High Level Channel 1 | TAB-RSP-INQ-M | RPU | Remote Processor Unit |  | RPU | http://www.toronto.ca/TWONTO#00122 |  | M Building - Instrumentation Equipment
39081 | COL-YKP-SRL-097665 | Self Retrieval Line-097665 | YKP-BLD | Safety | Safety Equipment |  | SRL | http://www.toronto.ca/TWONTO#00677 |  | Collections - 435 Kipling Ave. Building envelope
51505 | TAB-PRS-FSH-0001 | Switch, Flow High, Chlorine Bldg, Basement | TAB-PRS-SQ-0001SUS |  | Safety Equipment |  | FSH | http://www.toronto.ca/TWONTO#00367 |  | Emerg. Eyewash and Shower Stations, Chlorine Building/Basement
81112 | TNT-DIS-LSH-0701 | Switch, Level,High | TNT-DIS-P-0700 | Switch,Level-High | Switch |  | LSH | http://www.toronto.ca/TWONTO#00466 |  | Pump,Chlorination Dosing
40839 | TAB-ACC-TE-1499B | Temperature Element, Space Temperature | TAB-ACC-HTR-1499 | Sensor,Temperature | HVAC |  | TE | http://www.toronto.ca/TWONTO#00733 |  | Heater, Hot Water Reheat Coil
93189 | FHO-GRK-DR-1009L | Door, (FD-1-09), Fire Rated, Admin Building, L1, Stairway 6, West | FHO-GRK-FEQ-0001 | Fire Prevention,Door | Door |  | DR | http://www.toronto.ca/TWONTO#00353
58133 | THC-ACC-AIT-6501 | Transmitter, Smoke Detection, S/A, Pipe Gallery, 2nd Floor Mech Room #1, Headworks | THC-ACC-AHU-6500 | Analyzer | HVAC | 45963 | AIT | x |  | Air Handling Unit, Pipe Gallery, 2nd Floor Mech Room #1, Headworks
27975 | FIS-ALM-T-0201-SUS | Tank, Alum/Polymer, Alum System | FIS-SUSPENDED | Tank | Tank | 38126 | T | x |  | Obsolete Entities/Processes
9833 | FCL-ACC-RPU-0301 | RPU Panel, Admin Building BAS, High Lift Building Control Room | FCL_ELS_MISCELLANEOUS | Control Panel | Remote Processor Unit |  | RPU | http://www.toronto.ca/TWONTO#00122 |  | FCL_ELS_MISCELLANEOUS
79893 | THR-WA2-LD-0004 | Sling, Nylon, Work Area 2 | THR-LD-NYLN-WA2 | Lifting Device,Sling | Lifting Device |  | LD | http://www.toronto.ca/TWONTO#00929 |  | Slings, Nylon, Work Area 2
81668 | TNT-SES-SQ-0102 | SCBA Breathing Apparatus, TF195138, Admin Bldg, Lab | TNT-GRK-SCBA | PPE,SCBA | Safety Equipment |  | SQ | http://www.toronto.ca/TWONTO#00123 |  | SCBA Breathing Apparatus
106564 | TAB-ACC-FN-6512 | Fan, Centrifugal, Exhaust air, AHU-6510, Mechanical room No. 1, Screen Bldg., P Bldg. | TAB-ACC-AHU-6510 | Fan,Centrifugal | HVAC |  | FN | http://www.toronto.ca/TWONTO#OWLClass_binid-posum-pozar-motav |  | Air Handling Unit, Mechanical Room no.1, Screen Bldg., P Bldg.
124379 | THC-DIS-SP-0602 | Sampler,Automatic,Sample Well,South Effluent Pump Station,Ground Floor | THC-PWA-SOUTH |  | Sampler |  | SP | http://www.toronto.ca/TWONTO#00163 |  | South Pumping Station
106279 | TAB-ACC-DM-6578 | Damper, Motorized, Exhaust Air, AHU-6570, Mechanical RM No. 3, Screen Bldg., P Bldg. | TAB-ACC-AHU-6570 | Damper/Louver | HVAC |  | DM | http://www.toronto.ca/TWONTO#00142 |  | Air Handling Unit, Mechanical Room no.3, Screen Bldg., P Bldg.
120241 | THC-ACC-AC-6640 | Air-conditioning Unit, Indoor, Control Room, Ground floor, Headworks | THC-PLT-BLDG-0001 | H.V.A.C.,Air Conditioner | HVAC |  | AC | http://www.toronto.ca/TWONTO#00141 |  | New Head House, preliminary process
29935 | FIS-REVIEW | Control Standards Review | FIS ADMIN |  | System Process Control |  |  | http://www.toronto.ca/TWONTO#00278 |  | Administration
105751 | SWM-PWI-MCC-0100 | Motor Control Center, Power Distribution for Station, MCC-0100 | SWM-PWI-MISC |  | Motor Control Centre |  | MCC | http://www.toronto.ca/TWONTO#00110 |  | Miscellaneous Equipment
125825 | THC-GRK-DR-U | DoorsBuilding U | THC-GRK-STRC-U |  | Door |  |  | http://www.toronto.ca/TWONTO#00286
14465 | FCL-SES-CYL-0007 | Air Cylinder Carbon Fiber | FCL-SES | PPE,SCBA | Tank |  | CYL | http://www.toronto.ca/TWONTO#00582 |  | Safety and Environmental Services
143416 | WTR-PEL-COM-2003 | Communication, Network, Panel, Generator Building, Electrical Room | WTR-PEL-RPU-0003 | Network | System Process Control |  | COM | http://www.toronto.ca/TWONTO#00537 |  | RPU Panel, Generator Building, Electrical Room
140788 | TNT-SES-RING-1007 | Lifebuoy Ring | TNT-SES-RING | PPE | Safety Equipment |  | RING | http://www.toronto.ca/TWONTO#00561 |  | Lifebuoy Ring
| MAIN-029B | Main 029B | WTR-LWA |  |  |  |  | http://www.toronto.ca/TWONTO#00804 | Sub-Process | Work Area 2 Central Mains and Chambers
15725 | FHA-ELS-DP-0502A | Power Distribution Panel, West Backwash Filter Valves (Even) Power Supply, Filter Pipe Gallery West | FHA-ELS-PDP-0500A | Control Panel,Power Distribution Panel | Power Distribution Panel |  | DP | http://www.toronto.ca/TWONTO#00110 |  | Power Distribution Panel, 600V, 800A, 3 PH, Filter Building, Pipe Gallery Adjacent to Scrubber
39141 | TAB-ACC-DM-6554 | Damper, Motorized, Exhaust Air, FN- 6552, Mechanical RM No. 3, Screen Bldg., P Bldg. | TAB-ACC-FN-6552 | Damper/Louver | HVAC |  | DM | http://www.toronto.ca/TWONTO#00142 |  | Fan, Centrifugal, exhaust air, Mechanical Room No. 3, Screen Bldg., P Bldg.
142350 | WTR-282-LSH-0016 | Switch, Level, High, Flood Alarm, Chamber 282-16, Bayview & John St West | CH 282 16 | Switch,Level-High | Switch |  | LSH | http://www.toronto.ca/TWONTO#00466 |  | Chamber
38959 | TAB-ACC-CT-1444 | Control Panel, Zone Controller | TAB-ACC-HTR-1444 | Control Panel,HVAC | HVAC |  | CT | http://www.toronto.ca/TWONTO#00746 |  | Heater, Hot Water Reheat Coil
120441 | THC-ACC-DM-0183 | Damper,Motorized,Outdoor Air,Boiler Building,North Zone 2 | THC-ACC-FN-0186 | Damper/Louver | HVAC |  | DM | http://www.toronto.ca/TWONTO#00142 |  | Fan,Centrifugal,Boiler Building,North Zone 2
27183 | DOS-YCM-VEH-322094 | 2020 CASE 580SN - Vehicle Unit# 322094 | FAC-YCM-VEH | Vehicle,Licensed | Vehicle |  | VEH | http://www.toronto.ca/TWONTO#OWLClass_6758ec86_fbc0_4509_8c6e_21bbbd47c7cf
23206 | COL-PNT-LSH-0205 | Switch,Level, High, Flood Alarm, Wet Well #2 | COL-PNT-WEL-0200 | Switch,Level-High | Switch |  | LSH | http://www.toronto.ca/TWONTO#00466 |  | Wet Well
| TAB-PLT-PRNT-0650 | Printer, Weight, Truck Loading Bay No. 2, P Bldg. | TAB-PLT-LOA-P | Computer Equipment,Printer | Office Equipment |  | PRNT | ? |  | P Building, Truck Loading Bay
132547 | THR-DIG-LSH-0906 | Switch, Level-High, Tank 0900 Coffin Overflow, Primary Sludge, Solids Treatment, Transfer System - Digesters - Tank 0900 & Tank 1000 | THR-DIG-PD-0900 | Switch,Level-High | Switch |  | LSH | http://www.toronto.ca/TWONTO#00466 |  | Tank, Primary Digester-9, Solids Treatment
95165 | FHO-TRW-LSH-0003 | Switch, Level, High, Surge Tank T-0003, Surge Building, S4, Tank Room | FHO-TRW-T-0003 | Switch,Level-High | Switch |  | LSH | http://www.toronto.ca/TWONTO#00466 |  | Tank, Surge, District 2E1, Surge Building, S4, Tank Room
118719 | TAB-STR-LSHH-8036 | Switch, Level High-High, Blower Bldg, Basement, Old North Substation | TAB-STR-P-8036 |  | Switch |  | LSHH | http://www.toronto.ca/TWONTO#00466 |  | Pump, Sump
98407 | FIS-TRW-FSL-0001 | Switch, Flow, Low, Treated Water Output Sample to AIT-0001 & 0004, Sampling Bldg, Upper Lvl, N Wall | FIS-TRW-AIT-0002 | Switch,Flow-Low | Switch |  | FSL | http://www.toronto.ca/TWONTO#00367 |  | Analyzer, Turbidity, TRW Output Sampling Building, Upper Floor, North East Wall, Sampling Pumps Metering Room
65394 | THC-PRM-ZSL-0972 | Switch, Position Low, Cylinder Retract, Valve 0972 | THC-PRM-V-0972 |  | Switch |  | ZSL | http://www.toronto.ca/TWONTO#00590 |  | Valve, Hydraulic Cylinder, Scum Skimmer, Primary Clarifier 0900, SW Plant
| FIS-RAW-WATER-BLDG | Building Location | FIS-EUS |  |  |  |  | http://www.toronto.ca/TWONTO#00260 | Process | Production & End User Support
88308 | WTR-PSC-SQ-0001 | Eye Wash Station | WTR-PSC-AUX | PPE,Eyewash Station | Safety Equipment | 35011 | SQ | x |  | Auxiliary Equipment (Building Facilities)
138916 | THR-SPC-COM-5202 | Termination Panel, Instrument Air - South | THR-SPC-COM-5200 |  | Network |  | COM | http://www.toronto.ca/TWONTO#00537 |  | Network Access Closet, Instrument Air Facility
136485 | THR-GRK-DR-4803 | Door, Access, West Electrical Substation | THR-DR-WA4 | Door,Access | Door |  | DR | http://www.toronto.ca/TWONTO#00286
61179 | THC-CW-T-0602 | Tank,Expansion,Domestic Hot Water,South Pumping Station,Intermediate Level | THC-GRK-L |  | HVAC |  | T | http://www.toronto.ca/TWONTO#00325 |  | Building L
147358 | WTR-RST-RPU-0001S | Remote Processing Unit | WTR-RST-ELS | RPU | Remote Processor Unit | 38904 | RPU | x |  | Electrical System
66357 | THC-SES-MEQ-Q1090800 | FALL ARREST- HARNESS (insp Liftsafe) - RAUL P | THC-MCS-LD | PPE | Lifting Device |  |  | http://www.toronto.ca/TWONTO#00332 |  | Mechanical Services, Lifting Device
107786 | TAB-ACC-TSH-4901 | Temperature Switch. High, Indoor Air, Waste Gas Burner Station | TAB-ACC-AC-4901 | Switch,Temperature-High | Switch |  | TSH | http://www.toronto.ca/TWONTO#00734 |  | Split Cooling Unit, HVAC, Waste Gas Burner Station
51663 | TAB-PRS-PSL-3040 | Switch, Pressure-Low, Chemical Dosing Pump, Secondary Dosing | TAB-PRS-P-3040 | Switch,Pressure-Low | Switch |  | PSL | http://www.toronto.ca/TWONTO#00604 |  | Pump, Chemical Dosing, Secondary Dosing
122349 | THC-CW-SQ-0002 | Emergency Eyewash & Shower, Dechlorination, centre of the building | THC-SES-SQ-EYE | PPE,Eyewash Station | Safety Equipment |  | SQ | http://www.toronto.ca/TWONTO#00308 |  | Eyewash Stations THC (Virtual entity #)
107809 | TAB-ACC-TSL-3905 | Switch,Temperature,Low,Supply Air , | TAB-ACC-AHU-3905SUS | Switch,Temperature | Switch |  | TSL | http://www.toronto.ca/TWONTO#00734 |  | AHU, Heat Recovery Bldg
40358 | TAB-ACC-P-6404 | Pump, Heating Pump, Existing Screen Bldg Mechanical Room No.5 | TAB-ACC-HE-6402 | Pump | HVAC |  | P | http://www.toronto.ca/TWONTO#00626 |  | Heat Exchanger, Mechanical Room No.5, Old Screen Bldg., P Bldg.
85015 | THR-THK-RPU-0005 | Remote Processor Unit, Thickening Polymer Mixing System | THR-ELS-STB | RPU | Remote Processor Unit |  | RPU | http://www.toronto.ca/TWONTO#00122 |  | Electrical System, Sludge Thickening Building
122193 | THC-AER-VSH-6206 | Switch,Vibration,Blower 6200,Old Plant Blower Building | THC-AER-BL-6200 | Switch,Vibration | Switch |  | VSH | http://www.toronto.ca/TWONTO#00792 |  | Blower, Aeration
126415 | THC-MCS-LD-0000000012 | DIE CART/PUMP CART (insp Liftsafe) | THC-MCS-LD | Lifting Device | Lifting Device |  | LD | http://www.toronto.ca/TWONTO#00473 |  | Mechanical Services, Lifting Device
89476 | WTR-RRH-SQ-0001 | Eye Wash Station | WTR-RRH-AUX | PPE,Eyewash Station | Safety Equipment |  | SQ | http://www.toronto.ca/TWONTO#00307 |  | Auxiliary Equipment (Building Facilities)
127092 | THC-PLT-FSL-0940 | Switch, Flow, Low, Seal Water, Pump P-0940, Vortex Grit Pipe Gallery, Grit Removal | THC-PLT-P-0940 | Switch,Flow-Low | Switch |  | FSL | http://www.toronto.ca/TWONTO#00367 |  | Pump, Grit Slurry, Vortex Grit Pipe Gallery, Grit Removal
27127 | FIS-DCL-F-0002-SUS | Filter, SDL Line2, Sulphur Dioxide System | FIS-DCL-EV-0201 |  | Filter | 38182 | F | x |  | Evaporator,Sulphur Dioxide Service, Stream #2, Gaseous Chemical Building, Storage Room
26457 | FHO-SPC-COM-1400 | Access Closet, Raw Water Building, S7, Electrical Room | FHO-SPC |  | Communications Equipment |  | COM | http://www.toronto.ca/TWONTO#00537 |  | Process Control Systems - Services Area
39138 | TAB-ACC-DM-6535 | Damper, Motorized, Outside Air, AHU-6530,6540, 6550 & 6560, Mech. RM No. 3, Screen Bldg., P Bldg. | TAB-ACC-AHU-6530 | Damper/Louver | HVAC |  | DM | http://www.toronto.ca/TWONTO#00142 |  | Air Handling Unit, Mechanical Room no.3, Screen Bldg., P Bldg.
119679 | TAB-WA1-SQ-1110 | Sling | TAB-WA1-SQ-1000 | Lifting Device,Sling | Lifting Device |  | SQ | http://www.toronto.ca/TWONTO#00926 |  | WA1 Lifting Devices and Slings
50833 | TAB-PRM-FSL-7007 | Switch ,Flow, Low, Exhaust Fan- FN-7007 | TAB-PRM-FN-7007 | Switch,Flow | Switch |  | FSL | http://www.toronto.ca/TWONTO#00367 |  | Fan, Exhaust (Primary Scum Air Process)
140603 | TNT-MCS-LD-0019 | Trolley | TNT-MCS-LD | Lifting Device | Lifting Device |  | LD | http://www.toronto.ca/TWONTO#00474 |  | Lifting Devices , cranes/ Portable crane/hoists, come alongs, slings, wire rope, chains
119271 | TAB-THK-FSL-2401 | Switch,Flow Indication, Seal Water to Pump P-2401 | TAB-THK-P-2401 | Switch,Flow | Switch |  | FSL | http://www.toronto.ca/TWONTO#00367 |  | Pump,TWAS Transfer
64787 | FCL-SES-FA-0013 | SRL | FCL-SES-SQ-0007 |  | Safety Equipment |  | FA | http://www.toronto.ca/TWONTO#00677 |  | Eyewash Station, Admin Building, Operators Lab,Eye wash station - main change room
73351 | FHO-DOZ-F-0501 | Filter, Coalescing, Desiccant Dryer D-0503 Inlet, Ozone Building, S2, RW Process Room,Nitrogen Skid | FHO-NIT-SYS | Filter | Filter |  | F | http://www.toronto.ca/TWONTO#00641 |  | NITROGEN SYSTEM
107352 | TAB-ACC-PDSL-1461 | Switch, Filter Differential Pressure Low,AHU,Boiler Room and Basement | TAB-ACC-AHU-1460 | Switch,Pressure-Low | Switch |  | PDSL | http://www.toronto.ca/TWONTO#00604 |  | Air Handling Unit, Lunch Room
9076 | COL-YKP-DA-1697326 | Davit Mast-1697326 | COL-YKP-DA | Safety | Safety Equipment |  | DA | http://www.toronto.ca/TWONTO#00331 |  | Davit Arm Assembly
75183 | THR-FT-PSL-4404 | Switch, Pressure-Low, Pump P-4403 Suction, RAS Pumping - South | THR-FT-P-4403 | Switch,Pressure-Low | Switch |  | PSL | http://www.toronto.ca/TWONTO#00604 |  | Pump, Centrifugal, RAS, RAS Pumping Station - South
30462 | FIS-SES-LDR-0310 | Ladder, 12' Fiberglass, Storage Building | FIS-SES | Safety | Tool |  | LDR | http://www.toronto.ca/TWONTO#00457 |  | Safety, Instrumentation & Environmental Services
98246 | FIS-SES-SQ-6003 | Safety Harness, Full Body | FIS-SES |  | Safety Equipment |  | SQ | http://www.toronto.ca/TWONTO#00332 |  | Safety, Instrumentation & Environmental Services
129189 | THC-THK-LSL-1101 | Switch, Level Low, for Mixing Tank-1100,Polymer Make-up System-1100 | THC-THK-T-1100 | Mixer,Propeller | Switch |  | LSL | http://www.toronto.ca/TWONTO#00466 |  | Tank,Make-up,Polymer Make-up System-1100,Thickening Building
109807 | TAB-DEW-T-3220 | Tank, Polymer Solution Day Tank #2 | TAB-DEW POLYMER DIST | Tank | Tank |  | T | http://www.toronto.ca/TWONTO#00211 |  | Polymer Solution Distribution System
51656 | TAB-PRS-PSH-3110 | Switch, Pressure-High,Chemical Dosing Pump, Secondary Dosing | TAB-PRS-P-3110 | Switch,Pressure-High | Switch |  | PSH | http://www.toronto.ca/TWONTO#00604 |  | Pump, Chemical Dosing, Secondary Dosing
| NYCC-ADMIN-BLDG | Building Location | YMH-EUS |  |  |  |  | http://www.toronto.ca/TWONTO#00260 | Process | Production & End User Support
59326 | FCL-ELS-TSH-002D | Switch,Temperature-High,Low Lift Bldg - Electrical Room,Transformer TR-002D | FCL-ELS-TR-002D | Switch,Temperature-High | Switch |  | TSH | http://www.toronto.ca/TWONTO#00734 |  | Transformer,Power,Dry,Low Lift Bldg - Electrical Room,4160-600V,500KVA
| SCC-ADMIN-BLDG | Building Location | YMH-EUS |  |  |  |  | http://www.toronto.ca/TWONTO#00260 | Process | Production & End User Support
107564 | TAB-ACC-TE-1418A | Temperature Element, Supply Air Temperature | TAB-ACC-VAV-1418 | Sensor,Temperature | HVAC |  | TE | http://www.toronto.ca/TWONTO#00733 |  | Heater, Hot Water Reheat Coil, Variable air
9309 | COL-YKP-SRL-0001765 | Self Retrieval Line-0001765 | YKP-BLD | Safety | Safety Equipment |  | SRL | http://www.toronto.ca/TWONTO#00677 |  | Collections - 435 Kipling Ave. Building envelope
118022 | TAB-SES-RING-3025 | Lifebuoy Ring | TAB-SES-RING-3000 | PPE | Safety Equipment |  | RING | http://www.toronto.ca/TWONTO#00561 |  | Lifebuoy Ring
129707 | THR-ACC-CU-0110 | Condensing Unit, New Electrical Room, Headhouse | THR-ACC-AC-0110 |  | HVAC |  | CU | http://www.toronto.ca/TWONTO#00236 |  | Air Conditioner, New Electrical Room, Headhouse
109407 | TAB-DEW-F-4221 | Canister, Sludge Holding Tank#2 Odour Control West | TAB-DEW-T-4200 | Tank | Tank |  | F | http://www.toronto.ca/TWONTO#00277 |  | Tank, Sludge Holding #2
58932 | THC-ACC-FN-5831 | Fan,Propeller,Circulating,Plant Stores | THC-ACC-BLDG B |  | HVAC |  | FN | http://www.toronto.ca/TWONTO#OWLClass_binid-posum-pozar-motav |  | Mechanical Shop (Chlorine) Building HVAC
18620 | COL-PLB-PSL-0121 | Switch, Pressure-Low | COL-PLB-SUSPENDED | Switch | Switch | 34548 | PSL | x |  | Longbranch P.S.suspended entities
129296 | THC-THK-RPU-1616 | Controller Panel,Centrifuge CF-0600,Thickening Building | THC-THK-ELS | Control Panel,Instrumentation | Remote Processor Unit |  | RPU | http://www.toronto.ca/TWONTO#00122 |  | TWAS Elecftrical equipment Sludge Thickening
126189 | THC-INC-PSH-2064 | Switch, Pressure-High, Natural Gas Train, Incinerator 2000 | THC-INC-FU-2000 | Switch,Pressure-High | Switch |  | PSH | http://www.toronto.ca/TWONTO#00604 |  | Furnace, Incinerator 2000
64095 | THC-PRM-CH-0580 | Scum Pit, Tank 0500, Primary Clarifier | THC-PRM-T-0500 | Tank | Tank |  | CH | http://www.toronto.ca/TWONTO#00708 |  | Tank, Primary Clarifier
144358 | WTR-PJO-T-1101 | Tank, Domestic Hot Water | WTR-PJO-AUX | Tank,Domestic Hot Water | Tank |  | T | http://www.toronto.ca/TWONTO#00427 |  | Auxiliary Equipment (Building Facilities)
61471 | THC-FEQ-FSP-0004 | Fire Hose cabinets, Admin. Bldg K | THC-FEQ-FSP | Fire Prevention,Hose | Safety Equipment | 43228 | FSP | x |  | Sprinkler System
18566 | FHA-SES-SCBA-0046 | Cylinder for Air Pack Ser # OJ 377646 | FHA-SES-SCBA-CYLINDER | PPE,SCBA | Safety Equipment |  | SCBA | http://www.toronto.ca/TWONTO#00582 |  | Breathing Air Tanks (SCBA cylinders)
30220 | FIS-SA-PSH-0101 | Switch, Pressure, High, Compressor C-0100 Air receiving Tank, Filter Building, Pump Room West | FIS-SA-C-0100 | Switch,Pressure-High | Switch |  | PSH | http://www.toronto.ca/TWONTO#00604 |  | Compressor, Reciprocating, Constant Speed, Filter Building, Pump Room West
87986 | FHO-SES-SQ-4011 | First Aid Kit Station, Admin Building, L2, Kitchen | FHO-SES-SQ-0004 | Safety,First Aid Kit | First Aid |  | SQ | http://www.toronto.ca/TWONTO#00357 |  | First Aid
138762 | THR-SES-SQ-2572 | Lanyard for Harness, PPE Igor Chamsoutdinov | THR-SES-FAS | Safety | Safety Equipment |  | SQ | http://www.toronto.ca/TWONTO#00333 |  | Fall Arrest Sytem (Harness and Lanyard), Safety Equipment
39208 | TAB-ACC-F-6592 | Filter, AHU-6590, Workshop Roof, Screen Bldg., P Bldg. | TAB-ACC-AHU-6590 | Filter | HVAC |  | F | http://www.toronto.ca/TWONTO#00641 |  | Air Handling Unit, Workshop Roof, P Bldg.
26333 | FHO-GRK-DR-4010S | Door, (FD-S4-10), Fire Rated, Admin Building, S4, Cable Shaft Passenger Elevator | FHO-GRK-FEQ-0001 | Fire Prevention,Door | Door |  | DR | http://www.toronto.ca/TWONTO#00353
13691 | FCL-MCS-LD-2002 | Tripod 2 | FCL-MCS-LD | Lifting Device | Lifting Device |  | LD | http://www.toronto.ca/TWONTO#00331 |  | Lifting Devices
118714 | TAB-STR-LSHH-5109 | Switch, Level High-High, Blower Bldg, Basement, North-East Corner | TAB-STR-P-5109 |  | Switch |  | LSHH | http://www.toronto.ca/TWONTO#00466 |  | Pump, Sump, Blower Bldg, Basement, North-East Corner
113538 | TAB-GRK-VEH-378313 | Kubota- 4 Seater Admin | TAB-GRK-VEH | Vehicle,Unlicensed | Vehicle |  | VEH | http://www.toronto.ca/TWONTO#00400
138724 | THR-SES-SQ-1330S | Lanyard for Harness | THR-SES-SQ | Safety | Safety Equipment | 38777 | SQ | x |  | Safety Equipment
106238 | TAB-ACC-DM-6477 | Damper, Motorized, Exhaust Air, FN- 6465, Roof, Existing Grit Bldg. | TAB-ACC-FN-6465 | Damper/Louver | HVAC |  | DM | http://www.toronto.ca/TWONTO#00142 |  | Fan, Centrifugal, Exhaust Air, Roof, Old Screen Bldg., P Bldg.
112692 | TAB-EL1-MCC-6351 | Motor Control Centre 600V - Blower Bldg | TAB-EL1-MCC-6005 | Switchgear,Indoor | Motor Control Centre |  | MCC | http://www.toronto.ca/TWONTO#00110 |  | Motor Control Centre 600V - Blower Bldg
44124 | FCL-GRK-VEH-0001 | Vehicle Pickup Truck | FCL-SES | Vehicle,Licensed | Vehicle |  | VEH | http://www.toronto.ca/TWONTO#00564
115494 | TAB-PRM-LSL-0111 | Switch, Level Low, Polymer Bag System FD-0111, Polymer Room, Old Screen Bldg., P Bldg. | TAB-PRM-T-0110 | Switch,Level-Low | Switch |  | LSL | http://www.toronto.ca/TWONTO#00466 |  | Tank, Polymer Make-Up, Polymer Room, Old Screen Bldg., P Bldg.
19148 | FHO-ACC-F-0202 | Filter, Dry Air, AHU-0202 Inlet, Chemical Building, North Penthouse | FHO-ACC-AHU-0202 |  | Filter |  | F | http://www.toronto.ca/TWONTO#00641 |  | Air Handling Unit, General Chemical Building HVAC, Chemical Building, North Penthouse, N/E Corner
119630 | TAB-WA1-SQ-1024 | Sling | TAB-WA1-SQ-1000 | Lifting Device,Sling | Lifting Device |  | SQ | http://www.toronto.ca/TWONTO#00926 |  | WA1 Lifting Devices and Slings
119623 | TAB-WA1-SQ-1010 | Sling | TAB-WA1-SQ | Lifting Device,Sling | Lifting Device |  | SQ | http://www.toronto.ca/TWONTO#00926 |  | Safety Equipment & Supplies Common to WA1
11759 | FCL-CW-T-0011 | Tank, Hot Water, Non-Pressurised, Dry Chemical Building, Basement | FCL-GRK | Tank,Non-Pressurized | Tank |  | T | http://www.toronto.ca/TWONTO#00427 |  | Buildings and Grounds
30944 | FIS-FEQ-DR-0052 | Door, Fire, Chlorine & SO2 Building | FIS-GRK-STRC-0001 |  | Door |  | DR | http://www.toronto.ca/TWONTO#00353
45170 | TAB-DIG-LSHH-8079A | Switch, Level High-High, Digesters 19-22, Basement, South-West Sump | TAB-DIG-P-8079 |  | Switch |  | LSHH | http://www.toronto.ca/TWONTO#00466 |  | Pump, Process Sump, 1A, Digestion Tank #19 - 22 Basement
29547 | FIS-ITS-COM-2101 | Termination Panel | FIS COMMUNICATIONS |  | System Process Control |  | COM | http://www.toronto.ca/TWONTO#00540 |  | FIS Communications
31262 | COL-PSU-RPU-0001 | Remote Processing Unit, All control and Instrumentation Equipment - RPU | COL-PSU |  | Remote Processor Unit |  | RPU | http://www.toronto.ca/TWONTO#00122 |  | Sunnyside Pumping Station
122034 | THC-AER-T-6020 | Tank, Coolant, Blower, Aeration | THC-AER-BL-6020 | Tank | Tank |  | T | http://www.toronto.ca/TWONTO#00211 |  | Blower,Centrifugal,High Speed Turbo, Aeration, SE Plant Blowers Part 1 and Train #8
107534 | TAB-ACC-T-6215 | Tank, Condensate, from T-6214 | TAB-ACC-T-6214 | Tank | Tank |  | T | http://www.toronto.ca/TWONTO#00235 |  | Tank, Condensate, from Heaters
93304 | FHO-GRK-DR-2075S | Door, (FD-S2-75), Fire Rated, Admin Building, S2, East Loading Bay Rollup, South Breezway | FHO-GRK-FEQ-0001 | Fire Prevention,Door | Door |  | DR | http://www.toronto.ca/TWONTO#00353
96394 | YTF-ACC-AC-0001 | H.V.A.C., Air Conditioner, HUB Room, HVAC Dampers | YTF-ACC | H.V.A.C.,Air Conditioner | HVAC |  | AC | http://www.toronto.ca/TWONTO#00141 |  | HVAC Equipment
36386 | COL-RBG-F-0001 | Filter,Passive Carbon filter,Shaft Roof | COL-RBC-MISC |  | Filter |  | F | http://www.toronto.ca/TWONTO#00146 |  | Miscellaneous Equipment
11516 | FCL-CLA-CHL-0301 | Chlorinator, Chlorine Gas, Chlorination System | FCL-CLA | Chemical Feeder,Gas | Chemical Feeder |  | CHL | http://www.toronto.ca/TWONTO#00215 |  | Pre-Chlorination
59504 | THC-ACC-TC-0565 | Temperature Controller,Pressurization System | THC-ACC-BLDG A | Air Handling Unit | HVAC |  | TC | http://www.toronto.ca/TWONTO#00746 |  | Old Plant Blower Building HVAC
8540 | DOS-YCM-FAK-VEH270005 | First Aid kit in Trailer vehicle # 270005 | DOS-YCM-TRL-VEH270005 | Safety,First Aid Kit | First Aid |  |  | http://www.toronto.ca/TWONTO#00355 |  | 2008 Homemade Modular - Vehicle Trailer Unit# 270005
26280 | FHO-GRK-DR-2033L | Door, (FD-2-33), Fire Rated, Admin Building, L2, East Admin to Stairway | FHO-GRK-FEQ-0001 | Fire Prevention,Door | Door |  | DR | http://www.toronto.ca/TWONTO#00353
108627 | TAB-ACC-V-6523 | Valve, Actuated, Fire Protection System, Mechanical Room No. 1, Screen Bldg., P Bldg. | TAB-ACC-P-6511 | Valve | HVAC |  | V | http://www.toronto.ca/TWONTO#00781 |  | Pump, Fire pump, Mechanical Room No. 1, Screen Bldg., P Bldg.
26309 | FHO-GRK-DR-2078S | Door, (FD-S2-78), Fire Rated, Admin Building, S2, Stairway 7 | FHO-GRK-FEQ-0001 | Fire Prevention,Door | Door |  | DR | http://www.toronto.ca/TWONTO#00353
55825 | TAB-WA6-SQ-7591 | Harness - Shared Equipment | TAB-WA6-SQ-0001 | PPE | Safety Equipment |  | SQ | http://www.toronto.ca/TWONTO#00332 |  | Fall Arrest System
73664 | THR-ELS-INQ-9179 | Portable Spectrophotometer, Electrical & Instrument Shop | THR-ELS | Safety | Test Equipment |  | INQ | http://www.toronto.ca/TWONTO#00567 |  | Electrical Power System
118817 | TAB-STR-RPU-0710 | RPU-GE0710 | TAB-STR-RPU | RPU | Remote Processor Unit |  | RPU | http://www.toronto.ca/TWONTO#00122 |  | Aeration Gallery - RPUs
68434 | THR-ACC-PSH-1702 | Switch,Pressure-High, DG Valve Train, Boiler 1701, Plant Central Hot Water System, Hot Water Boilers | THR-ACC-BO-1701 | Switch,Pressure-High | Switch |  | PSH | http://www.toronto.ca/TWONTO#00604 |  | Boiler, Low Pressure, Hot Water, Plant Central Hot Water System, Hot Water Boilers (CRN-H9308.5,TSSA UID-65022707, SNo.-5.1103727)
59656 | THC-ACC-TSL-0011 | Switch, Temperature, Ice in Slab, Snow Melting System, Zone #1, Admin Building, North/West Area | THC-ACC-CT-0121 |  | HVAC |  | TSL | http://www.toronto.ca/TWONTO#00734 |  | Controller, MAN-0011, Admin Building, Snow Melting, Zone #1
50816 | TAB-PRM-FSL-3601? | Switch ,Flow, Low,Seal water to Pump-3601 | TAB-SUSPENDED ENTITY | Switch,Flow | Switch | 34198 | FSL | x |  | Suspended entities
| MAIN-031 | Main 031 | WTR-LWA |  |  |  |  | http://www.toronto.ca/TWONTO#00804 | Sub-Process | Work Area 2 Central Mains and Chambers
86060 | FHA-WWW-T-4041 | Tank, Decant, RMF, Dicant Tanks Area | FHA-WWW-T-4041-KQ | Tank | Tank |  | T | http://www.toronto.ca/TWONTO#00675 |  | Tank Location, Decant 4
136760 | THR-MCS-MT-0524 | Centre Lathe | THR-MT-WA3 |  | Tool |  | MT | http://www.toronto.ca/TWONTO#00460 |  | Machine Tools
129738 | THR-ACC-CU-5101 | Condensing Unit, Ductless Split System outdoor Unit, Plant Water Effluent PS | THR-ACC-AC-5100 | H.V.A.C.,Air Conditioner | HVAC |  | CU | http://www.toronto.ca/TWONTO#00236 |  | Fan Coil Unit, Ductless Split System Indoor Unit, Plant Water Effluent PS
86860 | WTR-PLW-PPE-0004A | Gloves, Electrical Protection, 40kv - Manjit Parmar | WTR-PLW-PPE | PPE,Insulated Glove | Safety Equipment |  | PPE | http://www.toronto.ca/TWONTO#00653 |  | Personal Protection Equipment - WWA
118368 | TAB-SPC-CAB-3000 | Communication Cabinet | TAB-STR-RPU | SCADA | Communications Equipment |  | CAB | http://www.toronto.ca/TWONTO#00537 |  | Aeration Gallery - RPUs
128014 | THC-PRM-ZSH-1180 | Switch, Position High, Mech Away, Valve 1173C | THC-PRM-V-1173C | Switch,Position-High | Switch |  | ZSH | http://www.toronto.ca/TWONTO#00590 |  | Valve, Inlet, Flow Transmitter Indicating, Primary Clarifier 1100, Primary Sludge Distribution
68428 | THR-ACC-PSH-1303 | Switch,Pressure-High, DG Valve Train, Boiler 1301, Plant Central Hot Water System, Hot Water Boilers | THR-ACC-BO-1301 | Switch,Pressure-High | Switch |  | PSH | http://www.toronto.ca/TWONTO#00604 |  | Boiler, Low Pressure, Hot Water, Plant Central Hot Water System, Hot Water Boilers (CRN-H9308.5,TSSA UID-65022703, SNo.-5.1103723)
30004 | FIS-RW-PSL-0301-SUS | Switch, Pressure-Low, Seal Water, Pump 0301, Raw Water Pumping Station | FIS-RW-P-0301 | Switch,Pressure-High | Switch | 38350 | PSL | x |  | Circuit Breaker,4.16 kV,Raw Water Pump Station,Upper Level,West,Solid State Starter,FIS-RW-P-0301
76230 | THR-MCS-MT-0556 | Welding Machine | THR-MT-WA3 |  | Tool |  | MT | http://www.toronto.ca/TWONTO#00810 |  | Machine Tools
132846 | THR-DIG-PSL-2514 | Switch, Pressure-Low, Inlet Pump 2514, Digester Tank 0200 | THR-DIG-P-2514 | Switch,Pressure-Low | Switch |  | PSL | http://www.toronto.ca/TWONTO#00604 |  | Pump, Centrifugal, Sludge Transfer, Tank 0200
77001 | THR-PLT-LSH-0132 | Switch, Level-High, Screen 0132, Preliminary Treatment, Screening | THR-PLT-SC-0132 | Switch,Level-High | Switch |  | LSH | http://www.toronto.ca/TWONTO#00466 |  | Bar Screen, Preliminary Treatment
13686 | FCL-MCS-LD-0801 | Winch - no CAP: - 40 FT cable | FCL-MCS-LD | Lifting Device,Hoist,Manual | Lifting Device |  | LD | http://www.toronto.ca/TWONTO#00812 |  | Lifting Devices
79904 | THR-WA2-LD-0027 | Sling, Wire Rope, Work Area 2 | THR-LD-WIRE-WA2 | Lifting Device,Sling | Lifting Device |  | LD | http://www.toronto.ca/TWONTO#00927 |  | Slings, Wire Rope, Work Area 2
3645 | COL-PCF-LSH-0103 | Switch Level, High, Wet Well | COL-PCF | Switch,Level-High | Switch |  | LSH | http://www.toronto.ca/TWONTO#00466 |  | Clark Pumping Station
40112 | DOS-SES-SCBA-9584 | SCBA 5 minutes escape pack | FAC-YCM-SES | Safety | Safety Equipment |  | SCBA | http://www.toronto.ca/TWONTO#00123 |  | SAFETY & ENVIRONMENTAL SERVICES
143594 | WTR-PEL-LSH-1601 | Switch, Level, High, New Oil Tank T-1600, Generator Building, Generator Room | WTR-PEL-T-1600 | Switch,Level-High | Switch |  | LSH | http://www.toronto.ca/TWONTO#00466 |  | Tank, Non-Pressurized, New Oil, Generator Building, Product Handling Room
132441 | THR-DIG-FSL-3165 | Flow Switch, Pump Seal Water | THR-DIG-P-3165 | Transmitter,Pressure | Switch |  | FSL | http://www.toronto.ca/TWONTO#00367 |  | Pump, Centrifugal, Sludge Transfer, Digester Tank 0800
| MAIN-036 | Main 036 | WTR-LWA |  |  |  |  | http://www.toronto.ca/TWONTO#00804 | Sub-Process | Work Area 2 Central Mains and Chambers
21329 | FHO-ELS-DP-0313-SUS | Distribution Panel from MCC-0313 | FHO-SUSPENDED | Control Panel,Power Distribution Panel | Motor Control Centre | 37596 | DP | x |  | Suspended Entity List
111026 | TAB-DIG-PSH-1473 | Switch, Pressure,High,Sludge Delivery Transfer Pump-1473 | TAB-DIG-P-1473 | Switch,Pressure | Switch |  | PSH | http://www.toronto.ca/TWONTO#00604 |  | Pump, Centrifugal, Sludge Transfer (DX2621), Digester Tank 14
| TAB-ADMIN BLDG | Building Location | TAB-SPC |  |  |  |  | http://www.toronto.ca/TWONTO#00260 | Process | Process Control Systems - Services Area
120863 | THC-ACC-HTR-0236 | Heater, Perimeter. Admin Building, Ground Floor, Office 114 | THC-ACC-AHU-0071 |  | HVAC |  | HTR | http://www.toronto.ca/TWONTO#00418 |  | Air handling Unit, Ground Floor West Zone(Administration), Admin Building Roof
119733 | TAB-WA1-SQ-1975 | Lanyard 6 Ft- Cuadrante, Randy | TAB-WA1-SQ-0001 | PPE,Harness | Safety Equipment |  | SQ | http://www.toronto.ca/TWONTO#00333 |  | WA1 Fall Arrest System
65488 | FCL-SH-03 | Safety Harness Full Body | FCL-SES-SQ-0102 | PPE | Safety Equipment |  | SH | http://www.toronto.ca/TWONTO#00332 |  | Safety Harnesses, High Lift Building, Store Room
33555 | COL-YKP-DA-0013S | Davit Arm Assembly with Upper Arm-151117 | COL-W-OBSOLETE | Safety | Safety Equipment | 45977 | DA | x |  | Col West Obsolete Entities
9343 | COL-YKP-SRL-2000070 | Self Retrieval Line - 2000070 | YKP-BLD | Safety | Safety Equipment |  | SRL | http://www.toronto.ca/TWONTO#00677 |  | Collections - 435 Kipling Ave. Building envelope
125754 | THC-FT-T-5300 | Tank,Waste Sludge Wet Well,Secondary Clarifiers 0100 - 0800,Old Plant | THC-FT-OLD PLANT | Well | Tank |  | T | http://www.toronto.ca/TWONTO#00708 |  | Secondary Clarifiers, Old Plant
40909 | TAB-ACC-MEQ-6513 | Mechanical Equipment, Electronic Trap Priming, Blower Room, Screen Bldg., P Bldg. | TAB-PLT-PLQ-P | Building Service,Floor Drain | Plumbing |  | MEQ | http://www.toronto.ca/TWONTO#00757 |  | Plumbing, General, P Bldg Prelim Treatment
40498 | TAB-ACC-RPU-1409 | RPU-GE1409 | TAB-ELS-WA6 | RPU | Remote Processor Unit |  | RPU | http://www.toronto.ca/TWONTO#00122 |  | Panel Boards, MCC, WA6
26259 | FHO-SES-SCBA-0021 | Cylinder, SCBA, Air Pack, 2216 PSI, Ser #OJ-264831 | FHO-SES-SQ-0003 | PPE,SCBA | Safety Equipment |  | SCBA | http://www.toronto.ca/TWONTO#00582 |  | Breathing Air Tanks
42297 | TAB-ACC-V-4806 | Valve,Gate,Isolation, Pump Suction | TAB-ACC-P-4811 | Valve,Gate | Tank |  | V | http://www.toronto.ca/TWONTO#00781 |  | Pump, Circulating,Hot Water,Dig 19-22 Sludge Heating, P17-1,
66403 | THC-SPC-COM-1211 | SCADA Operator Workstation,Centrifuge Floor,WAS Thickening Building | THC-THK-CF-0200 | SCADA | Communications Equipment |  | COM | http://www.toronto.ca/TWONTO#00548 |  | Centrifuge,WAS Thickening
98868 | IU2033A | Receiver, Air, Incinerator Building | EU2002 | Tank | Tank |  |  | http://www.toronto.ca/TWONTO#00606 |  | Incinerator Building Air Equipment
107121 | TAB-ACC-HTR-6547 | Heater, Unit, Hot Water, stair at penthouse, Screen Bldg., P Bldg. | TAB-ACC-HTR-PBLDG | H.V.A.C.,Heater | HVAC |  | HTR | http://www.toronto.ca/TWONTO#00418 |  | Unit Heaters- P Bldg
66769 | THC-GRK-DR-C | Doors, Building C | THC-GRK-PRTY-0001 |  | Door |  |  | http://www.toronto.ca/TWONTO#00286
| TAB-ADMIN BLDG | Building Location | TAB-SPC2 |  |  |  |  | http://www.toronto.ca/TWONTO#00260 | Process | Process Control Systems - Equipment
59453 | THC-ACC-STR-6210 | Strainer, AHU-6200, 2nd Floor Mech Room #2, Headworks | THC-ACC-AHU-6200 | Filter | HVAC |  | STR | http://www.toronto.ca/TWONTO#00710 |  | Air Handling Unit, Blower Room, 2nd Floor Mech Room #2, Headworks
83901 | FHA-TRW-TSH-0001 | Switch, Temperature, High, Pump Building First Floor, South Vault | FHA-TRW-TWP | Switch,Temperature-High | Switch |  | TSH | http://www.toronto.ca/TWONTO#00734 |  | Treated Water Pumping
63409 | FCL-MCS-LD-0009 | Chain Block 1 Ton | FCL-MCS-7 | Lifting Device | Lifting Device |  | LD | http://www.toronto.ca/TWONTO#00422 |  | Vehicles
63793 | THC-PLT-SW-5191 | Switch,Motion-Low,Conveyor 5190,Screening,Head House | THC-PLT-CV-5190 | Switch,Motion | Switch |  | SW | http://www.toronto.ca/TWONTO#00530 |  | Conveyor, Incline, Screening
86179 | WTR-PJS-LSL-0200 | Switch, Level-Low, (Priming Status Switch), Pump 0200 | WTR-PJS-P-0200 | Switch,Level-Low | Switch |  | LSL | http://www.toronto.ca/TWONTO#00466 |  | Pump, Centrifugal, To DLWC
48288 | TAB-ELS-SQ-6160 | Electrical - Rubber Insulating Gloves Class 1 | TAB-ELS-SQ-GLOVE | PPE,Insulated Glove | Safety Equipment |  | SQ | http://www.toronto.ca/TWONTO#00653 |  | High Voltage Gloves
33639 | COL-YKP-DA-0019S | Davit Arm Assembly with Upper Arm-1717107 | COL-W-OBSOLETE | Safety | Safety Equipment | 45983 | DA | x |  | Col West Obsolete Entities
93328 | FHO-GRK-DR-4011S | Door, (FD-S4-11), Fire Rated, Admin Building, S4, Stairway 5 | FHO-GRK-FEQ-0001 | Fire Prevention,Door | Door |  | DR | http://www.toronto.ca/TWONTO#00353
105810 | SWM-PWD-SS-0001 | Station Security System | SWM-PWD-MISC |  | Security System |  | SS | http://www.toronto.ca/TWONTO#00673 |  | Miscellaneous Equipment
8960 | COL-YKP-DA-110675A(S) | Davit Base Leg-110675A | COL-W-OBSOLETE | Safety | Safety Equipment | 46000 | DA | x |  | Col West Obsolete Entities
48204 | TAB-ELS-SQ-5033 | Lanyard & Absorber(Jeff) | TAB-ELS-SQ-FALL ARST | PPE,Lanyard | Safety Equipment |  | SQ | http://www.toronto.ca/TWONTO#00333 |  | Fall Arrest -Safety Harness & Lanyard
117211 | TAB-RSP-FSL-2210 | Flow Switch, Low,Seal Water, Raw Sewage Pump P-2210 | TAB-RSP-P-2210 | Switch,Flow | Switch |  | FSL | http://www.toronto.ca/TWONTO#00367 |  | Pump, Raw Sewage #10
39987 | TAB-ACC-HTR-6511 | Heater, Unit, Hot Water, Workshop Office, Screen Bldg., P Bldg. | TAB-ACC-HTR-PBLDG | H.V.A.C.,Heater | HVAC |  | HTR | http://www.toronto.ca/TWONTO#00418 |  | Unit Heaters- P Bldg
128765 | THC-SES-MEQ-EDD866 | FALL ARREST- HARNESS (insp Liftsafe) - Pedro C | THC-MCS-LD | PPE | Lifting Device |  |  | http://www.toronto.ca/TWONTO#00332 |  | Mechanical Services, Lifting Device
119751 | TAB-WA1-SQ-8040 | Lock out Tag out and Log book Station | TAB-WA1-SQ | PPE | Safety Equipment |  | SQ | http://www.toronto.ca/TWONTO#00657 |  | Safety Equipment & Supplies Common to WA1
113509 | TAB-GRK-DR-34557 | Security Gate, South | TAB-WORK-AREA-7 |  | Gate |  | DR | http://www.toronto.ca/TWONTO#00286
130176 | THR-ACC-NR-729 | HVAC Unit & Fan, Lunch Room | THR-ACC-ADM | H.V.A.C.,Heater,Unit | HVAC |  | NR | http://www.toronto.ca/TWONTO#00418 |  | Air Conditioning, HVAC, Admin Building
| TAB-ADMIN-BLDG | Building Location | TAB-EUS |  |  |  |  | http://www.toronto.ca/TWONTO#00260 | Process | Production & End User Support
79460 | THR-THK-PSL-3040 | Switch, Pressure Low, Centrifuge Feed Pump-3040 | THR-THK-P-3040 | Switch,Pressure-Low | Switch |  | PSL | http://www.toronto.ca/TWONTO#00604 |  | Centrifuge Feed Pump
136630 | THR-MCS-CHR-9885 | Chair, Shop Stool, Issued to Andrei Klimbovsky | THR-MCS-MT2-WA2 |  | Tool |  | CHR | http://www.toronto.ca/TWONTO#00566 |  | Machine Tool-2
118707 | TAB-STR-LS-5101 | Switch, Level,Sump Pit | TAB-STR-P-5101 | Switch,Level | Switch |  | LS | http://www.toronto.ca/TWONTO#00466 |  | Pump, Centrifugal, Ground Water Pumping Station
135668 | THR-FT-LSHH-3982 | Switch, Level-High-High,Pump 3982,Sump,T20 | THR-FT-P-3982 | Switch,Level-High-High | Switch |  | LSHH | http://www.toronto.ca/TWONTO#00466 |  | Pump, Sump, Flood Monitoring, Finals, Tunnel 20
67923 | FCL-TRW-PSH-0003 | Switch, Pressure-High, Air Supply, Surge Tank Building | FCL-TRW | Switch,Pressure-High | Switch |  | PSH | http://www.toronto.ca/TWONTO#00604 |  | Treated Water
42750 | TAB-ACC-ZSL-1853B | Switch,Position,Low,Bypass to Heating Coil Damper, | TAB-ACC-AHU-1853 | Switch,Position | Switch |  | ZSL | http://www.toronto.ca/TWONTO#00590 |  | AHU, Blower Bldg
19304 | FHA-WWW-T-4041 | Tank, Decant, RMF, Dicant Tanks Area | FHA-WWW-DECANT | Tank | Tank |  | T | http://www.toronto.ca/TWONTO#00675 |  | Decant Tanks
33652 | COL-YKP-DA-0026S | Davit Arm Assembly with CENTRE BASE-110664 | COL-W-OBSOLETE | Safety | Safety Equipment | 45989 | DA | x |  | Col West Obsolete Entities
12757 | FCL-PAC-F-0201 | Filter, Intake, Air Blower BL-0201, Dry Chemical Building Basement | FCL-ZMC | Filter | Filter |  | F | http://www.toronto.ca/TWONTO#00641 |  | Zebra Mussel Control
109802 | TAB-DEW-T-3050 | Tank, Polymer Mixing #5 | TAB-DEW POLYMER PREP | Tank | Tank |  | T | http://www.toronto.ca/TWONTO#00211 |  | Polymer Solution Preparation & Storage Systems
27746 | FIS-ELS-PDP-2000 | Power Distribution Panel,600 V,Workshop Building,Mezzanine,North | FIS-ELS-CAB-6001 | Control Panel,Power Distribution Panel | Power Distribution Panel |  | PDP | http://www.toronto.ca/TWONTO#00110 |  | ELS Cabinet,600 V,Workshop Building,Mezzanine,PDP Electrical Distribution Cabinet
21962 | FHO-ELS-WR-1204 | Welding Receptacle, Ozone Building, S2, Dispersion Pump Room | FHO-ELS-LTG |  | Power Distribution Panel |  | WR | http://www.toronto.ca/TWONTO#00821 |  | Facility Electrical System
39151 | TAB-ACC-DM-6575 | Damper, Motorized, Return Air, AHU-6570, Mechanical RM No. 3, Screen Bldg., P Bldg. | TAB-ACC-AHU-6570 | Damper/Louver | HVAC |  | DM | http://www.toronto.ca/TWONTO#00142 |  | Air Handling Unit, Mechanical Room no.3, Screen Bldg., P Bldg.
60451 | THC-DIS-T-0060 | Tank,Sodium Hypochlorite Storage,Disinfection Bldg | THC-DIS |  | Tank |  | T | http://www.toronto.ca/TWONTO#00211 |  | Disinfection (Chlorination) Process
| TAB-AERATION BLDG | Building Location | TAB-EUS |  |  |  |  | http://www.toronto.ca/TWONTO#00260 | Process | Production & End User Support
147501 | WZ2011A | Receiver, Silo Pellet, 707B | TAB-SLD-ROUTING | Vessel,Pressure | Tank |  |  | http://www.toronto.ca/TWONTO#00606 |  | Pelletizer Bldg. - Material Handling
139527 | THR-WA3-LD-0086 | Sling, Wire Rope, Work Area 3 (1/2"x4 legs) | THR-LD-WIRE-WA3 | Lifting Device,Sling | Lifting Device |  | LD | http://www.toronto.ca/TWONTO#00927 |  | Slings, Wire Rope, Work Area 3
144361 | WTR-PJO-TSH-0001 | Switch, Temperature-High, Building Alarm | WTR-PJO-AUX | Switch,Temperature-High | Switch |  | TSH | http://www.toronto.ca/TWONTO#00734 |  | Auxiliary Equipment (Building Facilities)
139716 | TNT-ACC-F-5201 | Filter, Pump Suction, Oil Pump #5201 | TNT-ACC-P-5201 | Filter | Filter |  | F | http://www.toronto.ca/TWONTO#00642 |  | Pump, Furnace Oil, to Boiler #5200
146668 | WTR-RBV-FAK-0001 | First Aid Kit Station, Bayview Reservoir, Main Entrance | WTR-SUSPENDED |  | Safety Equipment | 42088 | FAK | x |  | Suspended Obsolete entity for storage purpose
54490 | TAB-STR-PSL-4002 | Switch,Pressure,Low, Oil, Blower BL4002 lubrication | TAB-STR-P-4002 | Switch,Pressure | Safety Equipment |  | PSL | http://www.toronto.ca/TWONTO#00604 |  | Pump, Main Oil ,Blower BL4002
85279 | FHA-WWW-HS-2530 | Switch, Emergency Rope Switch, CV-2530, RMF, Dewatering Cake Loading Area | FHA-WWW-CV-2530 | Switch | Switch |  | HS | http://www.toronto.ca/TWONTO#00411 |  | Conveyor, Bin 2 Loading, RMF, Dewatering Cake Loading Area
23702 | FHO-FLT-F-1301 | Filter Bed # 13 | FHO-FLT | Tank,Reservoir | Tank |  | F | http://www.toronto.ca/TWONTO#00348 |  | Filtration
48010 | TAB-EL3-SQ-6130 | Spill kit,DAWG® 20 Gallon Overpack | TAB-ELS-ESQ | Spill Kit | Safety Equipment |  | SQ | http://www.toronto.ca/TWONTO#00700 |  | Electrical Safety Equipment
138795 | THR-SES-SQ-8436 | Harness,Full Body.PPE Wei Peng | THR-SES-FAS | Safety | Safety Equipment |  | SQ | http://www.toronto.ca/TWONTO#00332 |  | Fall Arrest Sytem (Harness and Lanyard), Safety Equipment
107159 | TAB-ACC-LSL-0165 | Switch,Level,Low, primary Hot Loop Expansion Tanks | TAB-ACC-T-0140 | Switch,Level | Switch |  | LSL | http://www.toronto.ca/TWONTO#00466 |  | Tank #1, Expansion, Primary Loop
61610 | FHA-ELS-MCC-0600A | FHA-ELS-MCC-0006A - MCC 6A, 600V, RMF | FHA-ELS-PRIMARY | Switchgear | Motor Control Centre |  | MCC | http://www.toronto.ca/TWONTO#00110 |  | Primary Electrical System
53657 | TAB-SES-SQ-0007 | SCBA Breathing Apparatus, Blower Bldg. 1st Floor - LAF 132 443 FS | TAB-SES-SCBA | PPE,SCBA | Safety Equipment |  | SQ | http://www.toronto.ca/TWONTO#00123 |  | WA4 Safety Equipment, SCBA
120433 | THC-ACC-DM-0154 | Damper,Air Compressor 9050 Ventilation,Air Treatment Building | THC-AI-C-9050 | Air Handling Unit | HVAC |  | DM | http://www.toronto.ca/TWONTO#00142 |  | Compressor, Instrument Air, Bldg. G
55778 | TAB-WA5-SQ-AF48 | Lanyard 6 Ft | TAB-WA5-SQ |  | Safety Equipment |  |  | http://www.toronto.ca/TWONTO#00333 |  | WA5 Safety Equipment
81506 | TNT-MCS-SQ-1038 | Sling | TNT-MCS-LD | Lifting Device,Sling | Lifting Device |  | SQ | http://www.toronto.ca/TWONTO#00926 |  | Lifting Devices , cranes/ Portable crane/hoists, come alongs, slings, wire rope, chains
120070 | TAB-WA6-SQ-4197 | Harness | TAB-WA6-SQ | PPE | Safety Equipment |  | SQ | http://www.toronto.ca/TWONTO#00332 |  | WA6 Safety Equipment
124376 | THC-DIS-RPU-1202 | Remote Processing Unit, Control Panel | THC-DIS |  | Remote Processor Unit |  | RPU | http://www.toronto.ca/TWONTO#00122 |  | Disinfection (Chlorination) Process
52071 | TAB-PRS-ZSL-0116 | Switch, Valve Position Closed, Truck Unloading Drain Valve | TAB-PRS-V-0116? | Switch,Position-Low | Switch | 46108 | ZSL | x |  | Valve, Inlet Immediate from Rail Car #3
79007 | THR-SQ-FAK-TTR | First Aid Kit, Technical Trainer Room | THR-SQ-FAK-WA2 | Safety | Safety Equipment | 35465 |  | x |  | First Aid Kit, Work Area 2
117779 | TAB-SES-AED-0001 | Automated external defibrillators- AED | TAB-SES-AED | Safety,Defibrillator | Safety Equipment |  | AED | http://www.toronto.ca/TWONTO#00164 |  | Safety Medical Instruments-AED
106256 | TAB-ACC-DM-6524 | Damper, Motorized, Supply Air, AHU-6520, Mechanical RM No. 2, Screen Bldg., P Bldg. | TAB-ACC-AHU-6520 | Damper/Louver | HVAC |  | DM | http://www.toronto.ca/TWONTO#00142 |  | Air Handling Unit, Mechanical Room no.2, Screen Bldg., P Bldg.
50093 | TAB-PLT-PSH-0522 | Switch, Pressure High, Grit Pump P-0522 Discharge, Grit Bldg., P Bldg. | TAB-PLT-P-0522 | Switch,Pressure-High | Switch |  | PSH | http://www.toronto.ca/TWONTO#00604 |  | Pump, Centrifugal, Submersible, Grit Tank, T-0500, Grit Bldg., P Bldg.
145511 | WTR-PMI-TSH-0006 | Switch, Temperature, High, Water Transmission | WTR-PMI-AUX | Switch,Temperature-High | Switch |  | TSH | http://www.toronto.ca/TWONTO#00734 |  | Auxiliary Equipment (Building Facilities)
90834 | FHO-CLB-CHL-0301 | Chlorinator, Post Chlorination East Train 3, Chemical Building, L1, Evaporator Room | FHO-CLC | Chemical Feeder,Gas | Chemical Feeder |  | CHL | http://www.toronto.ca/TWONTO#00215 |  | Trim Chlorination System
72538 | THR-ACC-CU-3610B | Air Conditioner,East Workshop | THR-ACC-EMB | H.V.A.C.,Air Conditioner | HVAC |  | CU | http://www.toronto.ca/TWONTO#00236 |  | Air Conditioning, AHU, HVAC, East Maintenance Building
| TAB-AERATION BLDG | Building Location | TAB-SPC |  |  |  |  | http://www.toronto.ca/TWONTO#00260 | Process | Process Control Systems - Services Area
| TAB-AERATION BLDG | Building Location | TAB-SPC2 |  |  |  |  | http://www.toronto.ca/TWONTO#00260 | Process | Process Control Systems - Equipment
107514 | TAB-ACC-T-2813 | Tank,Make Up, Glycol | TAB-ACC-P-2813 | Tank,Reservoir | Tank |  | T | http://www.toronto.ca/TWONTO#00211 |  | Pump, Circulating, Glycol, Dewatering Space Heating,P7-3
136491 | THR-GRK-FE-S | Perimeter Security Fencing,SOUTH, around Humber Treatment Plant | THR-GRK-FE | Gate | Gate |  |  | http://www.toronto.ca/TWONTO#00286
109157 | TAB-CW-T-5301 | Tank,DCW Expansion,Seawall Substation | TAB-ACC-HE-5320 | Tank | Tank |  | T | http://www.toronto.ca/TWONTO#00325 |  | Heat Exchanger,Domestic Hot Water,Seawall Substation
13970 | FCL-RW-FSL-0002 | Switch, Flow Low, Analyzer 0002, Turbidity, Raw Water, Low Lift PS Basement | FCL-RW | Switch,Flow-Low | Switch |  | FSL | http://www.toronto.ca/TWONTO#00367 |  | Raw Water
12747 | COL-BEB-RPU-0001 | Remote Processing Unit | COL-BEB-MISC | RPU | Remote Processor Unit |  | RPU | http://www.toronto.ca/TWONTO#00122 |  | Miscellaneous Equipment
65238 | THC-ELS-MCC-1203E | Motor Control Center, Building K | THC-ELS-PS-0001-K | Control Panel,MCC | Motor Control Centre |  | MCC | http://www.toronto.ca/TWONTO#00110 |  | Primary Power Equipment, Building K
126770 | THC-OCS-F-0100 | Filter, Modular Biofilter #1, Phase I/IV Odour Control | THC-OCS-BLDG-O | Vessel | Tank |  | F | http://www.toronto.ca/TWONTO#00348 |  | Phase IV, Building O Odour Control System
55058 | TAB-THK-PSL-0505 | Switch,Pressure,Low,AIS to Recycle Pump P-0505 Discharge | TAB-THK-P-0505 | Switch,Pressure | Switch |  | PSL | http://www.toronto.ca/TWONTO#00604 |  | Pump,Recycle SX2005
2621 | CJ1001A | Tower #1, Chlorine Leak Treatment | TAB-DIS-CHL1 | Tank | Tank |  |  | http://www.toronto.ca/TWONTO#00211 |  | Chlorination Process
78994 | THR-GRK-VEH-378138 | Vehicle, John Deere Gator, Unlicensed, WA3 (Retired) | THR-GRK-GQ-WA3 | Vehicle,Unlicensed | Vehicle | 34906 | VEH | x
55819 | TAB-WA6-SQ-4990 | Fall Limiter | TAB-WA6-SQ-0001 | PPE | Safety Equipment |  | SQ | http://www.toronto.ca/TWONTO#00341 |  | Fall Arrest System
120572 | THC-ACC-F-0183 | Filter,Outdoor Air,Boiler Building,North Zone 2 | THC-ACC-BLDG E |  | Filter |  | F | http://www.toronto.ca/TWONTO#00641 |  | Boiler House, HVAC
129289 | THC-THK-RPU-1608 | RPU,Polymer Feed,WAS Thickening Building (2) | THC-THK-ELS | Control Panel | Remote Processor Unit |  | RPU | http://www.toronto.ca/TWONTO#00122 |  | TWAS Elecftrical equipment Sludge Thickening
139421 | THR-WA1-LD-95-47 | Sling, Nylon, Work Area 1 (NYLON SLING SIZE; 2" X 4', CAPACITY 6400 LBS, SN 1547395-47) A | THR-LD-WIRE-WA1 | Lifting Device,Sling | Lifting Device |  | LD | http://www.toronto.ca/TWONTO#00929 |  | Slings, Wire Rope, Work Area 1
| MAIN-036 | Main 036 | WTR-MT1 |  |  |  |  | http://www.toronto.ca/TWONTO#00804 | Sub-Process | Work Area 1 EAST Mains and Chambers
72549 | THR-ACC-CU-4707 | Condensing Unit, Ductless Split System outdoor Unit, Electrical Bldg Elec Rm | THR-ACC-AC-4707 | H.V.A.C.,Air Conditioner | HVAC |  | CU | http://www.toronto.ca/TWONTO#00236 |  | Fan Coil Unit, Ductless Split System Indoor Unit, Electrical Bldg Elec Rm
80251 | FHA-SED-ZSH-0105B | Switch, Limit, Access Hatch Zone 5, Settling Basin T-0101 | FHA-SED-ZSH-0105 |  | Security System |  | ZSH | http://www.toronto.ca/TWONTO#fohur-bugut-lijif-zazom |  | Switch, Limit, Access Hatch Zone 1,
105194 | PE1041SUS | Forklift, Electric, Primemover PMX-1 | TAB-SUSPENDED ENTITY | Forklift,Electric | Vehicle | 47471 |  | x
126464 | THC-MCS-LD-173869 | ELECTRIC HOIST (insp Liftsafe) | THC-MCS-LD | Lifting Device | Lifting Device |  | LD | http://www.toronto.ca/TWONTO#00422 |  | Mechanical Services, Lifting Device
3270 | COL-MTI-ZSH-1401 | Chamber Door Switch, Rosedale Valley Control Chamber No.14C, MTI | COL-MTI | Switch | Switch |  | ZSH | http://www.toronto.ca/TWONTO#00590 |  | Mid-Toronto Interceptor
138866 | THR-SQ-LP-0004 | Life Preserver, Ring Type, Primary Tank 10 | THR-SQ-LP-PRM | Safety | Safety Equipment |  | LP | http://www.toronto.ca/TWONTO#00561 |  | Life Preserver, Ring Type Floating Device, Primary Tanks
120750 | THC-ACC-FN-2170A | Fan A, Air Handling System, Tunnel T19, Phase IV Secondary | THC-ACC-AHU-2170 |  | HVAC |  | FN | http://www.toronto.ca/TWONTO#OWLClass_binid-posum-pozar-motav |  | Air Handling Unit, Tunnel T19, Phase IV Secondary
3555 | COL-PBR-SS-0001 | Station Security System | COL-PBR |  | Security System |  | SS | http://www.toronto.ca/TWONTO#00673 |  | Berry Road Sewage Pumping Station
119896 | TAB-WA3-SQ-8303 | Lock out Tag out and Log book Station | TAB-DEW-SAFETY | PPE | Safety Equipment |  | SQ | http://www.toronto.ca/TWONTO#00657 |  | Safety Equipment
61182 | THC-ELS-SQ-8084606 | Electrical Safety rubber gloves, High Voltage, Class 4, # 8084606 | THC-SES-SQ |  | Safety Equipment | 40748 | SQ | x |  | Safety Equipment
121358 | THC-ACC-TSL-0412 | Switch,Temperature-Low,Supply Air,HTR-4040,AHU-0412 Shutdown,Roof,Building U | THC-ACC-AHU-0412 | Damper/Louver | Switch |  | TSL | http://www.toronto.ca/TWONTO#00734 |  | Air Handling Unit,Compressor Room,Roof,Building U
107347 | TAB-ACC-PDSH-6304 | Switch, Pressure Differential Switch High, AHU-6304, Mechanical Room, Dig 9-12 Control Building. | TAB-ACC-AHU-6304 | Switch,Pressure-High | Switch |  | PDSH | http://www.toronto.ca/TWONTO#00604 |  | Air Handling Unit, Basement Ventilation, Mechanical Room, Dig 9-12 Control Building.
140638 | TNT-MCS-SQ-1041 | Sling | TNT-MCS-LD | Lifting Device,Sling | Lifting Device |  | SQ | http://www.toronto.ca/TWONTO#00926 |  | Lifting Devices , cranes/ Portable crane/hoists, come alongs, slings, wire rope, chains
| TAB-AERATION-BLDG | Building Location | TAB-EUS |  |  |  |  | http://www.toronto.ca/TWONTO#00260 | Process | Production & End User Support
51662 | TAB-PRS-PSL-3030 | Switch, Pressure-Low, Chemical Dosing Pump, Secondary Dosing | TAB-PRS-P-3030 | Switch,Pressure-Low | Switch |  | PSL | http://www.toronto.ca/TWONTO#00604 |  | Pump, Chemical Dosing, Secondary Dosing
18451 | FHA-SES-LDR-0406 | FHA-SES-LD-0015 - 6' Ladder Aluminum ( RMF - Centrifuge Control Room ) | FHA-SES | Safety | Safety Equipment |  | LDR | http://www.toronto.ca/TWONTO#00457 |  | Safety & Environmental Services
8906 | COL-YKP-DA-0007(S) | Davit Arm-150960 | COL-YKP-DA |  | Safety Equipment | 39112 | DA | x |  | Davit Arm Assembly
79451 | THR-THK-PSH-5040 | Switch, Pressure High, TWAS Transfer P-5040 | THR-THK-P-5040 | Switch,Pressure-High | Switch |  | PSH | http://www.toronto.ca/TWONTO#00604 |  | TWAS Transfer Pump
114905 | TAB-PLT-T-1201 | Tank, Grit | TAB-PLT-T | Tank | Tank | 35826 | T | x |  | P Building - Grit Tanks 1-12 & Hoppers 1 - 6
79147 | THR-ELS-MCC-2602 | Control Panel, MCC 2602 Sludge Thickening | THR-ELS-STB | Control Panel,MCC | Motor Control Centre |  | MCC | http://www.toronto.ca/TWONTO#00110 |  | Electrical System, Sludge Thickening Building
147312 | WTR-RRV-ZS-0003 | Switch, Position,Door Security | WTR-RRV-AUX | Switch,Position | Switch |  | ZS | http://www.toronto.ca/TWONTO#00590 |  | Auxiliary Equipment (Building Facilities)
112814 | TAB-EL1-SQ-0001 | Spill kit,DAWG® 20 Gallon Overpack | TAB-ELS-ESQ | Spill Kit | Safety Equipment |  | SQ | http://www.toronto.ca/TWONTO#00700 |  | Electrical Safety Equipment
35013 | COL-YKP-FAK-067144 | First Aid Kit, Truck # 067144 (2023 DODGE RAM 2500) | COL-YKP-VEH-067144 | Safety,First Aid Kit | Safety Equipment |  | FAK | http://www.toronto.ca/TWONTO#00355 |  | Vehicle, Truck # 067144 (2023 DODGE RAM 2500)
21270 | FHO-CLC-T-0101 | Tank, Expansion, Trim Chlorination Train 1, Chlorination System, S2 Chemical Storage Room | FHO-CLC-CHL-0101 | Vessel,Pressure | Tank |  | T | http://www.toronto.ca/TWONTO#00325 |  | Chlorinator, Trim Chlorination Train 1, Chemical Building, L1, Machine Room
38644 | SWM-PBL-LSH-0001 | Switch, Level-High | SWM-PBL-MISC | Switch,Level | Switch |  | LSH | http://www.toronto.ca/TWONTO#00466 |  | Miscellaneous Equipment
74155 | THR-AER-F-1211 | Filter, Roll Media, Supply Air, Aeration Blower 1111 & 1211 | THR-AER-BL-1111 | Filter | Filter |  | F | http://www.toronto.ca/TWONTO#00641 |  | Blower, Centrifugal, Secondary Treatment, Aeration Blower System - Engine Room
65390 | THC-ELS-PDP-1322 | Power Distribution Panel, Supply From MCC-1302, Admin. Building Basement, Electrical Room | THC-ELS-MCC-1302 |  | Power Distribution Panel |  | PDP | http://www.toronto.ca/TWONTO#00110 |  | Motor Control Centre,Thickening Building
136722 | THR-MCS-LD-4675 | Trolley, Mounted on Gantry, Drainage Pumps, T-16 near T-21 | THR-LD-WA4 | Lifting Device | Lifting Device |  | LD | http://www.toronto.ca/TWONTO#00474 |  | Lifting Devices, Chain Hoist, Come Along & Slings
118727 | TAB-STR-LSL-4011R | Switch,Level,Low, Oil tank, Blower 4011 lubrication | TAB-STR-T-4011R | Switch,Level | Safety Equipment |  | LSL | http://www.toronto.ca/TWONTO#00466 |  | Tank , Reservoir Aux Oil, Blower 4011
128017 | THC-PRM-ZSH-1241 | Switch, Position High, Supply Damper, Damper 1241 | THC-PRM-DM-1241 | Switch,Position-High | Switch |  | ZSH | http://www.toronto.ca/TWONTO#00590 |  | Damper/Louver, Supply Air, Fan 1240, Primary Clarifier 12
76955 | THR-PLT-HS-2142 | Switch, Hand, Tank 0200, Preliminary Treatment, Grit Removal - Grit Tanks - North Plant | THR-PLT-T-0200 | Switch,Hand | Switch |  | HS | http://www.toronto.ca/TWONTO#00411 |  | Tank, Grit Removal, Grit Tank, North Grit Building
39267 | COL-YKP-SRL-TORONTO WATER | Self Retrieval Line-Toronto Water # 2 | COL-YKP | Safety | Safety Equipment |  |  | http://www.toronto.ca/TWONTO#00677 |  | Kipling Yard
133045 | THR-DIG-TSL-7781 | Heater, Electrical Heat Trace, Burner BU-7780 Supply Gas Pipe & Condensate Drain, WGB Bldg Roof | THR-DIG-BU-7750 | Switch,Temperature-Low | Switch |  | TSL | http://www.toronto.ca/TWONTO#00734 |  | Waste Gas Burner, Burner 7750, WGB Bldg Roof
94794 | FHO-SES-SCBA-0037 | Cylinder, SCBA, Air Pack, 2216 PSI, Ser #OJ-362621 | FHO-SES-SQ-0003 | PPE,SCBA | Safety Equipment |  | SCBA | http://www.toronto.ca/TWONTO#00582 |  | Breathing Air Tanks
24348 | FHO-MCS-MT-0601 | Press, Hydraulic 50 Ton | FHO-MCS-MEQ | Machine Tool | Tool |  | MT | http://www.toronto.ca/TWONTO#00703 |  | Machine Shop & Equipment
146300 | WTR-PSC-FAR-0003 | Winch, Fall Arrest, S/N 153387 | WTR-EAST-SES | PPE | Safety Equipment |  | FAR | http://www.toronto.ca/TWONTO#00812 |  | Safety & Lifting Devices
118038 | TAB-SES-SQ-0095 | Safety Equipment, Emergency Eye Wash Station, chemical Room, Grit Bldg. P Bldg. | TAB-PLT-SQ | Safety | Plumbing |  | SQ | http://www.toronto.ca/TWONTO#00307 |  | P Building - Safety Equipment
39184 | TAB-ACC-F-2052 | Filter, Glycol Chemical feeder Line | TAB-ACC-FD-2052 | Filter | Filter |  | F | http://www.toronto.ca/TWONTO#00277 |  | Feeder, Chemical,Glycol Chemical feeder Line
109790 | TAB-DEW-RPU-1136 | RPU | TAB-DEW-SLUDGE SILO | RPU | Remote Processor Unit |  | RPU | http://www.toronto.ca/TWONTO#00122 |  | Sludge Holding Tank System, Conveyors
119294 | TAB-THK-LSHH-5103A | Switch, Level High-High, Flotation Bldg, Basement, Store Rm. Sump | TAB-THK-P-5103 |  | Switch |  | LSHH | http://www.toronto.ca/TWONTO#00466 |  | Pump, Sanitary Sump
47448 | TAB-EL1-MCC-6664 | MCC, Plant Services, North Substation, Digesters 1-4 MCC 6664 600V | TAB-EL1-MCC | Control Panel,MCC | Motor Control Centre |  | MCC | http://www.toronto.ca/TWONTO#00110 |  | Motor Control Center- North Substation
135664 | THR-FT-LSH-4870 | Switch, Level-High, Sump, Gallery T-20N, Flood Monitoring System | THR-FT-P-4870 | Switch,Level-High-High | Switch |  | LSH | http://www.toronto.ca/TWONTO#00466 |  | Pump, Centrifugal, Sump, T20N
11665 | FCL-CLB-PSL-0203 | Switch, Pressure Low, Vent, CLB Evaporator 0201, Chlorination System | FCL-CLB-CHL-0201 | Switch,Pressure-Low | Switch |  | PSL | http://www.toronto.ca/TWONTO#00604 |  | Chlorinator, Chlorine Gas, Chlorination System
112200 | TAB-DIS-LSL-0401 | Switch, Level, Low | TNT-DIS-P-0401 | Switch,Level-Low | Switch |  | LSL | http://www.toronto.ca/TWONTO#00466 |  | Pump, Centrifugal,Drain Sump
107596 | TAB-ACC-TE-1484B | Temperature Element, Space Temperature | TAB-ACC-VAV-1484 | Sensor,Temperature | HVAC |  | TE | http://www.toronto.ca/TWONTO#00733 |  | Heater, Hot Water Reheat Coil, Variable air
124882 | THC-ELS-MCC-2102 | Control Panel, MCC, Boiler Building | THC-ELS-PS-0001-E | Control Panel,MCC | Motor Control Centre |  | MCC | http://www.toronto.ca/TWONTO#00110 |  | Primary Power Equipment, Building E
33558 | COL-YKP-DA-0015(S) | Davit Arm-1671130 | COL-YKP-DA | Safety | Safety Equipment | 39120 | DA | x |  | Davit Arm Assembly
71694 | THR-DIG-PSL-5480C | Switch, Pressure-Low, Lube Oil, C-5480, Gas Mixing System | THR-DIG-T-5480 | Switch,Pressure-Low | Switch |  | PSL | http://www.toronto.ca/TWONTO#00604 |  | Tank, Reservoir, Auxiliary Oil, Gas Compressor 5480, Digester Mixing System
11663 | FCL-CLB-PSL-0103 | Switch, Pressure Low, Vent, CLB Evaporator 0101, Chlorination System | FCL-CLB-CHL-0101 | Switch,Pressure-Low | Switch |  | PSL | http://www.toronto.ca/TWONTO#00604 |  | Chlorinator, Chlorine Gas, Chlorination System
20981 | FHO-CLA-CHL-0101 | Chlorinator, Pre Chlorination Train 1, Chemical Building, L1, Machine Room | FHO-CLA | Chemical Feeder,Gas | Chemical Feeder |  | CHL | http://www.toronto.ca/TWONTO#00215 |  | Pre Chlorination System
120992 | THC-ACC-HTR-6027 | Heater, Unit, Electric, Heating System, Ground Floor, Stair D, Headworks | THC-ELS-LP-4043A | H.V.A.C.,Heater,Unit | HVAC |  | HTR | http://www.toronto.ca/TWONTO#00418 |  | Lighting Panel, Storage Room, Headworks
112219 | TAB-DIS-RPU-0522S | RPU | TAB-DIS-INQ | RPU | Remote Processor Unit | 46214 | RPU | x |  | Disinfection - Instrument Equipment
| MAIN-037 | Main 037 | WTR-LWA |  |  |  |  | http://www.toronto.ca/TWONTO#00804 | Sub-Process | Work Area 2 Central Mains and Chambers
65483 | FCL-SES-T-0102 | Tank, Expansion,Eyewash Station/Shower Water Heater T-0101,Dry Chemical Bldg, Alum Containment Area | FCL-SES-T-0101 | Tank,Reservoir | Tank |  | T | http://www.toronto.ca/TWONTO#00325 |  | Tank, Hot Water Heater, Water to Eyewash Station/Shower, Dry Chemical Bldg, Alum Containment Area
98253 | FIS-SES-SQ-6052 | Safety Equipment, Sala DBI, Fall Arest | FIS-SES |  | Safety Equipment |  | SQ | ? |  | Safety, Instrumentation & Environmental Services
47896 | FCL-AI-PSH-0100-SUS | Switch,Pressure | FCL-SUSPENDED |  | Switch | 36329 | PSH | x |  | Suspended entity
| MAIN-037 | Main 037 | WTR-MT1 |  |  |  |  | http://www.toronto.ca/TWONTO#00804 | Sub-Process | Work Area 1 EAST Mains and Chambers
94993 | FHO-SPC-COM-1707 | Termination Panel, Filter Gallery1-8 HVAC, Filter Building, S2, HVAC Room | FHO-SPC |  | Communications Equipment |  | COM | http://www.toronto.ca/TWONTO#00540 |  | Process Control Systems - Services Area
48733 | TAB-NGS-PSL-0802 | Switch,Pressure,Low | TAB-NGS-BLR20 | Switch,Pressure-Low | Switch |  | PSL | http://www.toronto.ca/TWONTO#00604 |  | #20 Volcano Boiler - Natural Gas Train,
55705 | TAB-WA4-SQ-1219 | Sling, Nylon, Sling Tech EE2-902-T3, 6 Ft. (S/N 59374-05) | TAB-WA4-SQ-0010 |  | Lifting Device |  | SQ | http://www.toronto.ca/TWONTO#00929 |  | WA4 Fall arrest systems
63800 | THC-PLT-TPD-6001 | Trap Priming Device, Electronic, Pipe Gallery, Headworks | THC-ELS-LP-4041A | Piping | Plumbing |  | TPD | http://www.toronto.ca/TWONTO#00757 |  | Lighting Panel, Blower Room, Headworks
113271 | TAB-EL3-MCC-6128 | Motor Control Centre, Digester 13-16 bldg | TAB-EL3-MCC | Control Panel,MCC | Motor Control Centre |  | MCC | http://www.toronto.ca/TWONTO#00110 |  | Motor Control Center- South Substation
134713 | THR-ELS-DP-3601 | Distribution Panel, DP-3601, RAS PS, Electrical Room | THR-ELS-RSPS |  | Power Distribution Panel |  | DP | http://www.toronto.ca/TWONTO#00110 |  | Electrical System, Returns Sludge Pumping Station
109789 | TAB-DEW-SSL-6011 | Speed Switch-low, Conveyor DEW-CV-6011, DEW Level 2 | TAB-DEW-CV-6011 |  | Switch |  | SSL | http://www.toronto.ca/TWONTO#00699 |  | Conveyor, Main Distribution, Dewatered Solids West, DEW Level 2
143607 | WTR-PEL-LSL-1101 | Switch, Level, Low, Diesel Fuel Day Tank T-1100, Generator Building, Product Handling Room | WTR-PEL-T-1100 | Switch,Level-Low | Switch |  | LSL | http://www.toronto.ca/TWONTO#00466 |  | Tank, Non-Pressurized, Diesel Fuel Day, Generator Building, Product Handling Room
125801 | THC-GRK-DR-0313 | Door, Overhead, Building M | THC-GRK-DR-M | Door,Overhead | Door |  | DR | http://www.toronto.ca/TWONTO#00649
93661 | FHO-PCL-P-0401-KQ | PACL Train 4 | FHO-OBSOLETE |  | Chemical Feeder |  | P | http://www.toronto.ca/TWONTO#00206 |  | Removed From Service
75189 | THR-FT-PSL-4631 | Switch, Pressure-Low, Pump P-4626 Suction, Scum Pumping - South | THR-FT-P-4626 | Switch,Pressure-High | Switch |  | PSL | http://www.toronto.ca/TWONTO#00604 |  | Pump, Centrifugal, Drain, Gallery T20N
117972 | TAB-SES-LTG-2280B | Lighting, 2 LED heads, PRS Bldg | TAB-STR-SQ | Lighting | Safety Equipment |  | LTG | http://www.toronto.ca/TWONTO#00934 |  | WA2 Safety Equipment,lifting devices, ladders, Eye Wash station, First Aid Kits, Lock out stations
21267 | FHO-CLC-PSH-0102 | Switch,Pressure High,Trim Chlorine Train 1 Vent from Evaporator to Emerg.Vent Header, ChemicalSupp.Room | FHO-CLC-CHL-0101 | Switch,Pressure-High | Switch |  | PSH | http://www.toronto.ca/TWONTO#00604 |  | Chlorinator, Trim Chlorination Train 1, Chemical Building, L1, Machine Room
125879 | THC-GRK-VEH-095067 | Vehicle, Chev Uplander (WA1) | THC-GRK-VEHICLES | Vehicle,Licensed | Vehicle | 38577 | VEH | x
98236 | FIS-SES-SQ-1027 | Safety,Plant,Safety Grounding Cables | FIS-SES_SQ | Safety | Safety Equipment |  | SQ | http://www.toronto.ca/TWONTO#00584 |  | Asset Group, PPE, Electrical Personal Protection
54378 | TAB-STR-LSH-7002 | Switch,Level,High, Seal Water Wet Well | TAB-STR-T-7000 | Switch,Level | Safety Equipment |  | LSH | http://www.toronto.ca/TWONTO#00466 |  | Wet Well, Gland Water Pumping Supply
24017 | FHO-SA-F-0102 | Filter, Inlet, Air Dryer D-0101, Service Air System, TRW Building, S3, Compressor Room | FHO-SA-D-0101 |  | Filter |  | F | http://www.toronto.ca/TWONTO#00641 |  | Air Dryer, Service Air System, Refrigeration, TRW Building, S3, Compressor Room
30460 | FIS-SES-LDR-0304 | Ladder, 16' Aluminum, Extension, Storage Building | FIS-SES | Safety | Tool |  | LDR | http://www.toronto.ca/TWONTO#00457 |  | Safety, Instrumentation & Environmental Services
105859 | TAB-ACC-AC-1520 | Conditioner, Air,Sea Wall Sub station- Battery Room | TAB-ACC-CI | H.V.A.C.,Air Conditioner | HVAC |  | AC | http://www.toronto.ca/TWONTO#00141 |  | Chiller and Air Coolers
18731 | FHA-SES-SQ-1014 | FHA-SES-SQ-035037 - Sala DBI Self Retracting Lifeline Ser# 035037 | FHA-SES-SQ-6 |  | Safety Equipment |  | SQ | http://www.toronto.ca/TWONTO#00677 |  | Safety Fall Protection Equipment
13269 | FCL-FLT-LSL-0004-SUS | Switch, Level-Low, Filter 0401, , Filter No.0401 | FCL-FLT-F-0401 | Switch,Level-Low | Switch | 36612 | LSL | x |  | Filter, Carbon Activated, Filter Building, Filter Gallery East
40058 | DOS-MCS-LD-0002 | Lifting Device, Fall Arrest Support System, TRI POD, 350 LBS, 7 FT | FAC-YCM-SES | Lifting Device,Sling | Safety Equipment |  | LD | http://www.toronto.ca/TWONTO#00331 |  | SAFETY & ENVIRONMENTAL SERVICES
39187 | TAB-ACC-F-3433 | Filter, Glycol Chemical feeder Line | TAB-ACC-FD-3433 | Filter | Filter |  | F | http://www.toronto.ca/TWONTO#00277 |  | Feeder, Chemical,Glycol Chemical feeder Line
81466 | FHA-SES-LD-0062 | 6' Ladder Fiberglass ( Raw Water Basement ) | FHA-SES-LD-1 | Safety | Safety Equipment |  | LD | http://www.toronto.ca/TWONTO#00360 |  | Ladders
26361 | COL-YKP-VEH-095092S | Vehicle, Truck #095092 (Transit XL) | COL-W-OBSOLETE | Vehicle,Licensed | Vehicle | 46813 | VEH | x
48173 | FCL-ALM-T-0101 | Tank, Non-Pressurized, Alum Storage Tank 0101, Liquid Alum System | FCL-ALM | Tank,Non-Pressurized | Tank |  | T | http://www.toronto.ca/TWONTO#00211 |  | Coagulation
113523 | TAB-GRK-VEH-329046 | Forklift, Propane, Hyster , WA-7 | TAB-GRK-VEH2 | Forklift,Propane | Vehicle |  | VEH | http://www.toronto.ca/TWONTO#00372
98316 | FIS-SPC-COM-1700 | Access Closet, Low Kit Building , Pump Room | FIS-SPC |  | System Process Control |  | COM | http://www.toronto.ca/TWONTO#00537 |  | Process Control Systems - Services Area
96959 | FIS-FEQ-DR-0069(S) | Door, Fire, Flourode & Ammonia Building | FIS-GRK-STRC-0001 |  | Door |  | DR | http://www.toronto.ca/TWONTO#00286
| MAIN-041 | Main 041 (Transferred to D&C) | WTR-LWA |  |  |  |  | http://www.toronto.ca/TWONTO#00804 | Sub-Process | Work Area 2 Central Mains and Chambers
34129 | COL-YKP-DA-150960 | Davit Upper Arm-150960 | COL-YKP-DA-0007S | Safety | Safety Equipment |  | DA | http://www.toronto.ca/TWONTO#00331 |  | Davit Arm Assembly with Upper Arm-150960
55216 | TAB-SLO-RPU-1212 | Remote Processing Unit, | TAB-SPC-COM-3900 | RPU | Remote Processor Unit |  | RPU | http://www.toronto.ca/TWONTO#00122 |  | Communication Unit, Bio-Solid Loading Bay, Mezzanine
76495 | THR-DIG-RPU-0020A | Remote Processor Unit, Digester 1-6 Mezzanine | THR-DIG-RPU | RPU | Remote Processor Unit |  | RPU | http://www.toronto.ca/TWONTO#00122 |  | RPU, UPS, Digester
64771 | FCL-SES-EYE-0001 | Eyewash Station, Plumbed Raw Water Pump Room Basement beside Alum Skids | FCL-SES-5A | PPE,Eyewash Station | Safety Equipment |  | EYE | http://www.toronto.ca/TWONTO#00307 |  | Eye Wash Stations Low Lift
146823 | WTR-REB-LSH-0001 | Switch, Level-High, Overflow Alarm | WTR-REB-TRW | Switch,Level-High | Switch | 35843 | LSH | x |  | Treated Water (Transmission)
78887 | THR-SES-SQ-4130 | Lanyard, Retractable, PPE -Baosheng Wang (Patrick)- SN: 178422 | THR-SES-FAS | Safety | Safety Equipment |  | SQ | http://www.toronto.ca/TWONTO#00677 |  | Fall Arrest Sytem (Harness and Lanyard), Safety Equipment
61163 | THC-ELS-SQ-3017719 | Spares, Electrical Safety gloves, High Voltage, Class 0, # 3017719 | THC-SES-SQ |  | Safety Equipment | 40039 | SQ | x |  | Safety Equipment
| TAB-AUX BLDG | Building Location | TAB-SPC2 |  |  |  |  | http://www.toronto.ca/TWONTO#00260 | Process | Process Control Systems - Equipment
138660 | THR-SES-PGM-89417S | Personal Gas Meter (Sno.00089417) | THR-SES-SQ-PGM | Safety | Safety Equipment | 47397 | PGM | x |  | Personal Gas Meter
19062 | FHA-WWW-BN-0003 | Solids Disposal Bin #3, RMF Under Centrifuges | FHA-WWW-CENTRIF | Tank | Tank |  | BN | http://www.toronto.ca/TWONTO#00708 |  | Centrifuges
33767 | IH2028A | Door,Overhead, Heat Recovery | TAB-MCS-DR | Door,Overhead | Door |  |  | http://www.toronto.ca/TWONTO#00649
76146 | THR-MCS-LD-0626 | Chain Hoist, Electric, Work Area 1 | THR-LD-WA3 | Lifting Device,Hoist,Electrical | Lifting Device |  | LD | http://www.toronto.ca/TWONTO#00422 |  | Lifting Devices, Chain Hoist, Come Along & Slings
86942 | TNT-ELS-MCC-2101 | MCC,Primary PUmping Station | TNT-ELS | Control Panel,MCC | Motor Control Centre |  | MCC | http://www.toronto.ca/TWONTO#00110 |  | Instrument / Electrical
74959 | THR-CG-RPU-0005 | Remote Processor Unit, SCADA,Gas Compressor MCC Room (172.22.37.147) | THR-SPC | RPU | Remote Processor Unit |  | RPU | http://www.toronto.ca/TWONTO#00122 |  | Process Control Systems - Services Area
66782 | THC-GRK-DR-S | Doors, Building S | THC-GRK-ELS-R |  | Door |  |  | http://www.toronto.ca/TWONTO#00286
55638 | TAB-WA3-LD-7411 | Sling, Nylon, 8 FT | TAB-DEW-SAFETY | PPE | Lifting Device |  | LD | http://www.toronto.ca/TWONTO#00929 |  | Safety Equipment
9563 | DOS-YCM-VEH-76081 | 2020 Chevrolet Silverado 3500 - Vehicle Unit# 76081 | FAC-YCM-VEH | Vehicle,Licensed | Vehicle |  | VEH | http://www.toronto.ca/TWONTO#00564
55713 | TAB-STR-F-4003R | Filter, Lube Oil, Blower BL 4003 | TAB-STR-P-4003 | Filter | Filter |  | F | http://www.toronto.ca/TWONTO#00642 |  | Pump, Main Oil ,Blower BL4003
78731 | FHA-MCS-LD-1901 | Lifting Device, Puller, 3 Ton, Filter Building, Pipe Gallery, West | FHA-MCS-LD | Lifting Device,Hoist,Manual | Lifting Device |  | LD | http://www.toronto.ca/TWONTO#00812 |  | Lifting Devices
77773 | THR-PRM-T-0100 | Tank, Primary Clarification - Primary Tank - South | THR-THK-GRK1 | Tank | Tank |  | T | http://www.toronto.ca/TWONTO#00219 |  | Thickening, Ground & Structural
98493 | FIS-WWW-CH-0400-SUS | Slow Sand Fiter | FIS-SUSPENDED | Filter | Filter | 38482 | CH | x |  | Obsolete Entities/Processes
33641 | COL-YKP-DA-0020(S) | Davit Arm-35408 | COL-W-OBSOLETE |  | Safety Equipment | 39125 | DA | x |  | Col West Obsolete Entities
6223 | COL-PMM-LSH-0110 | Switch, Level-High | COL-PMM | Switch,Level-High | Switch |  | LSH | http://www.toronto.ca/TWONTO#00466 |  | Mimico Pumping Station
13680 | FCL-MCS-LD-0201 | Winch - CAP: 310 lbs - 50 FT cable | FCL-MCS | Lifting Device,Hoist,Manual | Lifting Device |  | LD | http://www.toronto.ca/TWONTO#00812 |  | Mechanical Services
48726 | TAB-NGS-PSH-0201 | Switch,Pressure, High,PSH100-2, Natural Gas Train, Boiler #2, Z Building | TAB-ACC-NGS-0020A | Switch,Pressure | Switch |  | PSH | http://www.toronto.ca/TWONTO#00604 |  | Natural Gas Train, Boiler #2, Z Building
| TAB-AUX BLDG | Building Location | TAB-SPC |  |  |  |  | http://www.toronto.ca/TWONTO#00260 | Process | Process Control Systems - Services Area
43840 | FCL-ACC-FS-0720 | Switch, Loss of Air Flow, AHU-0701 Air Discharge. Gaseous Chemical Building Roof | FCL-ACC-AHU-0701 | Switch,Flow | Switch |  | FS | http://www.toronto.ca/TWONTO#00367 |  | Air Handling Unit,Gaseous Chlorine Building, Roof S/W
116653 | TAB-PWA-LSHH-5139 | Switch, Level High-High, Plant Water Bldg, Basement, South Sump | TAB-PWA-P-5144 |  | Switch |  | LSHH | http://www.toronto.ca/TWONTO#00466 |  | Pump, Sanitary Sump
130448 | THR-ACC-T-0201 | Tank, Glycol Skid, STB North Wall, Digesters 1-6, Gallery Ventilation, Zone 1A, 1B | THR-ACC-T | Tank | Tank |  | T | http://www.toronto.ca/TWONTO#00211 |  | Air Conditioning, Glycol Heating Packages
| TAB-AUXILIARY-BLDG | Building Location | TAB-EUS |  |  |  |  | http://www.toronto.ca/TWONTO#00260 | Process | Production & End User Support
115486 | TAB-PRM-LSHH-0412 | Switch, Level High High, CEPT Coagulant Tank T-0410, Grit Bldg., P Bldg. | TAB-PRM-T-0410 | Switch,Level-High-High | Switch |  | LSHH | http://www.toronto.ca/TWONTO#00466 |  | Tank, Coagulant, CEPT Coagulant Dosing System, Grit Bldg., P Bldg.
54375 | TAB-STR-LS-6094 | Switch, Level,Sump Pit | TAB-STR-P-6094 | Switch,Level | Switch |  | LS | http://www.toronto.ca/TWONTO#00466 |  | Pump, Sump, GX2017A
55314 | FCL-ELS-LB-01CF | Load Break Switch,Centrifuge Bldg - Electrical Room,Isolation Switch; TR-01CF | FCL-ELS-BUS-00B1-A | Load Break Switch | Switch |  | LB | http://www.toronto.ca/TWONTO#00487 |  | Switchgear,Indoor,Low Lift Bldg - Switchgear Room,4.16 kV Line 1A
11824 | FCL-DCL-T-0302 | Tank, Expansion, SO2 Evaporator 0201 Inlet Header, Machine Room,Gaseous Chemical Building | FCL-DCL | Tank | Tank |  | T | http://www.toronto.ca/TWONTO#00325 |  | Sulphur Dioxide System
62624 | THC-MCS-LD-HLW27185 | WIRE ROPE CRANE - SGTR (insp Liftsafe) | THC-MCS-LD | Lifting Device | Lifting Device |  |  | http://www.toronto.ca/TWONTO#00251 |  | Mechanical Services, Lifting Device
136974 | THR-OCS-F-0501C | Filter, Coalescing, Air Handling Units 0501A/B, Ozonator Room, Plant Services, Odour Control System | THR-OCS-D-0501A | Filter | Filter |  | F | http://www.toronto.ca/TWONTO#00641 |  | Dryer, Dessicant, Ozone Generator 3957, Ozonator Room, Plant Services, Odour Control System
65798 | THC-EPG-PDP-2881 | Power Distribution Panel,Administration Building | THC-EPG-MCC-2880 |  | Power Distribution Panel |  | PDP | http://www.toronto.ca/TWONTO#00110 |  | Motor Control Center,Administration Building
12438 | FCL-FLT-SW-1701-SUS | Sweeps, Surface Wash, Filter #17 | FCL-FLT-F-1701 | Filter | Filter | 36646 | SW | x |  | Filter, Carbon Activated, Filter Building, Filter Gallery West
15724 | FHA-ELS-DP-0501B | Power Distribution Panel, East Backwash Filter Valves (Odd) Power Supply, Filter Pipe Gallery East | FHA-ELS-PDP-0500B | Control Panel,Power Distribution Panel | Power Distribution Panel |  | DP | http://www.toronto.ca/TWONTO#00110 |  | Power Distribution Panel, 600V, 800A, 3 PH, Filter Building, Pipe Gallery Adjacent to Scrubber
88369 | WTR-PSC-ZS-0004 | Switch, Position,Door Security | WTR-PSC-AUX | Switch,Position | Switch |  | ZS | http://www.toronto.ca/TWONTO#00590 |  | Auxiliary Equipment (Building Facilities)
141141 | WM2022A | Strainer, Oil Pump, 818B | TAB-SLD-P | Strainer | Filter |  |  | http://www.toronto.ca/TWONTO#00710 |  | Pelletizer Bldg. - Thermal Oil Heating System, Pumps, Strainer & Expanasion Tanks
114893 | TAB-PLT-T-0301 | Tank, Grit Channel #3 | TAB-PLT-T | Tank | Tank |  | T | http://www.toronto.ca/TWONTO#00203 |  | P Building - Grit Tanks 1-12 & Hoppers 1 - 6
9078 | COL-YKP-DA-1697328 | Davit Mast-1697328 | COL-YKP-DA | Safety | Safety Equipment |  | DA | http://www.toronto.ca/TWONTO#00331 |  | Davit Arm Assembly
68620 | FHO-ACC-F-1511 | Filter, Air Inlet, AHU-1511, Ozone Building, L1, Mechanical Room 1 | FHO-ACC-AHU-1511 |  | Filter |  | F | http://www.toronto.ca/TWONTO#00641 |  | Air Handling Unit, Ozone Building, L1, Mechanical Room 1
18129 | FHA-SED-ZSH-0305B | Switch, Limit, Access Hatch Zone 5, Settling Basin T-0301 | FHA-SED-ZSH-0305 |  | Security System |  | ZSH | http://www.toronto.ca/TWONTO#fohur-bugut-lijif-zazom |  | Switch, Limit, Access Hatch Zone 3
139393 | THR-WA1-LD-03-20 | Sling, Nylon, Work Area 1 (NYLON BELT SLING SIZE; 1" X 4', CAPACITY 1800 LBS,SN 1156503-20) A | THR-LD-NYLN-WA1 | Lifting Device,Sling | Lifting Device |  | LD | http://www.toronto.ca/TWONTO#00929 |  | Slings, Nylon, Work Area 1
14799 | FCL-SM-T-0101-SUS | Storage, Caustic Soda System | FCL-SUSPENDED | Tank,Non-Pressurized | Tank | 36715 | T | x |  | Suspended entity
30002 | FIS-RW-PSL-0201-SUS | Switch, Pressure-Low, Seal Water, Pump 0201, Raw Water Pumping Station | FIS-RW-P-0201 | Switch,Pressure-High | Switch | 38349 | PSL | x |  | Circuit Breaker,4.16 kV,Raw Water Pump Station,Upper Level,West,Solid State Starter,FIS-RW-P-0201
93313 | FHO-GRK-DR-2091S | Door, (FD-S2-91), Fire Rated, Standby Power Building, S2, South | FHO-GRK-FEQ-0001 | Fire Prevention,Door | Door |  | DR | http://www.toronto.ca/TWONTO#00353
23645 | COL-POM-LSL-0102 | Switch, Level-Low | COL-POM | Switch | Switch |  | LSL | http://www.toronto.ca/TWONTO#00466 |  | Old Mill Sewage Pumping Station
78847 | THR-SES-SQ-1007 | Harness, Full Body, PPE Danny Campolucci | THR-SES-FAS | Safety | Safety Equipment |  | SQ | http://www.toronto.ca/TWONTO#00332 |  | Fall Arrest Sytem (Harness and Lanyard), Safety Equipment
55398 | TAB-WA1-SQ-1026 | Sling | TAB-WA1-SQ-1000 | Lifting Device,Sling | Lifting Device |  | SQ | http://www.toronto.ca/TWONTO#00926 |  | WA1 Lifting Devices and Slings
146299 | WTR-PSC-FAK-0001 | First Aid Kit Station, Scarborough Pumping Station, Crew Room | WTR-PSC-AUX | Safety,First Aid Kit | Safety Equipment |  | FAK | http://www.toronto.ca/TWONTO#00357 |  | Auxiliary Equipment (Building Facilities)
58577 | THC-ACC-DM-4004 | Damper,Motorized | THC-ACC-FN-4004 |  | HVAC |  | DM | http://www.toronto.ca/TWONTO#00142 |  | Fan, Supply, to NW Tunnel T12
59584 | THC-ACC-TIT-6103 | Transmitter, Temperature, Mixed O/A and O/A Solar Wall, 2nd Floor Mech Room #2, Headworks | THC-ACC-AHU-6100 | Transmitter,Temperature | HVAC |  | TIT | http://www.toronto.ca/TWONTO#00735 |  | Air Handling Unit, Truck Loading Bay, Mech Room #2, Headworks
112182 | TAB-DIS-F-0016 | Filter , Chlorine | TAB-DIS-CHL-6 | Filter | Chemical Feeder |  | F | http://www.toronto.ca/TWONTO#00277 |  | Chlorination Train #6
98235 | FIS-SES-SQ-1026 | Safety,Plant,Safety Grounding Cables | FIS-SES_SQ | Safety | Safety Equipment |  | SQ | http://www.toronto.ca/TWONTO#00584 |  | Asset Group, PPE, Electrical Personal Protection
79163 | THR-ELS-MCC-3601 | Motor Control Centre (MCC), SP RAS PS Extention Electrical Room | THR-ELS-RSPS | Control Panel,MCC | Motor Control Centre |  | MCC | http://www.toronto.ca/TWONTO#00110 |  | Electrical System, Returns Sludge Pumping Station
| MAIN-061 | Main 061 | WTR-LWA |  |  |  |  | http://www.toronto.ca/TWONTO#00804 | Sub-Process | Work Area 2 Central Mains and Chambers
76297 | FHA-FEQ-DT-0014 | Firesystem Sprinkler drain trap, R MF-In between decant tanks #8 and #9 | FHA-SES-FEQ-1 | Drain | Drain |  | DT | http://www.toronto.ca/TWONTO#00288 |  | Fire Sprinkler System
128738 | THC-SES-MEQ-0603 | Anchor,Fall Arrest,South Pumping Station,Roof | THC-MCS-LD |  | Safety Equipment |  | MEQ | http://www.toronto.ca/TWONTO#hulol-galof-pivol-pojum |  | Mechanical Services, Lifting Device
106071 | TAB-ACC-CT-1486 | Control Panel, Zone Controller | TAB-ACC-VAV-1486 | Control Panel,HVAC | HVAC |  | CT | http://www.toronto.ca/TWONTO#00746 |  | Heater, Hot Water Reheat Coil, Variable air
79765 | THR-WA1-LD-0020 | Sling, Wire Rope, Work Area 1 (WIRE ROPE SLING SIZE; 1/2" X 8') | THR-LD-WIRE-WA1 | Lifting Device,Sling | Lifting Device |  | LD | http://www.toronto.ca/TWONTO#00927 |  | Slings, Wire Rope, Work Area 1
139374 | THR-WA1-LD-0012 | Sling, Wire Rope, Work Area 1 (WIRE ROPE SLING SIZE; 1/2" X 4' ) | THR-LD-WIRE-WA1 | Lifting Device,Sling | Lifting Device |  | LD | http://www.toronto.ca/TWONTO#00927 |  | Slings, Wire Rope, Work Area 1
38785 | TAB-ACC-AHU-4504? | AHU, Digester 1-4, Pump Room | TAB-ACC-AHU-DIG | Air Handling Unit | HVAC | 46311 | AHU | x |  | AHUs/Supply Fans Dig. Bldg.
75182 | THR-FT-PSL-4066S | Switch, Pressure-Low, WAS Pump 4066 Suction, Secondary Treatment, WAS Pumping | THR-FT-P-4066 | Switch,Pressure-Low | Switch | 39563 | PSL | x |  | Pump, Centrifugal, WAS, Secondary Treatment, WAS Pumping
130174 | THR-ACC-NR-725 | HVAC Unit & Fan, Admin Bldg., 2nd Floor Lunch Room | THR-ACC-ADM | H.V.A.C.,Heater,Unit | HVAC |  | NR | http://www.toronto.ca/TWONTO#00418 |  | Air Conditioning, HVAC, Admin Building
55060 | TAB-THK-PSL-0905 | Switch,Pressure,Low,AIS to Recycle Pump P-0905 Discharge | TAB-SUSPENDED ENTITY | Switch,Pressure | Switch |  | PSL | http://www.toronto.ca/TWONTO#00604 |  | Suspended entities
24883 | COL-PMM-FN-0003 | Fan, Exhaust | COL-PMM | Fan | HVAC |  | FN | http://www.toronto.ca/TWONTO#OWLClass_binid-posum-pozar-motav |  | Mimico Pumping Station
71349 | THR-DIG-LSL-5641 | Switch, Level-Low, Lube Oil, C-5640, Gas Mixing System | THR-DIG-P-5642 | Switch,Level-Low | Switch |  | LSL | http://www.toronto.ca/TWONTO#00466 |  | Pump,Lube Oil for C-5640, Mixing System, Tank 7 & 8
39123 | TAB-ACC-DM-6456 | Damper, Motorized, Exhaust Air, FN- 6453, Corridor Area of AHU-6450, Exist. East Operating Gallery | TAB-ACC-FN-6453 | Damper/Louver | HVAC |  | DM | http://www.toronto.ca/TWONTO#00142 |  | Fan, Sidewall, Exhaust Air, AHU-6450, Primary Tank Operating Gallery, Ground, East Side
71628 | THR-DIG-PSH-0101 | Switch, Pressure, High, Discharge, Pump 0101, Lube Oil System, Gas Compressor Building | THR-DIG-P-0101 |  | Switch |  | PSH | http://www.toronto.ca/TWONTO#00604 |  | Pump, Positive Displacement, Transfer, New Oil, Lube Oil System, Gas Compressor Building
3504 | COL-PBP-LSHH-0105 | Switch, Level High-High | COL-PBP | Switch,Level | Switch |  | LSHH | http://www.toronto.ca/TWONTO#00466 |  | Baby Point Sewage Pumping Station
18253 | FHA-SPC-RPU-2022 | RPU, Corrosion Control, Chemical Building | FHA-ELS | Controller,PLC | Remote Processor Unit |  | RPU | http://www.toronto.ca/TWONTO#00122 |  | Electrical
63696 | THC-PLT-MSL-0146 | Switch, Motion-Low, Bar screen 0140, Head House | THC-PLT-SC-0140 | Switch,Motion | Switch |  | MSL | http://www.toronto.ca/TWONTO#00530 |  | Bar Screen 0140
11785 | FCL-DCL-FSL-0003A-SUS | Switch, Flow Low, Discharge, FCL-BEFORE SO2 Sample Pump 0001A, Sampling Pumps | FCL-DCL-P-0001A | Switch,Flow-Low | Switch | 36427 | FSL | x |  | Pump, Centrifugal, Sampling Before SO2, Decant Liquor, Sampling Pumps
72936 | THR-DIS-T-4000 | Tank, Sodium Hypochlorite Storage, Disinfection Building | THR-DIS-T-PP | Tank | Tank |  | T | http://www.toronto.ca/TWONTO#00211 |  | Disinfection, Tank, Palace Pier
86169 | WTR-PJS-LSH-0101 | Switch, Level-High, Spadina Surge Tank | WTR-PJS-T-0101 | Switch,Level-High | Switch |  | LSH | http://www.toronto.ca/TWONTO#00466 |  | Tank, (Surge), Spadina Main
24360 | FHO-MCS-MT-1112 | Personal Tool Kit Plant Technicians | FHO-MCS-MEQ | Machine Tool | Tool |  | MT | http://www.toronto.ca/TWONTO#00748 |  | Machine Shop & Equipment
86951 | TNT-ELS-RPU-1301 | Remote Processing Unit, Substation | TNT-ELS-LP-2002A | RPU | Remote Processor Unit |  | RPU | http://www.toronto.ca/TWONTO#00122 |  | 208/120V Lighting Panel
43756 | TAB-DEW-MX-0830 | Tank, Hopper Agitator, #8 Schwing Pump | TAB-DEW-T-0830 | Tank | Tank |  | MX | http://www.toronto.ca/TWONTO#00526 |  | Tank, DWS from Centrifuge #8
58248 | FHA-ACC-AC-0354 | FHA-ACC-AC-0004 - Air Conditioner | FHA-MCS-ACC | H.V.A.C.,Air Conditioner | HVAC |  | AC | http://www.toronto.ca/TWONTO#00141 |  | HVAC
105919 | TAB-ACC-AHU-1847 | AHU, Blower Bldg | TAB-ACC-AHU-BL | Air Handling Unit | HVAC |  | AHU | http://www.toronto.ca/TWONTO#00147 |  | AHUs/Supply Fans Blower Bldg.
113810 | TAB-NGS-PSL-0102 | Switch,Pressure,Low, PSL200-1, Manual Reset, Natural Gas Pilot Train, Boiler #1, Z Building | TAB-ACC-NGS-0010B | Switch,Pressure | Switch |  | PSL | http://www.toronto.ca/TWONTO#00604 |  | Natural Gas Train, Pilot,Boiler #1, Z Building
128769 | THC-SES-MEQ-Q1191557 | FALL ARREST- HARNESS (insp Liftsafe) - SCOTT KIRKTON | THC-MCS-LD | PPE | Lifting Device |  |  | http://www.toronto.ca/TWONTO#00332 |  | Mechanical Services, Lifting Device
107176 | TAB-ACC-MEQ-5301 | Air Separator,Glycol Loop,Seawall Substation | TAB-ACC-HE-5310 | Tank | Tank |  | MEQ | http://www.toronto.ca/TWONTO#00149 |  | Heat Exchanger, Glycol Supply,Seawall Substation
139697 | TNT-ACC-LS-1001 | Switch, Level, Oil Tank | TNT-ACC-T-1000 | Switch,Level | Switch |  | LS | http://www.toronto.ca/TWONTO#00466 |  | Tank,Storage, Furnace oil for Boilers
114551 | TAB-PLT-G-5405 | Gate, Knife Gate, Pneumatic, Screenings Outloading Conveyor 5400, Conveyor Area | TAB-PLT-CV-5400 | Valve,Knife Gate | Gate |  | G | http://www.toronto.ca/TWONTO#00781
143290 | WTR-PEG-LSL-0600 | Switch,Level-Low, Pump 0600 | WTR-PEG-P-0600 | Switch,Level-Low | Switch |  | LSL | http://www.toronto.ca/TWONTO#00466 |  | Pump, Centrifugal, District 4
105209 | PLQ18488 | Plumbing, General, Digestion Tanks 9-12 | TAB-DIG-STRC-T9-12 |  | Plumbing |  |  | http://www.toronto.ca/TWONTO#00572 |  | Digester Tanks 9-12 - Structure, Drains, Electrical Service(110/220V), Lighting, Plumbing, Grounds
21955 | FHO-ELS-WR-1032 | Welding Receptacle, Clarifier Building, S2, West | FHO-ELS-LTG |  | Power Distribution Panel |  | WR | http://www.toronto.ca/TWONTO#00821 |  | Facility Electrical System
40323 | DRN18421 | Drains, Floor, Flotation/Z Bldg | TAB-THK-STRC | Drain | Drain |  |  | http://www.toronto.ca/TWONTO#00288 |  | THK-STRC
74671 | FHA-DCL-T-0101 | Tank, Expansion, Evaporator EV-0101, Filter Building, Cl2/SO2 Feeder Room | FHA-DCL-SO-0101 | Tank | Tank | 39215 | T | x |  | Sulphonator, Solution Feed Gas Dispenser, Vacuum Operated, Filter Building Cl2/SO2 Feeder Room
116203 | TAB-PRS-PSL-1001 | Switch, Pressure-Low, Air Inlet, Rail Car Unloading | TAB-PRS-C | Switch,Pressure-Low | Switch |  | PSL | http://www.toronto.ca/TWONTO#00604 |  | Air Compressors & Receiver/ Unloading Station
140967 | VP2028 | Detector, Gas | TAB-ELS-AM | Sensor,Gas | Safety Equipment |  |  | http://www.toronto.ca/TWONTO#00583 |  | WA8 Safety Equipment Gas Detectors, Plant Wide
96937 | FIS-FEQ-DR-0026(S) | Door, Fire, Storage Building | FIS-GRK-STRC-0001 |  | Door |  | DR | http://www.toronto.ca/TWONTO#00286
143365 | WTR-PEG-DR-0003 | Door | WTR-PEG-AUX | Door | Door |  | DR | http://www.toronto.ca/TWONTO#00286
134035 | THR-DIS-T-2000 | Tank, Sodium Hypochlorite Storage, Disinfection Building | THR-DIS-T-PP | Tank | Tank |  | T | http://www.toronto.ca/TWONTO#00211 |  | Disinfection, Tank, Palace Pier
113956 | TAB-OCS-DM-6651 | Damper, Actuated, Booster Fan FN-6650, Suction, Grit Tank Bldg. Roof, P Bldg. | TAB-OCS-FN-6650 | Damper/Louver | Gas Collection |  | DM | http://www.toronto.ca/TWONTO#00142 |  | Fan, Booster, Odourous Air from Primary Tanks, Grit Tank Bldg. Roof, P Bldg.
50861 | TAB-PRM-LSH-0452 | Switch, Level High, Coagulant Tank Storage Containment Area No.1, Grit Bldg., P Bldg. | TAB-PRM-T-0410 | Switch,Level-High | Switch |  | LSH | http://www.toronto.ca/TWONTO#00466 |  | Tank, Coagulant, CEPT Coagulant Dosing System, Grit Bldg., P Bldg.
128766 | THC-SES-MEQ-EE52B4 | FALL ARREST- HARNESS (insp Liftsafe) - STEVE P. | THC-MCS-LD | PPE | Lifting Device |  |  | http://www.toronto.ca/TWONTO#00332 |  | Mechanical Services, Lifting Device
79776 | THR-WA1-LD-0033 | Sling, Nylon, Work Area 1 (NYLON BELT SLING SIZE; 1" X 4', CAPACITY 1800 LBS,) A | THR-LD-NYLN-WA1 | Lifting Device,Sling | Lifting Device |  | LD | http://www.toronto.ca/TWONTO#00929 |  | Slings, Nylon, Work Area 1
52879 | FCL-PAC-SL-0201 | Silencer, Inlet, Blower BL-0201, Dry Chemical Building, Basement | FCL-PAC-BL-0201 | Filter | Filter |  | SL | http://www.toronto.ca/TWONTO#00150 |  | Blower, PD, PAC Mixing Air Supply, Dry Chemical Building Basement
| MAIN-062 | Main 062 | WTR-LWA |  |  |  |  | http://www.toronto.ca/TWONTO#00804 | Sub-Process | Work Area 2 Central Mains and Chambers
5896 | COL-PLB-TSH-0151E | Switch, Temperature-High | COL-PLB | Switch | Switch | 34553 | TSH | x |  | Long Branch Pumping Station
120916 | THC-ACC-HTR-0366U | Air Heater, Building M | THC-ACC-HEATERS | H.V.A.C.,Heater,Unit | HVAC |  | HTR | http://www.toronto.ca/TWONTO#00418 |  | Air Heaters, Building M
114544 | TAB-PLT-G-5202 | Gate, Knife Gate, Pneumatic, Screenings Outloading Conveyor 5200, Conveyor Area | TAB-PLT-CV-5200 | Valve,Knife Gate | Gate |  | G | http://www.toronto.ca/TWONTO#00781
81119 | TNT-DIS-T-0500 | Tank, Sodium HypoChlorite | TNT-DIS | Tank,Reservoir | Tank |  | T | http://www.toronto.ca/TWONTO#00211 |  | Disinfection
86876 | WTR-PLW-TPD-0001 | Tripod, Fall Arrest, S/N 7-99/99-4 | WTR-WEST-SES | PPE | Safety Equipment |  | TPD | http://www.toronto.ca/TWONTO#00331 |  | Safety & Lifting Devices
8277 | COL-PWR-LSH-0205 | Switch,Level, High, Flood Alarm, Wet Well #2 | COL-PWR | Switch,Level-High | Switch |  | LSH | http://www.toronto.ca/TWONTO#00466 |  | West Rouge Pumping Station
65114 | THC-PRM-V-1214 | Valve, Hydraulic Cylinder, Bottom Scraper, Primary Clarifier 1200, NW Plant | THC-PRM-CLR-1230SUSP | Actuator,Hydraulic,Cylinder | Hydraulic System |  | V | http://www.toronto.ca/TWONTO#00433 |  | Sludge Bottom Scraper Mechanism, Tank 1200, Primary Clarifier
82847 | FHA-SES-SQ-0046 | Safety Harnesses 3M 7510 full body harness Ser 92150 | FHA-SES-SQ-6 |  | Safety Equipment |  | SQ | http://www.toronto.ca/TWONTO#00332 |  | Safety Fall Protection Equipment
| MAIN-083 | Main 083 | WTR-MT1 |  |  |  |  | http://www.toronto.ca/TWONTO#00804 | Sub-Process | Work Area 1 EAST Mains and Chambers
68678 | THR-ACC-TSL-0220 | Switch, Temperature, Low, Supply Air, Air Handling Unit AHU-0210, North Grit Loading Bay Roof | THR-ACC-AHU-0220 | Switch,Temperature-Low | Switch |  | TSL | http://www.toronto.ca/TWONTO#00734 |  | Air Handling Unit, Air Supply, North Grit Loading Bay Roof
119349 | TAB-THK-PSH-4312 | Switch,Pressure,High,Pump 4312 | TAB-THK-P-4312 | Switch,Pressure | Switch |  | PSH | http://www.toronto.ca/TWONTO#00604 |  | Pump, Mixed Polymer Feed (Standby)
113061 | TAB-EL2-MCC-6624 | Motor Control Centre, 600V | TAB-DEW-ELECTRICAL | Control Panel,MCC | Motor Control Centre |  | MCC | http://www.toronto.ca/TWONTO#00110 |  | Dewatering Bldg - Electrical
21636 | FHO-DOZ-PSL-5010 | Switch,Pressure,Low,Cooling Water Expansion Tank T-5001,Ozone Building,L1,Ozone Equipment Room | FHO-DOZ-T-5001 | Switch,Pressure-Low | Switch |  | PSL | http://www.toronto.ca/TWONTO#00604 |  | Tank, Closed Loop Cooling Water Expansion, Ozone Building,L1,Ozone Equipment Room,Cooling Water Skid
83042 | FHA-SES-SQ-0405 | FHA-SES-EYE-0009 - Eyewash Station, Plumbed | FHA-SES-SQ-0008 | PPE,Eyewash Station | Safety Equipment |  | SQ | http://www.toronto.ca/TWONTO#00307 |  | Eyewash Stations & Showers
83064 | FHA-SES-SQ-1015 | FHA-SES-SQ-066718 - Sala DBI Self Retracting Lifeline | FHA-SES |  | Safety Equipment |  | SQ | http://www.toronto.ca/TWONTO#00677 |  | Safety & Environmental Services
63709 | THC-PLT-MSL-5641 | Switch, Motion-Low, Screening Transfer System, Head House | THC-PLT-SC-0140 | Switch,Motion | Switch |  | MSL | http://www.toronto.ca/TWONTO#00530 |  | Bar Screen 0140
52943 | TAB-PLT-G-4004 | Gate, Knife Gate, Pneumatic, Grit Outloading Conveyor 4000, Conveyor Area | TAB-PLT-CV-4000 | Valve,Knife Gate | Gate |  | G | http://www.toronto.ca/TWONTO#00781
26395 | COL-PNT-FN-0001 | Fan, Exhaust | COL-PNT-MISC | Fan | HVAC |  | FN | http://www.toronto.ca/TWONTO#OWLClass_binid-posum-pozar-motav |  | Miscellaneous Equipment
124876 | THC-ELS-MCC-1601 | Motor Control Centre,Sludge Treatment Area,Biosolids Building | THC-ELS-CB-1601 | Control Panel,MCC | Motor Control Centre |  | MCC | http://www.toronto.ca/TWONTO#00110 |  | Circuit Breaker,Feed to MCC-1601 for Sludge Treatment Area Power,Biosolids Building
88258 | WTR-PSC-LSL-1900 | Switch, Level-Low, Pump 1900 to Vacuum Air System | WTR-PSC-P-1900 | Switch,Level-Low | Switch |  | LSL | http://www.toronto.ca/TWONTO#00466 |  | Pump, Centrifugal, District 4
26171 | FHO-GRK-DR-1081L | Door, (FD-1-81), Fire Rated, L1, Hallway 7 | FHO-GRK-FEQ-0001 | Fire Prevention,Door | Door |  | DR | http://www.toronto.ca/TWONTO#00353
79180 | THR-ELS-PDP-0701S | Control Panel, Power Distribution Panel, Line 0701, Return Activated Sludge 600V Switchgear, Indoor | THR-ELS-RSPS | Control Panel,Power Distribution Panel | Power Distribution Panel | 39048 | PDP | x |  | Electrical System, Returns Sludge Pumping Station
78154 | THR-PRS-PDIT-9002 | Transmitter,Pressure,, Differential,Unloading Strainer,Temp. Chemical Building | THR-PRS-STR-9003 | Switch,Pressure | Switch |  | PDIT | http://www.toronto.ca/TWONTO#00605 |  | Strainer, Storage Tank Fill, Chemical Building, (TEMPORARY)
39265 | COL-YKP-SRL-142941 | Self Retrieval Line-Winch-142941 | YKP-BLD | Safety | Safety Equipment |  | SRL | http://www.toronto.ca/TWONTO#00677 |  | Collections - 435 Kipling Ave. Building envelope
18541 | FHA-SES-SCBA-0003 | Self Contained Breathing Apparatus ACY329340 | FHA-SES-SQ-2 | PPE,SCBA | Safety Equipment |  | SCBA | http://www.toronto.ca/TWONTO#00123 |  | Emergency Breathing Apparatus SCBA
94229 | FHO-SBS-T-0001-SUS | Spill containment tank, SBS Storage Room | FHO-SBS |  | Tank | 37750 | T | x |  | Ozone Quenching
68452 | THR-ACC-PSL-2601 | Switch, Pressurel-Low, Suction, Pump, Centrifugal 2601, Plant Central Hot Water System, Plant Central Hot Water System, Hot Water Recirculation Pump, Centrifugals | THR-ACC-P-2601 | Switch,Pressure-Low | Switch |  | PSL | http://www.toronto.ca/TWONTO#00604 |  | Pump, Centrifugal, Primary Loop Hot Water Recirculation, Plant Central Hot Water System,
145172 | WTR-PLW-TSH-0002 | Switch, Temperature-High, Building | WTR-PLW-AUX | Switch,Temperature-High | Switch |  | TSH | http://www.toronto.ca/TWONTO#00734 |  | Auxilliary Equipment (Building Facilities)
55501 | TAB-WA1-SQ-7396 | Lanyard 6 Ft | TAB-WA1-SQ-0001 | PPE,Harness | Safety Equipment |  | SQ | http://www.toronto.ca/TWONTO#00333 |  | WA1 Fall Arrest System
132143 | THR-DCL-LSH-0003 | Switch, Level High, Containment Tank, Sodium Bisulphite | THR-DCL-T-0003S | Switch,Level-High | Switch |  | LSH | http://www.toronto.ca/TWONTO#00466 |  | Tank, Containment, Sodium Bisulphite
78817 | FHO-ELS-WR-0704 | Welding Receptacle, TRW P.S. S4, South Pipe Gallery, West of Elevator | FHO-ELS-LTG |  | Power Distribution Panel |  | WR | http://www.toronto.ca/TWONTO#00821 |  | Facility Electrical System
124758 | THC-ELS-LP-1306 | Panel,Lighting,Ground Floor,Thickening Building | THC-ELS-MCC-1304 | Control Panel,Lighting | Power Distribution Panel |  | LP | http://www.toronto.ca/TWONTO#00477 |  | Motor Control Centre,Thickening Building
121735 | THC-ACC-V-6062 | Valve, Ball, Manual, Glycol, P-6003, Lower Level 2 Blower Room, Headworks | THC-ACC-P-6003 | Valve,Ball | HVAC |  | V | http://www.toronto.ca/TWONTO#00781 |  | Pump, Heating Glycol System, Lower Level 2 Blower Room, Headworks
121724 | THC-ACC-V-6030 | Valve, Multi Function, Hot Water Supply, P-6001, Lower Level 2 Blower Room, Headworks | THC-ACC-P-6001 | Valve | HVAC |  | V | http://www.toronto.ca/TWONTO#00781 |  | Pump, Hot Water System, Lower Level 2 operating gallery
120232 | THC-ACC-AC-0704 | Air Conditioner,Thickening Building Electrical Room | THC-ACC-BLDG J | H.V.A.C.,Air Conditioner | HVAC |  | AC | http://www.toronto.ca/TWONTO#00141 |  | TWAS Building, HVAC
59299 | THC-ACC-MEQ-6002 | Separator, Air, Heating Water/Glycol System, Lower Level 2 Blower Room, Headworks | THC-ACC-HE-6001 | H.V.A.C. | HVAC |  | MEQ | http://www.toronto.ca/TWONTO#00149 |  | Heat Exchanger, Heating Glycol System, Lower Level 2 Blower Room, Headworks
117200 | TAB-RSP-FSL-1240 | Flow Switch, Low,Coolingl Water, Motor Brg.,Raw Sewage Pump #4 | TAB-RSP-P-1240 | Switch,Flow | Switch |  | FSL | http://www.toronto.ca/TWONTO#00367 |  | Pump,Raw Sewage Transfer #4
38677 | TAB-ACC-AC-8201 | Air Conditioner, (Evap) M Bldg | TAB-ACC-AHU-M&T |  | HVAC |  | AC | http://www.toronto.ca/TWONTO#00141 |  | AHUs/Supply Fans, Dampers M&T Bldg.
39264 | COL-YKP-SRL-142939 | Self Retrieval Line-Winch-142939 | YKP-BLD | Safety | Safety Equipment |  | SRL | http://www.toronto.ca/TWONTO#00677 |  | Collections - 435 Kipling Ave. Building envelope
| TAB-BIOSOLIDS BLDG | Building Location | TAB-SPC |  |  |  |  | http://www.toronto.ca/TWONTO#00260 | Process | Process Control Systems - Services Area
93493 | FHO-MCS-MT-0301 | Milling Machine, Vertical | FHO-MCS-MEQ | Machine Tool,Milling Machine | Tool |  | MT | http://www.toronto.ca/TWONTO#00703 |  | Machine Shop & Equipment
28258 | FIS-CLA-PSL-0201 | Switch, Pressure, Low, Pre-Chlorine Gas, WCS-0201 Discharge, Gaseous Chemical Bldg, Storage Room | FIS-CLA-CHL-0201 | Sensor,Pressure | Switch |  | PSL | http://www.toronto.ca/TWONTO#00604 |  | Chlorinator, Pre Chlorination Train 2, Gaseous Chemical Building, Machine Room
135876 | THR-FT-PSL-2524S | Switch, Pressure-Low, Suction, Pump 2524, RAS Pumping - South | THR-FT-P-2524 | Switch,Pressure-Low | Switch | 39559 | PSL | x |  | Pump, Centrifugal, Tank 1600 & 1700, RAS Pumping,Tunnel 23, South
39139 | TAB-ACC-DM-6541 | Damper, Motorized, Outside Air, AHU-6540, Mechanical RM No. 3, Screen Bldg., P Bldg. | TAB-ACC-AHU-6540 | Damper/Louver | HVAC |  | DM | http://www.toronto.ca/TWONTO#00142 |  | Air Handling Unit, Mechanical Room no.3, Screen Bldg., P Bldg.
139698 | TNT-ACC-AC-2006A | Air Conditioner | TNT-ACC-AC | H.V.A.C.,Air Conditioner | HVAC |  | AC | http://www.toronto.ca/TWONTO#00141 |  | HVAC- Air conditioner and cooling units
137367 | THR-PLT-LD-2142A | Lifting Device, Sparger Arm, Tank 200, Grit Bldg. | THR-PLT-LD-0200 | Lifting Device | Hydraulic System | 35257 | LD | x |  | Lifting Devices, Sparger Arms, Tank200, Grit Bldg.
73160 | THR-ACC-NR-719 | HVAC Unit & Fan, Men's Wash Room Corridor | THR-ACC-ADM | H.V.A.C.,Heater,Unit | HVAC |  | NR | http://www.toronto.ca/TWONTO#00418 |  | Air Conditioning, HVAC, Admin Building
129594 | THR-ACC-AC-4706 | Fan Coil Unit, Ductless Split System Indoor Unit, Switchgear Bldg South | THR-ACC-WA4 | H.V.A.C.,Air Conditioner | HVAC |  | AC | http://www.toronto.ca/TWONTO#00141 |  | Air Conditioning, AHU, HVAC,Work Area4
112745 | TAB-EL1-MCC-6674 | MCC,Electrical Room,Ground Floor,Grit Build,P Building | TAB-EL1-PDP-6011 | Control Panel,MCC | Motor Control Centre |  | MCC | http://www.toronto.ca/TWONTO#00110 |  | Power Distribution Panel, 600V, PT 1-9 Outdoor Sub.
71418 | THR-DIG-PD-0300 | Tank, Primary Digester-3, Solids Treatment | THR-DIG-RPU | Tank | Tank |  | PD | http://www.toronto.ca/TWONTO#00271 |  | RPU, UPS, Digester
18119 | FHA-SED-ZSH-0303B | Switch, Limit, Access Hatch Zone 3, Settling Basin T-0301 | FHA-SED-ZSH-0303 |  | Security System |  | ZSH | http://www.toronto.ca/TWONTO#fohur-bugut-lijif-zazom |  | Switch, Limit, Access Hatch Zone 3
9199 | COL-YKP-FAK-0038 | First Aid Kit, Truck #041152 (Escape) | COL-YKP | Safety,First Aid Kit | Safety Equipment |  | FAK | http://www.toronto.ca/TWONTO#00355 |  | Kipling Yard
113483 | TAB-ELS-SQ-6147 | Electrical - Rubber Insulating Gloves Class 1 | TAB-ELS-SQ-GLOVE | PPE,Insulated Glove | Safety Equipment |  | SQ | http://www.toronto.ca/TWONTO#00653 |  | High Voltage Gloves
94998 | FHO-SPC-COM-2002 | Termination Panel, Ozone Building, L1, Electrical Room | FHO-SPC |  | Communications Equipment |  | COM | http://www.toronto.ca/TWONTO#00540 |  | Process Control Systems - Services Area
17558 | FHA-GRK-IRG-0201 | Lawn Sprinkler | FHA-GRK-PRTY-0002 | Irrigation System,Automated | Plumbing |  | IRG | http://www.toronto.ca/TWONTO#00701 |  | Grounds Maintenance
66941 | THC-THK-LSL-1101 | Switch, Level Low, for Mixing Tank-1100,Polymer Make-up System-1100 | THC-THK-MX-1101 | Mixer,Propeller | Switch |  | LSL | http://www.toronto.ca/TWONTO#00466 |  | Mixing Assembly,Disperser,Polymer Make-up System-1100,Thickening Building
59236 | THC-ACC-HTR-6201 | Heating Coil, Glycol, Second floor mechanical room #2 | THC-ACC-AHU-6200 | Heater | HVAC |  | HTR | http://www.toronto.ca/TWONTO#00420 |  | Air Handling Unit, Blower Room, 2nd Floor Mech Room #2, Headworks
88102 | WTR-PSA-TSH-0901 | Switch, Temperature-High | WTR-PSA-AUX | Switch,Temperature-High | Switch |  | TSH | http://www.toronto.ca/TWONTO#00734 |  | Auxiliary Equipment (Building Facilities)
89042 | FHO-SPC-RPU-1226 | RPU, PACL System PLC, Chemical Building, S4, Chemical Gallery | FHO-PCL | Controller,PLC | Remote Processor Unit |  | RPU | http://www.toronto.ca/TWONTO#00122 |  | PACL System
34148 | COL-YKP-DA-1657S | Davit Upper Arm-1657 | COL-YKP-DA-0028S | Safety | Safety Equipment | 45996 | DA | x |  | Davit Arm Assembly with Upper Arm-1657
26380 | FHO-SES-SQ-6270 | Lanyard, Serial Number M17022, Kevin Boudreault | FHO-SES-SQ-0009 | PPE,Lanyard | Safety Equipment |  | SQ | http://www.toronto.ca/TWONTO#00333 |  | Fall Lanyards
107407 | TAB-ACC-RPU-1407 | RPU-GE1407 | TAB-ELS-WA6 | RPU | Remote Processor Unit |  | RPU | http://www.toronto.ca/TWONTO#00122 |  | Panel Boards, MCC, WA6
18465 | FHA-SES-LDR-0420 | FHA-SES-LD-0068 - 10.5' Ladder Telescopic Aluminum ( SBS Tanks ) | FHA-SES | Safety | Safety Equipment |  | LDR | http://www.toronto.ca/TWONTO#00457 |  | Safety & Environmental Services
134880 | THR-ELS-LP-3221 | Panel, Power Distribution/Lighting, 208/120V, MCC3221 Panel, North Grit MCC3221 Panel | THR-ELS-PDP-0602 | Control Panel,Power Distribution Panel | Power Distribution Panel |  | LP | http://www.toronto.ca/TWONTO#00477 |  | Control Panel, Power Distribution Panel, Line 0105, 600V Switchgear, Electrical Room, West Substation
3410 | COL-PBF-SQ-0001 | Eye Wash Station | COL-PBF-MISC |  | Safety Equipment |  | SQ | http://www.toronto.ca/TWONTO#00307 |  | Miscellaneous Equipment
120471 | THC-ACC-DM-0504 | Damper/Louver,Outside Air,Air Blower Room,Bldg M | THC-ACC-AHU BLDG M | Damper/Louver | HVAC |  | DM | http://www.toronto.ca/TWONTO#00142 |  | Air Handling Units, Building M
29109 | COL-PWN-LSH-0104 | Switch, Level-High | COL-PWN | Switch,Level | Switch |  | LSH | http://www.toronto.ca/TWONTO#00466 |  | Warren Park Pumping Station
119795 | TAB-WA2-SQ-1225 | EE2 - 902 T3 Nylon Sling | TAB-SES-LD | Lifting Device,Sling | Lifting Device |  | SQ | http://www.toronto.ca/TWONTO#00929 |  | WA2 Lifting devices
87183 | WTR-PMI-PHL-0007 | Pressure Switch, High, | WTR-PMI-TRW |  | Switch |  | PHL | http://www.toronto.ca/TWONTO#00604 |  | Treated Water (Transmission)
107344 | TAB-ACC-PDSH-6102 | Switch,Pressure Differential, High, Filter | TAB-ACC-AHU-6102 | Switch,Pressure-High | Switch |  | PDSH | http://www.toronto.ca/TWONTO#00604 |  | AHU, Digester 5-8 Drip Trap Room
11074 | COL-PBP-LSH-0001 | Switch, Level-High | COL-PBP | Switch,Level | Switch |  | LSH | http://www.toronto.ca/TWONTO#00466 |  | Baby Point Sewage Pumping Station
71326 | THR-DIG-LSH-0122 | Switch, Level, High, Waste Oil, Tank 0120, Lube Oil System, Gas Compressor Building | THR-DIG-T-0120 |  | Switch |  | LSH | http://www.toronto.ca/TWONTO#00466 |  | Tank, Waste Oil, Lube Oil System, Gas Compressor Building
13713 | FCL-PAC-LS-0201A | Switch, Level, PAC Dust Collector, Dry Chemical Building Basement | FCL-PAC | Switch | Switch |  | LS | http://www.toronto.ca/TWONTO#00466 |  | Taste and Odour Control (PAC)
121769 | THC-ACC-V-6436 | Valve, Circuit Balancing, AHU-6400, 2nd Floor Mech Room #1, Headworks | THC-ACC-AHU-6400 | Valve | HVAC |  | V | http://www.toronto.ca/TWONTO#00781 |  | Air Handling Unit, Screen Room/Conveyor Areas, 2nd Floor Mech Room #1, Headworks
120908 | THC-ACC-HTR-0343 | Air Heater, Building M | THC-ACC-HEATERS | H.V.A.C.,Heater,Unit | HVAC |  | HTR | http://www.toronto.ca/TWONTO#00418 |  | Air Heaters, Building M
25700 | FHO-SES-ALR-0002 | Emergency Duress Station #2, Admin Entrance, Lakeside Parking Lot, West | FHO-SES |  | Safety Equipment |  | ALR | http://www.toronto.ca/TWONTO#00355 |  | Safety & Environmental Services
9308 | COL-YKP-SRL-0001759 | Self Retrieval Line -0001759 | YKP-BLD | Safety | Safety Equipment |  | SRL | http://www.toronto.ca/TWONTO#00677 |  | Collections - 435 Kipling Ave. Building envelope
35025 | COL-YKP-FAK-080121 | First Aid Kit, Truck #80121 (2012 FORD F550) | COL-YKP | Safety,First Aid Kit | Safety Equipment |  | FAK | http://www.toronto.ca/TWONTO#00355 |  | Kipling Yard
107333 | TAB-ACC-PDSH | Switch, Pressure, Differencial, High, Tertiary Glycol loop, Seawall Tunnel, East | TAB-ACC-F-4901 | Switch,Pressure-High | Switch |  |  | http://www.toronto.ca/TWONTO#00604 |  | Filter, Glycol, Seawall Tunnel, East
79941 | THR-WA2-LD-63-25 | Sling, Nylon, Work Area 2 (Sr 1472763-25) SIZE; 1" X 3', | THR-LD-NYLN-WA2 | Lifting Device,Sling | Lifting Device |  | LD | http://www.toronto.ca/TWONTO#00929 |  | Slings, Nylon, Work Area 2
107156 | TAB-ACC-LSH-0870 | Switch,Level,Low | TAB-ACC-P-0870B | Switch,Level-High | Switch |  | LSH | http://www.toronto.ca/TWONTO#00466 |  | Pump, Sump,Eqalizing tank Bldg-Sludge Pump Room
5061 | COL-PKP-LSH-0103 | Switch, Level-High | COL-PKP-MISC | Switch,Level | Switch |  | LSH | http://www.toronto.ca/TWONTO#00466 |  | Miscellaneous Equipment
135540 | THR-FT-FSL-2323 | Switch, Fow-Low, Pump 2323, Seal Water, RAS Pumping - North | THR-FT-P-2323 | Switch,Pressure-Low | Switch |  | FSL | http://www.toronto.ca/TWONTO#00367 |  | Pump, Centrifugal, Secondary Treatment, RAS Pumping - North
55550 | TAB-WA2-SQ-1201 | EE2 - 802 D Nylon Sling | TAB-SES-LD | Lifting Device,Sling | Lifting Device |  | SQ | http://www.toronto.ca/TWONTO#00929 |  | WA2 Lifting devices
137363 | THR-PLT-LD-2132B | Lifting Device, Sparger Arm, Tank 100, Grit Bldg. | THR-PLT-LD-0100 | Lifting Device | Hydraulic System | 35253 | LD | x |  | Lifting Devices, Sparger Arms, Tank 100, Grit Bldg.
| TAB-BIOSOLIDS BLDG | Building Location | TAB-SPC2 |  |  |  |  | http://www.toronto.ca/TWONTO#00260 | Process | Process Control Systems - Equipment
111125 | TAB-DIG-T-0652 | Tank, moisture /Sediment Trap- in Gas delivery line | TAB-DIG-FX-T5-8 | Tank | Tank |  | T | http://www.toronto.ca/TWONTO#00674 |  | Digester Tanks 5-8, Flame Arrester, Condensate Tanks & Moisture Separators
75105 | THR-FT-PSH-4520 | Switch, Pressure-High, Pump P-4502 Discharge, WAS Pumping - South | THR-FT-P-4502 | Switch,Pressure-High | Switch |  | PSH | http://www.toronto.ca/TWONTO#00604 |  | Pump, Centrifugal, WAS, RAS Pumping Station - South
107401 | TAB-ACC-PSL-1401 | Switch,Pressure-Low, Hot Water/Glycol Heating System | TAB-ACC-T-1470 | Switch,Pressure-Low | Switch |  | PSL | http://www.toronto.ca/TWONTO#00604 |  | Tank, Glycol Make-up
107280 | TAB-ACC-P-6406 | Pump, Sump, Basement, Grit Bldg., P Bldg. | TAB-PLT-P-P | Pump | HVAC |  | P | http://www.toronto.ca/TWONTO#00626 |  | P Building - Sump Pumps, Grit Tanks
63211 | THC-OCS-LSH-0400 | Switch, Level High, Humidification Chamber #2, Phase I/IV Odour Control | THC-OCS-HU-0400 | Switch,Level-High | Switch |  | LSH | http://www.toronto.ca/TWONTO#00466 |  | Integrated Humidification Chamber #2, Humidification Chamber #2, Phase I/IV Odour Control
120568 | THC-ACC-F-0115 | Filter,Supply Air,Pressurization System,Access Building No.1,Phase 1 | THC-ACC-TUNNEL | H.V.A.C. | Filter |  | F | http://www.toronto.ca/TWONTO#00641 |  | Plant Tunnels, HVAC
140416 | TNT-DIS-LSH-0001 | Switch, Level, High | TNT-DIS-T-0500 | Switch,Level-High | Switch |  | LSH | http://www.toronto.ca/TWONTO#00466 |  | Tank, Sodium HypoChlorite
89020 | WTR-REL-T-0100 | Tank, South-East Basin (Cell 1) | WTR-REL-TRW | Tank | Tank |  | T | http://www.toronto.ca/TWONTO#00708 |  | Treated Water (Transmission)
43225 | TAB-CW-SQ-0083 | Emerg. Eyewash & Shower, P Building Scrubber, Outside | TAB-SUSPENDED ENTITY | PPE,Eyewash Station | Safety Equipment | 35898 | SQ | x |  | Suspended entities
55785 | TAB-WA5-SQ-FE3F | Lanyard 4' - Luke Hullah | TAB-WA5-SQ |  | Safety Equipment |  |  | http://www.toronto.ca/TWONTO#00333 |  | WA5 Safety Equipment
64755 | FCL-SES-CYL-0004 | Air Cylinder Carbon Fiber | FCL-SES | PPE,SCBA | Tank |  | CYL | http://www.toronto.ca/TWONTO#00582 |  | Safety and Environmental Services
29316 | FIS-FLT-FSL-0004 | Switch, Flow, Low, Filter Composite pH Analyser AIT 0004, Filter Building, Pump Room East | FIS-FLT-COMP | Switch,Flow-Low | Switch |  | FSL | http://www.toronto.ca/TWONTO#00367 |  | Composite Sampling
105970 | TAB-ACC-AHU-6570 | Air Handling Unit, Mechanical Room no.3, Screen Bldg., P Bldg. | TAB-ACC-AHU-PBLDG | Air Handling Unit | HVAC |  | AHU | http://www.toronto.ca/TWONTO#00147 |  | AHUs/Supply Fans P. Bldg.
42089 | TAB-ACC-V-6417 | Valve, Butterfly Valve, Isolation, Hot Water System, Mech. Room No.5, Old Screen Bldg., P Bldg. | TAB-ACC-P-6403 | Valve | HVAC |  | V | http://www.toronto.ca/TWONTO#00781 |  | Pump, Heating Pump, Existing Screen Bldg Mechanical Room No.5
59059 | THC-ACC-HTR-0336 | Air Heater, Building M | THC-ACC-HEATERS | H.V.A.C.,Heater,Unit | HVAC |  | HTR | http://www.toronto.ca/TWONTO#00418 |  | Air Heaters, Building M
40111 | DOS-SES-SCBA-9584 | SCBA 5 minutes escape pack | DOS-SES-SCBA | Safety | Safety Equipment |  | SCBA | http://www.toronto.ca/TWONTO#00123 |  | Self Contained Breathing Apparatus (SCBA)
37582 | NX4019 | AHU, WA7 Storage Facilities | TAB-ACC-AHU-DEW | Air Handling Unit | HVAC |  |  | http://www.toronto.ca/TWONTO#00147 |  | AHUs/Supply Fans Dewater. Bldg.
71674 | THR-DIG-PSL-2501 | Switch, Pressure-Low, Inlet Pump 2501, Digester Tank 0100 | THR-DIG-P-2501 | Switch,Pressure-Low | Switch |  | PSL | http://www.toronto.ca/TWONTO#00604 |  | Pump, Centrifugal, Sludge Recirculation, Tank 0100
53610 | TAB-SES-LTX-2282A | Lighting, 2 LED heads, PRS Bldg | TAB-STR-SQ | Lighting | Safety Equipment |  | LTX | http://www.toronto.ca/TWONTO#00934 |  | WA2 Safety Equipment,lifting devices, ladders, Eye Wash station, First Aid Kits, Lock out stations
145861 | WTR-PRH-LSH-1020 | Switch, Level High, Diesel Fuel Storage Tank | WTR-PRH-AUX | Switch,Level-High | Switch |  | LSH | http://www.toronto.ca/TWONTO#00466 |  | Auxiliary Equipment (Building Facilities)
113550 | TAB-GRK-VEH-378399SUS | John Deere, Gator 4X4, LIMM | TAB-SUSPENDED ENTITY | Vehicle,Unlicensed | Vehicle | 47468 | VEH | x
77038 | THR-PLT-PSL-1135 | Switch, Pressure-Low, Discharge Air, Blower 1135, Preliminary Treatment, Grit Removal - Vortex Chambers | THR-PLT-BL-1135(SUSP) | Switch,Pressure-Low | Switch |  | PSL | http://www.toronto.ca/TWONTO#00604 |  | Blower, Centrifugal, Preliminary Treatment, Grit Removal - Vortex Chambers
93186 | FHO-GRK-DR-1006L | Door, (FD-1-06), Fire Rated, Flocculation Building, L1, South East | FHO-GRK-FEQ-0001 | Fire Prevention,Door | Door |  | DR | http://www.toronto.ca/TWONTO#00353
115592 | TAB-PRM-T-0400 | Old PS Primary Tank 4 | TAB-PRM-OPS | Tank | Tank |  | T | http://www.toronto.ca/TWONTO#00219 |  | Old PS - Primary Treatment
76177 | THR-MCS-LD-4675 | Trolley, Mounted on Gantry, Drainage Pumps, T-16 near T-21 | THR-LD-WA3 | Lifting Device | Lifting Device |  | LD | http://www.toronto.ca/TWONTO#00474 |  | Lifting Devices, Chain Hoist, Come Along & Slings
86177 | WTR-PJS-LSL-0102 | Switch, Level-Low, John Street Surge Tank 1 | WTR-PJS-T-0102 | Switch,Level-Low | Switch |  | LSL | http://www.toronto.ca/TWONTO#00466 |  | Tank, (Surge), John St #1
93322 | FHO-GRK-DR-3006S | Door, (FD-S3-06), Fire Rated, TRW Building, S3, TRW Pump Room, South East | FHO-GRK-FEQ-0001 | Fire Prevention,Door | Door |  | DR | http://www.toronto.ca/TWONTO#00353
125983 | THC-INC-RPU-2101B | Remote Processing Unit | THC-INC |  | Remote Processor Unit |  | RPU | http://www.toronto.ca/TWONTO#00122 |  | Incineration Process
145197 | WTR-PLW-RPU-0002 | Remote Processing Unit (Backup of RPU-0001) | WTR-PLW-ELS | RPU | Remote Processor Unit |  | RPU | http://www.toronto.ca/TWONTO#00122 |  | Electrical System
29644 | FIS-TRW-MCC-0200-SUS | Motor Control Centre | FIS-TRW | Switchgear,Indoor | Motor Control Centre | 38435 | MCC | x |  | Treated Water Production
28175 | FIS-CCS-LSH-0201 | Switch, Level, High, Phosphoric Acid Storage Tank T-0201, Workshop Building, Chemical Storage | FIS-CCS-T-0201 | Switch,Level-High | Switch |  | LSH | http://www.toronto.ca/TWONTO#00466 |  | Tank, Phosphoric Acid Storage, Workshop Building, Chemical Storage
147764 | YTF-ELS-PDP-1401A | Control Panel, Power Dist., Electrical Room, Electrical Panels A Building | YTF-ELS | Control Panel,Power Distribution Panel | Power Distribution Panel |  | PDP | http://www.toronto.ca/TWONTO#00110 |  | Electrical Equipment
63804 | THC-PLT-TPD-6006 | Trap Priming Device, Electronic, Mechanical Room 2, Headworks | THC-ELS-LP-4023A | Piping | Plumbing |  | TPD | http://www.toronto.ca/TWONTO#00757 |  | Lighting Panel, Mechanical Room #2, Headworks
105468 | SQ-47079 | FHO SCBA #7 | FHO-SES-SQ-0001 | PPE,SCBA | Safety Equipment | 32131 |  | x |  | Safety Equipment
29636 | FIS-MCS-LD-0018 | Manual hoist -Chain fall 1 Ton | FIS-MCS | Lifting Device | Lifting Device |  | LD | http://www.toronto.ca/TWONTO#00422 |  | Mechanical Services
116489 | TAB-PWA-F-0555 | Filter, Plant Water, Flotation | TAB-PWA-F | Filter | Filter |  | F | http://www.toronto.ca/TWONTO#00277 |  | Plant Water - Filters and Strainers
118459 | TAB-STR-CLR-0410 | Secondary Clarifier, Final Tank 04 | TAB-STR2 |  | Tank |  | CLR | http://www.toronto.ca/TWONTO#00219 |  | Secondary Treatment - Clarifiers
51668 | TAB-PRS-PSL-3230 | Switch, Pressure-Low, Chemical Dosing Pump, Secondary Dosing | TAB-PRS-P-3230 | Switch,Pressure-Low | Switch |  | PSL | http://www.toronto.ca/TWONTO#00604 |  | Pump, Chemical Dosing, Secondary Dosing
124890 | THC-ELS-MCC-2402 | MCC, Access Building T19A, Phase IV Secondary | THC-ELS-MCC | Control Panel,MCC | Motor Control Centre |  | MCC | http://www.toronto.ca/TWONTO#00110 |  | MCC plant wide
18688 | FHA-SES-SQ-0083 | Horizontal tie off anchor point DBI SALA 8517362 anchor point | FHA-SES |  | Safety Equipment |  | SQ | http://www.toronto.ca/TWONTO#hulol-galof-pivol-pojum |  | Safety & Environmental Services
79773 | THR-WA1-LD-0029 | Sling, Wire Rope, Work Area 1 ( WIRE ROPE SLING SIZE; 3/8" X 6') | THR-LD-WIRE-WA1 | Lifting Device,Sling | Lifting Device |  | LD | http://www.toronto.ca/TWONTO#00927 |  | Slings, Wire Rope, Work Area 1
80246 | FHA-SED-ZSH-0104D | Switch, Limit, Access Hatch Zone 4, Settling Basin T-0101 | FHA-SED-ZSH-0104 |  | Security System |  | ZSH | http://www.toronto.ca/TWONTO#fohur-bugut-lijif-zazom |  | Switch, Limit, Access Hatch Zone 1,
58383 | THC-DCL-LSH-0301 | Level Switch High, SBS Dilution Tank, Dechlorination | THC-DCL-T-0100 |  | Switch |  | LSH | http://www.toronto.ca/TWONTO#00466 |  | Tank, Storage 38% Sodium Bisulphite, Dechlorination
45149 | TAB-DIG-LSH-1203 | Switch, Level-High, Alarm, Digester 12 Roof, Digester 9-12 Control Building. | TAB-DIG-T-1200 | Switch,Level-High | Switch |  | LSH | http://www.toronto.ca/TWONTO#00466 |  | Tank, Digester tank, Digester 12
120995 | THC-ACC-HTR-6302 | Heater, Heating Coil, Glycol, AHU-6300, 2nd Floor Mech Room #1, Headworks | THC-ACC-AHU-6300 | Heater | HVAC |  | HTR | http://www.toronto.ca/TWONTO#00420 |  | Air Handling Unit, Screen Room/Conveyor Areas, 2nd Floor Mech Room #1, Headworks
30944 | FIS-TRW-TSL-0001 | Switch Location | FIS-TRW |  | Switch |  | TSL | http://www.toronto.ca/TWONTO#00734 |  | Treated Water Production
26254 | FHO-GRK-DR-2009L | Door, (FD-2-09), Fire Rated, Admin Building, L2, Unisex Washroom | FHO-GRK-FEQ-0001 | Fire Prevention,Door | Door |  | DR | http://www.toronto.ca/TWONTO#00353
93204 | FHO-GRK-DR-1032L | Door, (FD-1-32), Fire Rated, Admin Building, L1, Control Room, Washroom | FHO-GRK-FEQ-0001 | Fire Prevention,Door | Door |  | DR | http://www.toronto.ca/TWONTO#00353
89598 | WTR-RRV-ZS-0002 | Switch, Position,Door Security | WTR-RRV-AUX | Switch,Position | Switch |  | ZS | http://www.toronto.ca/TWONTO#00590 |  | Auxiliary Equipment (Building Facilities)
96640 | FIS-ELS-ESP-0611 | Splitter, Electrical, 600V, Chemical Mixing Building, East Wall | FIS-ELS-MCC-0600 |  | Switch |  | ESP | ? |  | MCC,600 V,Filter Building,Mezzanine,West
53785 | TAB-SLO-LSH-0308 | Switch,level,High-Sludge Cake Feed-conveyor | TAB-SLO-CV-0304 | Switch,Level | Switch |  | LSH | http://www.toronto.ca/TWONTO#00466 |  | Conveyor, Screw, Hopper #4 Feed SC-304
62479 | FHA-FLT-F-0501 | Filter #05, Filter Building, West Filter Gallery South | FHA-FLT | Filter | Filter |  | F | http://www.toronto.ca/TWONTO#00348 |  | Filtration
55556 | TAB-WA2-SQ-1213 | EE2 - 902 T3 Nylon Sling | TAB-SES-LD | Lifting Device,Sling | Lifting Device |  | SQ | http://www.toronto.ca/TWONTO#00929 |  | WA2 Lifting devices
76166 | THR-MCS-LD-1544 | Chain Hoist, Manual, Work Area 2 | THR-LD-WA2 | Lifting Device,Hoist,Manual | Lifting Device |  | LD | http://www.toronto.ca/TWONTO#00422 |  | Lifting Devices, Chain Hoist, Come Along & Slings
66853 | THC-GRK-VEH-319069 | Vehicle, Tractor (WA3) | THC-SUSPENDED | Vehicle,Unlicensed | Vehicle | 35860 | VEH | x
106657 | TAB-ACC-FSL-3650 | Switch, Flow, Low | TAB-ACC-P-3650 | Switch,Flow-Low | Switch |  | FSL | http://www.toronto.ca/TWONTO#00367 |  | Pump, Circulation Glycol
90278 | FHO-ACC-ZS-0101 | Switch, Overhead Door DR-0201 Closed Limit Switch, Admin Building, S2, Loading Bay | FHO-GRK-DR-0201 |  | Switch |  | ZS | http://www.toronto.ca/TWONTO#fohur-bugut-lijif-zazom |  | Door, Overhead, Admin Building S2 Loading Bay West Door
134085 | THR-DIS-RPU-0004 | RPU, Control Panel, Disinfection system, Disinfection Building Second Floor (172.22.37.232) | THR-DIS | RPU | Remote Processor Unit |  | RPU | http://www.toronto.ca/TWONTO#00122 |  | Disinfection
129723 | THR-ACC-CU-4500 | Condensing Unit, Ductless Split System outdoor Unit, SP RAS PS Elec Rm North | THR-ACC-AC-4500 | H.V.A.C.,Air Conditioner | HVAC |  | CU | http://www.toronto.ca/TWONTO#00236 |  | Fan Coil Unit, Ductless Split System Indoor Unit, SP RAS PS, MCC Rm
45405 | TAB-DIG-RPU-1022 | RPU, DIG Gas Control Bldg. | TAB-DIG-INQ-T19-22 | RPU | Remote Processor Unit |  | RPU | http://www.toronto.ca/TWONTO#00122 |  | Digester Tanks 19-22, Instrument Equipment
67786 | THR-ACC-FSL-0855S | Switch, Flow-Low, Exhaust Fan 0855, T13, Plant Services, Gallery Ventilation, Zone 3B | THR-ACC-FN-0855S | Switch,Flow-Low | Switch | 39348 | FSL | x |  | Fan, Exhaust, T13, Plant Services, Gallery Ventilation, Zone 3B
34790 | COL-YKP-FAK-0004 | First Aid Kit, Truck #064160 (F250) | COL-YKP | Safety,First Aid Kit | Safety Equipment |  | FAK | http://www.toronto.ca/TWONTO#00355 |  | Kipling Yard
42741 | TAB-ACC-ZS-0800 | Switch, Position Indicating | TAB-ACC-G-0800 | Switch,Position | Switch |  | ZS | http://www.toronto.ca/TWONTO#00590 |  | Gate, Breaching Isolation(Blast Gate)
83988 | TNT-CSO-G-1301 | Gate, Sluice, Storm Tank Dry Weather Drain | TNT-CSO-T-0600 | Gate,Sluice | Gate |  | G | http://www.toronto.ca/TWONTO#00202
58990 | THC-ACC-HTR-0053 | Heater, Forced Flow, 4.7kW, Admin. Building Ground Floor, Vestibule 142, East | THC-ACC-BLDG K |  | HVAC |  | HTR | http://www.toronto.ca/TWONTO#00418 |  | Administration Building, HVAC
45159 | TAB-DIG-LSHH-0224 | Switch,Level -High-High,Digester Tank T-0200 | TAB-DIG-T-0200 | Switch,Level-High-High | Switch |  | LSHH | http://www.toronto.ca/TWONTO#00466 |  | Digestion Tank 02
12312 | FCL-FLT-F-0801 | Filter, Carbon Activated, Filter Building, Filter Gallery East | FCL-FLT | Filter | Filter |  | F | http://www.toronto.ca/TWONTO#00146 |  | Filtration
12755 | FCL-ELS-T-0101 | Tank, Generator G-0100 Oil Fuel Day Tank, Low Lift Building, Screen Room | FCL-ELS-PS-0003 | Tank,Reservoir | Tank |  | T | http://www.toronto.ca/TWONTO#00379 |  | Emergency Power
28844 | FIS-SA-F-0201-SUS | Filter, Inlet, Instrument Air, Dryer 0201, Service Air Monitoring | FIS-SA-C-0200 | Filter | Filter | 38399 | F | x |  | Compressor, Reciprocating, Constant Speed, Insturment Air to Dryer 0201, Filter Building, Service Air Monitoring
78898 | THR-SES-SQ-6257 | Lanyard for Harness, PPE Pauly Jacob | THR-SES-FAS | Safety | Safety Equipment |  | SQ | http://www.toronto.ca/TWONTO#00333 |  | Fall Arrest Sytem (Harness and Lanyard), Safety Equipment
55773 | TAB-WA5-SQ-6DE4 | Lanyard 4 Ft | TAB-WA5-SQ |  | Safety Equipment |  | SQ | http://www.toronto.ca/TWONTO#00333 |  | WA5 Safety Equipment
23201 | COL-PNT-LSH-0110 | Switch, Level-High | COL-PNT | Switch,Level-High | Switch |  | LSH | http://www.toronto.ca/TWONTO#00466 |  | New Toronto Pumping Station
52876 | TAB-RSP-LSH-5138 | Switch,Level,High | TAB-RSP-P-5138 | Switch,Level-High | Switch |  | LSH | http://www.toronto.ca/TWONTO#00466 |  | Pump, Sump, Flood Level
139167 | THR-THK-T-7001 | Tank, MTI Sludge Holding | THR-THK-P-MTI | Tank | Tank |  | T | http://www.toronto.ca/TWONTO#00708 |  | MTI Transfer Pumps & Sludge Holding Tanks
86814 | WTR-PLW-HRN-0003 | PPE, Body Harness, S/N 982000114001066 | WTR-WEST-SES | PPE,Harness | Safety Equipment |  | HRN | http://www.toronto.ca/TWONTO#00332 |  | Safety & Lifting Devices
113814 | TAB-NGS-PSL-0601 | Switch,Pressure,Low, PSL100-6, Natural Gas Train, Boiler #6, Z Building | TAB-ACC-NGS-0060A | Switch,Pressure | Switch |  | PSL | http://www.toronto.ca/TWONTO#00604 |  | Natural Gas Train, Boiler #6, Z Building
129497 | THC-TPA-PA-6019 | Speaker, Headworks, Ground Floor, Screen Room W | THC-TPA-PA-6010A | Public Address System | Communications Equipment |  | PA | http://www.toronto.ca/TWONTO#00117 |  | Paging Panel, Headworks, Electrical Room, Ground Floor
126215 | THC-INC-T-1061 | Tank, Ash, Incinerator 1000 | THC-INC-GDR-2061 | Tank | Tank |  | T | http://www.toronto.ca/TWONTO#00708 |  | Grinder, Ash Tank 2061, Incinerator 2000
9552 | DOS-YCM-VEH-416001 | 2002 SEASWIRL OUTBOARD - Vehicle Unit# 416001 | FAC-YCM-VEH | Vehicle,Licensed | Vehicle |  | VEH | http://www.toronto.ca/TWONTO#00181
124756 | THC-ELS-LP-1222 | Lighting Panel, Supply From TR-1222, Admin. Building Basement, Mechanical Room | THC-ELS-PDP-1222 |  | Power Distribution Panel |  | LP | http://www.toronto.ca/TWONTO#00477 |  | Power Distribution Panel, Supply From MCC-1202, Admin. Building Basement, Mechanical Room
139715 | TNT-ACC-T-3001 | Tank, Expansion, Hot Water Return | TNT-ACC-HW | Tank | Tank |  | T | http://www.toronto.ca/TWONTO#00325 |  | Hot water Circulation System
122350 | THC-CW-SQ-0102 | Emergency Eyewash & Shower,Thickening Building | THC-SES-SQ-EYE | PPE,Eyewash Station | Safety Equipment |  | SQ | http://www.toronto.ca/TWONTO#00308 |  | Eyewash Stations THC (Virtual entity #)
60324 | THC-ACC-V-6061 | Valve, Butterfly, Manual, Glycol, P-6003, Lower Level 2 Blower Room, Headworks | THC-ACC-P-6003 | Valve | HVAC |  | V | http://www.toronto.ca/TWONTO#00781 |  | Pump, Heating Glycol System, Lower Level 2 Blower Room, Headworks
83058 | FHA-SES-SQ-0608 | FHA-SQ-LP-0020 - Life Preserver | FHA-SES-LP |  | Safety Equipment |  | SQ | http://www.toronto.ca/TWONTO#00561 |  | Life Preservers
144333 | WTR-PJO-LSH-0001 | Switch, Level-High, Building Flood Alarm | WTR-PJO-AUX | Switch,Level-High | Switch |  | LSH | http://www.toronto.ca/TWONTO#00466 |  | Auxiliary Equipment (Building Facilities)
18194 | FHA-SED-ZSH-0605B | Switch, Limit, Access Hatch Zone 5, Settling Basin T-0601 | FHA-SED-ZSH-0605 |  | Security System |  | ZSH | http://www.toronto.ca/TWONTO#fohur-bugut-lijif-zazom |  | Switch, Limit, Access Hatch Zone 6
76487 | THR-OCS-PSH-2938 | Switch, Pressure-High, Pump 2938, Plant Services, Odour Control System | THR-OCS-P-2938 | Switch,Pressure-High | Switch |  | PSH | http://www.toronto.ca/TWONTO#00604 |  | Pump,Centrifugal,Hypochlorite to Scrubber 0552 & Scrubber 0553,Plant Services, Odour Control System
107812 | TAB-ACC-TSL-3922 | Switch,Temperature,Low,Supply Air , | TAB-ACC-AHU-3922 | Switch,Temperature | Switch |  | TSL | http://www.toronto.ca/TWONTO#00734 |  | AHU, Old Dewatering Building Roof
130672 | THR-ACC-TSL-4800 | Switch, Temperature, HTR-4800, NW Wall, Electrical Room, West Substation | THR-ACC-HTR-4800 | Switch,Temperature-Low | HVAC |  | TSL | http://www.toronto.ca/TWONTO#00734 |  | Heater, Unit, Electric, NW Wall, Electrical Room, West Substation
47352 | FCL-CLB-F-0201 | Filter, Chlorine Gas, CLB Evaporator 0201, Chlorination System | FCL-CLB-CHL-0201 | Filter | Filter |  | F | http://www.toronto.ca/TWONTO#00641 |  | Chlorinator, Chlorine Gas, Chlorination System
| TAB-BLOWER BLDG | Building Location | TAB-SPC2 |  |  |  |  | http://www.toronto.ca/TWONTO#00260 | Process | Process Control Systems - Equipment
132131 | THR-DCL-FSL-0101 | Switch, Flow, Low, NaSO3 Dosing P-0100 | THR-DCL-P-0100 | Switch,Flow-Low | Switch |  | FSL | http://www.toronto.ca/TWONTO#00367 |  | Pump, SBS Dosing to Outfall
65500 | FCL-SM-LSH-0001-SUS | Switch, Level-High, Tank Containment System, Caustic Soda System | FCL-SM | Switch,Level-High | Switch | 36712 | LSH | x |  | Spill Management
37286 | NX2159A | Conditioner, Air-Old Admin.Bldg., | TAB-ACC-CI | H.V.A.C.,Air Conditioner | HVAC |  |  | http://www.toronto.ca/TWONTO#00141 |  | Chiller and Air Coolers
120229 | THC-ACC-AC-0566 | Air Conditioner,Electrical Room,Blower Building,Lower Plant | THC-ACC-BLDG A | Air Handling Unit | HVAC |  | AC | http://www.toronto.ca/TWONTO#00141 |  | Old Plant Blower Building HVAC
71207 | THR-DIG-FSL-4760 | Flow Switch, Pump Seal Water (Removed from service as per D. Campolucci) | THR-DIG-P-4760 | Transmitter,Pressure | Switch | 34900 | FSL | x |  | Pump, Centrifugal, Hot Water Recirculation, Tank 0800
138196 | THR-PRS-PSL-0052 | Switch, Pressure-Low, Pump P-0052 Suction, Ferrous Chloride System | THR-PRS-P-0052 | Switch,Pressure-Low | Switch |  | PSL | http://www.toronto.ca/TWONTO#00604 |  | Pump, Ferrous Chloride, Primary, Chemical Building
4198 | COL-PKG-MCC-0001 | Motor Control Center | COL-PKG-MISC |  | Motor Control Centre |  | MCC | http://www.toronto.ca/TWONTO#00110 |  | Miscellaneous Equipment
115565 | TAB-PRM-PSL-2701 | Switch Pressure,Low, Pump-2701 Suction | TAB-PRM-P-2701 | Switch,Pressure | Switch |  | PSL | http://www.toronto.ca/TWONTO#00604 |  | Pump, Scum
38764 | TAB-ACC-AHU-1850 | AHU, Blower Bldg | TAB-ACC-AHU-BL | Air Handling Unit | HVAC |  | AHU | http://www.toronto.ca/TWONTO#00147 |  | AHUs/Supply Fans Blower Bldg.
39261 | COL-YKP-SRL-1401006 | Self Retrieval Line- 1401006 | YKP-BLD | Safety | Safety Equipment |  | SRL | http://www.toronto.ca/TWONTO#00677 |  | Collections - 435 Kipling Ave. Building envelope
53672 | TAB-SES-SQ-6301 | Switch, Flow switch, dry contact, Sludge Heater Room, Digester 9-12 Control Building. | 50675 | Switch,Flow | Switch |  | SQ | http://www.toronto.ca/TWONTO#00367 |  | Emerg. Eyewash & Shower Stns, Dig Tanks 9-12
143604 | WTR-PEL-LSL-1001 | Switch, Level, Low, Jacket Water and AC Cooling, Generator Building, Roof | WTR-PEL-ACC | Switch,Level-Low | Switch |  | LSL | http://www.toronto.ca/TWONTO#00466 |  | Air Conditioning, Handling and Ventilation
131064 | THR-AER-PSH-1401 | Switch, Pressure-High, Lube Oil Tank, Blower 1411, Blower Building, Air Blower System | THR-AER-BL-1411 | Switch,Pressure-High | Switch |  | PSH | http://www.toronto.ca/TWONTO#00604 |  | Blower, Centrifugal, Secondary Treatment, Aeration Blower System - Engine Room
130408 | THR-ACC-PSH-2301 | Switch, Pressurel-High, Discharge, Pump, Centrifugal 2301, Plant Central Hot Water System, Plant Central Hot Water System, Hot Water Recirculation Pump, Centrifugals | THR-ACC-P-2301 | Switch,Pressure-High | Switch |  | PSH | http://www.toronto.ca/TWONTO#00604 |  | Pump, Centrifugal, Primary Loop Hot Water Recirculation, Plant Central Hot Water System,
51701 | TAB-PRS-T-2170 | Tank, Chemical Storage, West Chemical Storage Tanks | TAB-PRS-T-FECL2 | Tank | Tank |  | T | http://www.toronto.ca/TWONTO#00211 |  | Ferrous Chloride Tanks & Valves
25287 | FHO-RW-PSL-2201 | Switch, Pressure, Low, Raw Water Pump P-2201 Loss of Prime, S9 RW Pump Room | FHO-RW-P-2201 |  | Switch |  | PSL | http://www.toronto.ca/TWONTO#00604 |  | Pump, Centrifugal, RW Pump 2201. S9, RW Pump Room
62428 | THC-ITS-PA-1710 | IDF Panel, Public Address System, Tunnel 19 | THC-ITS-MDF-1000 | Network,Telecommunication | Communications Equipment |  | PA | http://www.toronto.ca/TWONTO#OWLClass_aaa0534b_8301_4f5e_86a4_f0d2cc6e91a2 |  | Public Address System, Master Distribution , Control System, Admin Bldg,
126405 | THC-MCS-HTR-0001 | Domestic Hot Water Tank, Building K | THC-MCS-T-BLDG K | Building Service,Domestic Plumbing | Tank |  | HTR | http://www.toronto.ca/TWONTO#00427 |  | Domestic Hot Water Tank, Building K
120743 | THC-ACC-FN-0712B | Fan,Centrifugal,Return Air,AHU-0710,Thickening Centrifuge Area | THC-ACC-AHU-0710 | Fan,Centrifugal | HVAC |  | FN | http://www.toronto.ca/TWONTO#OWLClass_binid-posum-pozar-motav |  | Air Handling Unit,Outdoor,Centrifuge Area,Thickening Building
55606 | TAB-WA2-SQ-8201 | Lock out Tag out and Log book Station | TAB-STR-SQ | PPE | Safety Equipment |  | SQ | http://www.toronto.ca/TWONTO#00657 |  | WA2 Safety Equipment,lifting devices, ladders, Eye Wash station, First Aid Kits, Lock out stations
113405 | TAB-ELS-LTX-1050 | Exit Light,North Substation,1st Floor,East Entrance | NORTH SUBSTN_1ST FLR | Lighting,Exit | Safety Equipment |  | LTX | http://www.toronto.ca/TWONTO#00934 |  | MSA Substation,1st Floor
| TAB-BLOWER BLDG | Building Location | TAB-SPC |  |  |  |  | http://www.toronto.ca/TWONTO#00260 | Process | Process Control Systems - Services Area
18126 | FHA-SED-ZSH-0304E | Switch, Limit, Access Hatch Zone 4, Settling Basin T-0301 | FHA-SED-ZSH-0304 |  | Security System |  | ZSH | http://www.toronto.ca/TWONTO#fohur-bugut-lijif-zazom |  | Switch, Limit, Access Hatch Zone 3
49115 | TAB-OCS-P-6720 | Pump, Recirculation, Humidification Unit, Biofilter Area, P Bldg. | TAB-OCS-HU-6710 | Pump | Gas Collection |  | P | http://www.toronto.ca/TWONTO#00626 |  | Humidifier, Humidification Chamber, Biofilter Area, P Bldg.
33542 | COL-YKP-DA-0008(S) | Davit Arm-16072 | COL-W-OBSOLETE |  | Safety Equipment | 39113 | DA | x |  | Col West Obsolete Entities
105879 | TAB-ACC-AC-6533 | Air Conditioner, Indoor, Workshop Lunch/meeting Room, Screen Bldg., P Bldg. | TAB-ACC-CI | H.V.A.C.,Air Conditioner | HVAC |  | AC | http://www.toronto.ca/TWONTO#00141 |  | Chiller and Air Coolers
80489 | THR-FT-RPU-0500 | RPU, WAS System - South | THR-ITS-COM-4001 | RPU | Remote Processor Unit |  | RPU | http://www.toronto.ca/TWONTO#00122 |  | Termination Panel, RAS/WAS and Final Clarifiers - South
18271 | COL-PLB-LSH-0003 (S) | Level Switch, High | COL-PLB | Switch,Level | Switch | 35798 | LSH | x |  | Long Branch Pumping Station
118877 | TAB-STR-T-4009R | Tank , Reservoir Aux Oil, Blower 4009 | TAB-STR-BL-4009 | Tank,Reservoir | Tank |  | T | http://www.toronto.ca/TWONTO#00211 |  | Blower #4009
23644 | COL-POM-LSHH-0105 | Switch, Level High-High | COL-POM-MISC | Switch,Level | Switch |  | LSHH | http://www.toronto.ca/TWONTO#00466 |  | Miscellaneous Equipment
107411 | TAB-ACC-RPU-1414 | Remote Processing Unit, Bio Solid Loading Bay, Mezzanine | TAB-SPC-COM-3900 | RPU | Remote Processor Unit |  | RPU | http://www.toronto.ca/TWONTO#00122 |  | Communication Unit, Bio-Solid Loading Bay, Mezzanine
8939 | COL-YKP-DA-0019(S) | Davit Arm-16070 | COL-YKP-DA |  | Safety Equipment | 39124 | DA | x |  | Davit Arm Assembly
41116 | TAB-ACC-PS-7401 | Switch, Pressure, Z Bldg 2nd Flr, Flash Tank 7401 | TAB-ACC-T-7401 | Switch,Pressure | Switch |  | PS | http://www.toronto.ca/TWONTO#00604 |  | Tank, Flash
9061 | COL-YKP-DA-1671130(S) | Davit Upper Arm-1671130 | COL-W-OBSOLETE | Safety | Safety Equipment | 46011 | DA | x |  | Col West Obsolete Entities
33667 | COL-YKP-DA-110677S | Davit Upper Arm-110677 | COL-W-OBSOLETE | Safety | Safety Equipment | 45995 | DA | x |  | Col West Obsolete Entities
75993 | THR-JHSC-FCMCC | Ferrous Chloride Bldg. MCC Room | THR-JHSC-WA3 |  | Safety Equipment |  |  | http://www.toronto.ca/TWONTO#00010 |  | Joint Health & Safety Committee WA3
114068 | TAB-OCS-RPU-0516 | Remote Processing Unit, Odour Control System | TAB-OCS | RPU | Remote Processor Unit |  | RPU | http://www.toronto.ca/TWONTO#00122 |  | Odour Control System, Aeration tanks
73953 | THR-ELS-SQ-9500S | Electrical Rubber Gloves, PPE Issued to Bohdan Denderys 5kV | THR-ELS-SQ-ERG | Safety | Safety Equipment | 40932 | SQ | x |  | Electrical Rubber Gloves, Safety Equipment
135189 | THR-EPS-PSL-0316 | Switch, Pressurel-Low, Grease Pump, Centrifugal 0316, Plant Service, Effluent Pump, Centrifugaling | THR-EPS-P-0310 | Switch,Pressure-Low | Switch |  | PSL | http://www.toronto.ca/TWONTO#00604 |  | Pump, Centrifugal, Screw
51703 | TAB-GRK-VEH-378325 | Kubota- 1100 Series - WA7 | TAB-GRK-VEH | Vehicle,Unlicensed | Vehicle |  | VEH | http://www.toronto.ca/TWONTO#00400
120983 | THC-ACC-HTR-6009 | Heater, Unit, Glycol, Heating System, 2nd Floor, Mech Room #1, Headworks | THC-ACC-P-6003 | H.V.A.C.,Heater,Unit | HVAC |  | HTR | http://www.toronto.ca/TWONTO#00418 |  | Pump, Heating Glycol System, Lower Level 2 Blower Room, Headworks
55350 | TAB-WA1-LD-1248 | Winch | TAB-WA1-SQ-1000 | Lifting Device | Lifting Device |  | LD | http://www.toronto.ca/TWONTO#00812 |  | WA1 Lifting Devices and Slings
21429 | FHO-DEW-LS-0001 | Switch, Level, Sump Pumps P-0101 & P-0201 Control, RW Building, S10.5 RW Pump Room, Basement | FHO-DEW | Switch,Level | Switch |  | LS | http://www.toronto.ca/TWONTO#00466 |  | Dewatering & Drainage
52942 | TAB-PLT-G-4003 | Gate, Knife Gate, Pneumatic, Grit Outloading Conveyor 4000, Conveyor Area | TAB-PLT-CV-4000 | Valve,Knife Gate | Gate |  | G | http://www.toronto.ca/TWONTO#00781
89018 | WTR-REL-LSH-0502 | Switch, Level-High, Pump 0502 | WTR-REL-P-0502 | Switch,Level-High | Switch |  | LSH | http://www.toronto.ca/TWONTO#00466 |  | Pump, Sump, Centrifugal
69376 | THR-AER-PSLL-1311 | Switch, Pressure-Low-Low, Oil Pressure Blower 1311, Secondary Treatment, Aeration - Blower System - South | THR-AER-BL-1311 | Switch,Pressure-Low | Switch |  | PSLL | http://www.toronto.ca/TWONTO#00604 |  | Blower, Centrifugal, Secondary Treatment, Aeration Blower System - Engine Room
106609 | TAB-ACC-FSL-0090 | Switch, Flow, Low, Air, Exhaust Fan 0090, Grit Bldg. Rooftop | TAB-ACC-FN-0090 | Switch,Flow-Low | Switch |  | FSL | http://www.toronto.ca/TWONTO#00367 |  | Fan, Exhaust, Grit Building Rooftop
127605 | THC-PRM-SP-0003 | Autosampler Unit, Primary, Phase IV, Influent 11-12, TEMP 2 | THC-PRM | Sampler | Sampler |  | SP | http://www.toronto.ca/TWONTO#00163 |  | Primary Treatment
39150 | SWM-PWI-TS-0001 | Switch, Transfer | SWM-PWI-MISC | Switch | Switch |  | TS | http://www.toronto.ca/TWONTO#00754 |  | Miscellaneous Equipment
40100 | DOS-SES-SCBA-5419 | SCBA 30 minutes escape pack | DOS-SES-SCBA | Safety | Safety Equipment |  | SCBA | http://www.toronto.ca/TWONTO#00123 |  | Self Contained Breathing Apparatus (SCBA)
68608 | FHO-ACC-F-0505 | Filter, Dry Air, Raw Water HVAC Fan FN-0502, S8, Raw Water HVAC Room | FHO-ACC-FN-0502 |  | Filter |  | F | http://www.toronto.ca/TWONTO#00641 |  | Fan, Air Circulating Unit, Raw Water HVAC, S8, RAW Water HVAC Room, South West
145109 | WTR-PLW-LSH-0001 | Switch, Level-High, Flood Alarm, Building | WTR-PLW-AUX |  | Switch |  | LSH | http://www.toronto.ca/TWONTO#00466 |  | Auxilliary Equipment (Building Facilities)
110937 | TAB-DIG-PDSL-0440 | Switch,Pressure Differential, Low ( between Hotwater & Sludge) | TAB-DIG-HE-0348 | Switch,Pressure-Low | Switch |  | PDSL | http://www.toronto.ca/TWONTO#00604 |  | Heat Exchanger #03
59607 | THC-DIG-T-3416 | Tank,Dry Gas Storage,Gas High Pressure System,Building U | THC-DIG-C-BOOST-3100 | Tank | Tank |  | T | http://www.toronto.ca/TWONTO#00606 |  | Eliminated Role: Compressors Unit, Gas Booster, Digester 0400-0700
125170 | THC-ELS-VSS-4002 | Surge Protection Device, PDP-4002, Headworks | THC-ELS-PDP-4002 | Safety | Power Distribution Panel |  | VSS | http://www.toronto.ca/TWONTO#00718 |  | Power Distribution Panel, Electrical Room, Headworks
33674 | COL-YKP-DA-111966 | Davit Upper Arm-111966 | COL-YKP-DA-0006S | Safety | Safety Equipment |  | DA | http://www.toronto.ca/TWONTO#00331 |  | Davit Arm Assembly with Upper Arm-111966
63416 | FCL-MCS-LD-0701 | Winch - no CAP: - 40 FT cable | FCL-MCS | Lifting Device,Hoist,Manual | Lifting Device |  | LD | http://www.toronto.ca/TWONTO#00812 |  | Mechanical Services
76608 | THR-DR-RH-0514S | Overhead Door, Manual, Returns Low Pressure Blower Building | THR-S-E | Door,Overhead | Door | 34487 | RH | x
65249 | THC-ELS-MCC-1702 | Control Panel,MCC,Incinerator Area | THC-ELS-PS-0001-M | Control Panel,MCC | Motor Control Centre |  | MCC | http://www.toronto.ca/TWONTO#00110 |  | Primary Power Equipment, Building M
95176 | FHO-TRW-LSL-0100 | Switch, Level, Low, Pump P-0100 Loss of Prime, Treated Water Building, S3, Pump Room | FHO-TRW-P-0100 | Switch,Level-Low | Switch |  | LSL | http://www.toronto.ca/TWONTO#00466 |  | Pump, Centrifugal, Treated Water Building, S3, Treated Water Pump Room
55719 | TAB-WA4-SQ-3406 | Davit Arm - 8517744 | TAB-WA4-SQ-0010 |  | Safety Equipment |  | SQ | http://www.toronto.ca/TWONTO#00331 |  | WA4 Fall arrest systems
16510 | COL-PKP-LSH-0001 | Switch, Level-High | COL-PKP-MISC | Switch,Level | Switch |  | LSH | http://www.toronto.ca/TWONTO#00466 |  | Miscellaneous Equipment
63791 | THC-PLT-SW-5171 | Switch,Motion-Low,Conveyor 5170,Screening,Head House | THC-PLT-CV-5170 | Switch,Motion | Switch |  | SW | http://www.toronto.ca/TWONTO#00530 |  | Conveyor, Screening
111027 | TAB-DIG-PSH-1482 | Switch,Pressure, High | TAB-DIG-P-1472 | Switch,Pressure-High | Switch |  | PSH | http://www.toronto.ca/TWONTO#00604 |  | Pump, Sludge Transfer #1A
14758 | FCL-SES-SQ-0003 | Eyewash Station/Shower, Gaseous Chemical Building, Basement inside Fluoride Room | FCL-SES-5 | PPE,Eyewash Station | Safety Equipment |  | SQ | http://www.toronto.ca/TWONTO#00308 |  | Eye Wash Stations Chemical Building
42845 | TAB-AUX-LSHH-8031A | Switch, Level High-High, Auxiliary Bldg, Center 'M' Tunnel | TAB-AUX-P-8031 |  | Switch |  | LSHH | http://www.toronto.ca/TWONTO#00466 |  | Pump, Submersible, Auxiliary Systems Building, Tunnel I
47357 | TAB-EL1-MCC-6226 | Motor Control Centre 600V - D Bldg | TAB-PLT-ELQ-D | Control Panel,MCC | Motor Control Centre |  | MCC | http://www.toronto.ca/TWONTO#00110 |  | D Building - Electrical Equipment
| TAB-BLOWER-BLDG | Building Location | TAB-EUS |  |  |  |  | http://www.toronto.ca/TWONTO#00260 | Process | Production & End User Support
27165 | DOS-YCM-VEH-076089 | 2021 Chevrolet Silverado 3500 - Vehicle Unit# 076089 | FAC-YCM-VEH | Vehicle,Licensed | Vehicle |  | VEH | http://www.toronto.ca/TWONTO#00564
82139 | FHA-SES-SCBA-0023 | Cylinder for Air Pack Ser # 6232-S16512 | FHA-SES-SCBA-CYLINDER | PPE,SCBA | Safety Equipment |  | SCBA | http://www.toronto.ca/TWONTO#00582 |  | Breathing Air Tanks (SCBA cylinders)
89685 | WTR-RWL-TSH-0002 | Switch, Temperature-High, Fan 0001 | WTR-RWL-FN-0001 | Switch,Temperature-High | Switch |  | TSH | http://www.toronto.ca/TWONTO#00734 |  | Fan, Control Room
| MAIN-083 | Main 083 | WTR-LWA |  |  |  |  | http://www.toronto.ca/TWONTO#00804 | Sub-Process | Work Area 2 Central Mains and Chambers
112678 | TAB-EL1-LSHH-8060A | Switch,Level-High-High,Sump Pump,North Substation,Outdoor Chamber | TAB-EL1-P-8060 | Switch,Level-High-High | Switch |  | LSHH | http://www.toronto.ca/TWONTO#00466 |  | Pump,Submersible,North Substation,Outdoor Chamber
75250 | THR-FT-T-3250 | Tank, Non-Pressurized, Scum, Scum Pumping | THR-FT-T-SCUM | Tank,Non-Pressurized | Tank |  | T | http://www.toronto.ca/TWONTO#00708 |  | Final Tank, Scum Tanks
120583 | THC-ACC-F-0611 | Filter,Outdoor Air,South Pumping Station,Plenum Shaft,Ground Level | THC-ACC-BLDG L |  | Filter |  | F | http://www.toronto.ca/TWONTO#00641 |  | Plant Effluent Pumping Station, HVAC
110479 | TAB-DIG-BU-7063 | Burner #3, Waste Gas | TAB-DIG-BU | Burner,Waste Gas | Burner | 46286 | BU | x |  | Waste Gas Burner
52882 | TAB-RSP-LSL-5138 | Switch,Level,Low | TAB-RSP-P-5138 | Switch,Level-Low | Switch |  | LSL | http://www.toronto.ca/TWONTO#00466 |  | Pump, Sump, Flood Level
38844 | TAB-ACC-AHU-8234 | AHU,M Bldg | TAB-ACC-AHU | Air Handling Unit | HVAC |  | AHU | http://www.toronto.ca/TWONTO#00147 |  | Air Handling Unit & Supply Fan
67073 | THC-THK-T-5070 | Tank,Buffer,Centrate Sampling,Thickening Centrifuge CF-0500 | THC-THK-AIT-5090 | Sampler | Tank |  | T | http://www.toronto.ca/TWONTO#00708 |  | Analyzer,Suspended Solids,Centrate Sampling,Thickening Build.
59404 | THC-DIG-LSHH-0114 | Switch,Level-High High, Sump Pump 0114, Sludge Holding Tanks | THC-DIG-P-0114 | Switch,Level | Switch |  | LSHH | http://www.toronto.ca/TWONTO#00466 |  | Pump,Centrifugal,Sump,Old Digesters
135981 | THR-FT-RPU-0007 | Remote Processor Unit, Final Tank 1300 (172.22.37.190) | THR-FT-T-1300 | RPU | Remote Processor Unit |  | RPU | http://www.toronto.ca/TWONTO#00122 |  | Tank, Final Settling, Mixed Liquor, Secondary Treatment, Secondary Clarification - North (Tank#13)
9130 | COL-YKP-DA-193139 | Davit Upper Arm-193139 | COL-YKP-DA | Safety | Safety Equipment |  | DA | http://www.toronto.ca/TWONTO#00331 |  | Davit Arm Assembly
96498 | FIS-DEW-LS-0002 | Switch,Level,Assembly,Tank T-0002 Dewatering Pump Control,Workshop Bldg,Below Machine Shop Mezzanine | FIS-DEW-P-0006A |  | Switch |  | LS | http://www.toronto.ca/TWONTO#00466 |  | Pump, Submersible, Dewatering Tank T-0002, Workshop Building, Below Machine Shop Mezzanine
88104 | WTR-PSA-TSL-0901 | Switch, Temperature-Low | WTR-PSA-AUX | Switch,Temperature-Low | Switch |  | TSL | http://www.toronto.ca/TWONTO#00734 |  | Auxiliary Equipment (Building Facilities)
113270 | TAB-EL3-MCC-6126E? | Motor Control Centre, Plant Water Bldg | TAB-ELS-WA8 | Control Panel,MCC | Motor Control Centre | 47653 | MCC | x |  | Electrical Equipment, Work Area 8, ( Panel Boards, MCC )
119703 | TAB-WA1-SQ-1161 | Sling | TAB-WA1-SQ-1000 | Lifting Device,Sling | Lifting Device |  | SQ | http://www.toronto.ca/TWONTO#00926 |  | WA1 Lifting Devices and Slings
13250 | FCL-FLT-LSH-0003-SUS | Switch, Level-High, DRN Channel, , Filter No.1001 | FCL-SUSPENDED | Switch,Level-High | Switch | 36608 | LSH | x |  | Suspended entity
9218 | COL-YKP-FAK-67108 | First Aid Kit, Truck # 67108 (2022 CHEVROLET 2500HD) | COL-YKP | Safety,First Aid Kit | Safety Equipment |  | FAK | http://www.toronto.ca/TWONTO#00355 |  | Kipling Yard
| TAB-CHLORINATION BLD | Building Location | TAB-SPC2 |  |  |  |  | http://www.toronto.ca/TWONTO#00260 | Process | Process Control Systems - Equipment
112744 | TAB-EL1-MCC-6672 | Motor Control Centre | TAB-EL1-MCC-6628 | Control Panel,MCC | Motor Control Centre |  | MCC | http://www.toronto.ca/TWONTO#00110 |  | Motor Control Centre
21797 | FHO-ELS-MCC-0731 | Motor Control Centre, Emergency Load, Surge Building | FHO-ELS-PS-0001 | Control Panel,MCC | Motor Control Centre |  | MCC | http://www.toronto.ca/TWONTO#00110 |  | Primary Power Equipment
37595 | NX6108A | Chiller, Dig Gas Ctrl Bldg, ACC-2- Gas Control Bldg. | TAB-ACC-CI | H.V.A.C.,Chiller | HVAC |  |  | http://www.toronto.ca/TWONTO#00213 |  | Chiller and Air Coolers
28727 | FIS-ELS-ESP-0615-SUS | Splitter, Electrical, 600V, Marine Yard Building, East Room, North Wall | FIS-ELS-MCC-0600 |  | Switch | 38543 | ESP | x |  | MCC,600 V,Filter Building,Mezzanine,West
59011 | THC-ACC-HTR-0203 | Heater, Perimeter. Admin Building | THC-ACC-BLDG K |  | HVAC |  | HTR | http://www.toronto.ca/TWONTO#00418 |  | Administration Building, HVAC
139567 | THR-WA4-LD-0036 | Sling, Nylon, Work Area 4 (2" X 12') | THR-LD-NYLN-WA4 | Lifting Device,Sling | Lifting Device |  | LD | http://www.toronto.ca/TWONTO#00929 |  | Slings, Nylon, Work Area 4
86984 | WTR-PMI-DS-0502 | Switch, Fused Disconnect, Water Transmission | WTR-PMI-AUX | Damper/Louver | Switch |  | DS | http://www.toronto.ca/TWONTO#00594 |  | Auxiliary Equipment (Building Facilities)
18645 | COL-PLB-TSH-0151A | Switch, Temperature-High | COL-PLB | Switch | Switch | 34550 | TSH | x |  | Long Branch Pumping Station
96028 | FIS-AM-LSH-0001 | Switch, Level, High, Ammonia Tank T-0101 Spill Containment, Ammonia & Fluoride Building,Storage Room | FIS-AM | Switch,Level-High | Switch |  | LSH | http://www.toronto.ca/TWONTO#00466 |  | Ammoniation
145602 | WTR-PMI-ZS-0021 | Switch, Position,Door Security | WTR-PMI-AUX | Switch,Position | Switch |  | ZS | http://www.toronto.ca/TWONTO#00590 |  | Auxiliary Equipment (Building Facilities)
55967 | FCL-SPC-RPU-1524 | RPU Panel, Filters 0501 and 0601, Filter Gallery | FCL-ELS-PS-0001 | Control Panel | Remote Processor Unit |  | RPU | http://www.toronto.ca/TWONTO#00122 |  | Uninterruptible Power Supply,High Lift Bldg - Switchgear Room,LP-0001
135166 | THR-EPS-FSL-0310 | Switch, Flow-Low, Water Supply, Heat Exchanger 0311, Plant Service, Effluent Pump, Centrifugaling | THR-EPS-P-0310 | Switch,Flow-Low | Switch |  | FSL | http://www.toronto.ca/TWONTO#00367 |  | Pump, Centrifugal, Screw
29310 | FIS-FLT-FSL-0001-SUS | Switch, Flow-Low, SMP, AIT 0001, Filter Building Pump Room, Sampling Pumps - Filter Pipe Gallery | FIS-SUSPENDED |  | Switch | 38235 | FSL | x |  | Obsolete Entities/Processes
9065 | COL-YKP-VEH-0038S | Vehicle, Truck #041152 (Escape) | COL-W-OBSOLETE | Vehicle,Licensed | Vehicle | 41615 | VEH | x
131894 | THR-CW-PLQ-0001 | Plumbing Equipment, Shower, Toilet, Urinals, Drains | THR-CW | Valve,Gate | Plumbing |  | PLQ | http://www.toronto.ca/TWONTO#00288 |  | City Water
125185 | THC-ELS-SQ-1341932 | Spares, Electrical Safety gloves, High Voltage, Class 0, # 1341932 | THC-SUSPENDED |  | Safety Equipment | 35222 | SQ | x |  | Suspended entity
52086 | TAB-PWA-FD-2702 | Feeder, Chemical | TAB-PWA-T-2700 | Chemical Feeder | Chemical Feeder |  | FD | http://www.toronto.ca/TWONTO#00294 |  | Tank, Chemical, Sodium Hypochlorite
106188 | TAB-ACC-DM-3030 | Damper, Suction, Supply Fan 3030, Electrical Room | TAB-ACC-AC-3030 | Damper/Louver | HVAC |  | DM | http://www.toronto.ca/TWONTO#00142 |  | Air Conditioner, D Bldg, New Electrical Room
135547 | THR-FT-FSL-2621 | Switch, Flow-Low, Pump 2621, Seal Water, RAS Pumping - North | THR-FT-P-2621 | Switch,Pressure-Low | Switch |  | FSL | http://www.toronto.ca/TWONTO#00367 |  | Pump, Centrifugal, Secondary Treatment,Tunnel 23 East, RAS Pumping - North
106655 | TAB-ACC-FSL-3611 | Switch,Flow,Low,Water From Pump | TAB-ACC-P-3611 | Switch,Flow | Switch |  | FSL | http://www.toronto.ca/TWONTO#00367 |  | Pump, Circulating, Hot Water , Secondary Loop 5, Old Admin Bldg, P5-1,
133997 | THR-DIS-PSL-1100 | Switch, Pressure-Low, Chlorine Header, Liquid Chlorine | THR-DIS-CHL | Switch,Pressure-Low | Switch |  | PSL | http://www.toronto.ca/TWONTO#00604 |  | Disinfection, Chlorination System
94608 | WTR-PSC-MCC-0201 | Motor Control Center, Bus 0201 | WTR-PSC-TR-0401 | Control Panel | Motor Control Center |  | MCC | http://www.toronto.ca/TWONTO#00110 |  | Transformer, Power, SST2
34171 | COL-YKP-DA-1697329 | Davit Mast-1697329 | COL-YKP-DA | Safety | Safety Equipment |  | DA | http://www.toronto.ca/TWONTO#00331 |  | Davit Arm Assembly
93290 | FHO-GRK-DR-2052L | Door, (FD-2-52), Fire Rated, Ozone Building, L2, Gate Room, Unloading Room 2 | FHO-GRK-FEQ-0001 | Fire Prevention,Door | Door |  | DR | http://www.toronto.ca/TWONTO#00353
55738 | TAB-WA4-SQ-6770 | Body Harness - Jeff Shen | TAB-WA4-SQ-0010 | PPE,Harness | Safety Equipment |  | SQ | http://www.toronto.ca/TWONTO#00332 |  | WA4 Fall arrest systems
136996 | THR-OCS-T-0542 | Tank, Reservoir, Hypochlorite Day Tanks, Plant Services, Odour Control System | THR-OCS-T | Tank,Reservoir | Tank |  | T | http://www.toronto.ca/TWONTO#00211 |  | Odour Control System, Tanks
12646 | FCL-ELS-LSH-0101 | Switch, Level, High, Fuel Oil Day Tank T-0101, Low Lift Building, Screen Room | FCL-ELS-PS-0003 | Switch,Level-High | Switch |  | LSH | http://www.toronto.ca/TWONTO#00466 |  | Emergency Power
132644 | THR-DIG-PD-1000 | Tank, Primary Digester-10, Solids Treatment | THR-DIG-T-7-10 | Tank | Tank |  | PD | http://www.toronto.ca/TWONTO#00271 |  | Digester, Entities Common to Tanks 7-10
| TAB-CHLORINATION BLD | Building Location | TAB-SPC |  |  |  |  | http://www.toronto.ca/TWONTO#00260 | Process | Process Control Systems - Services Area
39079 | COL-YKP-SRL-092811 | Self Retrieval Line-092811 | YKP-BLD | Safety | Safety Equipment |  | SRL | http://www.toronto.ca/TWONTO#00677 |  | Collections - 435 Kipling Ave. Building envelope
79367 | THR-THK-LSHH-4818 | Switch, Level-High-High,Pump 6471,Sump, T11 North to Thickening building | THR-THK-P-6471 | Switch,Level-High-High | Switch |  | LSHH | http://www.toronto.ca/TWONTO#00466 |  | Pump, Sump, T11 North to Thickening building
47236 | TAB-EL1-LS-8060 | Switch,Level | TAB-EL1-P-8060 | Switch,Level | Switch |  | LS | http://www.toronto.ca/TWONTO#00466 |  | Pump,Submersible,North Substation,Outdoor Chamber
| TAB-CHLORINATION-BLD | Building Location | TAB-EUS |  |  |  |  | http://www.toronto.ca/TWONTO#00260 | Process | Production & End User Support
136653 | THR-ITS-COM-4012 | Multinet Device, SP RAS Pumping Station | THR-ITS-COM-4002 | Network,Local Area Networks | Network |  | COM | http://www.toronto.ca/TWONTO#00537 |  | Termination Panel, Plant Services - South
114856 | TAB-PLT-SSL-3900 | Switch, Speed, Low, Grit Receivings Conveyor 3900, Conveyor Area | TAB-PLT-CV-3900 | Switch,Speed-Low | Switch |  | SSL | http://www.toronto.ca/TWONTO#00699 |  | Conveyor, Shaftless Spiral, Horizontal, Dewatering Area
79759 | THR-WA1-LD-0009 | Sling, Wire Rope, Work Area 1 (WIRE ROPE SLING SIZE; 1/2" X 4' ) | THR-LD-WIRE-WA1 | Lifting Device,Sling | Lifting Device |  | LD | http://www.toronto.ca/TWONTO#00927 |  | Slings, Wire Rope, Work Area 1
138704 | THR-SES-SQ-0500 | Lanyard for Harness, PPE Danny Campolucci | THR-SES-SQ | Safety | Safety Equipment |  | SQ | http://www.toronto.ca/TWONTO#00333 |  | Safety Equipment
129519 | THC-WWW-LSH-0004 | Switch, Float, High, Sump Alarm, S.E. Pumping Station | THC-PWA-SOUTH |  | Switch |  | LSH | http://www.toronto.ca/TWONTO#00466 |  | South Pumping Station
72708 | THR-DIS-CHL-1221 | Chlorinator, Chlorination Building, Disinfection, Chlorination System | THR-DIS-EV | Chemical Feeder,Gas | Chemical Feeder | 34314 | CHL | x |  | Disinfection, Chlorine Evaporator
8554 | DOS-YCM-SQ-VEH270017 | Portable eye wash station in Trailer vehicle # 270017 | DOS-YCM-TRL-VEH270017 | Safety,Eye wash | First Aid |  |  | http://www.toronto.ca/TWONTO#00328 |  | 2019 Haulmark trailer - Vehicle Unit# 270017
140789 | TNT-SES-RING-1010 | Lifebuoy Ring | TNT-SES-RING | PPE | Safety Equipment |  | RING | http://www.toronto.ca/TWONTO#00561 |  | Lifebuoy Ring
120844 | THC-ACC-HTR-0202 | Heating infloor, Heating coil, Hot Water, Meeting room, WA2 Workshop | THC-GRK-STRC-0200 | Air Handling Unit | HVAC |  | HTR | http://www.toronto.ca/TWONTO#00420 |  | Workshop, WA2, Building X
16645 | COL-PCU-AHU-0100 | HVAC, Air Handling Unit, Dry Well 2nd Floor, Cumber PS | COL-PCU-AUX-MECH | Air Handling Unit | HVAC |  | AHU | http://www.toronto.ca/TWONTO#00147 |  | Mechanical Equipment
39990 | TAB-ACC-HTR-6522 | Heater, Unit, Electric Cabinet, Vestibule at Ground Floor, Screen Bldg., P Bldg. | TAB-ACC-HTR-PBLDG | H.V.A.C.,Heater | HVAC |  | HTR | http://www.toronto.ca/TWONTO#00418 |  | Unit Heaters- P Bldg
| TAB-D BLDG | Building Location | TAB-SPC2 |  |  |  |  | http://www.toronto.ca/TWONTO#00260 | Process | Process Control Systems - Equipment
127276 | THC-PLT-TSL-6702 | Switch,Temperature Low,Ozonator Room North,Odour Control,Headhouse | THC-ODOUR-HEADHOUSE | Switch,Temperature | Switch | 37930 | TSL | x |  | Odour Control
9083 | COL-YKP-DA-1710020 | Davit Mast-1710020 | COL-YKP-DA | Safety | Safety Equipment |  | DA | http://www.toronto.ca/TWONTO#00331 |  | Davit Arm Assembly
121196 | THC-ACC-T-0004 | Tank, Expansion, Glycol, Building M | THC-ACC-HEAT PUMPS | Tank | Tank |  | T | http://www.toronto.ca/TWONTO#00325 |  | Pumps, Heating System, Building M
26319 | FHO-SES-SQ-6002 | Harness-112458 -Spare | FHO-SES-SQ-0006 | PPE,Harness | Safety Equipment |  | SQ | http://www.toronto.ca/TWONTO#00332 |  | Fall Arrest Systems
121744 | THC-ACC-V-6101 | Valve, Motorized, Glycol Heating Return Line, Second floor mechanical room #2 | THC-ACC-AHU-6100 | Valve,Ball | HVAC |  | V | http://www.toronto.ca/TWONTO#00781 |  | Air Handling Unit, Truck Loading Bay, Mech Room #2, Headworks
16513 | COL-PKP-LSLL-0101 | Switch, Level Low-Low | COL-PKP | Switch,Level | Switch |  | LSLL | http://www.toronto.ca/TWONTO#00466 |  | Kennedy Park Sewage Pumping Station
135541 | THR-FT-FSL-2324 | Switch, Flow-Low, Pump 2324, Seal Water, RAS Pumping - North | THR-FT-P-2324 | Switch,Pressure-Low | Switch |  | FSL | http://www.toronto.ca/TWONTO#00367 |  | Pump, Centrifugal, Secondary Treatment, RAS Pumping - North
93211 | FHO-GRK-DR-1050L | Door, (FD-1-50), Fire Rated, West Filter Building, L1, Filter 0401 | FHO-GRK-FEQ-0001 | Fire Prevention,Door | Door |  | DR | http://www.toronto.ca/TWONTO#00353
137297 | THR-PLT-FSL-1403 | Switch, Flow, Low, Water Scour, Grit Vortex Chamber CYC-1101, Headhouse | THR-PLT-CYC-1101 | Switch,Flow-Low | Switch |  | FSL | http://www.toronto.ca/TWONTO#00367 |  | Cyclone, Prelimary Treatment, Grit Removal - Vortex Chambers #1 (OLD Tag THR-PLT-CYC-1102)
131119 | THR-AER-T-0700 | Tank, Secondary Treatment, Aeration - North #07 | THR-AER-T | Tank | Tank |  | T | http://www.toronto.ca/TWONTO#00140 |  | Aeration Tanks
58899 | THC-ACC-FN-0585 | Fan,Centrifugal,Compress. Room,3rd Floor,Biosolids Building West | THC-ACC-FAN | Fan,Centrifugal | HVAC |  | FN | http://www.toronto.ca/TWONTO#OWLClass_binid-posum-pozar-motav |  | Fans, Building M
| MAIN-086 | Main 086 | WTR-LWA |  |  |  |  | http://www.toronto.ca/TWONTO#00804 | Sub-Process | Work Area 2 Central Mains and Chambers
41260 | TAB-ACC-T-4422 | Tank, Make Up, Glycol Make Up Line | TAB-ACC-P-4422 | Tank | Tank |  | T | http://www.toronto.ca/TWONTO#00211 |  | Pump, Glycol Circulating,Make Up Line
71753 | THR-DIG-SSH-5187A | Digester Gas Mixing, Tank 0200, Solids Treatment, Digester Tanks 1-6 | THR-DIG-MX-0200 | Switch,Speed-High | Switch |  | SSH | http://www.toronto.ca/TWONTO#00699 |  | Digester Gas Mixing, Digester Tank 0200
127190 | THC-PLT-MSL-5191 | Switch, Motion-Low, Screening Transfer System, Head House | THC-PLT-SC-0140 | Switch,Motion | Switch |  | MSL | http://www.toronto.ca/TWONTO#00530 |  | Bar Screen 0140
55697 | TAB-WA4-SQ-1115 | Sling, Nylon,LiftAll EE2-801T, 2 Ft. (S/N 1651911-15) | TAB-WA4-SQ-0010 |  | Lifting Device |  | SQ | http://www.toronto.ca/TWONTO#00929 |  | WA4 Fall arrest systems
119790 | TAB-WA2-SQ-1212 | EE2 - 902 T3 Nylon Sling | TAB-SES-LD | Lifting Device,Sling | Lifting Device |  | SQ | http://www.toronto.ca/TWONTO#00929 |  | WA2 Lifting devices
68345 | THC-PLT-G-0931 | Gate, Isolation, Motorized, Vortex CYC-0930 Influent Channel, Grit Removal | THC-PLT-CYC-0930 | Gate | Gate |  | G | http://www.toronto.ca/TWONTO#00202
136976 | THR-OCS-PSL-3956B | Switch, Pressure-Low, Outlet, Ozone Generator 3956 to Contact Chamber, Ozonator Room, Plant Services, Odour Control System | THR-OCS-OZ-3956S | Switch,Pressure-Low | Switch |  | PSL | http://www.toronto.ca/TWONTO#00604 |  | Ozone Generator, Odour Control System
131421 | THR-BG-PSH-1101 | Switch,Pressurel-High, Engine 1101 Gas Valve Train, Engine Fuel System-Unit No 1, Engine-Generator & Heat Recovery System | THR-CG-ENG-1101 | Switch,Pressure-High | Switch |  | PSH | http://www.toronto.ca/TWONTO#00604 |  | Engine, Generator 1101, Engine Room, Engine-Generator & Heat Recovery System
68435 | THR-ACC-PSH-2101 | Switch, Pressurel-High, Discharge, Pump, Centrifugal 2101, Plant Central Hot Water System, Plant Central Hot Water System, Hot Water Recirculation Pump, Centrifugals | THR-ACC-P-2101 | Switch,Pressure-High | Switch |  | PSH | http://www.toronto.ca/TWONTO#00604 |  | Pump, Centrifugal, Primary Loop Hot Water Recirculation, Plant Central Hot Water System,
107098 | TAB-ACC-HTR-6403 | Heater, Electric, StAir, Existing Primary Tank Operating Gallery | TAB-ACC-HTR-PBLDG | H.V.A.C.,Heater | HVAC |  | HTR | http://www.toronto.ca/TWONTO#00418 |  | Unit Heaters- P Bldg
122008 | THC-AER-PSL-7251 | Switch, Pressure-Low, Outlet, Oil Pumps 7250 & 7260, Blow 7200,Phase I & IV Blower Building | THC-AER-BL-7200-I-IV | Switch,Pressure | Switch |  | PSL | http://www.toronto.ca/TWONTO#00604 |  | Blower, Aeration System
137476 | THR-PLT-T-0200 | Tank, Grit Removal, Grit Tank, North Grit Building | THR-PLT-GRITS | Tank | Tank |  | T | http://www.toronto.ca/TWONTO#00675 |  | Gate,Sluice,Preliminary Treatment, Grit Building
97349 | FIS-GRK-VEH-0101-SUS | Tractor | FIS-SUSPENDED | Vehicle,Unlicensed | Vehicle | 38270 | VEH | x
105898 | TAB-ACC-AHU-1250 | Air Handing unit,Flotation Bldg | TAB-ACC-AHU-THK | Air Handling Unit | HVAC |  | AHU | http://www.toronto.ca/TWONTO#00147 |  | AHUs/Supply Fans Float. Bldg.
107549 | TAB-ACC-T-7201 | Tank, Float Chamber | TAB-ACC-MEQ-7201 | Tank | Tank |  | T | http://www.toronto.ca/TWONTO#00363 |  | Tank, Deaerator No.2
18112 | FHA-SED-ZSH-0301B | Switch, Limit, Access Hatch Zone 1, Settling Basin T-0301 | FHA-SED-ZSH-0301 |  | Security System |  | ZSH | http://www.toronto.ca/TWONTO#fohur-bugut-lijif-zazom |  | Switch, Limit, Access Hatch Zone 3
85198 | WTR-PEL-PSL-0005 | Switch, Pressure-Low, Air Header | WTR-PEL-TRW | Switch,Pressure-Low | Switch |  | PSL | http://www.toronto.ca/TWONTO#00604 |  | Treated Water (Transmission)
| TAB-DECOM | Building Location | TAB-EUS |  |  |  |  | http://www.toronto.ca/TWONTO#00260 | Process | Production & End User Support
109385 | TAB-DEW-DRN | Drains, Floor, Dewatering Bldg | TAB-DEW-SERVICES | Piping | Drain |  |  | http://www.toronto.ca/TWONTO#00288 |  | Dewatering Building Service & Safety Systems
9084 | COL-YKP-DA-1710020 | Davit Mast-1710020 | COL-YKP-DA-0005S | Safety | Safety Equipment |  | DA | http://www.toronto.ca/TWONTO#00331 |  | Davit Arm Assembly with Upper Arm-150959
132983 | THR-DIG-T-5660 | Tank, Reservoir, Auxiliary Oil, Gas Compressor 5660, Digester Mixing System | THR-DIG-C-5640 | Tank,Reservoir | Tank |  | T | http://www.toronto.ca/TWONTO#00211 |  | Compressor, Gas, Mixing System, Digester Tank#7
29171 | FIS-FEQ-FEQ-4004-SUS | Fire extinguisher, Type ABC, Fire Prevention, Vestibule | FIS-SUSPENDED |  | Safety Equipment | 46930 | FEQ | x |  | Obsolete Entities/Processes
120582 | THC-ACC-F-0565 | Filter,Supply Air,Pressurization System,Electrical Room,Phase 4 | THC-ACC-BLDG G | H.V.A.C. | Filter |  | F | http://www.toronto.ca/TWONTO#00641 |  | Air Treatment Building HVAC
40430 | TAB-ACC-FSL-6302 | Switch, Flow Switch-Low, AHU-6302, Mechanical Room, Dig 9-12 Control Building. | TAB-ACC-AHU-6302 | Switch,Flow-Low | Switch |  | FSL | http://www.toronto.ca/TWONTO#00367 |  | Air Handling Unit, Gas Room Ventilation, Mechanical Room, Dig 9-12 Control Building.
127013 | THC-PLT-G-0121 | Gate, Sluice, Motorized, Pedestal Actuator, Perforate Screen, Influent channel, Raw Sewage Screening | THC-PLT-BLDG-0001 | Gate,Sluice | Gate |  | G | http://www.toronto.ca/TWONTO#00202
135866 | THR-FT-PSL-2173 | Switch, Pressure-Low, Pump 2173, Secondary Treatment, RAS Pumping - South | THR-FT-P-2173S | Switch,Pressure-Low | Switch |  | PSL | http://www.toronto.ca/TWONTO#00604 |  | Pump, Centrifugal, Secondary Treatment,Tunnel20, RAS Pumping - South
136659 | THR-ITS-COM-4201 | Termination Panel, Aeration - South | THR-ITS-COM-4200 | Network,Local Area Networks | Network |  | COM | http://www.toronto.ca/TWONTO#00537 |  | Network Access Closet, Aeration - South
48481 | FCL-AM-LSH-0301 | Switch, Level-High, Tank 0301, , Aqua Ammonia System | FCL-AM-T-0301 | Switch,Level-High | Switch |  | LSH | http://www.toronto.ca/TWONTO#00466 |  | Tank, Storage, Pressurised, Aqua Ammonia Storage Room, Dry Chemical Building
120567 | THC-ACC-F-0106 | Filter,Supply Air,Pressurization System,Access Building No.3,Phase 4 | THC-ACC-TUNNEL | H.V.A.C. | Filter |  | F | http://www.toronto.ca/TWONTO#00641 |  | Plant Tunnels, HVAC
40393 | TAB-ACC-FSL-2011 | Switch,Flow,Low,Water From Pump | TAB-ACC-P-2011 | Switch,Flow | Switch |  | FSL | http://www.toronto.ca/TWONTO#00367 |  | Pump, Hot Water Circulating, Aeration and Chemical Gallery,P37-2
139447 | THR-WA2-LD-0070S | Sling, Wire Rope, Work Area 2 SIZE; 3/8" X 6', | THR-SES-LD | Lifting Device,Sling | Lifting Device | 40048 | LD | x |  | Lifting Device, Safety Equipment
144835 | WTR-PKL-LSH-0802 | Switch,Level-High,Pump 0801 & Pump 0802 | WTR-PKL-CP-0801 | Switch,Level-High | Switch |  | LSH | http://www.toronto.ca/TWONTO#00466 |  | Control Panel,Operator,Pump 0801 & Pump 0802
143724 | WTR-PEL-T-0002 | Tank, Surge | WTR-PEL-TRW | Tank | Tank |  | T | http://www.toronto.ca/TWONTO#00629 |  | Treated Water (Transmission)
120000 | TAB-WA5-LDR-6208 | Ladder,Nylon, Werner | TAB-WA5-SQ | PPE | Lifting Device |  | LDR | http://www.toronto.ca/TWONTO#00585 |  | WA5 Safety Equipment
3161 | COL-MTI-TSH-2400 | SWITCH, Hydraulic Reservoir High Temp Switch, Spadina Control Chamber No.24, MTI | COL-MTI-CH-2400 | Switch | Switch |  | TSH | http://www.toronto.ca/TWONTO#00734 |  | Chamber,Spadina Control Chamber No.24, MTI
77002 | THR-PLT-LSH-0142 | Switch, Level-High, Screen 0142, Preliminary Treatment, Screening | THR-PLT-SC-0142 | Switch,Level-High | Switch |  | LSH | http://www.toronto.ca/TWONTO#00466 |  | Bar Screen, Preliminary Treatment
50274 | TAB-PLT-STR-9404B | Strainer, Inlet, to FIT, Conduit 4 | TAB-RSP-PIP-0004 | Strainer | Filter |  | STR | http://www.toronto.ca/TWONTO#00710 |  | Influent Conduit # 4, Raw Sewage Conduit from Coxwell
42085 | TAB-ACC-V-6410 | Valve, Actuated, Fire Protection System, Pump Room, Grit Bldg., P Bldg. | TAB-ACC-P-6412 | Valve | HVAC |  | V | http://www.toronto.ca/TWONTO#00781 |  | Pump, fire Pump, Pump Room, Grit Bldg., P Bldg.
338 | B-WA4-SQ-64CDS | Lanyard 4 Ft - Randy Hembruff | TAB-SUSPENDED ENTITY | PPE,Lanyard | Safety Equipment | 46671 | SQ | x |  | Suspended entities
39262 | COL-YKP-SRL-1403004 | Self Retrieval Line -1403004 | COL-W-OBSOLETE | Safety | Safety Equipment |  | SRL | http://www.toronto.ca/TWONTO#00677 |  | Col West Obsolete Entities
120835 | THC-ACC-HTR-0116 | Heater,Electric,Vestibule Access Building No.1,Phase 1, bldg.H | THC-ACC-BLDG H | Air Handling Unit | HVAC |  | HTR | http://www.toronto.ca/TWONTO#00418 |  | Phase I Aeration Building, HVAC
80468 | THR-FT-RPU-0001S | Remote Processor Unit, Final Tank 0100, Tank 0300 (172.22.37.194) | THR-ELS-RSPS | RPU | Remote Processor Unit | 39564 | RPU | x |  | Electrical System, Returns Sludge Pumping Station
98005 | FIS-SES-LDR-0302 | Ladder, 24' Aluminum, Extension, Storage Building | FIS-SES | Safety | Tool |  | LDR | http://www.toronto.ca/TWONTO#00457 |  | Safety, Instrumentation & Environmental Services
78158 | THR-PRS-PSH-0054 | Switch, Pressure-High, Pump P-0054 Discharge, Ferrous Chloride System | THR-PRS-P-0054 | Switch,Pressure-High | Switch |  | PSH | http://www.toronto.ca/TWONTO#00604 |  | Pump, Ferrous Chloride, Primary, Chemical Building
80095 | THR-WA4-LD-0032 | Sling, Nylon, Work Area 4 ( 2" X 8') | THR-LD-NYLN-WA4 | Lifting Device,Sling | Lifting Device |  | LD | http://www.toronto.ca/TWONTO#00929 |  | Slings, Nylon, Work Area 4
9148 | COL-YKP-DA-7329S | Davit Mast -7329 | COL-YKP-DA-0002S | Safety | Safety Equipment | 45518 | DA | x |  | Davit Arm Assembly with Upper Arm-16072
106319 | TAB-ACC-F-6432 | Filter, AHU-6430, Roof, Grit Bldg., P Bldg. | TAB-ACC-AHU-6430 | Filter | HVAC |  | F | http://www.toronto.ca/TWONTO#00641 |  | Air Handling Unit, Roof, Grit Bldg., P Bldg.
128783 | THC-SES-SQ-6109123202 | SCBA Unit, Kit, T1 Shop | THC-SES-SQ-SCBA | PPE,SCBA | Safety Equipment |  | SQ | http://www.toronto.ca/TWONTO#00123 |  | SCBA Units, virtual entity
38588 | SQ-47074 | FHO SCBA #2 | FHO-SES-SQ-0002 | PPE,SCBA | Safety Equipment | 32126 |  | x |  | Emergency Breathing Apparatus
14497 | FCL-SES-FAK-0001 | First Aid Kit Station, Admin Building, Control Room | FCL-SES-FAK-0006 | PPE | Safety Equipment |  | FAK | http://www.toronto.ca/TWONTO#00357 |  | First Aid Kit, High Lift Basement B1, Mechanical Room
38957 | SWM-PNQ-LSH-0103 | Switch, Level-High | SWM-PNQ | Switch,Level | Switch |  | LSH | http://www.toronto.ca/TWONTO#00466 |  | North Queen Storm Pumping Station
45991 | FCL-CCS-CP-0101 | Control Panel, Skid #1, Phosphoric Acid Dosing | FCL-CCS | Control Panel | Power Distribution Panel |  | CP | http://www.toronto.ca/TWONTO#00613 |  | Corrosion Control System
24138 | COL-PQW-LSL-0102 | Switch, Level-Low | COL-PQW-MISC | Switch | Switch |  | LSL | http://www.toronto.ca/TWONTO#00466 |  | Miscellaneous Equipment
143133 | WTR-PAH-ZS-0003 | Position Switch, open/close | WTR-PAH-AUX | Switch,Position | Switch |  | ZS | http://www.toronto.ca/TWONTO#00590 |  | Auxiliary Equipment (Building Facilities)
138179 | THR-PRS-PDIT-9001 | Transmitter,Pressure,, Differential,Unloading Strainer,Temp. Chemical Building | THR-PRS-F-0005S | Switch,Pressure | Switch |  | PDIT | http://www.toronto.ca/TWONTO#00605 |  | Filter, Fine Bag, Ferrous Chloride Storage Tanks Outlet, Chemical Building, Secondary Treatment, Phosphorous Removal
82567 | WTR-108-LSH-0001 | Switch, Level, High, Flood Alarm, Chamber 108-01, Queen & Nursewood | CH 108 01 | Switch,Level-High | Switch |  | LSH | http://www.toronto.ca/TWONTO#00466 |  | Chamber
125515 | THC-FEQ-FSP-0005 | Fire Hose cabinets, Admin. Bldg K | THC-FEQ-FSP | Fire Prevention,Hose | Safety Equipment | 43229 | FSP | x |  | Sprinkler System
139401 | THR-WA1-LD-329-19 | Sling, Nylon, Work Area 1 (NYLON BELT SLING SIZE; 1" X 3', CAPACITY 3200 LBS,SN 1453329-19) A | THR-LD-NYLN-WA1 | Lifting Device,Sling | Lifting Device |  | LD | http://www.toronto.ca/TWONTO#00929 |  | Slings, Nylon, Work Area 1
78694 | THR-SES-PGM-25151 | Personal Gas Meter (Sno. 00425151) | THR-SES-SQ-PGM | Safety | Safety Equipment |  | PGM | http://www.toronto.ca/TWONTO#00583 |  | Personal Gas Meter
86833 | WTR-PLW-MEQ-0002 | Backflow Preventer Test Kit, S/N 876358 | WTR-PLW-AUX | Valve,Backflow Preventer | Tool |  | MEQ | http://www.toronto.ca/TWONTO#OWLClass_fivij-sibit-rikok-fapib |  | Auxilliary Equipment (Building Facilities)
136567 | THR-GRK-TRL-0002 | Trailer,Consultant, Portable, South Road | THR-GRK-GQ-WA3 | Vehicle,Unlicensed | Vehicle |  | TRL | http://www.toronto.ca/TWONTO#00529
27666 | FIS-ELS-MCC-0400 | MCC,600 V,Raw Water Pumping Station,Upper Level,West | FIS-ELS-CAB-0602 | Control Panel,MCC | Motor Control Centre |  | MCC | http://www.toronto.ca/TWONTO#00110 |  | ELS Cabinet,600 V,Raw Water Pumping Station, MCC Cabinet
66775 | THC-GRK-DR-J | Doors, Building J | THC-GRK-MAINT |  | Door |  |  | http://www.toronto.ca/TWONTO#00286
8401 | DA0152A | SUSPENDED ENTITY | TAB-ACC-CI | H.V.A.C.,Air Conditioner | HVAC | 35634 |  | x |  | Chiller and Air Coolers
118715 | TAB-STR-LSHH-6094 | Switch, Level High-High, Aeration Gallery, East, Tank #4 | TAB-STR-P-6094 |  | Switch |  | LSHH | http://www.toronto.ca/TWONTO#00466 |  | Pump, Sump, GX2017A
85757 | WTR-PHL-PSL-0003 | Switch, Pressure-Low, Line to Local Distribution and District 3 | WTR-PHL-TRW | Switch,Pressure-Low | Switch |  | PSL | http://www.toronto.ca/TWONTO#00604 |  | Treated Water (Transmission)
146525 | WTR-PTH-TSL-0001 | Switch, Temperature-Low, Building Temperature | WTR-PTH-AUX | Switch,Temperature-Low | Switch |  | TSL | http://www.toronto.ca/TWONTO#00734 |  | Auxiliary Equipment (Building Facilities)
81890 | FHA-SES-LDR-0506 | FHA-SES-LD-0031 - 8' Ladder Fiberglass Orange ( East pipe Gallery ) | FHA-SES-LD-1 | Safety | Safety Equipment |  | LDR | http://www.toronto.ca/TWONTO#00457 |  | Ladders
9111 | COL-YKP-DA-1733980 | Davit Mast-1733980 | COL-YKP-DA-0020S | Safety | Safety Equipment |  | DA | http://www.toronto.ca/TWONTO#00331 |  | Davit Arm Assembly with Upper Arm-1683826
44128 | FCL-GRK-VEH-0003-SU | Vehicle, Cart D 3 wheel | FCL-OBSOLETE | Groundskeeping | Vehicle | 33388 | VEH | x
138877 | THR-SQ-LP-0022 | Life Preserver, Ring Type, Final Tank 9 | THR-SQ-LP-FT | Safety | Safety Equipment |  | LP | http://www.toronto.ca/TWONTO#00561 |  | Life Preserver, Ring Type Floating Device, Final Tanks
| MAIN-088 | Main 088 | WTR-LWA |  |  |  |  | http://www.toronto.ca/TWONTO#00804 | Sub-Process | Work Area 2 Central Mains and Chambers
146246 | WTR-PSA-ZS-0002 | Position Switch, open/close | WTR-PSA-AUX | Switch,Position | Switch |  | ZS | http://www.toronto.ca/TWONTO#00590 |  | Auxiliary Equipment (Building Facilities)
76491 | THR-DIG-RPU-0019A | Remote Processor Unit, Digester 1-6 Mezzanine | THR-DIG-RPU | RPU | Remote Processor Unit |  | RPU | http://www.toronto.ca/TWONTO#00122 |  | RPU, UPS, Digester
54011 | TAB-SPC-CAB-3200 | Communication Cabinet | TAB-STR-RPU | SCADA | Communications Equipment |  | CAB | http://www.toronto.ca/TWONTO#00537 |  | Aeration Gallery - RPUs
55757 | TAB-WA5-LDR-6606 | Ladder,Nylon, Featherlite | TAB-WA5-SQ | PPE | Lifting Device |  | LDR | http://www.toronto.ca/TWONTO#00585 |  | WA5 Safety Equipment
40361 | TAB-ACC-FSL-0111 | Switch,Flow,Low,Water Distribution Pump-1, Primary Loop | TAB-ACC-P-0111 | Switch,Flow | Switch |  | FSL | http://www.toronto.ca/TWONTO#00367 |  | Pump #1, Distribution, PM-1, Primary Loop, Z Bldg, 1st Flr (formerly KX6005A)
34174 | COL-YKP-DA-1697335S | Davit Mast-1697335 | COL-W-OBSOLETE | Safety | Safety Equipment | 46002 | DA | x |  | Col West Obsolete Entities
78997 | THR-SQ-FAK-ELEC | First Aid Kit, Electrical Shop | THR-SQ-FAK-WA2 | Safety | Safety Equipment |  |  | http://www.toronto.ca/TWONTO#00355 |  | First Aid Kit, Work Area 2
73794 | THR-ELS-LSH-0014 | Switch,Level-High,Basement North-East Wall,Basement Flood Alarm | THR-ELS-MAINSUB |  | Switch |  | LSH | http://www.toronto.ca/TWONTO#00466 |  | Electrical Equipment at the Main Substation
4080 | COL-PCU-LSH-0105 | Switch,Level, High Flood Alarm , Wet Well #1 | COL-PCU-WEL-0100 | Switch,Level-High-High | Switch |  | LSH | http://www.toronto.ca/TWONTO#00466 |  | Well, Wet Well #1, Cumber PS
58392 | THC-ACC-CU-0441 | H.V.A.C.,Air Conditioning Condensor Unit,Electrical Room,Building UU | THC-ACC-BLDG U | H.V.A.C.,Air Conditioner | HVAC |  | CU | http://www.toronto.ca/TWONTO#00236 |  | New Digesters Building HVAC
26831 | FHO-TRW-PSL-0003 | Switch, Low Pressure, Air Supply Header, Surge Protection System, Surge Bldg, S2, Compressore Rm, E | FHO-TRW- SURGE | Switch,Pressure-Low | Switch |  | PSL | http://www.toronto.ca/TWONTO#00604 |  | Surge Protection System
146402 | WTR-PSC-PSH-0001 | Switch, Pressure-High, Water to District 3E | WTR-PSC-TRW | Switch,Pressure-High | Switch |  | PSH | http://www.toronto.ca/TWONTO#00604 |  | Treated Water (Transmission)
120395 | THC-ACC-DM-0059 | Damper, Motorized, Exhaust FN-0059, Admin Building, Ground Floor, Lunch Room 141 | THC-ACC-BLDG K |  | HVAC |  | DM | http://www.toronto.ca/TWONTO#00142 |  | Administration Building, HVAC
106059 | TAB-ACC-CT-1440 | Control Panel, Zone Controller | TAB-ACC-VAV-1440 | Control Panel,HVAC | HVAC |  | CT | http://www.toronto.ca/TWONTO#00746 |  | Heater, Hot Water Reheat Coil, Variable air
42842 | TAB-AUX-LSHH-5107 | Switch, Level High-High, Auxiliary Bldg, East 'M' Tunnel Entrance | TAB-AUX-P-5107 |  | Switch |  | LSHH | http://www.toronto.ca/TWONTO#00466 |  | Pump, Storm Sump
125884 | THC-GRK-VEH-378069 | Vehicle, Personal Carrier, Gator(T/S) (WA3 mech) | THC-SUSPENDED | Vehicle,Unlicensed | Vehicle | 34875 | VEH | x
70455 | THR-CW-SQ-1P | Portable, (Bottled) Eyewash Station, Engine Room Bstmt. | THR-SQ-PEWS-WA2 | Safety,Eye wash | Safety Equipment | 33002 | SQ | x |  | Portable, (Bottled) Eye Wash Station, Work Area 2
122914 | THC-DEW-T-0100 | Tank,Sludge Storage,Sludge Storage Building | THC-DEW-HOLD TANK | Tank | Tank |  | T | http://www.toronto.ca/TWONTO#00708 |  | Dewatering-Sludge Holding Tanks
146869 | WTR-REL-LSHH-0402 | Switch, Level-High-High, Pump 0401 | WTR-REL-P-0401 | Switch,Level-High-High | Switch |  | LSHH | http://www.toronto.ca/TWONTO#00466 |  | Pump, Sump, Centrifugal
147577 | YDE-GRD | Grounds | YDE |  | Grounds |  |  | http://www.toronto.ca/TWONTO#00010 |  | Dee Avenue Yard
138767 | THR-SES-SQ-3508 | Harness, Full Body, PPE Wayne Johnston (Suspended) | THR-S-E | Safety | Safety Equipment | 34918 | SQ | x |  | SUSPENDED ENTITY
128953 | THC-STR-PSL-5245 | Switch, Inlet, Pressure-Low,,Pump 5240, Secondary Clarifiers 0500&0600 - Old Section | THC-STR-P-5240 | Switch,Pressure-Low | Switch |  | PSL | http://www.toronto.ca/TWONTO#00604 |  | Pump, Tank 0500-0600, Secondary Clarifier, RAS/WAS
119967 | TAB-WA4-SQ-3432 | Fall Limiter - MFL-1127/6FT | TAB-WA4-SQ-0010 | PPE,Lanyard | Safety Equipment |  | SQ | http://www.toronto.ca/TWONTO#00341 |  | WA4 Fall arrest systems
50195 | TAB-PLT-T-0901 | Tank, Grit | TAB-PLT-T | Tank | Tank | 35823 | T | x |  | P Building - Grit Tanks 1-12 & Hoppers 1 - 6
105850 | TAB-ACC-AC-1303 | Conditioner, Air, Heater,North SubStation | TAB-ACC-AHU-TRL | H.V.A.C.,Air Conditioner | HVAC |  | AC | http://www.toronto.ca/TWONTO#00141 |  | AHUs/Supply Fans - Consultant Trailer
120129 | TAB-WA7-SQ-2574 | WA7 Fall Arrest Equipment - Body Harness ( Sr. No: 42574 ) | TAB-SES-SQ | PPE | Safety Equipment |  | SQ | http://www.toronto.ca/TWONTO#00332 |  | WA7 Safety Equipment
25574 | FHO-SBS-T-0201 | Tank, Sodium Bishulphite, S4 Level, SBS Room, N/E | FHO-SBS | Tank | Tank |  | T | http://www.toronto.ca/TWONTO#00211 |  | Ozone Quenching
75098 | THR-FT-PSH-3640 | Switch, Pressure-High, Discharge, Pump 3640, Secondary Treatment, Scum Pumping - North | THR-FT-P-3640 | Switch,Pressure-High | Switch |  | PSH | http://www.toronto.ca/TWONTO#00604 |  | Pump, Rotary Vane, Scum Tank 3600, System 9, Scum Pumping
50234 | TAB-PLT-SP-0500 | Sampler, Raw Sewage, D Bldg | TAB-PLT-G-D | Sampler | Sampler |  | SP | http://www.toronto.ca/TWONTO#00163 |  | D Building - Conduits 6-11
65245 | THC-ELS-MCC-1502 | Motor Control Centre,Incineration Essential Power,Biosolids Building | THC-ELS-PS-0001-M | Control Panel,MCC | Motor Control Centre |  | MCC | http://www.toronto.ca/TWONTO#00110 |  | Primary Power Equipment, Building M
79964 | THR-WA3-LD-0017 | Sling, Nylon, Work Area 3 ( 1" X 3') | THR-LD-NYLN-WA3 | Lifting Device,Sling | Lifting Device |  | LD | http://www.toronto.ca/TWONTO#00929 |  | Slings, Nylon, Work Area 3
146785 | WTR-RDF-TSL-0001 | Switch, Temperature-Low, (Building) | WTR-RDF-AUX | Switch,Temperature-Low | Switch |  | TSL | http://www.toronto.ca/TWONTO#00734 |  | Auxiliary Equipment (Building Facilities)
122800 | THC-DEW-RPU-2301 | Remote Processing Unit,Dewatering,3rd Floor,Biosolids Building West | THC-DEW-RPU |  | Remote Processor Unit |  | RPU | http://www.toronto.ca/TWONTO#00122 |  | Incineration RPUs
91375 | FHO-DOZ-T-5004 | Tank, Air Separator, Closed Loop Cooling Water,Ozone Bldg,L1,Ozone Equipment Room,Cooling Water Skid | FHO-DOZ-CL-CW | Tank | Tank |  | T | http://www.toronto.ca/TWONTO#00149 |  | CLOSED LOOP COOLING WATER SYSTEM
292 | 378322SUS | Kubota- 1100 Series - WA7 | TAB-GRK-VEH | Vehicle,Unlicensed | Vehicle |  |  | http://www.toronto.ca/TWONTO#00400
90019 | YTF-CW-T-0002 | Tank, Domestic Hot Water, RN131, City Water Heaters and Pumps | YTF-CW | Tank,Domestic Hot Water | Tank |  | T | http://www.toronto.ca/TWONTO#00427 |  | City Water
66358 | THC-SES-MEQ-Q1168827 | FALL ARREST- HARNESS (insp Liftsafe)- Not assigned | THC-MCS-LD | PPE | Lifting Device |  |  | http://www.toronto.ca/TWONTO#00332 |  | Mechanical Services, Lifting Device
55656 | TAB-WA3-SQ-1254 | Lanyard 6 Ft - Su Huang | TAB-DEW-SQ-0010 | PPE,Lanyard | Safety Equipment |  | SQ | http://www.toronto.ca/TWONTO#00333 |  | WA3 Fall arrest systems portable cranes/hoists, come alongs, slings, wire rope, chains, electrical equipment etc.,
| MAIN-089 | Main 089 | WTR-MT1 |  |  |  |  | http://www.toronto.ca/TWONTO#00804 | Sub-Process | Work Area 1 EAST Mains and Chambers
76684 | FHO-ELS-LP-0823 | Lighting Panel, 120/208V, Flocculation Building, S2, East Gallery, East Wall | FHO-ELS-LTG-2000 |  | Power Distribution Panel |  | LP | http://www.toronto.ca/TWONTO#00477 |  | Lighting, Facility Interior : Plant wide, interior lighting
96330 | FIS-CLB-T-0102 | Tank, Expansion, Cl2 Liquid to Evaporator EV-0101, Gaseous Chemical Building,Storage Room | FIS-CLB-EV-0101 |  | Tank |  | T | http://www.toronto.ca/TWONTO#00325 |  | Evaporator, Post Chlorination Train 1, Gaseous Chemical Building, Storage Room
82863 | FHA-SES-SQ-0064 | Prostop AE560C-6 6’ shock absorber lanyard 68903 | FHA-SES |  | Safety Equipment |  | SQ | http://www.toronto.ca/TWONTO#00333 |  | Safety & Environmental Services
94813 | FHO-SES-SCBA-HARNESS12 | SCBA Harness # 12 | FHO-SES-SQ-0002 | PPE,SCBA | Safety Equipment |  |  | http://www.toronto.ca/TWONTO#00332 |  | Emergency Breathing Apparatus
45328 | TAB-DIG-PDSL-0140 | Switch,Pressure Differential, Low ( between Hotwater & Sludge) | TAB-DIG-HE-0148 | Switch,Pressure-Low | Switch |  | PDSL | http://www.toronto.ca/TWONTO#00604 |  | Heat Exchanger #01,
49018 | TAB-OCS-DM-6621 | Damper, Actuated, Booster Fan FN-6620, Suction, Biofilter Area, P Bldg. | TAB-OCS-FN-6620 | Damper/Louver | Gas Collection |  | DM | http://www.toronto.ca/TWONTO#00142 |  | Fan, Booster, Odourous Air from Truck Loading Bay, Biofilter Area, P Bldg.
13912 | FCL-SPC-RPU-1121A | RPU Panel, Gaseous Chemicals, Chemical Building | FCL_ELS_MISCELLANEOUS | Control Panel | Remote Processor Unit |  | RPU | http://www.toronto.ca/TWONTO#00122 |  | FCL_ELS_MISCELLANEOUS
78952 | THR-SES-T-0509 | Tank, Air Cylinder, 4500 PSI | THR-SES-SCBA | Safety | Safety Equipment |  | T | http://www.toronto.ca/TWONTO#00582 |  | Self Contained Breathing Apparatus
41519 | TAB-ACC-TSL-1441 | Switch, Temperature-Low, Air Handling Unit,Boiler Room and Basement | TAB-ACC-AHU-1440 | Switch,Temperature-Low | Switch |  | TSL | http://www.toronto.ca/TWONTO#00734 |  | Air Handling Unit, Makeup Air Unit for Admin Area,
5077 | COL-PKP-SW-0003 | Switch, Transformer | COL-PKP | Switch | Switch |  | SW | http://www.toronto.ca/TWONTO#00594 |  | Kennedy Park Sewage Pumping Station
64875 | THC-PRM-T-0300 | Tank, Primary Clarifier | THC-PRM-CLAR | Tank | Tank |  | T | http://www.toronto.ca/TWONTO#00219 |  | Primary Clarification
90721 | FHO-CL-T-0201-SU | Tank, Caustic Soda Storage | FHO-SM-SB-0001-KQ | Tank,Reservoir | Tank | 32924 | T | x |  | Scrubber
55395 | TAB-WA1-SQ-1019 | Sling | TAB-WA1-SQ-1000 | Lifting Device,Sling | Lifting Device |  | SQ | http://www.toronto.ca/TWONTO#00926 |  | WA1 Lifting Devices and Slings
26356 | COL-YKP-VEH-080118 | Vehicle, Truck #080118 (2022 FORD F550) | COL-YKP | Vehicle,Licensed | Vehicle |  | VEH | http://www.toronto.ca/TWONTO#00564
79166 | THR-ELS-MCC-3801 | Motor Control Centre (MCC), Plant Water Pump Station | THR-ELS-FPW | Control Panel,MCC | Motor Control Centre |  | MCC | http://www.toronto.ca/TWONTO#00110 |  | Electrical System, Filtered Plant Water Building
| TAB-DEWATER BLDG | Building Location | TAB-SPC |  |  |  |  | http://www.toronto.ca/TWONTO#00260 | Process | Process Control Systems - Services Area
31244 | FPP-AM-T-0001 | Aqua Ammonia Tank | FHA-FPP | Tank | Tank |  | T | http://www.toronto.ca/TWONTO#00211 |  | Harris Filtration Pilot Plant
87080 | WTR-PMI-LSHH-0902 | Switch, Level-High, Sump Pump, South Lower Level Gallery, | WTR-PMI-AUX | Switch,Level-High | Switch |  | LSHH | http://www.toronto.ca/TWONTO#00466 |  | Auxiliary Equipment (Building Facilities)
89645 | WTR-RST-ZS-0002 | Switch, Position,Door Security | WTR-RST-AUX | Switch,Position | Switch |  | ZS | http://www.toronto.ca/TWONTO#00590 |  | Auxiliary Equipment (Building Facilities)
144207 | WTR-PHL-T-0004-SUS | SCBA 3000 psi Bottle, ARAP | WTR-SUSPENDED | Tank | Safety Equipment | 47437 | T | x |  | Suspended Obsolete entity for storage purpose
60305 | THC-ACC-V-6021 | Valve, Butterfly, Manual, Hot Water, P-6001, Lower Level 2 Blower Room, Headworks | THC-ACC-P-6001 | Valve | HVAC |  | V | http://www.toronto.ca/TWONTO#00781 |  | Pump, Hot Water System, Lower Level 2 operating gallery
114798 | TAB-PLT-PSL-0471 | Switch, Pressure Low, Grit Slurry, Hydrocyclone CYC-0470 Inlet, Grit Handling Area, P Bldg. | TAB-PLT-CYC-0470 | Switch,Pressure-Low | Switch |  | PSL | http://www.toronto.ca/TWONTO#00604 |  | Hydrocyclone, Grit Handling Area, P Bldg.
59659 | THC-ACC-TSL-0016 | Switch, Temperature, Ice in Slab, Snow Melting System, Zone #6 | THC-ACC-CT-0126 |  | HVAC |  | TSL | http://www.toronto.ca/TWONTO#00734 |  | Controller, MAN-0016, Admin Building, Snow Melting, Zone #6
131671 | THR-CG-F-1201 | Filter, Gas, Engine Gas Valve Train, Engine Fuel System, Engine-Gen 1201 | THR-CG-ENG-1201 |  | Filter |  | F | http://www.toronto.ca/TWONTO#00642 |  | Engine, Generator NT1788901, Engine Room, Engine-Generator & Heat Recovery System
50013 | FCL-ELS-MCC-0621-SUS | Control Panel, MCC, Emergency Panel Diesel Back-up, Electrical Switchgear Room | FCL-SUSPENDED | Control Panel,MCC | Motor Control Center | 36543 | MCC | x |  | Suspended entity
128004 | THC-PRM-ZSH-1171 | Switch, Position High, Cylinder Extend, Valve 1171A | THC-PRM-V-1171A | Switch,Position-High | Switch |  | ZSH | http://www.toronto.ca/TWONTO#00590 |  | Valve, Knife Gate, Primary Sludge Pump (P-1170) Inlet Isolation, NW Plant
4015 | COL-PCU-DRV-0200 | Drive, Variable Speed Elec, Discharge Pump #2 | COL-PCU-P-0100 | Drive,Variable Speed Electrical | Drive mechanism |  | DRV | http://www.toronto.ca/TWONTO#00785 |  | Pump, Centrifugal, Discharge Pump #1, Pump Floor
51191 | FCL-WWW-DR-0100 | Door, Overhead Centrifuge building Sludge bin Area South | FCL-GRK-DR | Door,Overhead | Door |  | DR | http://www.toronto.ca/TWONTO#00649
27662 | FIS-ELS-MCC-0200 | MCC,600 V,Workshop Building,Mezzanine,West | FIS-ELS | Control Panel,MCC | Motor Control Centre |  | MCC | http://www.toronto.ca/TWONTO#00110 |  | System, Electrical Distribution System
43991 | TAB-DEW-PS-0731 | Power Pack, Hydraulic, DWS Pump#0731 | TAB-DEW-P-0731 | Power Pack,Hydraulic | Hydraulic System |  | PS | http://www.toronto.ca/TWONTO#00433 |  | Pump, Sludge Cake Transfer, Baby Schwing #7, Dewater. Bldg, 2/F NE
82862 | FHA-SES-SQ-0063 | DBI SALA 6’ shock absorber lanyard ser E00401007EDD862D | FHA-SES |  | Safety Equipment |  | SQ | http://www.toronto.ca/TWONTO#00333 |  | Safety & Environmental Services
8805 | DX6666A | Conditioner, Air, Dig 19-22, Roof | TAB-ACC-CI | H.V.A.C.,Air Conditioner | HVAC |  |  | http://www.toronto.ca/TWONTO#00141 |  | Chiller and Air Coolers
70952 | FHA-AUX-ANL-0018 | Druck Pressure calibrator SER# 61001407 | FHA-AUX-LAB | Analyzer,Chlorine | Test Equipment |  | ANL | http://www.toronto.ca/TWONTO#00599 |  | Laboratory and Portable Testing Equipment
41254 | TAB-ACC-T-3604 | TANK, ELECTRIC HOT WATER, TEMPERATURE CONTROL, BASEMENT ADMIN BUILDING | TAB-ADM-STRC | Tank | Tank |  | T | http://www.toronto.ca/TWONTO#00427 |  | Old Admin Building - General
97352 | FIS-GRK-VEH-0102 | Passenger Van FORD | FIS-VEH | Vehicle,Licensed | Vehicle |  | VEH | http://www.toronto.ca/TWONTO#00559
120023 | TAB-WA5-SQ-8502 | Lock Out Tag out and Log Book Station | TAB-THK-SQ | PPE | Safety Equipment |  | SQ | http://www.toronto.ca/TWONTO#00657 |  | WA5 Safety Equipment
114070 | TAB-OCS-RPU-1209 | RPU | TAB-SPC-COM-3900 | RPU | Remote Processor Unit |  | RPU | http://www.toronto.ca/TWONTO#00122 |  | Communication Unit, Bio-Solid Loading Bay, Mezzanine
124867 | THC-ELS-MCC-1001 | MCC, Access Building T15B, Phase I Primary | THC-ELS-PS-0001-H | Control Panel,MCC | Motor Control Centre |  | MCC | http://www.toronto.ca/TWONTO#00110 |  | Primary Power Equipment, Building H
75110 | THR-FT-PSL-2174 | Switch, Pressure-Low, Pump 2174, Secondary Treatment, RAS Pumping - South | THR-FT-P-2174S | Switch,Pressure-Low | Switch |  | PSL | http://www.toronto.ca/TWONTO#00604 |  | Pump, Centrifugal, Secondary Treatment, RAS Pumping,Tunnel 20,- South
26243 | FHO-GRK-DR-1091L | Door, (FD-1-91), Fire Rated, Chemical Building, L1, Fluoride Dilution Tank, East | FHO-GRK-FEQ-0001 | Fire Prevention,Door | Door |  | DR | http://www.toronto.ca/TWONTO#00353
58553 | THC-ACC-DM-0910 | Damper, AHU-0910, Dechlorination Building | THC-ACC-AHU-0910 |  | HVAC |  | DM | http://www.toronto.ca/TWONTO#00142 |  | Air Handling Unit, Dechlorination Building
113518 | TAB-GRK-VEH-043280 | Truck, Dodge Ram 1500 | TAB-GRK-VEH1 | Vehicle,Licensed | Vehicle |  | VEH | http://www.toronto.ca/TWONTO#00564
120732 | THC-ACC-FN-0583 | Fan,Centrifugal,Temporary Centrifuge Room, 3rd Floor,Biosolids Building East | THC-ACC-BLDG M | Fan,Centrifugal | HVAC |  | FN | http://www.toronto.ca/TWONTO#OWLClass_binid-posum-pozar-motav |  | Incineration Building, HVAC
125249 | THC-ELS-SQ-8499887 | Electrical Safety gloves, High Voltage, Class 1, # 8499887 | THC-SES-SQ | PPE,Insulated Glove | Safety Equipment |  | SQ | http://www.toronto.ca/TWONTO#00653 |  | Safety Equipment
9052 | COL-YKP-VEH-0019 | Vehicle, Truck #112521 (FORD TRANSIT250) | COL-YKP | Vehicle,Licensed | Vehicle |  | VEH | http://www.toronto.ca/TWONTO#00564
85229 | WTR-PEL-TSL-0401 | Switch, Temperature-Low, Fan 0401 | WTR-PEL-FN-0401 | Switch,Temperature-Low | Switch |  | TSL | http://www.toronto.ca/TWONTO#00734 |  | Fan, Supply, Air, Pump 0400
125897 | THC-GRK-VEH-378317 | Vehicle, Personal Carrier, 2019 Kubota RTV (WA3) | THC-GRK-VEHICLES | Vehicle,Unlicensed | Vehicle | 38021 | VEH | x
59238 | THC-ACC-HTR-6401 | Heater, Heating Coil, Glycol, 2nd Floor Mech Room #1, Headworks | THC-ACC-AHU-6400 | Heater | HVAC |  | HTR | http://www.toronto.ca/TWONTO#00420 |  | Air Handling Unit, Screen Room/Conveyor Areas, 2nd Floor Mech Room #1, Headworks
26160 | FHO-GRK-DR-1059L | Door, (FD-1-59), Fire Rated, Ozone Building, L1, MCC Room West | FHO-GRK-FEQ-0001 | Fire Prevention,Door | Door |  | DR | http://www.toronto.ca/TWONTO#00353
144195 | WTR-PHL-SQ-0004 | Eye Wash Station | WTR-PHL-AUX | PPE,Eyewash Station | Safety Equipment |  | SQ | http://www.toronto.ca/TWONTO#00307 |  | Auxiliary Equipment (Building Facilities)
79121 | THR-ELS-MCC-0501S | Control Panel, MCC 0501, Odour Control MCC-0501 & 0502 (MCC OD) | THR-ELS-OCS | Control Panel,MCC | Motor Control Centre | 39091 | MCC | x |  | Electrical System, Odour Control System
28089 | FIS-FLT-F-0200 | Filter, Settled Water, Filter Building, Filter Gallery | FIS-FLT | Filter | Filter |  | F | http://www.toronto.ca/TWONTO#00348 |  | Filtration
26856 | FHO-TRW-T-0007 | Tank, Surge, District 1E-B, Surge Building, S4, Tank Room | FHO-TRW | Tank | Tank |  | T | http://www.toronto.ca/TWONTO#00629 |  | Treated Water System
81942 | VP2040 | Detector, Gas | TAB-ELS-AM | Sensor,Gas | Safety Equipment |  |  | http://www.toronto.ca/TWONTO#00583 |  | WA8 Safety Equipment Gas Detectors, Plant Wide
67766 | THR-ACC-FSL-0002 | Switch, Flow-Low, P-0201B | THR-ACC-P-0201B | Switch,Flow-Low | Switch |  | FSL | http://www.toronto.ca/TWONTO#00367 |  | Pump, Centrifugal, Glycol Heating Supply to AHU-0001
50192 | TAB-PLT-T-0600 | Tank, Reservoir, Grit Removal, Grit Bldg., P Bldg. | TAB-PLT-T | Tank,Reservoir | Tank |  | T | http://www.toronto.ca/TWONTO#00675 |  | P Building - Grit Tanks 1-12 & Hoppers 1 - 6
| MAIN-089 | Main 089 | WTR-LWA |  |  |  |  | http://www.toronto.ca/TWONTO#00804 | Sub-Process | Work Area 2 Central Mains and Chambers
59633 | THC-ACC-TIT-6501 | Transmitter, Temperature, Mixed O/A & R/A & From Solar Wall, 2nd Floor Mech Room #1, Headworks | THC-ACC-AHU-6500 | Transmitter,Temperature | HVAC |  | TIT | http://www.toronto.ca/TWONTO#00735 |  | Air Handling Unit, Pipe Gallery, 2nd Floor Mech Room #1, Headworks
115564 | TAB-PRM-RPU-0328 | RPU Panel, Polymer System, Polymer Room, Old Screen Bldg., P Bldg. | TAB-EL1-MCC-6631 | RPU | Remote Processor Unit |  | RPU | http://www.toronto.ca/TWONTO#00122 |  | Control Panel, MCC,Electrical Room,Grit Build,P Building
78934 | THR-SES-SQ-9080 | Harness, Full Body, PPE Andrei Klimbovsky | THR-SES-SQ-8406 | Safety | Safety Equipment |  | SQ | http://www.toronto.ca/TWONTO#00332 |  | Lanyard for Harness, PPE for Xu Peng
72295 | THR-ACC-AC-0700A | Air Conditioning, Cooling & Fan Unit, HTP Boardroom Ceiling, Admin Bldg. | THR-ACC-CU-0700 | H.V.A.C.,Air Conditioner | HVAC |  | AC | http://www.toronto.ca/TWONTO#00141 |  | Air Conditioning, Condensing Unit, HTP Boardroom, Admin Bldg. Outside North Wall
11860 | FCL-ELS-MCC-1001B-SUS | Control Panel, MCC, Raw Water Low Lift Pumping Station, Electrical Switchgear Room | FCL-SUSPENDED | Control Panel,MCC | Motor Control Center | 36551 | MCC | x |  | Suspended entity
9169 | COL-YKP-FAK-0013S | First Aid Kit, Truck #064118 (F250) | COL-W-OBSOLETE | Safety,First Aid Kit | Safety Equipment | 41256 | FAK | x |  | Col West Obsolete Entities
27193 | DOS-YCM-VEH-67082 | 2020 Chevrolet 2500 - Vehicle Unit# 67082 | FAC-YCM-VEH | Vehicle,Licensed | Vehicle |  | VEH | http://www.toronto.ca/TWONTO#00564
147054 | WTR-RMI-T-0400 | Tank, Reservoir (North-West Basin) | WTR-RMI-TRW | Tank,Reservoir | Tank |  | T | http://www.toronto.ca/TWONTO#00644 |  | Treated Water (Transmission)
108828 | TAB-AUX-LSH-5002 | Switch, Level-High, Sanitary, Sump, Auxiliary Systems Building, Sub-Basement | TAB-AUX-P-5113 | Switch,Level-High | Switch |  | LSH | http://www.toronto.ca/TWONTO#00466 |  | Pump, Submersible, Sanitary, Auxiliary Systems Building, Sub-Basement
64105 | THC-PRM-CLR-1030SUSP | Bridge Drive Mechanism, Tank 1000, Primary Clarifier | THC-PRM-T-1000 | Collector,Bridge | Drive mechanism | 43019 | CLR | x |  | Tank, Primary Clarifier
119900 | TAB-WA3-SQ-AR3C | Lanyard 4' - Francisco Das Chagas | TAB-DEW-SQ-0010 | PPE,Lanyard | Safety Equipment |  |  | http://www.toronto.ca/TWONTO#00333 |  | WA3 Fall arrest systems portable cranes/hoists, come alongs, slings, wire rope, chains, electrical equipment etc.,
26746 | FHO-TRW-LSH-0002 | Switch, Level, High, Surge Tank T-0002, Surge Building, S4, Tank Room | FHO-TRW-T-0002-KQ | Switch,Level-High | Switch |  | LSH | http://www.toronto.ca/TWONTO#00466 |  | Surge Tank 2
119779 | TAB-WA2-SQ-1097 | Lanyard 6' Jackie Whyte | TAB-WA2-SQ-0001 | PPE,Harness | Safety Equipment |  | SQ | http://www.toronto.ca/TWONTO#00333 |  | Fall Arrest System , Tripod and SRL
129580 | THR-ACC-AC-1010 | Air Conditioner, Bridge Kiosk Primary Tank10 | THR-ACC-PRM | H.V.A.C.,Air Conditioner | HVAC |  | AC | http://www.toronto.ca/TWONTO#00141 |  | Heating, Ventilation and Air Conditioning, Primaries
94776 | FHO-SES-SCBA-0025 | Cylinder, SCBA, Air Pack, 2216 PSI, Ser #OJ-254921 | FHO-SES-SQ-0003 | PPE,SCBA | Safety Equipment |  | SCBA | http://www.toronto.ca/TWONTO#00582 |  | Breathing Air Tanks
124759 | THC-ELS-LP-1308 | Panel,Lighting,Ground Floor,Thickening Building | THC-ELS-MCC-1304 | Control Panel,Lighting | Power Distribution Panel |  | LP | http://www.toronto.ca/TWONTO#00477 |  | Motor Control Centre,Thickening Building
55815 | TAB-WA6-SQ-2387 | Harness | TAB-WA6-SQ-0001 | PPE | Safety Equipment |  | SQ | http://www.toronto.ca/TWONTO#00332 |  | Fall Arrest System
120834 | THC-ACC-HTR-0106 | Duct Heater,Pressurization System,Access Building No.3,Phase 4, bldg.O | THC-ACC-BLDG O | Air Handling Unit | HVAC |  | HTR | http://www.toronto.ca/TWONTO#00418 |  | Phase IV , Building O HVAC
48191 | TAB-ELS-SQ-1017 | PPE Cabinet with PPE- Old Grit Bldg Blower | TAB-ELS-ESQ | PPE | Safety Equipment |  | SQ | http://www.toronto.ca/TWONTO#00707 |  | Electrical Safety Equipment
47999 | TAB-EL3-MCC-6325 | Motor Control Centre, Gas Compressor Bldg | TAB-EL3-PDP-6011 | Control Panel,MCC | Motor Control Centre |  | MCC | http://www.toronto.ca/TWONTO#00110 |  | Power distribution Panel, 600V
119939 | TAB-WA4-SQ-1221 | Sling, Nylon, Sling Tech EE2-902-T3, 8 Ft. | TAB-WA4-SQ-0010 |  | Lifting Device |  | SQ | http://www.toronto.ca/TWONTO#00929 |  | WA4 Fall arrest systems
74345 | THR-AER-RPU-0020 | Remote Processor Unit, North Aeration, Blower 1611 (172.22.37.168) | THR-AER-BL-1611 | RPU | Remote Processor Unit |  | RPU | http://www.toronto.ca/TWONTO#00122 |  | Blower, Centrifugal, Secondary Treatment, Aeration Blower System - HPBB
120665 | THC-ACC-FN-0186 | Fan,Centrifugal,Boiler Building,North Zone 2 | THC-ACC-BLDG E | Fan | HVAC |  | FN | http://www.toronto.ca/TWONTO#OWLClass_binid-posum-pozar-motav |  | Boiler House, HVAC
78998 | THR-SQ-FAK-EMS | First Aid Kit, East Maintenance Shop | THR-SQ-FAK-WA4 | Safety | Safety Equipment | 35467 |  | x |  | First Aid Kit, Work Area 4
105292 | QT0501A | Arc Welding Machine | TAB-MCS-MT | Welding Equipment,Welding Machine | Tool |  |  | http://www.toronto.ca/TWONTO#00810 |  | Machine Shop Mechanical Equipment
39154 | TAB-ACC-DM-6581 | Damper, Motorized, Outside Air, AHU-6580, Roof, Workshop Bldg. | TAB-ACC-AHU-6580 | Damper/Louver | HVAC |  | DM | http://www.toronto.ca/TWONTO#00142 |  | Air Handling Unit, Workshop Roof, P Bldg.
52650 | TAB-PWA-F-0437B | Filter, Auto Backwash, Plant Water to Polymer Mixing Tank, No.2 | TAB-PWA-F | Filter | Filter |  | F | http://www.toronto.ca/TWONTO#00146 |  | Plant Water - Filters and Strainers
58255 | FHA-ACC-AC-0361 | FHA-ACC-AC-0011 - Air Conditioner | FHA-MCS-ACC | H.V.A.C.,Air Conditioner | HVAC |  | AC | http://www.toronto.ca/TWONTO#00141 |  | HVAC
114729 | TAB-PLT-MSL-0841 | Switch, Motion Low, Screenings Distribution Conveyor CV-0840, Truck Loading Area, P Bldg. | TAB-PLT-CV-0840 | Switch,Motion | Switch |  | MSL | http://www.toronto.ca/TWONTO#00530 |  | Conveyor, Reversing, Screenings Distribution, Truck Loading Area, P Bldg.
71758 | THR-DIG-SSL-5137A | Switch, Speed-Low, Digester Gas Mixing, Tank 0100, Solids Treatment, Digester Tanks 1-6 | THR-DIG-MX-0100 | Switch,Speed-Low | Switch |  | SSL | http://www.toronto.ca/TWONTO#00699 |  | Digester Gas Mixing, Digester Tank 0100
136708 | THR-MCS-LD-2004 | Come Along, Work Area 2 | THR-LD-WA2 | Lifting Device,Chain | Lifting Device | 34735 | LD | x |  | Lifting Devices, Chain Hoist, Come Along & Slings
13957 | FCL-SPC-RPU-1124 | RPU Panel, Gaseous Chemical, Gaseous Chemical Building | FCL-ELS-PS-0001 | Control Panel | Remote Processor Unit |  | RPU | http://www.toronto.ca/TWONTO#00122 |  | Uninterruptible Power Supply,High Lift Bldg - Switchgear Room,LP-0001
96398 | YTF-ACC-AHU-4501 | Air Handling Unit, UPS Room, HVAC Exhaust Fans and AHU's | YTF-ACC | Air Handling Unit | HVAC |  | AHU | http://www.toronto.ca/TWONTO#00147 |  | HVAC Equipment
130980 | THR-AER-LSL-1115 | Switch, Level-Low, Pump 1115, Secondary Treatment, Aeration - Blower System - South | THR-AER-T-1114 | Switch,Level-Low | Switch |  | LSL | http://www.toronto.ca/TWONTO#00466 |  | Tank, Reservoir, Auxiliary Oil for Blower 1111, Secondary Treatment, Aeration - Blower System - South
50228 | FCL-CW-T-0006 | Tank, Hot Water, Non-Pressurised, Gaseous Chemical Building, Second Floor, Janitor's Room | FCL-GRK | Tank,Non-Pressurized | Tank |  | T | http://www.toronto.ca/TWONTO#00427 |  | Buildings and Grounds
71787 | THR-DIG-T-5440 | Tank, Reservoir, Auxiliary Oil, Gas Compressor 5440, Digester Mixing System | THR-DIG-C-5440 | Tank,Reservoir | Tank |  | T | http://www.toronto.ca/TWONTO#00211 |  | Compressor, Gas, Mixing System, Digester Tank#3
136725 | THR-MCS-LD-5428 | Come Along, Work Area 2 | THR-LD-WA2 | Lifting Device,Chain | Lifting Device | 34737 | LD | x |  | Lifting Devices, Chain Hoist, Come Along & Slings
59013 | THC-ACC-HTR-0211 | Heater, Perimeter. Admin Building | THC-ACC-BLDG K |  | HVAC |  | HTR | http://www.toronto.ca/TWONTO#00418 |  | Administration Building, HVAC
47372 | TAB-EL1-MCC-6548 | Motor Control Centre ,Z- Bldg | TAB-ELS-WA6 | Control Panel,MCC | Motor Control Centre |  | MCC | http://www.toronto.ca/TWONTO#00110 |  | Panel Boards, MCC, WA6
23632 | FHO-FLT-F-0101 | Filter Bed # 1 | FHO-FLT | Tank,Reservoir | Tank |  | F | http://www.toronto.ca/TWONTO#00348 |  | Filtration
| MAIN-091 | Main 091 | WTR-MT1 |  |  |  |  | http://www.toronto.ca/TWONTO#00804 | Sub-Process | Work Area 1 EAST Mains and Chambers
9110 | COL-YKP-DA-1733980 | Davit Mast-1733980 | COL-YKP-DA | Safety | Safety Equipment |  | DA | http://www.toronto.ca/TWONTO#00331 |  | Davit Arm Assembly
112726 | TAB-EL1-MCC-6626C | Motor Control Centre 600V - OPS | TAB-PRM-ELQ-OPS | Control Panel,Electrical | Motor Control Centre | 34606 | MCC | x |  | Old PS Building - Electrical Equipment
18545 | FHA-SES-SCBA-0007 | Self Contained Breathing Apparatus BKAD337283 | FHA-SES-SQ-2 | PPE,SCBA | Safety Equipment |  | SCBA | http://www.toronto.ca/TWONTO#00123 |  | Emergency Breathing Apparatus SCBA
86183 | WTR-PJS-LSL-0700 | Switch, Level-Low, (Priming Status Switch), Pump0700 | WTR-PJS-P-0700 | Switch,Level-Low | Switch |  | LSL | http://www.toronto.ca/TWONTO#00466 |  | Pump, Centrifugal
109724 | TAB-DEW-PS-2201 | Power Pack, Hydraulic, DWS Pump#2201 | TAB-DEW-P-2201 | Power Pack,Hydraulic | Hydraulic System |  | PS | http://www.toronto.ca/TWONTO#00433 |  | Pump, Sludge Cake Transfer, Schwing #6,
112707 | TAB-EL1-MCC-6573 | Motor Control Centre, Z Bldg | TAB-ELS-WA6 | Control Panel,MCC | Motor Control Centre |  | MCC | http://www.toronto.ca/TWONTO#00110 |  | Panel Boards, MCC, WA6
58504 | THC-ACC-DM-0187 | Damper,Motorized,Exhaust Fan FN-0188,Standby,Boiler Building,North Zones | THC-ACC-FN-0187 | Damper/Louver | HVAC |  | DM | http://www.toronto.ca/TWONTO#00142 |  | Fan,Centrifugal,Exhuast,Standby,Boiler Building,North Zones
2799 | COL-MTI-OIT-1400C | Operator Interface Terminal,Rosedale Valley Control Chamber No.14C, MTI | COL-MTI | Control Panel,Operator | Remote Processor Unit |  | OIT | http://www.toronto.ca/TWONTO#00548 |  | Mid-Toronto Interceptor
55505 | TAB-WA1-SQ-8050 | Lock out Tag out and Log book Station | TAB-WA1-SQ | PPE | Safety Equipment |  | SQ | http://www.toronto.ca/TWONTO#00657 |  | Safety Equipment & Supplies Common to WA1
139700 | TNT-ACC-AC-2009A | Air Conditioner | TNT-ACC-AC | H.V.A.C.,Air Conditioner | HVAC |  | AC | http://www.toronto.ca/TWONTO#00141 |  | HVAC- Air conditioner and cooling units
9594 | DOS-MCS-LD-5900550 | Lifting Device, Fall Arrest Support System, TAGLINE, 310 LBS ANSI, 420 LBS OHSA, 4' | FAC-YCM-SES | Lifting Device,Sling | Safety Equipment |  | LD | http://www.toronto.ca/TWONTO#00470 |  | SAFETY & ENVIRONMENTAL SERVICES
94803 | FHO-SES-SCBA-0047 | Cylinder, SCBA, Air Pack, 3000 PSI, Ser #LT29069 | FHO-SES-SQ-0001 | PPE,SCBA | Safety Equipment |  | SCBA | http://www.toronto.ca/TWONTO#00582 |  | Safety Equipment
110805 | TAB-DIG-LSHH-1202 | Switch, Level -High- High, Emergency Overflow, Digester 12 Roof S/W, Digester 9-12 Control Building. | TAB-DIG-T-1200 | Switch,Level-High-High | Switch |  | LSHH | http://www.toronto.ca/TWONTO#00466 |  | Tank, Digester tank, Digester 12
90719 | FHO-CL-T-0101-SU | Tank, Caustic Soda Storage | FHO-OBSOLETE | Tank,Reservoir | Tank | 32923 | T | x |  | Removed From Service
118166 | TAB-SLO-STR-2412 | Strainer, Lub Pump suction | TAB-SLO-P-2412 | Strainer | Filter |  | STR | http://www.toronto.ca/TWONTO#00710 |  | Pump, Sludge Transfer Lube #12
63682 | THC-PLT-LSLL-1600 | Switch, Level, Low Low, Sump, Vortex Gallery | THC-PLT-P-1610 | Switch,Level-Low-Low | Switch |  | LSLL | http://www.toronto.ca/TWONTO#00466 |  | Pump, Sump, Vortex Common Effluent Channel
52961 | TAB-PLT-G-5203 | Gate, Knife Gate, Pneumatic, Screenings Outloading Conveyor 5200, Conveyor Area | TAB-PLT-CV-5200 | Valve,Knife Gate | Gate |  | G | http://www.toronto.ca/TWONTO#00781
3157 | COL-MTI-TS-3401 | Transfer Switch, Parkside Control Chamber No.34, MTI | COL-MTI-CH-3400 | Switch | Switch |  | TS | http://www.toronto.ca/TWONTO#00754 |  | Chamber,Parkside St. Control Chamber No.34, MTI
71641 | THR-DIG-PSH-2524 | Switch, Pressure-High, Discharge Pump 2524, Digester Tank 0300 | THR-DIG-P-2524 | Switch,Pressure-High | Switch |  | PSH | http://www.toronto.ca/TWONTO#00604 |  | Pump, Centrifugal, Sludge Transfer, Tank 0300
54538 | TAB-STR-T-0200 | Aeration Tank 02 | TAB-AER-TANKS |  | Tank |  | T | http://www.toronto.ca/TWONTO#00140 |  | Aeration Tanks
75103 | THR-FT-PSH-4403 | Switch, Pressure-High, Pump P-4402 Discharge, RAS Pumping - South | THR-FT-P-4402 | Switch,Pressure-High | Switch |  | PSH | http://www.toronto.ca/TWONTO#00604 |  | Pump, Centrifugal, RAS, RAS Pumping Station - South
88263 | WTR-PSC-LTG-0006-SUS | Lighting, Emergency, Scarborough Pumping Station, Dist. 3 Pump Room, By pump 12 | WTR-PSC-AUX | Lighting,Emergency | Safety Equipment | 45411 | LTG | x |  | Auxiliary Equipment (Building Facilities)
71762 | THR-DIG-SSL-5166A | Digester Gas Mixing, Tank 0200, Solids Treatment, Digester Tanks 1-6 | THR-DIG-MX-0200 | Switch,Speed-Low | Switch |  | SSL | http://www.toronto.ca/TWONTO#00699 |  | Digester Gas Mixing, Digester Tank 0200
| MAIN-091 | Main 091 | WTR-LWA |  |  |  |  | http://www.toronto.ca/TWONTO#00804 | Sub-Process | Work Area 2 Central Mains and Chambers
135113 | THR-ELS-TS-2921 | Switch, Automatic Transfer, Emergency Generator, Electrical Room MCC-2921 | THR-ELS-GEN-2920 | Switch | Switch |  | TS | http://www.toronto.ca/TWONTO#00754 |  | Generator,Diesel, Emergency, Diesel, Head House Area
80048 | THR-WA4-LD-0007 | Sling, Nylon, Work Area 4 (1" X 4') | THR-LD-NYLN-WA4 | Lifting Device,Sling | Lifting Device |  | LD | http://www.toronto.ca/TWONTO#00929 |  | Slings, Nylon, Work Area 4
132431 | THR-DIG-FSL-2264 | Flow Switch, Pump Seal Water | THR-DIG-P-2264 | Transmitter,Pressure | Switch |  | FSL | http://www.toronto.ca/TWONTO#00367 |  | Pump, Centrifugal, Primary Sludge Recirculation Tank 0800
93498 | FHO-MCS-MT-1110 | Personal Tool Kit (EICT) | FHO-MCS-MEQ | Machine Tool | Tool |  | MT | http://www.toronto.ca/TWONTO#00748 |  | Machine Shop & Equipment
62780 | FCL-FLT-LSL-0008-SUS | Switch, Level-Low, Filter 0801, , Filter No.0801 | FCL-SUSPENDED | Switch,Level-Low | Switch | 36616 | LSL | x |  | Suspended entity
112721 | TAB-EL1-MCC-6625 | Motor Control Centre 600V - Emission Air Bldg. | TAB-PLT-ELQ-P | Control Panel,MCC | Motor Control Centre |  | MCC | http://www.toronto.ca/TWONTO#00110 |  | P Building - Electrical Equipment
69759 | THR-BG-PSH-0504 | Switch,Pressurel-High, NG Valve Train, Compressor Building, Gas Compressor (And Dryer) | THR-NGS-CG | Switch,Pressure-High | Switch |  | PSH | http://www.toronto.ca/TWONTO#00604 |  | Natural Gas System, Co-Generation
71633 | THR-DIG-PSH-2318 | Switch, Pressure-High, Discharge, Pump 2318, Solids Treatment, Heating System - Digesters - Tank 0900 Tank 1000 | THR-DIG-P-2318 | Switch,Pressure-High | Switch |  | PSH | http://www.toronto.ca/TWONTO#00604 |  | Pump, Centrifugal, Sludge Recirculation, Tank 0900
9835 | FCL-ACC-RPU-0401 | RPU Panel, High Lift Building BAS, High Lift Heating & Ventilation Room | FCL_ELS_MISCELLANEOUS | Control Panel | Remote Processor Unit |  | RPU | http://www.toronto.ca/TWONTO#00122 |  | FCL_ELS_MISCELLANEOUS
79056 | THR-SQ-LP-0015 | Life Preserver, Ring Type, Final Tank 18 | THR-SQ-LP-FT | Safety | Safety Equipment |  | LP | http://www.toronto.ca/TWONTO#00561 |  | Life Preserver, Ring Type Floating Device, Final Tanks
12845 | FCL-ELS-TSH-001G | Switch,Temperature-High,Gaseous Chemical Bldg - Electrical Room,Transformer TR-001G | FCL-ELS-TR-001G | Switch,Temperature-High | Switch |  | TSH | http://www.toronto.ca/TWONTO#00734 |  | Transformer,Power,Dry,Gaseous Chemical Bldg - Electrical Room,4160-600V,600KVA
52911 | TAB-PLT-G-0312 | Gate, Slide, Motorized, Isolation, Screen Channel No. 3 Influent | TAB-PLT-SC-0300 | Gate,Sluice,Act. | Gate |  | G | http://www.toronto.ca/TWONTO#00202
112816 | TAB-EL1-SQ-6110 | Spill kit,DAWG® 20 Gallon Overpack | TAB-ELS-ESQ | Spill Kit | Safety Equipment |  | SQ | http://www.toronto.ca/TWONTO#00700 |  | Electrical Safety Equipment
125753 | THC-FT-T-1400 | Tank, Secondary Clarifier | THC-FT-PHASE I-IV | Tank | Tank |  | T | http://www.toronto.ca/TWONTO#00219 |  | Secondary Clarifiers, Phase I-IV
49748 | TAB-PLT-FSL-0771 | Switch, Flow Low, Plant Water, Grit Classifier CL-0770 Inlet, Grit Handling Area, P Bldg. | TAB-PLT-CL-0770 | Switch,Flow-Low | Switch |  | FSL | http://www.toronto.ca/TWONTO#00367 |  | Classifier, Grit, Grit Handling Area, P Bldg.
28446 | FIS-DCL-FSL-0001 | Switch, Flow, Low, After SO2 Sample to Analysers AIT-0001A & 0001B, Sampling Building, Upper Level | FIS-DCL | Valve | Switch |  | FSL | http://www.toronto.ca/TWONTO#00367 |  | De-Chlorination
55906 | TAB-WA7-SQ-1103 | Tri-Pad | WA7-LAN | PPE | Safety Equipment |  | SQ | http://www.toronto.ca/TWONTO#00331 |  | Lanyard
146285 | WTR-PSC-CLB-0002 | Calibrator, Druck, Venturi, S/N 6100828812 | WTR-EAST-ANL | Analyzer | Test Equipment |  | CLB | http://www.toronto.ca/TWONTO#00365 |  | Analyzers, Air Monitors & Calibration Equipment - EWA
85749 | WTR-PHL-PPE-0007-SUS | SCBA Facemask - Damian Cain | WTR-SUSPENDED | PPE,SCBA | Safety Equipment | 47428 | PPE | x |  | Suspended Obsolete entity for storage purpose
93500 | FHO-MCS-MT-1111 | Personal Tool Kit D. Gibbs | FHO-MCS-MEQ | Machine Tool | Tool | 34671 | MT | x |  | Machine Shop & Equipment
29508 | COL-PSS-MCC-0001 | Motor Control Center | COL-PSS-MISC |  | Motor Control Centre |  | MCC | http://www.toronto.ca/TWONTO#00110 |  | Miscellaneous Equipment
120515 | THC-ACC-DM-5921 | Damper,Motorized,Supply Fan FN-5920,AHU-5910,Disinfection Bldg | THC-ACC-FN-5920 |  | HVAC |  | DM | http://www.toronto.ca/TWONTO#00142 |  | Fan,Centrifugal,Supply ,AHU-5910,Disinfection Bldg
129292 | THC-THK-RPU-1613 | Controller Panel,Centrifuge CF-0300,Thickening Building | THC-THK-CF-0300 | Control Panel,Instrumentation | Remote Processor Unit |  | RPU | http://www.toronto.ca/TWONTO#00122 |  | Centrifuge,WAS Thickening
143995 | WTR-PHL-DR-0002 | Door | WTR-PHL-AUX | Fire Prevention | Door |  | DR | http://www.toronto.ca/TWONTO#00353
25251 | FHO-RW-FSL-0002 | Switch, Flow, Supply Header to Raw Water Turbidity Analyzer, S10, Raw Water Intake Well, South | FHO RAW H2O | Switch,Flow-Low | Switch |  | FSL | http://www.toronto.ca/TWONTO#00367 |  | Raw water Sampling
55541 | TAB-WA2-SQ-1007 | Body Harness. Peter Drodowski | TAB-WA2-SQ-0001 | PPE,Harness | Safety Equipment |  | SQ | http://www.toronto.ca/TWONTO#00332 |  | Fall Arrest System , Tripod and SRL
112733 | TAB-EL1-MCC-6631? | Control Panel, MCC,Electrical Room,Grit Build,P Building | TAB-PLT-ELQ-P | Control Panel,MCC | Motor Control Centre | 46021 | MCC | x |  | P Building - Electrical Equipment
76967 | THR-PLT-LD-2152E | Lifting Device, Sparger Arm, Tank 300, Grit Bldg. | THR-PLT-LD-0300 | Lifting Device | Hydraulic System | 35266 | LD | x |  | Lifting Devices, Sparger Arms, Tank 300, Grit Bldg.
74531 | THR-FT-FSL-3346 | Switch, Flow-Low, WHF, Pump 3340, Secondary Treatment, Scum Pumping - North | THR-FT-P-3340 | Switch,Flow-Low | Switch |  | FSL | http://www.toronto.ca/TWONTO#00367 |  | Pump, Rotary Vane, Scum Tank 3300, System 4, Scum Pumping
37583 | NX4020A | Unit Heater,Ground Equipment Store | TAB-ACC-HTR-SLO | H.V.A.C.,Heater | HVAC |  |  | http://www.toronto.ca/TWONTO#00418 |  | Unit Heaters- Silo Bldg
126686 | THC-OCS-RPU-1601 | RPU,Biofilter,WAS Thickening Building | THC-THK-ELS | Control Panel | Remote Processor Unit |  | RPU | http://www.toronto.ca/TWONTO#00122 |  | TWAS Elecftrical equipment Sludge Thickening
55548 | TAB-WA2-SQ-1138 | Body Harness Georgi Grigorenko | TAB-WA2-SQ-0001 | PPE,Harness | Safety Equipment |  | SQ | http://www.toronto.ca/TWONTO#00332 |  | Fall Arrest System , Tripod and SRL
117995 | TAB-SES-LTX-2289 | Exit Sign, Battery Unit, 2 LED heads, PRS Bldg | TAB-STR-SQ | Lighting,Exit | Safety Equipment | 41292 | LTX | x |  | WA2 Safety Equipment,lifting devices, ladders, Eye Wash station, First Aid Kits, Lock out stations
38772 | TAB-ACC-AHU-2240 | AHU, PRS Building Supply air | TAB-ACC-AHU | Air Handling Unit | HVAC |  | AHU | http://www.toronto.ca/TWONTO#00147 |  | Air Handling Unit & Supply Fan
83026 | FHA-SES-SQ-0083 | Horizontal tie off anchor point DBI SALA 8517362 anchor point | FHA-SES-SQ-6 |  | Safety Equipment |  | SQ | http://www.toronto.ca/TWONTO#hulol-galof-pivol-pojum |  | Safety Fall Protection Equipment
131932 | THR-CW-T-0532 | Tank, Hot Water System, Electric, Grit Bldg., Stores Washroom | THR-CW | Tank | Tank |  | T | http://www.toronto.ca/TWONTO#00427 |  | City Water
121340 | THC-ACC-TSH-0414 | Switch,Temperature-High,Exhaust Air,FN-0414 Shutdown,Roof,Building U | THC-ACC-FN-0414 | Damper/Louver | Switch |  | TSH | http://www.toronto.ca/TWONTO#00734 |  | Fan,Exhaust,Compressor Room,AHU-0411,Roof,Building U
71795 | THR-DIG-T-5818 | Tank, Gas Scrubber, Digester Tank 1000 | THR-DIG-SB-5 | Tank | Tank |  | T | http://www.toronto.ca/TWONTO#00148 |  | Scrubber Building 5, Digester 9 & 10
34803 | COL-YKP-FAK-0010S | First Aid Kit, Truck #064100 (RAM 2500) | COL-YKP | Safety,First Aid Kit | Safety Equipment | 39334 | FAK | x |  | Kipling Yard
50092 | TAB-PLT-PSH-0422 | Switch, Pressure High, Grit Pump P-0422 Discharge, Grit Bldg., P Bldg. | TAB-PLT-P-0422 | Switch,Pressure-High | Switch |  | PSH | http://www.toronto.ca/TWONTO#00604 |  | Pump, Centrifugal, Submersible, Grit Tank, T-0400, Grit Bldg., P Bldg.
| MAIN-095 | Main 095 | WTR-LWA |  |  |  |  | http://www.toronto.ca/TWONTO#00804 | Sub-Process | Work Area 2 Central Mains and Chambers
126190 | THC-INC-PSL-0202 | Switch, Pressure-low, Digester Gas Train, Incinerators 1000 & 2000 | THC-INC | Switch,Pressure-Low | Switch |  | PSL | http://www.toronto.ca/TWONTO#00604 |  | Incineration Process
80237 | FHA-SED-ZSH-0101A | Switch, Limit, Access Hatch Zone 1, Settling Basin T-0101 | FHA-SED-ZSH-0101 |  | Security System |  | ZSH | http://www.toronto.ca/TWONTO#fohur-bugut-lijif-zazom |  | Switch, Limit, Access Hatch Zone 1,
5825 | COL-PLB-LSH-0202 (S) | Level Switch, High | COL-PLB | Switch,Level | Switch | 35803 | LSH | x |  | Long Branch Pumping Station
118014 | TAB-SES-RING-3010 | Lifebuoy Ring | TAB-SES-RING-3000 | PPE | Safety Equipment |  | RING | http://www.toronto.ca/TWONTO#00561 |  | Lifebuoy Ring
85772 | WTR-PHL-T-3101 | Tank , Hot Water, 40 Rathnelly | WTR-PHL-AUX | Tank,Domestic Hot Water | Tank |  | T | http://www.toronto.ca/TWONTO#00427 |  | Auxiliary Equipment (Building Facilities)
61705 | THC-FT-PSH-5826 | Switch, Pressure High, Scum Control, SE Plant, SE Plant Blowers Part 1 and Train #8 | THC-FT-P-5820SP | Switch,Pressure-High | Switch |  | PSH | http://www.toronto.ca/TWONTO#00604 |  | Pump, Scum Pit, Tank 0500-0800, Secondary Clarifier
120830 | THC-ACC-HTR-0079 | Heater, Perimeter, Admin Building Ground Floor, Men`s Washroom 105 | THC-ACC-BLDG K |  | HVAC |  | HTR | http://www.toronto.ca/TWONTO#00418 |  | Administration Building, HVAC
6641 | COL-PNT-PSL-0120 | Switch, Pressure-Low | COL-PNT-MISC | Switch,Pressure-Low | Switch |  | PSL | http://www.toronto.ca/TWONTO#00604 |  | Miscellaneous Equipment
122366 | THC-CW-SQ-0230 | Emergency Bottle Eyewash Station, Building M, Incinerator Building M, Ground Floor Control Room, West Side | THC-SUSPENDED | PPE,Eyewash Station | Safety Equipment | 35809 | SQ | x |  | Suspended entity
127040 | THC-PLT-G-1812 | Gate, Isolation, Motorized, Dual Actuator, Bypass Channel, Grit Removal | THC-PLT-BLDG-0001 | Gate,Sluice | Gate |  | G | http://www.toronto.ca/TWONTO#00202
120251 | THC-ACC-AHU-0220 | Air Handling Unit, Building K | THC-SUSPENDED | H.V.A.C.,Air Conditioner | HVAC | 35458 | AHU | x |  | Suspended entity
45025 | TAB-DIG-FSL-1433 | Switch ,Flow, Low,Seal water to Pump-1433 | TAB-DIG-P-1433 | Switch,Flow | Switch |  | FSL | http://www.toronto.ca/TWONTO#00367 |  | Pump, Sludge Recirculation (DX2613) Digester Tank 14
137357 | THR-PLT-HS-1245 | Switch, Hand, Conveyor 1245, Path B, Preliminary Treatment, Grit Removal - Vortex - South Plant (Head house) | THR-PLT-CV-1245 | Switch,Hand | Switch |  | HS | http://www.toronto.ca/TWONTO#00411 |  | Conveyor, Screw, Conveyor, Path A, To Trailer Conveyor 0240 - S
117347 | TAB-RSP-PSL-2207 | Switch, Pressure,Low, Seal Water to Raw Sewage Pump- P2207 | TAB-RSP-P-2207 | Switch,Pressure | Switch |  | PSL | http://www.toronto.ca/TWONTO#00604 |  | Pump, Raw Sewage #7
79558 | THR-FPW-F-0002S | Filter, Pump, Centrifugal 0013, Plant Water Building, Plant Services, Plant Water Pump, Centrifugaling System | THR-FPW-P-0013 | Filter | Filter | 47400 | F | x |  | Pump, Centrifugal, Residual Chlorine Analyzer
60855 | THC-AI-F-7001 | Filter,Instrument Air,Incinerator Building,2nd floor | THC-AI-PIP-0001 | Filter | Filter |  | F | http://www.toronto.ca/TWONTO#00641 |  | Piping, Compressed Air Facility Wide
13984 | FCL-SPC-RPU-2022 | RPU Panel, Centrifuge CF-5501, RMF Centrifuge Building, Control Room | FCL_ELS_MISCELLANEOUS | Control Panel | Remote Processor Unit |  | RPU | http://www.toronto.ca/TWONTO#00122 |  | FCL_ELS_MISCELLANEOUS
55977 | FCL-SPC-RPU-1724 | RPU Panel, Pretreatment Module 2, PAC Pump Area | FCL_ELS_MISCELLANEOUS | Control Panel | Remote Processor Unit |  | RPU | http://www.toronto.ca/TWONTO#00122 |  | FCL_ELS_MISCELLANEOUS
133024 | THR-DIG-RPU-0018A | Remote Processor Unit, Digester 1-6 Mezzanine | THR-DIG-PD-0300 | RPU | Remote Processor Unit |  | RPU | http://www.toronto.ca/TWONTO#00122 |  | Tank, Primary Digester-3, Solids Treatment
76293 | FHA-FEQ-DT-0002 | Firesystem Sprinkler drain trap, RMF-Behind bins near the compressors | FHA-SES-FEQ-1 | Drain | Drain |  | DT | http://www.toronto.ca/TWONTO#00288 |  | Fire Sprinkler System
56183 | TAB-RSP-G-1104 | Gate, Sluice, Actuated, Connecting M.T.I. & Wet Wells T-1100 & T-1101 | TAB-RSP-T-1100 | Valve,Sluice Gate | Gate |  | G | http://www.toronto.ca/TWONTO#00202
94988 | FHO-SPC-COM-1602 | Termination Panel, Clarifier Buildoing, S2, Corridor | FHO-SPC |  | Communications Equipment |  | COM | http://www.toronto.ca/TWONTO#00540 |  | Process Control Systems - Services Area
15136 | COL-PBR-RPU-0001 | Remote Processing Unit, All control and Instrumentation Equipment - RPU | COL-PBR-MISC |  | Remote Processor Unit |  | RPU | http://www.toronto.ca/TWONTO#00122 |  | Miscellaneous Equipment
135935 | THR-FT-T-0500S | Tank, Final Settling, Mixed Liquor, Secondary Clarification - South | THR-FT-T | Tank | Tank | 38970 | T | x |  | Final Sedimentation Tank & Dedicated WAS Pumping
96029 | FIS-AM-LSH-0003 | Switch, Level, High, Ammonia Tank T-0201 Spill Containment, Ammonia & Fluoride Building,Storage Room | FIS-AM-T-0201 |  | Switch |  | LSH | http://www.toronto.ca/TWONTO#00466 |  | Tank, Ammonia Bulk Storage, Ammonia & Fluoride Building, Storage Room
39121 | TAB-ACC-DM-6453 | Damper, Motorized, Outside Air, FN- 6451, AHU-6450, Ground, East Operating Gallery | TAB-ACC-AHU-6450 | Damper/Louver | HVAC |  | DM | http://www.toronto.ca/TWONTO#00142 |  | Air Handling Unit, Primary Tank Operating Gallery, Ground, East Side
23634 | FHO-FLT-F-0301 | Filter Bed # 3 | FHO-FLT-T-0301-KQ | Tank,Reservoir | Tank |  | F | http://www.toronto.ca/TWONTO#00348 |  | Filter 3
98326 | FIS-SPC-CPU-1911 | Computer, Client SCADA Server, Admin Building, Computer Room Console | FIS-ADM BLDG |  | Communications Equipment |  | CPU | http://www.toronto.ca/TWONTO#00548 |  | Building Location
78870 | FHO-ELS-WR-0901 | Welding Receptacle, S10, Raw Water Pump Basemen | FHO-ELS-LTG |  | Power Distribution Panel |  | WR | http://www.toronto.ca/TWONTO#00821 |  | Facility Electrical System
18240 | FHA-SPC-RPU-1723 | RPU, Filters F-0901-1201, West Filter Pipe Gallery | FHA-ELS |  | Remote Processor Unit |  | RPU | http://www.toronto.ca/TWONTO#00122 |  | Electrical
| MAIN-095 | Main 095 | WTR-MT1 |  |  |  |  | http://www.toronto.ca/TWONTO#00804 | Sub-Process | Work Area 1 EAST Mains and Chambers
112628 | TAB-EL1-LP-6162A | Panel,Lighting,208-120V,Misc Loads,Ground Water PS | TAB-EL1-TR-6162A | Control Panel,Lighting | Power Distribution Panel |  | LP | http://www.toronto.ca/TWONTO#00477 |  | Transformer,Lighting,3 phase,600V/120-208V ,LP-6162A,Misc Loads,Ground Water PS
60326 | THC-ACC-V-6064 | Valve, Ball, Manual, Glycol, P-6003, Lower Level 2 Blower Room, Headworks | THC-ACC-P-6003 | Valve,Ball | HVAC |  | V | http://www.toronto.ca/TWONTO#00781 |  | Pump, Heating Glycol System, Lower Level 2 Blower Room, Headworks
75106 | THR-FT-PSH-4530 | Switch, Pressure-High, Pump P-4503 Discharge, WAS Pumping - South | THR-FT-P-4503 | Switch,Pressure-High | Switch |  | PSH | http://www.toronto.ca/TWONTO#00604 |  | Pump, Self-Prime Centrifugal, Drain, RAS Pumping Station - South
132809 | THR-DIG-PSH-2523 | Switch, Pressure-High, Discharge Pump 2523, Digester Tank 0300 | THR-DIG-P-2523 | Switch,Pressure-High | Switch |  | PSH | http://www.toronto.ca/TWONTO#00604 |  | Pump, Centrifugal, Sludge Transfer, Tank 0300
18189 | FHA-SED-ZSH-0604 | Switch, Limit, Access Hatch Zone 6 | FHA-SED |  | Security System |  | ZSH | http://www.toronto.ca/TWONTO#fohur-bugut-lijif-zazom |  | Sedimentation
119943 | TAB-WA4-SQ-1226 | Sling, Nylon,LiftAll Type 4 EE2-804, 16 Ft. #0002 | TAB-WA4-SQ-0010 |  | Lifting Device |  | SQ | http://www.toronto.ca/TWONTO#00929 |  | WA4 Fall arrest systems
124871 | THC-ELS-MCC-1302 | Motor Control Centre,Thickening Building | THC-ELS-PS-0001-K | Control Panel,MCC | Motor Control Centre |  | MCC | http://www.toronto.ca/TWONTO#00110 |  | Primary Power Equipment, Building K
135679 | THR-FT-LSHH-6320 | Switch, Level-High-High,Pump 6320A/B,Sump,T21 | THR-FT-P-6320A | Switch,Level-High-High | Switch |  | LSHH | http://www.toronto.ca/TWONTO#00466 |  | Pump, Sump, Flood Monitoring, Finals, Tunnel 21
19184 | FHO-ACC-FN-0147 | Fan, Exhaust, Admin Building, S2, Loading Bay Door 2 Air Curtain | FHO-MCS-HVAC | Fan,Axial | HVAC |  | FN | http://www.toronto.ca/TWONTO#OWLClass_binid-posum-pozar-motav |  | Plant HVAC
93353 | FHO-GRK-DR-6001S | Door, (FD-S6-01), Fire Rated, Raw Water Building, S6, Electrical Cable Shaft | FHO-GRK-FEQ-0001 | Fire Prevention,Door | Door |  | DR | http://www.toronto.ca/TWONTO#00353
21414 | FHO-ELS-LP-0834 | Lighting Panel, 120/208V 3PH, Standby Building, S4, Phosphoric Acid Room | FHO-ELS-LTG-2000 |  | Power Distribution Panel |  | LP | http://www.toronto.ca/TWONTO#00477 |  | Lighting, Facility Interior : Plant wide, interior lighting
138682 | THR-SES-SPL-0600 | Spill Kit, Glycol, For Glycol Skid T-0601 | THR-SES-SPL | Safety | Safety Equipment |  | SPL | http://www.toronto.ca/TWONTO#00700 |  | Spill Containment Kits, Humber Treatment Plant
116193 | TAB-PRS-PSH-3140 | Switch, Pressure-High,Chemical Dosing Pump, Secondary Dosing | TAB-PRS-P-3140 | Switch,Pressure-High | Switch |  | PSH | http://www.toronto.ca/TWONTO#00604 |  | Pump, Chemical Dosing, Secondary Dosing
127232 | THC-PLT-PSL-0545 | Switch,Pressure-low,Level Bubbler System,Bar screen 0540,Head House | THC-PLT-SC-0540 | Switch,Pressure-Low | Switch |  | PSL | http://www.toronto.ca/TWONTO#00604 |  | Bar Screen 0540
120597 | THC-ACC-F-6801 | Filter, Supply Fan, Ferrous Chloride Building | THC-ACC-FN-6801 |  | Filter |  | F | http://www.toronto.ca/TWONTO#00641 |  | Fan, Centrifugal, Supply, Ferrous Chloride Building
41056 | TAB-ACC-PDS-1848B | Switch,Pressure ,Supply Air, AHU1848 | TAB-ACC-AHU-1848 | Switch,Pressure | Switch |  | PDS | http://www.toronto.ca/TWONTO#00604 |  | AHU, Blower Bldg
125870 | THC-INC-BU-2038 | Burner, Hearth 5, Incinerator 2000 | THC-INC-FU-2000? | Burner | Burner |  | BU | http://www.toronto.ca/TWONTO#00191 |  | Furnace, Incinerator 2000
51666 | TAB-PRS-PSL-3210 | Switch, Pressure-Low, Chemical Dosing Pump, Secondary Dosing | TAB-PRS-P-3210 | Switch,Pressure-Low | Switch |  | PSL | http://www.toronto.ca/TWONTO#00604 |  | Pump, Chemical Dosing, Secondary Dosing
63217 | THC-OCS-LSL-0100 | Switch, Level Low, Humidification Chamber #1, Phase I/IV Odour Control | THC-OCS-HU-0100 | Switch,Level-Low | Switch |  | LSL | http://www.toronto.ca/TWONTO#00466 |  | Integrated Humidification Chamber #1, Humidification Chamber #1, Phase I/IV Odour Control
105920 | TAB-ACC-AHU-1848 | AHU, Blower Bldg | TAB-ACC-AHU | Air Handling Unit | HVAC |  | AHU | http://www.toronto.ca/TWONTO#00147 |  | Air Handling Unit & Supply Fan
112635 | TAB-EL1-LP-6638D | Lighting Panel,120/208V,Primary Tanks 0008&0009,Gallery,Mezzanine Level,P Building | TAB-EL1-MCC-6634 | Control Panel,Lighting | Power Distribution Panel |  | LP | http://www.toronto.ca/TWONTO#00477 |  | Motor Control Centre 600V - Galery 9
54989 | TAB-THK-MEQ-0801 | Flocculator | TAB-THK-T-0800 | Flocculator | Tank |  | MEQ | http://www.toronto.ca/TWONTO#00526 |  | Floatation Tank #8, Subnatant Recycling
146380 | WTR-PSC-RPU-0001 | Remote Processing Unit | WTR-PSC-ELS | RPU | Remote Processor Unit |  | RPU | http://www.toronto.ca/TWONTO#00122 |  | Electrical System
129576 | THR-ACC-AC-0610 | Air Cinditioning, Cooling & Fan Unit, MCC Room | THR-ACC-CU-0610 | H.V.A.C.,Air Conditioner | HVAC |  | AC | http://www.toronto.ca/TWONTO#00141 |  | Air Conditioning, Condensing Unit, HPBB Roof
41047 | TAB-ACC-PDS-1244A | Switch,Pressure ,Filter, AHU1244 | TAB-ACC-AHU-1244 | Switch,Pressure | Switch |  | PDS | http://www.toronto.ca/TWONTO#00604 |  | Air Handing unit,Flotation Bldg
83269 | THR-PRM-RPU-0010 | RPU, Primary Treatment, Grit New Electrical Room (172.22.37.123) | THR-PRM-NORTH | RPU | Remote Processor Unit |  | RPU | http://www.toronto.ca/TWONTO#00122 |  | Primary Treatment, North Primary
90450 | FHO-AM-LSL-0002 | Switch, Level-Low, Ammonia Dispersion, Secondary TRWS Channel, Ozone Building, S2, Dispersion Pump Room | FHO-AM-T-0201 | Switch,Level-Low | Switch |  | LSL | http://www.toronto.ca/TWONTO#00466 |  | Tank, Aqua Ammonia, Ammonia System, S4 Ammonia Storage Room
14777 | FCL-SES-SQ-GLOVES-A | High Voltage Insulated Gloves (Group A) | FCL-SES | PPE,Insulated Glove | Safety Equipment |  |  | http://www.toronto.ca/TWONTO#00653 |  | Safety and Environmental Services
53594 | TAB-SES-LTG-2283A | Lighting, 2 LED heads, Tunnel 'H' | TAB-STR-SQ | Lighting | Safety Equipment |  | LTG | http://www.toronto.ca/TWONTO#00934 |  | WA2 Safety Equipment,lifting devices, ladders, Eye Wash station, First Aid Kits, Lock out stations
45422 | TAB-DIG-PSH-4200 | Switch Pressure,High,Delivery,Digester Gas Compressor C-4200 | TAB-DIG-C-4200 | Switch,Pressure | Switch |  | PSH | http://www.toronto.ca/TWONTO#00604 |  | Compressor #4, Gas (DX5004A) Digester Tank 20 & 22,
26291 | FHO-GRK-DR-2044L | Door, (FD-2-44), Fire Rated, Ozone Building, L2, Stairway, DOZ 1 to Green Roof | FHO-GRK-FEQ-0001 | Fire Prevention,Door | Door |  | DR | http://www.toronto.ca/TWONTO#00353
80252 | FHA-SED-ZSH-0201 | Switch, Limit, Access Hatch Zone 2 | FHA-SED |  | Security System |  | ZSH | http://www.toronto.ca/TWONTO#fohur-bugut-lijif-zazom |  | Sedimentation
23286 | FHO-FL-LSH-0003 | Switch, Level Alarm for Concrete Spill Containment, S4 Fluoride Storage Tanks | FHO-FL | Switch,Level-High | Switch |  | LSH | http://www.toronto.ca/TWONTO#00466 |  | Fluoridation
53909 | TAB-RSP-MCC-0203 | MCC, 600V- M Bldg | TAB-ELS-M BLDG | Control Panel,MCC | Motor Control Center |  | MCC | http://www.toronto.ca/TWONTO#00110 |  | M Building Indoor Substation
38958 | SWM-PNQ-LSH-0105 | Switch, Level-High | SWM-PNQ-MISC | Switch,Level | Switch |  | LSH | http://www.toronto.ca/TWONTO#00466 |  | Miscellaneous Equipment
55740 | TAB-WA4-SQ-73E4 | Tripod, Rescue (SIMM1 Shared) | TAB-WA4-SQ-0010 | PPE | Safety Equipment |  | SQ | http://www.toronto.ca/TWONTO#00331 |  | WA4 Fall arrest systems
66373 | THC-SES-SQ-610954986 | SCBA Unit, Cylinder, spare, T1 Control Room | THC-SES-SQ-SCBA | PPE,SCBA | Safety Equipment | 40949 | SQ | x |  | SCBA Units, virtual entity
29677 | FIS-PCL-FSL-0201-SUS | Switch, Flow-Low, PACL To Mixer 0201, Raw Water Pumping Station | FIS-SUSPENDED | Sensor,Level | Switch | 38273 | FSL | x |  | Obsolete Entities/Processes
140244 | TNT-DIG-FX-5201 | Flame Arrester, digester gas to Boiler 5200 | TNT-DIG-BL-5200 | Flame Arrester | Safety Equipment |  | FX | http://www.toronto.ca/TWONTO#00361 |  | Digester Gas header- Boiler B0-5200
131357 | THR-BFP-TEST-7964 | Tester, Backflow Preventer, WA4 | THR-CW-BFP-WA4 |  | Test Equipment |  | TEST | http://www.toronto.ca/TWONTO#OWLClass_fivij-sibit-rikok-fapib |  | City Water, Back Flow Preventer, Work Area 4
55551 | TAB-WA2-SQ-1203 | EE2 - 901 T4 Nylon Sling | TAB-SES-LD | Lifting Device,Sling | Lifting Device |  | SQ | http://www.toronto.ca/TWONTO#00929 |  | WA2 Lifting devices
110719 | TAB-DIG-FX-7062 | Flame Arrester, Digester Gas to Waste Gas Burner #2 | TAB-DIG-BU-7062 | Flame Arrester | Safety Equipment |  | FX | http://www.toronto.ca/TWONTO#00361 |  | Burner #2, Waste Gas
21684 | FHO-DOZ-TPD-1508 | Trap Prime Device, Ozone Building, S1, Observation Platform No. 1, North Wall | FHO-DOZ |  | Plumbing |  | TPD | http://www.toronto.ca/TWONTO#00757 |  | Ozonation System
138284 | THR-RSPS-ASH-4001S | Smoke Detector (Returns Control Room) | THR-RSPS-CR | Fire Prevention,Heat Detector | Switch | 42091 | ASH | x |  | New Returns Control Room
18117 | FHA-SED-ZSH-0303 | Switch, Limit, Access Hatch Zone 3 | FHA-SED |  | Security System |  | ZSH | http://www.toronto.ca/TWONTO#fohur-bugut-lijif-zazom |  | Sedimentation
112637 | TAB-EL1-LP-6644 | Lighting Panel,Mini Power Centre,600-120/208V,Grit Building Gallery,P Building | TAB-EL1-MCC-6674 | Control Panel,Lighting | Power Distribution Panel |  | LP | http://www.toronto.ca/TWONTO#00477 |  | MCC,Electrical Room,Ground Floor,Grit Build,P Building
9048 | COL-YKP-VEH-0016S | Vehicle, Truck #080071 (F550) | COL-YKP | Vehicle,Licensed | Vehicle | 41246 | VEH | x
106480 | TAB-ACC-FN-2831 | Fan, Supply Air, Dewatering Bldg. | TAB-ACC-AHU-DEW | Fan | HVAC |  | FN | http://www.toronto.ca/TWONTO#OWLClass_binid-posum-pozar-motav |  | AHUs/Supply Fans Dewater. Bldg.
73662 | THR-ELS-INQ-0299 | Portable Pneumatic & Hydraulic Pressure Calibrators | THR-ELS-SQ | Safety | Test Equipment |  | INQ | http://www.toronto.ca/TWONTO#00599 |  | Electrical Safety Equipment, Gloves, Hot Stick, HVT & Megger
79891 | THR-WA1-LD-95-50 | Sling, Nylon, Work Area 1 (NYLON SLING SIZE; 2" X 4', CAPACITY 6400 LBS, SN 1547395-50) A | THR-LD-WIRE-WA1 | Lifting Device,Sling | Lifting Device |  | LD | http://www.toronto.ca/TWONTO#00929 |  | Slings, Wire Rope, Work Area 1
34398 | COL-YKP-DA-1734514 | Davit Mast-1734514 | COL-YKP-DA-0012S | Safety | Safety Equipment |  | DA | http://www.toronto.ca/TWONTO#00331 |  | Davit Arm Assembly with Upper Arm-1723241
18425 | FHA-SES-LD-0100 | 3 Step rolling ladder Blue in Treated water basement -Scarborough pumps | FHA-SES-LD-1 | Safety | Safety Equipment |  | LD | http://www.toronto.ca/TWONTO#00585 |  | Ladders
91372 | FHO-DOZ-T-5001 | Tank, Closed Loop Cooling Water Expansion, Ozone Building,L1,Ozone Equipment Room,Cooling Water Skid | FHO-DOZ-CL-CW | Tank | Tank |  | T | http://www.toronto.ca/TWONTO#00325 |  | CLOSED LOOP COOLING WATER SYSTEM
9534 | DOS-YCM-VEH-324021 | 2015 JOHN DDERE 318E - Vehicle Unit# 324021 | FAC-YCM-VEH | Vehicle,Licensed | Vehicle |  | VEH | http://www.toronto.ca/TWONTO#00400
83034 | FHA-SES-SQ-0095 | Level A Chemical Suit LG/XL S/N: 99941 | FHA-SES-SQ-1123 |  | Safety Equipment |  | SQ | http://www.toronto.ca/TWONTO#00212 |  | FHA-SES-SQ-7 - Chemical Suits
119672 | TAB-WA1-SQ-1099 | Sling | TAB-WA1-SQ-1000 | Lifting Device,Sling | Lifting Device |  | SQ | http://www.toronto.ca/TWONTO#00926 |  | WA1 Lifting Devices and Slings
93440 | FHO-MCS-CRN-0201 | Crane, Overhead, Travelling, 3 Ton, S6, Ring Header Room | FHO-MCS-LD | Crane,Overhead | Lifting Device |  | CRN | http://www.toronto.ca/TWONTO#00251 |  | Lifting Devices & Elevators
81662 | TNT-SES-SQ-0001 | First Aid Kit-Lab, Admin Bldg | TNT-GRK-FSTAID | Safety,First Aid Kit | Safety Equipment |  | SQ | http://www.toronto.ca/TWONTO#00355 |  | First aid Kits
83025 | FHA-SES-SQ-0082 | Horizontal tie off anchor point DBI SALA 8517362 anchor point | FHA-SES-SQ-6 |  | Safety Equipment |  | SQ | http://www.toronto.ca/TWONTO#hulol-galof-pivol-pojum |  | Safety Fall Protection Equipment
18575 | FHA-SES-SPL-0406 | FHA-SES-SPILL-7 - Spill Response Kit 7- Polymer Room | FHA-SES-SM |  | Safety Equipment |  | SPL | http://www.toronto.ca/TWONTO#00700 |  | Spill /Waste Management
6626 | COL-PNT-LSLL-0201 | Switch,Level, Low-Low, Wet Well #2 | COL-PNT-WEL-0200 | Switch,Level-Low-Low | Switch |  | LSLL | http://www.toronto.ca/TWONTO#00466 |  | Wet Well
65480 | FCL-SES-SQ-1018 | Electrical Safety Gloves, High Voltage, Class 4, Group A, #1502 | FCL-SES-SQ-0101 | PPE,Insulated Glove | Safety Equipment |  | SQ | http://www.toronto.ca/TWONTO#00653 |  | Eyewash Station/Shower, Dry Chemical Building, Alum Containment Area
55814 | TAB-WA6-SQ-1933 | Harness - Liwen Xu | TAB-WA6-SQ-0001 | PPE,Harness | Safety Equipment |  | SQ | http://www.toronto.ca/TWONTO#00332 |  | Fall Arrest System
26261 | FHO-SES-SCBA-0022 | Cylinder, SCBA, Air Pack, 2216 PSI, Ser #OJ-260081 | FHO-SES-SQ-0003 | PPE,SCBA | Safety Equipment |  | SCBA | http://www.toronto.ca/TWONTO#00582 |  | Breathing Air Tanks
118028 | TAB-SES-RING-4010 | Lifebuoy Ring | TAB-SES-RING-4000 | PPE | Safety Equipment |  | RING | http://www.toronto.ca/TWONTO#00561 |  | Lifebuoy Ring
147129 | WTR-RRG-FAK-0001 | First Aid Kit Station, Rouge Tank, HVAC Room | WTR-SUSPENDED |  | Safety Equipment | 42090 | FAK | x |  | Suspended Obsolete entity for storage purpose
82831 | FHA-SES-SPL-0901 | FHA-SES-SPILL-1 - Spill Response Cart | FHA-SES-SM |  | Safety Equipment |  | SPL | http://www.toronto.ca/TWONTO#00700 |  | Spill /Waste Management
105921 | TAB-ACC-AHU-1850 | AHU, Blower Bldg | TAB-ACC-AHU | Air Handling Unit | HVAC |  | AHU | http://www.toronto.ca/TWONTO#00147 |  | Air Handling Unit & Supply Fan
46604 | TAB-DIS-CHL-1114 | Chlorinator #4 | TAB-DIS-CHL-4 |  | Chemical Feeder |  | CHL | http://www.toronto.ca/TWONTO#00215 |  | Chlorination Train #4
28025 | FIS-AM-LSHH-0101 | Switch, Level, High High, Tank 0101, Aqua Ammonia Storage | FIS-AM-T-0101 |  | Switch |  | LSHH | http://www.toronto.ca/TWONTO#00466 |  | Tank, Ammonia Bulk Storage, Ammonia & Fluoride Building,, Storage Room
120574 | THC-ACC-F-0190 | Filter,Air Intake,Combustion Air,Boiler Building,North | THC-ACC-BLDG E |  | Filter |  | F | http://www.toronto.ca/TWONTO#00641 |  | Boiler House, HVAC
85037 | WTR-PEL-FSL-0501 | Switch, Flow-Low, Fan 0501 | WTR-PEL-FN-0501 | Switch,Flow-Low | Switch |  | FSL | http://www.toronto.ca/TWONTO#00367 |  | Fan, Supply, Air, Pump 0500
118016 | TAB-SES-RING-3013 | Lifebuoy Ring | TAB-SES-RING-3000 | PPE | Safety Equipment |  | RING | http://www.toronto.ca/TWONTO#00561 |  | Lifebuoy Ring
55485 | TAB-WA1-SQ-1954 | Type1 SRD/SRL ( Self Retracting Device/ Self Retracting Lanyard) 6 Ft- , Gabriel Velasco | TAB-WA1-SQ-0001 | PPE,Harness | Safety Equipment |  | SQ | http://www.toronto.ca/TWONTO#00677 |  | WA1 Fall Arrest System
42096 | TAB-ACC-V-6427 | Valve, Check, Hot Water System, Mech. Room No.5, Old Screen Bldg., P Bldg. | TAB-ACC-P-6402 | Valve,Check | HVAC |  | V | http://www.toronto.ca/TWONTO#00781 |  | Pump, Heating Pump, VFD, Mech Room No. 5, Old Screen Bldg., P Bldg.
78676 | THR-SES-LD-0504 | Retractable Winch for Davit Arm(SUSPENDED) | THR-SES-LD | Safety | Safety Equipment | 34647 | LD | x |  | Lifting Device, Safety Equipment
93353 | WTR-PMI-RPU-0002 | Control Panel, Process Control Unit, New Pump Room | WTR-PMI-TRW |  | Remote Processor Unit |  | RPU | http://www.toronto.ca/TWONTO#00122 |  | Treated Water (Transmission)
121725 | THC-ACC-V-6033 | Valve, Ball, Manual, Glycol, HE-6001, Lower Level 2 Blower Room, Headworks | THC-ACC-HE-6001 | Valve,Ball | HVAC |  | V | http://www.toronto.ca/TWONTO#00781 |  | Heat Exchanger, Heating Glycol System, Lower Level 2 Blower Room, Headworks
26267 | FHO-SES-SCBA-0030 | Cylinder, SCBA, Air Pack, 2216 PSI, Ser #OJ-456404 | FHO-SES-SQ-0001 | PPE,SCBA | Safety Equipment |  | SCBA | http://www.toronto.ca/TWONTO#00582 |  | Safety Equipment
41514 | TAB-ACC-TSL-1250 | Switch,Temerature,Low,Supply Air , | TAB-ACC-AHU-1250 | Switch,Position | Switch |  | TSL | http://www.toronto.ca/TWONTO#00734 |  | Air Handing unit,Flotation Bldg
83203 | THR-PRM-OIT-1102 | Remote Processor Unit, SCADA,North Primary Tank 11(Wireless) (172.22.37.139) | THR-SPC | RPU | Remote Processor Unit |  | OIT | http://www.toronto.ca/TWONTO#00122 |  | Process Control Systems - Services Area
65386 | THC-PRM-ZSH-1242 | Switch, Position High, Exhaust Damper, Damper 1242 | THC-PRM-DM-1242 | Switch,Position-High | Switch |  | ZSH | http://www.toronto.ca/TWONTO#00590 |  | Damper/Louver, Exhaust Air, Fan 1240, Primary Clarifier 12
27663 | FIS-ELS-MCC-0200 | MCC,600 V,Workshop Building,Mezzanine,West | FIS-ELS-CAB-0601 | Control Panel,MCC | Motor Control Centre |  | MCC | http://www.toronto.ca/TWONTO#00110 |  | ELS Cabinet,600 V Workshop Building,Mezzanine,MCC Cabinet
68347 | THC-PLT-G-1801 | Gate, Sluice, Bypass Channel, Dual Actuator, Raw Sewage Screening | THC-PLT-BLDG-0001 | Gate,Sluice | Gate |  | G | http://www.toronto.ca/TWONTO#00202
47377 | TAB-EL1-MCC-6574 | Motor Control Centre, Z Bldg | TAB-EL1-MCC-6536 | Control Panel,MCC | Motor Control Centre |  | MCC | http://www.toronto.ca/TWONTO#00110 |  | Motor Control Centre, Z Bldg
106544 | TAB-ACC-FN-6411 | Fan, Centrifugal, Supply Air, AHU-6410, Grit Bldg. roof, P Bldg. | TAB-ACC-AHU-6410 | Fan,Centrifugal | HVAC |  | FN | http://www.toronto.ca/TWONTO#OWLClass_binid-posum-pozar-motav |  | Air Handling Unit, Roof, Grit Bldg., P Bldg.
19159 | FHO-ACC-F-1003 | Filter, Inlet Air, D-1001, Old Surge Building | FHO-ACC-D-1001 |  | Filter |  | F | http://www.toronto.ca/TWONTO#00641 |  | Dehumidifier, Surge Building, Lower Level
55230 | TAB-SLO-STR-2403 | Strainer, Lub Pump suction | TAB-SLO-P-2403 | Strainer | Filter |  | STR | http://www.toronto.ca/TWONTO#00710 |  | Pump, Sludge Transfer Lube #3
| TAB-DEWATER BLDG | Building Location | TAB-SPC2 |  |  |  |  | http://www.toronto.ca/TWONTO#00260 | Process | Process Control Systems - Equipment
106323 | TAB-ACC-F-6521 | Filter, Prefilter, AHU-6520, Mechanical Room No. 2, Screen Bldg., P Bldg. | TAB-ACC-AHU-6520 | Filter | HVAC |  | F | http://www.toronto.ca/TWONTO#00641 |  | Air Handling Unit, Mechanical Room no.2, Screen Bldg., P Bldg.
93475 | FHO-MCS-LD-0233 | Loading Dolly # 233 | FHO-MCS-LD | Lifting Device,Hoist,Manual | Rigging Equipment |  | LD | http://www.toronto.ca/TWONTO#00285 |  | Lifting Devices & Elevators
85231 | WTR-PEL-TSL-0701 | Switch, Temperature-Low, Fan 0701 | WTR-PEL-FN-0701 | Switch,Temperature-Low | Switch |  | TSL | http://www.toronto.ca/TWONTO#00734 |  | Fan, Supply, Air, Pump 0700
18602 | FHA-SES-SQ-0054 | Safety Harnesses North FP817/6DNA/L full body harness Ser H380765 | FHA-SES |  | Safety Equipment |  | SQ | http://www.toronto.ca/TWONTO#00332 |  | Safety & Environmental Services
38328 | PLQ18550 | Plumbing, General, Seawall Substation | TAB-ELS-STRC-SW |  | Plumbing |  |  | http://www.toronto.ca/TWONTO#00572 |  | Seawall Substation
93252 | FHO-GRK-DR-2017S | Door, (FD-S2-17), Fire Rated, Admin Building, S2, Loading Bay Area, South | FHO-GRK-FEQ-0001 | Fire Prevention,Door | Door |  | DR | http://www.toronto.ca/TWONTO#00353
18091 | FHA-SED-ZSH-0105C | Switch, Limit, Access Hatch Zone 5, Settling Basin T-0101 | FHA-SED-ZSH-0105 |  | Security System |  | ZSH | http://www.toronto.ca/TWONTO#fohur-bugut-lijif-zazom |  | Switch, Limit, Access Hatch Zone 1,
| TAB-DEWATER-BLDG | Building Location | TAB-EUS |  |  |  |  | http://www.toronto.ca/TWONTO#00260 | Process | Production & End User Support
53023 | TAB-PWA-RPU-0422 | RPU,Plant Water,Plant Water Pumping Station | TAB-PWA | RPU | Remote Processor Unit |  | RPU | http://www.toronto.ca/TWONTO#00122 |  | Plant Water
58252 | THC-CW-SQ-0113 | Emergency Shower & Eyewash, Building G, Air Treatment Building | THC-SUSPENDED | PPE,Eyewash Station | Safety Equipment | 33152 | SQ | x |  | Suspended entity
76999 | THR-PLT-LSH-0102 | Switch, Level-High, Screen 0102, Preliminary Treatment, Screening | THR-PLT-SC-0102 | Switch,Level-High | Switch |  | LSH | http://www.toronto.ca/TWONTO#00466 |  | Bar Screen, Preliminary Treatment
9067 | COL-YKP-VEH-0041 | Vehicle, Truck # 076083 (Chevrolet Silverado 3500) | COL-YKP | Vehicle,Licensed | Vehicle |  | VEH | http://www.toronto.ca/TWONTO#00564
76892 | FHA-FL-T-0401 | Tank 4, Flouride Storage - CAP: 27276 L - Steel Welded Tank - | FHA-FL | Tank | Tank | 33475 | T | x |  | Fluoridation
18486 | FHA-SES-LDR-0513 | FHA-SES-LD-0041 - 10' Ladder Fiberglass ( Chlorine Room ) | FHA-SES | Safety | Safety Equipment |  | LDR | http://www.toronto.ca/TWONTO#00457 |  | Safety & Environmental Services
120385 | THC-ACC-CU-0052 | Condensing Unit, Equipment Room,Admin Building Roof | THC-ACC-BLDG K | Air Handling Unit | HVAC |  | CU | http://www.toronto.ca/TWONTO#00236 |  | Administration Building, HVAC
48000 | TAB-EL3-MCC-6325 | Motor Control Centre, Gas Compressor Bldg | TAB-ELS-WA8 | Control Panel,MCC | Motor Control Centre |  | MCC | http://www.toronto.ca/TWONTO#00110 |  | Electrical Equipment, Work Area 8, ( Panel Boards, MCC )
51250 | TAB-PRM-RPU-0412 | RPU, Remote Processor Unit | TAB-PLT-INQ-D | RPU | Remote Processor Unit |  | RPU | http://www.toronto.ca/TWONTO#00122 |  | D Building - Instrumentation Equipment
74350 | THR-AER-RPU-0032 | Remote Processor Unit, North Aeration, Tank 0800 (172.22.37.174) | THR-AER-T-0800 | RPU | Remote Processor Unit |  | RPU | http://www.toronto.ca/TWONTO#00122 |  | Tank, Secondary Treatment, Aeration - North #08
24885 | COL-PMM-FN-0003 | Fan, Exhaust | COL-PMM-MISC | Fan | HVAC |  | FN | http://www.toronto.ca/TWONTO#OWLClass_binid-posum-pozar-motav |  | Miscellaneous Equipment
| TAB-DIGESTER GAS BLD | Building Location | TAB-SPC |  |  |  |  | http://www.toronto.ca/TWONTO#00260 | Process | Process Control Systems - Services Area
26352 | FHO-SES-SQ-6076 | High Voltage Safety Equipment, Insulated Gloves, Class 0, Serial Number 4400, Burt Donaldson | FHO-SES-SQ-1000 | PPE,Insulated Glove | Safety Equipment |  | SQ | http://www.toronto.ca/TWONTO#00653 |  | High Voltage Insulated Gloves
16052 | FHA-BW-TSH-0601 | Switch, Temperature High, Backwash Pump P-0501 Motor, Low Lift PS | FHA-BW-M-0501 | Switch,Temperature-High | Switch |  | TSH | http://www.toronto.ca/TWONTO#00734 |  | Motor, Wash Water to Filter Bldg.
118525 | TAB-STR-F-7001 | Filter, City Water, Gland Water Cooling RAS/WAS Pumps | TAB-STR-T-7000 | Filter | Filter |  | F | http://www.toronto.ca/TWONTO#00277 |  | Wet Well, Gland Water Pumping Supply
58227 | THC-ACC-CT-0051 | Controller, Mechanical Room Ventilation, Admin Building, Mechanical Room 138 | THC-ACC-BLDG K |  | HVAC |  | CT | http://www.toronto.ca/TWONTO#00746 |  | Administration Building, HVAC
49975 | TAB-PLT-LSH-0641? | Switch,Level, High,Inlet Channel, Screen 0641 | TAB-SUSPENDED ENTITY | Switch,Level | Switch | 35871 | LSH | x |  | Suspended entities
19297 | FHA-WWW-T-3031 | Tank, Sludge Thickener, RMF, Thickener Gallery | FHA-WWW-T-3031-KQ | Tank | Tank |  | T | http://www.toronto.ca/TWONTO#00708 |  | Tank Location, Thickener 3
121323 | THC-ACC-TSH-6101 | Switch, Temperature, High, Truck Loading Bay, 2nd Floor Mech Room #2, Headworks | THC-ACC-AHU-6100 | Switch,Temperature-High | HVAC |  | TSH | http://www.toronto.ca/TWONTO#00734 |  | Air Handling Unit, Truck Loading Bay, Mech Room #2, Headworks
7276 | COL-PWR-RPU-0100 | Remote Processor Unit, Control Room, West Rouge PS | COL-PWR-AUX-ELEC | RPU | Remote Processor Unit |  | RPU | http://www.toronto.ca/TWONTO#00122 |  | Electrical Equipment
41244 | TAB-ACC-T-1480 | Tank, Expansion, Secondary Hot Water Loop | TAB-ACC-1400 | Tank | Tank |  | T | http://www.toronto.ca/TWONTO#00325 |  | Heating, Z Bldg -
84641 | WTR-PDS-PSL-0002S | Switch,Pressure,Low,Discharge | WTR-PDS-TRW | Switch,Pressure-Low | Switch | 38632 | PSL | x |  | Treated Water (Transmission)
24757 | COL-PSB-SQ-0001 | Eye Wash Station | COL-PSB-MISC |  | Safety Equipment |  | SQ | http://www.toronto.ca/TWONTO#00307 |  | Miscellaneous Equipment
81898 | FHA-SES-LDR-0516 | FHA-SES-LD-0019 - 6' Ladder Fiberglass ( Chlorine Feed Room ) | FHA-SES-LD-1 | Safety | Safety Equipment |  | LDR | http://www.toronto.ca/TWONTO#00457 |  | Ladders
111222 | TAB-DIG-TSH-4135 | Switch,Temperature, High, Discharge, Digester Gas, Compressor C-4135 | TAB-DIG-C-4135 | Switch,Temperature | Switch |  | TSH | http://www.toronto.ca/TWONTO#00734 |  | Compressor # 2, Gas (DX2602)
80369 | FHA-SED-ZSH-0601A | Switch, Limit, Access Hatch Zone 1, Settling Basin T-0601 | FHA-SED-ZSH-0601 |  | Security System |  | ZSH | http://www.toronto.ca/TWONTO#fohur-bugut-lijif-zazom |  | Switch, Limit, Access Hatch Zone 6
129715 | THR-ACC-CU-3500 | Condensing Unit, Ductless Split System outdoor Unit, Ferrous Chloride Fac Elec Rm | THR-ACC-AC-3500 |  | HVAC |  | CU | http://www.toronto.ca/TWONTO#00236 |  | Fan Coil Unit, Ductless Split System Indoor Unit, Ferrous Chloride Fac Elec Rm
27150 | DOS-YCM-TRL-VEH268011 | 2009 TITAN Trailer - Vehicle Unit# 268011 | FAC-YCM-VEH | Vehicle,Licensed | Vehicle |  |  | http://www.toronto.ca/TWONTO#00753
64174 | FCL-RW-FSL-0901 | Switch, Flow Low, Sampling Pump 0901, Sampling Pumps, Low Lift PS Basement | FCL-RW-SAMP | Switch,Flow-Low | Switch |  | FSL | http://www.toronto.ca/TWONTO#00367 |  | Raw Water Sampling
120087 | TAB-WA6-SQ-8769 | Lanyard | TAB-WA6-SQ-0001 | PPE | Safety Equipment |  | SQ | http://www.toronto.ca/TWONTO#00333 |  | Fall Arrest System
58986 | THC-ACC-HTR-0014 | Heater, Unit, Electric, 6.3kW, Admin. Building Basement, Storage Room B107, South | THC-ACC-BLDG K |  | HVAC |  | HTR | http://www.toronto.ca/TWONTO#00418 |  | Administration Building, HVAC
81463 | FHA-SES-FSH-0405 | Switch, Flow-High,Safety Shower & Eye Wash Station, (WWW-FS-6905), Chemical Room 5 (Room E), RMF | FHA-SES-SQ-0008 | Switch,Flow-High | Safety Equipment |  | FSH | http://www.toronto.ca/TWONTO#00367 |  | Eyewash Stations & Showers
21121 | FHO-CLB-PSH-0102 | Switch,Pressure High,Post Chl. West Train 1,Vent from Evaporator to Emerg.Vent Header,Chem.Supp.Rm. | FHO-CLB-CHL-0101 | Switch,Pressure-High | Switch |  | PSH | http://www.toronto.ca/TWONTO#00604 |  | Chlorinator, Post Chlorination Train 1 West, Chemical Building, L1, Evaporator Room
6812 | COL-PQW-LSL-0202 | Switch, Level-Low | COL-PQW | Switch | Switch |  | LSL | http://www.toronto.ca/TWONTO#00466 |  | Queensway Sewage Pumping Station
29853 | FIS-WWW-CH-0200-SUS | Slow Sand Fiter | FIS-SUSPENDED | Filter | Filter | 38480 | CH | x |  | Obsolete Entities/Processes
23077 | FHO-FEQ-FSH-0002 | Switch, Flow-High, Fire System, Flocculation Building, S2, Corridor, North Wall | FHO-SES-FEQ-1000 |  | Switch |  | FSH | http://www.toronto.ca/TWONTO#00367 |  | Fire Equipment, Built In
136613 | THR-JHSC-STB | Sludge Thickening Building & Surrounding Areas | THR-JHSC-WA1 |  | Safety Equipment |  |  | http://www.toronto.ca/TWONTO#00010 |  | Joint Health & Safety Committee WA1
134980 | THR-ELS-MCC-3202 | Control Panel, MCC 3202, Grit Building | THR-ELS-GRIT | Control Panel,MCC | Motor Control Centre |  | MCC | http://www.toronto.ca/TWONTO#00110 |  | Electrical System, Grit Bldg., North Prelimanry and Primary Station
132446 | THR-DIG-FSL-3166 | Flow Switch, Pump Seal Water | THR-DIG-T-7-10 | Transmitter,Pressure | Switch |  | FSL | http://www.toronto.ca/TWONTO#00367 |  | Digester, Entities Common to Tanks 7-10
97631 | FIS-RW-FSL-0004-SUS | Switch, Flow-Low, Turbidity, Intake Valve Chamber Upper Level, Sampling Pumps Intake | FIS-RW | Switch,Flow-Low | Switch | 38338 | FSL | x |  | Raw Water Production
57706 | FCL-WWW-ENJ-0001-SUS | Ejector, Sewage, Admin Building | FCL-SUSPENDED | Injector | Injector | 36847 | ENJ | x |  | Suspended entity
128031 | THC-PRM-ZSL-1171 | Switch, Position Low, Cylinder Retract, Valve 1171A | THC-PRM-V-1171 | Switch,Position-Low | Switch |  | ZSL | http://www.toronto.ca/TWONTO#00590 |  | Valve, Hydraulic Cylinder, Scum Skimmer, Tank 1100, Primary Clarifier, Phase IV
114891 | TAB-PLT-UPS-0321 | UPS for RPU, Second Floor Electrical Room, P Bldg. | TAB-PLT-RPU-0321 | RPU | Remote Processor Unit |  | UPS | http://www.toronto.ca/TWONTO#00124 |  | RPU Panel, Plant, Second Floor Electrical Room, P Bldg.
68498 | FHO-ACC-F-0114 | Filter, Dry Air, AHU-0104 Intake Air, Admin Building, L2, East Wing, Mechanical Room | FHO-ACC-AHU-0104 |  | Filter |  | F | http://www.toronto.ca/TWONTO#00641 |  | Air Handling Unit, Admin Building, East Wing, Mechanical Room
58918 | THC-ACC-FN-2173 | Fan, Exhaust, Access Building T15A, Phase I Secondary | THC-ACC-FN-2170 | Air Handling Unit | HVAC |  | FN | http://www.toronto.ca/TWONTO#OWLClass_binid-posum-pozar-motav |  | Air Handling Unit, (new tunnel ventilation ECAP-01)
69735 | THR-BG-LSL-0902 | Switch, Level-Low, Liquid in East Dewatering System, Compressor Building, Digester and Natural Gas Supply System | THR-BG | Switch,Level-Low | Switch |  | LSL | http://www.toronto.ca/TWONTO#00466 |  | Blended Gas
54776 | FCL-ELS-DS-B1B2 | Switch,High Lift Bldg - Switchgear Room,Tie:BUS-00B1/BUS-00B2 | FCL-ELS-BUS-00B2 | Load Break Switch | Switch |  |  | http://www.toronto.ca/TWONTO#00466 |  | Switchgear,Indoor,High Lift Bldg - Switchgear Room,4.16 kV Line 2
79962 | THR-WA3-LD-0012 | Sling, Nylon, Work Area 3 (1" X 6') | THR-LD-NYLN-WA3 | Lifting Device,Sling | Lifting Device |  | LD | http://www.toronto.ca/TWONTO#00929 |  | Slings, Nylon, Work Area 3
| MAIN-096 | Main 096 | WTR-LWA |  |  |  |  | http://www.toronto.ca/TWONTO#00804 | Sub-Process | Work Area 2 Central Mains and Chambers
90751 | FHO-CLA-PSH-0101 | Sensor, Liquid Pressure, Evaporator Suction Pre Chlorination Train 1, Chemical Bldg, L1,Machine Room | FHO-CLA-CHL-0101 | Switch,Pressure-High | Switch |  | PSH | http://www.toronto.ca/TWONTO#00604 |  | Chlorinator, Pre Chlorination Train 1, Chemical Building, L1, Machine Room
24940 | COL-PMM-HIC-0100 | Humidistat | COL-PMM-AHU-0100 |  | HVAC |  | HIC | http://www.toronto.ca/TWONTO#00746 |  | Air Handling Unit
143707 | WTR-PEL-PSL-0001 | Switch, Pressure-Low, Suction, Pumps | WTR-PEL-TRW | Switch,Pressure-Low | Switch |  | PSL | http://www.toronto.ca/TWONTO#00604 |  | Treated Water (Transmission)
45413 | TAB-DIG-PSH-4014 | Switch,Pressure, High | TAB-DIG-P-4014 | Switch,Pressure-High | Switch |  | PSH | http://www.toronto.ca/TWONTO#00604 |  | Pump, Digester Mixing #1B
127483 | THC-PRM-G-5141 | Gate, Sluice, Primary Influent Gate, Primary Clarifier 1100, NW Plant | THC-PRM-CLAR | Valve,Sluice Gate | Gate |  | G | http://www.toronto.ca/TWONTO#00202
49118 | TAB-OCS-F-8200 | Biofilter, Cell #2, Truck Loading Facility Odour Control System | TAB-SLO-BIO | Filter | Biofilter |  | F | http://www.toronto.ca/TWONTO#00348 |  | Odour Control Facility-WA4
120756 | THC-ACC-FN-2174 | Fan, Exhaust, Access Building T15B, Phase I Primary | THC-ACC-FN-2170 | Air Handling Unit | HVAC |  | FN | http://www.toronto.ca/TWONTO#OWLClass_binid-posum-pozar-motav |  | Air Handling Unit, (new tunnel ventilation ECAP-01)
126196 | THC-INC-PSL-2052 | Switch, Pressure-Low, Shaft Seal, Slurry Pump 2052 | THC-INC-P-2052 |  | Switch |  | PSL | http://www.toronto.ca/TWONTO#00604 |  | Pump, Ash Slurry, Incinerator 2000
| TAB-DIGESTER GAS BLD | Building Location | TAB-SPC2 |  |  |  |  | http://www.toronto.ca/TWONTO#00260 | Process | Process Control Systems - Equipment
93293 | FHO-GRK-DR-2054S | Door, (FD-S2-54), Fire Rated, Ozone Building, S2, Standpipe Fire Pump Room | FHO-GRK-FEQ-0001 | Fire Prevention,Door | Door |  | DR | http://www.toronto.ca/TWONTO#00353
18702 | FHA-SES-SQ-0416 | Emergency Shower, Plumbed, RMF, Polymer Feed Area | FHA-SES-SQ-0008 | Safety | Safety Equipment |  | SQ | http://www.toronto.ca/TWONTO#00308 |  | Eyewash Stations & Showers
39441 | TAB-ACC-FN-6532 | Fan, Centrifugal, Exhaust air, Mechanical Room No. 3, Screen Bldg., P Bldg. | TAB-ACC-FN-PBLDG | Fan,Centrifugal | HVAC |  | FN | http://www.toronto.ca/TWONTO#OWLClass_binid-posum-pozar-motav |  | Exhaust Fans , P Bldg
85846 | WTR-PHL-ZS-0015 | Switch, Position,Door Security | WTR-PHL-AUX | Switch,Position | Switch |  | ZS | http://www.toronto.ca/TWONTO#00590 |  | Auxiliary Equipment (Building Facilities)
43827 | FCL-ACC-FS-0202 | Switch, Loss of Air Flow, Fire Alarm, Ventilation System, Dry Chemical Building Alum Tank Room Bsmnt | FCL-ACC-FN-AM | Switch,Flow | Switch |  | FS | http://www.toronto.ca/TWONTO#00367 |  | Alum Storge & Tank RM. VENT. Sys.
77654 | THR-DIS-DP-0200 | Panel, Distribution Panel, Disinfection Building North Side | THR-DIS-P-SUS | Control Panel,Power Distribution Panel | Power Distribution Panel |  | DP | http://www.toronto.ca/TWONTO#00110 |  | Disinfection, Pumps, Sump & Chlorine Solution
113262 | TAB-EL3-MCC-6013 | MCC, Auxilary Systems Building, 2nd Floor | TAB-EL3-TR-5112 | Control Panel,MCC | Motor Control Centre |  | MCC | http://www.toronto.ca/TWONTO#00110 |  | Transformer, Substation, Auxiliary Systems Building, 2nd Floor
74157 | THR-AER-F-1311 | Filter, Bag, Supply Air, Aeration Blower 1311 | THR-AER-BL-1311 | Filter | Filter |  | F | http://www.toronto.ca/TWONTO#00641 |  | Blower, Centrifugal, Secondary Treatment, Aeration Blower System - Engine Room
95274 | FHO-TRW-T-0006 | Tank, Surge, District 1E-B, Surge Building, S4, Tank Room | FHO-TRW | Tank | Tank |  | T | http://www.toronto.ca/TWONTO#00629 |  | Treated Water System
140608 | TNT-MCS-LD-0028 | Chain Hoist | TNT-MCS-LD | Lifting Device,Chain | Lifting Device |  | LD | http://www.toronto.ca/TWONTO#00422 |  | Lifting Devices , cranes/ Portable crane/hoists, come alongs, slings, wire rope, chains
55959 | FCL-SPC-RPU-1222 | RPU Panel, Building Services, High Lift Bldg - Switchgear Room | FCL-ELS-PS-0001 | Control Panel | Remote Processor Unit |  | RPU | http://www.toronto.ca/TWONTO#00122 |  | Uninterruptible Power Supply,High Lift Bldg - Switchgear Room,LP-0001
74160 | THR-AER-F-1501 | Filter, Lube Oil Tank, Blower 1511, Blower Building, Air Blower System | THR-AER-BL-1511 | Filter | Filter |  | F | http://www.toronto.ca/TWONTO#00642 |  | Blower, Centrifugal, Secondary Treatment, Aeration Blower System - Engine Room
12987 | FCL-FL-LSH-0201(S) | Switch, Level-High, Tank 0201, Hydrofluosilicic Acid System | FCL-FL | Switch,Level-High | Switch | 35932 | LSH | x |  | Fluoridation
60302 | THC-ACC-V-6008 | Valve, Butterfly, Manual, Hot Water Supply, Lower Level 2 Blower Room, Headworks | THC-ACC-HE-6001 | Valve,Butterfly | HVAC |  | V | http://www.toronto.ca/TWONTO#00781 |  | Heat Exchanger, Heating Glycol System, Lower Level 2 Blower Room, Headworks
135299 | THR-FPW-T-0006S | Tank, Plant Water System, Plant Water Building | THR-FPW-F-0400 | Tank | Tank | 47404 | T | x |  | Filter, Cell 4, Plant Water Building, Plant Services, Plant Water Pump, Centrifugaling System (Filter Bed, Cell 4)
91403 | FHO-DOZ-TPD-1510 | Trap Prime Device, Ozone Building, L1, Mechanical Room No.1 | FHO-DOZ |  | Plumbing |  | TPD | http://www.toronto.ca/TWONTO#00757 |  | Ozonation System
39114 | TAB-ACC-DM-6420 | Damper, Motorized, Exhaust Air, FN- 6418, Roof, Existing Grit Bldg. | TAB-ACC-FN-6418 | Damper/Louver | HVAC |  | DM | http://www.toronto.ca/TWONTO#00142 |  | Fan, Centrifugal, Exhaust Air, Roof, Grit Bldg., P Bldg.
94792 | FHO-SES-SCBA-0036 | Cylinder, SCBA, Air Pack, 2216 PSI, Ser #OJ-380897 | FHO-SES-SQ-0003 | PPE,SCBA | Safety Equipment |  | SCBA | http://www.toronto.ca/TWONTO#00582 |  | Breathing Air Tanks
76074 | THR-MCS-LD-0270 | Engine Lifter, Digeter 9-10 Lower Level | THR-LD-WA1 | Lifting Device | Lifting Device |  | LD | http://www.toronto.ca/TWONTO#00422 |  | Lifting Devices, Chain Hoist, Come Along & Slings
47437 | TAB-EL1-SQ-6320 | Spill kit,DAWG® 20 Gallon Overpack | TAB-ELS-ESQ | Spill Kit | Safety Equipment |  | SQ | http://www.toronto.ca/TWONTO#00700 |  | Electrical Safety Equipment
116649 | TAB-PWA-LSH-5144 | Switch, Level,High | TAB-PWA-P-5144 | Switch,Level | Switch |  | LSH | http://www.toronto.ca/TWONTO#00466 |  | Pump, Sanitary Sump
119670 | TAB-WA1-SQ-1097 | Sling | TAB-WA1-SQ-1000 | Lifting Device,Sling | Lifting Device |  | SQ | http://www.toronto.ca/TWONTO#00926 |  | WA1 Lifting Devices and Slings
18427 | FHA-SES-LDR-0104 | FHA-SES-LD-0017 - 6' Ladder Fiberglass Orange ( Switch Gear Room EICT Room ) | FHA-SES | Safety | Safety Equipment |  | LDR | http://www.toronto.ca/TWONTO#00457 |  | Safety & Environmental Services
105179 | PA50748 | Paging/Intercom System, Boiler Rms/Z Bldg | TAB-WA6 |  | Communications Equipment |  |  | http://www.toronto.ca/TWONTO#OWLClass_aaa0534b_8301_4f5e_86a4_f0d2cc6e91a2 |  | Common to Projects, Bldg. Services, Z Building
58059 | THC-ACC-AHU BLDG M | Air Handling Units, Building M | THC-ACC-BLDG M |  | HVAC |  |  | http://www.toronto.ca/TWONTO#00147 |  | Incineration Building, HVAC
136777 | THR-MCS-MT-5356 | Ultrasonic Machine | THR-MCS-MT | Machine Tool | Tool |  | MT | http://www.toronto.ca/TWONTO#00747 |  | Machine Tool, Miscellaneous
29659 | FIS-MCS-T-4001 | Tank, Domestic Hot Water, Marine Yard Building, Mechanical/Electrical Room | FIS-MARINE-M/ERM |  | Tank |  | T | http://www.toronto.ca/TWONTO#00427 |  | Mechanical/ Electrical Room, Marine Yard Building
112680 | TAB-EL1-MCC-6164 | Motor Control Centre, 600V, West Quad House | TAB-EL1-MCC-6121 | Control Panel,MCC | Motor Control Centre |  | MCC | http://www.toronto.ca/TWONTO#00110 |  | Motor Control Centre, 600V MCC
80472 | THR-FT-RPU-0006BS | Remote Processor Unit, Final Tank 0700, Tank 0800, | THR-ELS-FST | RPU | Remote Processor Unit | 39570 | RPU | x |  | Electrical System, Final Sedimentation Tanks & Galleries
40110 | DA0152A | SUSPENDED ENTITY | TAB-SUSPENDED ENTITY | H.V.A.C.,Air Conditioner | HVAC | 35634 |  | x |  | Suspended entities
138622 | THR-SES-LD-0006S | Base, Embedded for Davit Arm, Primary Tank 2 | THR-LD-WA2 | Safety | Safety Equipment | 42680 | LD | x |  | Lifting Devices, Chain Hoist, Come Along & Slings
112625 | TAB-EL1-LP-6142A | Panel,Lighting,208-120V,Auxiliary Loads,Electrical Room,PRS Bldg | TAB-EL1-TR-6142A | Control Panel,Lighting | Power Distribution Panel |  | LP | http://www.toronto.ca/TWONTO#00477 |  | Transformer,Lighting,3 phase,600V/120-208V ,LP-6142A,Auxiliary Loads,Electrical Room,PRS Bldg
91684 | WTR-RLW-DR-0002 | Door, West Basins | WTR-RLW-AUX | Door | Door |  | DR | http://www.toronto.ca/TWONTO#00286
135575 | THR-FT-FSL-3646 | Switch, Flow-Low, WHF, Pump 3640, Secondary Treatment, Scum Pumping - North | THR-FT-P-3640 | Switch,Flow-Low | Switch |  | FSL | http://www.toronto.ca/TWONTO#00367 |  | Pump, Rotary Vane, Scum Tank 3600, System 9, Scum Pumping
45461 | TAB-DIG-SQ-0008 | Emergency Eye Wash Pack, # 8 Digester 1-4 Bsmt | TAB-DIG-STRC-T1-4 | PPE,Eyewash Station | Safety Equipment | 34474 | SQ | x |  | Digester Tanks 1-4 - Drains, Electrical Service(110/220V), Lighting, Plumbing
67784 | THR-ACC-FSL-0850 | Switch, Flow-Low, Exhaust Fan 0850, T16, Plant Services, Gallery Ventilation, Zone 3A | THR-ACC-FN-0850 | Switch,Flow-Low | Switch |  | FSL | http://www.toronto.ca/TWONTO#00367 |  | Fan, Exhaust, T16, Plant Services, Gallery Ventilation, Zone 3A
| TAB-DIGESTER-GAS-BLD | Building Location | TAB-EUS |  |  |  |  | http://www.toronto.ca/TWONTO#00260 | Process | Production & End User Support
14484 | FCL-SES-FA-0001-SUS | Fire Alarm System, Control Panel, High Lift Building | FCL-SES-SQ-0007 |  | Safety Equipment | 46422 | FA | x |  | Eyewash Station, Admin Building, Operators Lab,Eye wash station - main change room
45401 | TAB-DIG-RPU-1009 | Remote Processing Unit | TAB-DIG-ELQ-T13-16 | RPU | Remote Processor Unit |  | RPU | http://www.toronto.ca/TWONTO#00122 |  | Digester Tanks 13-16, Electrical Equipment
123557 | THC-DIG-PD-0400 | Tank,Primary Digester,Digested Sludge,Building U | THC-DIG-DIGESTERS |  | Tank |  | PD | http://www.toronto.ca/TWONTO#00271 |  | Primary Anerobic Digesters 0400-0700
47988 | TAB-EL3-MCC-6128 | Motor Control Centre, Digester 13-16 bldg | TAB-DIG-ELQ-T13-16 | Control Panel,MCC | Motor Control Centre |  | MCC | http://www.toronto.ca/TWONTO#00110 |  | Digester Tanks 13-16, Electrical Equipment
130149 | THR-ACC-NR-668 | HVAC Unit & Fan, Admin Lunch Room | THR-ACC-ADM | H.V.A.C.,Heater,Unit | HVAC |  | NR | http://www.toronto.ca/TWONTO#00418 |  | Air Conditioning, HVAC, Admin Building
58410 | THC-ACC-DM-0075 | VAV Box, Admin Building, Ground Floor, Lunch Room 150 | THC-ACC-AHU-0071 |  | HVAC |  | DM | http://www.toronto.ca/TWONTO#00142 |  | Air handling Unit, Ground Floor West Zone(Administration), Admin Building Roof
81491 | FHA-SES-LDR-0109 | FHA-SES-LD-0016 - 6' Ladder Fiberglass ( DEW pump 44 ) | FHA-SES-LD-1 | Safety | Safety Equipment |  | LDR | http://www.toronto.ca/TWONTO#00457 |  | Ladders
137361 | THR-PLT-LD-0300 | Lifting Devices, Sparger Arms, Tank 300, Grit Bldg. | THR-PLT-T-0300 | Lifting Device | Hydraulic System | 35251 | LD | x |  | Tank, Grit Removal, Grit Tanks, North Grit Building
9045 | COL-YKP-VEH-0014S | Vehicle, Truck #080056 (F550) | COL-YKP | Vehicle,Licensed | Vehicle | 41091 | VEH | x
112752 | TAB-EL1-MCC-6962 | MCC,Mechanical Room,Ground Floor,Screen Build,P Building | TAB-EL1-MCC-6922 | Control Panel,MCC | Motor Control Center |  | MCC | http://www.toronto.ca/TWONTO#00110 |  | MCC,Electrical Room,Ground Floor,Screen Build,P Building
147207 | WTR-RRH-RPU-0001 | Remote Processing Unit | WTR-RRH-ELS | RPU | Remote Processor Unit |  | RPU | http://www.toronto.ca/TWONTO#00122 |  | Electrical System
13973 | FCL-RW-FSL-0004 | Switch, Flow Low, Analyzer 0004, pH, Raw Water, Low Lift PS Basement | FCL-RW | Switch,Flow-Low | Switch |  | FSL | http://www.toronto.ca/TWONTO#00367 |  | Raw Water
20469 | COL-PMM-FS-0100 | Switch, Flow-Low | COL-PMM-MISC | Switch,Flow | Switch |  | FS | http://www.toronto.ca/TWONTO#00367 |  | Miscellaneous Equipment
27390 | COL-PSW-DR-0152 | Door entry system | COL-PSW-MISC | Security System | Security System |  | DR | http://www.toronto.ca/TWONTO#00673 |  | Miscellaneous Equipment
46640 | TAB-DIS-FSL-2207 | Switch ,Flow, Low,KOH to Scrubber, Chlorine Bldg | TAB-DIS-P-2207 | Switch,Flow | Switch |  | FSL | http://www.toronto.ca/TWONTO#00367 |  | Pump, Spray,KOH
107804 | TAB-ACC-TSL-1850 | Switch,Temperature,Low,Supply Air , | TAB-ACC-AHU-1850 | Switch,Temperature | Switch |  | TSL | http://www.toronto.ca/TWONTO#00734 |  | AHU, Blower Bldg
132542 | THR-DIG-LSH-0206 | Switch, Level-High, Over Flow Chamber, Tank 0200, Solids Treatment, Digester 2 Overflow Chamber | THR-DIG-PD-0200 | Switch,Level-High | Switch |  | LSH | http://www.toronto.ca/TWONTO#00466 |  | Tank, Primary Digester-2, Solids Treatment
129287 | THC-THK-RPU-1605 | RPU,Polymer Make-up,WAS Thickening Building (1) | THC-THK-ELS | Control Panel,Instrumentation | Remote Processor Unit |  | RPU | http://www.toronto.ca/TWONTO#00122 |  | TWAS Elecftrical equipment Sludge Thickening
107593 | TAB-ACC-TE-1464A | Temperature Element, Supply Air Temperature | TAB-ACC-HTR-1462 | Sensor,Temperature | HVAC |  | TE | http://www.toronto.ca/TWONTO#00733 |  | Heater unit, Z Bldg
59571 | THC-DIG-PSH-5066 | Switch,Pressure-High,Duty,Digested Gas Header,Gas Low Pressure System,Building U | THC-DIG-GAS-LOW-PRESS | Switch,Pressure | Switch |  | PSH | http://www.toronto.ca/TWONTO#00604 |  | Digester Gas Low Pressure System
78128 | THR-PRS-LSHH-0054 | Switch, Level-High-High, Ferrous Chloride Pumps 0054,0057, Ferrous Chloride System | THR-PRS-P-0054 | Transmitter,Level | Switch |  | LSHH | http://www.toronto.ca/TWONTO#00466 |  | Pump, Ferrous Chloride, Primary, Chemical Building
82730 | THR-PLT-RPU-0220 | RPU, North Grit, North Grit Electrical Room (172.22.37.201) | THR-ELS-GRIT | RPU | Remote Processor Unit |  | RPU | http://www.toronto.ca/TWONTO#00122 |  | Electrical System, Grit Bldg., North Prelimanry and Primary Station
105690 | SWM-PMG-LSH-0104 | Switch, Level-High | SWM-PMG-MISC | Switch,Level | Switch |  | LSH | http://www.toronto.ca/TWONTO#00466 |  | Miscellaneous Equipment
78210 | THR-PRS-T-0020 | Tank, Ferrous Chloride Storage, Chemical Building | THR-PRS-T | Tank,Non-Pressurized | Tank |  | T | http://www.toronto.ca/TWONTO#00211 |  | Phosphorous Removal System, Storage Tank
41114 | TAB-ACC-PS-7102 | Switch, Pressure, Z Bldg 2nd Flr, Deaerator 1 | TAB-ACC-MEQ-7101 | Switch,Pressure | Switch |  | PS | http://www.toronto.ca/TWONTO#00604 |  | Tank, Deaerator No.1
109625 | TAB-DEW-MX-2600 | Tank, Hopper Agitator, #9 Schwing Pump | TAB-DEW-T-2600 | Mixer | Tank |  | MX | http://www.toronto.ca/TWONTO#00526 |  | Tank, Hopper,DWS from Centrifuge #9 & 10
| MAIN-096 | Main 096 | WTR-MT1 |  |  |  |  | http://www.toronto.ca/TWONTO#00804 | Sub-Process | Work Area 1 EAST Mains and Chambers
4534 | COL-PGA-LSHH-0104 | Level,Switch,High-High,WEL-0100 | COL-PGA | Switch,Level-High-High | Switch |  | LSHH | http://www.toronto.ca/TWONTO#00466 |  | Greyabbey Sewage Pumping Station
122029 | THC-AER-T-3300 | Tank, Aeration | THC-AER-T | Tank,Non-Pressurized | Tank |  | T | http://www.toronto.ca/TWONTO#00140 |  | Tank, Aeration
40906 | TAB-ACC-MEQ-6501 | High Pressure Hot Water cleaning system, Mechanical Room No. 1, Screen Bldg., P Bldg. | TAB-PLT-PLQ-P | Building Service,Floor Drain | Plumbing |  | MEQ | http://www.toronto.ca/TWONTO#00596 |  | Plumbing, General, P Bldg Prelim Treatment
48230 | TAB-ELS-SQ-6139 | Electrical - Rubber Insulating Gloves Class 1 | TAB-ELS-SQ-GLOVE | PPE,Insulated Glove | Safety Equipment |  | SQ | http://www.toronto.ca/TWONTO#00653 |  | High Voltage Gloves
77000 | THR-PLT-LSH-0112 | Switch, Level-High, Screen 0112, Preliminary Treatment, Screening | THR-PLT-SC-0112 | Switch,Level-High | Switch |  | LSH | http://www.toronto.ca/TWONTO#00466 |  | Bar Screen, Preliminary Treatment
15113 | COL-PHP-SS-0001 | Station Security System | COL-PHP-MISC |  | Security System |  | SS | http://www.toronto.ca/TWONTO#00673 |  | Miscellaneous Equipment
39143 | TAB-ACC-DM-6557 | Damper, Motorized, Exhaust Air, FN- 6532,6542, 6552 & 6562, Mech. RM No. 3, Screen Bldg., P Bldg. | TAB-ACC-FN-6532 | Damper/Louver | HVAC |  | DM | http://www.toronto.ca/TWONTO#00142 |  | Fan, Centrifugal, Exhaust air, Mechanical Room No. 3, Screen Bldg., P Bldg.
41279 | TAB-ACC-T-7101 | Tank, Float Chamber | TAB-ACC-MEQ-7101 | Tank | Tank |  | T | http://www.toronto.ca/TWONTO#00363 |  | Tank, Deaerator No.1
131678 | THR-CG-T-1102 | Tank, High Pressure Air Storage, Engine Air Starting System | THR-AI-C | Tank | Tank | 34867 | T | x |  | Compressors, Instrument & Service Air
81109 | TNT-DIS-FS-0801 | Switch, Flow | TNT-DIS-P-0800 | Switch,Flow | Switch |  | FS | http://www.toronto.ca/TWONTO#00367 |  | Pump,Chlorination Dosing
74665 | THR-BG-F-1201 | Filter, Gas, Engine 1201 Gas Valve Train, Engine Fuel System-Unit No 2, Engine-Generator & Heat Recovery System | THR-CG-ENG-1201 | Filter | Filter |  | F | http://www.toronto.ca/TWONTO#00642 |  | Engine, Generator NT1788901, Engine Room, Engine-Generator & Heat Recovery System
72285 | THR-ACC-AC-0004 | Air Conditioning, Cooling & Fan Unit, South Primary Station 3, MCC Room | THR-PRM-CP-0010 | H.V.A.C.,Air Conditioner | HVAC |  | AC | http://www.toronto.ca/TWONTO#00141 |  | Control Panel, Make-up Air Unit, South Primary Station 2, MCC Room
18551 | FHA-SES-SCBA-0015 | Cylinder for Air Pack Ser # OJ 371534 | FHA-SES-SCBA-CYLINDER | PPE,SCBA | Safety Equipment |  | SCBA | http://www.toronto.ca/TWONTO#00582 |  | Breathing Air Tanks (SCBA cylinders)
50563 | FCL-DCL-SO-0101 | Sulphonator, Sulphur Dioxide System, Machine Room,Gaseous Chemical Building | FCL-DCL | Analyzer,Sulphur Dioxide | Chemical Feeder |  | SO | http://www.toronto.ca/TWONTO#00716 |  | Sulphur Dioxide System
40912 | TAB-ACC-MEQ-7201 | Tank, Deaerator No.2 | TAB-HRS-P-DEA | Tank | Tank |  | MEQ | http://www.toronto.ca/TWONTO#00606 |  | Deaerator Equipment/ Cndensation ,
9542 | DOS-YCM-VEH-333005 | 2003 VOLVO EC55 - Vehicle Unit# 333005 | FAC-YCM-VEH | Vehicle,Licensed | Vehicle |  | VEH | http://www.toronto.ca/TWONTO#00559 | ?
126517 | THC-MCS-T-0003 | Domestic Hot Water Tank, Building J | THC-MCS-T-BLDG J | Tank,Domestic Hot Water | Tank |  | T | http://www.toronto.ca/TWONTO#00427 |  | Domestic Hot Water Tank, Building J
34291 | KU2047A | Tank, Flash | TAB-HRS-T | Tank | Tank |  |  | http://www.toronto.ca/TWONTO#00606 |  | Steam Flash Tanks & Controls
| TAB-INCINERATOR BLDG | Building Location | TAB-SPC2 |  |  |  |  | http://www.toronto.ca/TWONTO#00260 | Process | Process Control Systems - Equipment
41085 | TAB-ACC-PDSH-6306 | Switch, Pressure Differential Switch High, FN-6320 | TAB-ACC-FN-6320 | Switch,Pressure-High | Switch |  | PDSH | http://www.toronto.ca/TWONTO#00604 |  | Fan, Supply, Propeller Type, Sludge Heating Room Heat Relief Ventilation, Sludge Heating Room, Dig 9-12 Control Building.
135888 | THR-FT-PSL-4400 | Switch, Pressure-Low, Pump P-4401 Suction, RAS Pumping - South | THR-FT-P-4401 | Switch,Pressure-Low | Switch |  | PSL | http://www.toronto.ca/TWONTO#00604 |  | Pump, Centrifugal, RAS, RAS Pumping Station - South
90117 | YTF-GRK-MEQ-1000 | Accessability Lift | YTF-GRK-PRTY-1000 | Pump | Lifting Device |  | MEQ | http://www.toronto.ca/TWONTO#00422 |  | Building Maintenance
114793 | TAB-PLT-PSJ-0122 | Switch, Pressure High, Grit Pump P-0122 Discharge, Grit Bldg., P Bldg. | TAB-PLT-P-0122 | Switch,Pressure-High | Switch |  | PSJ | http://www.toronto.ca/TWONTO#00604 |  | Pump, Centrifugal, Submersible, Grit Tank, T-0100, Grit Bldg., P Bldg.
52916 | TAB-PLT-G-0412 | Gate, Slide, Motorized, Isolation, Screen Channel No. 4 Influent | TAB-PLT-SC-0400 | Gate,Sluice,Act. | Gate |  | G | http://www.toronto.ca/TWONTO#00202
127820 | THC-PRM-V-1112A | Valve, Solenoid, Collect, Valve 1112 | THC-PRM-V-1112 | Transmitter,Level | Hydraulic System |  | V | http://www.toronto.ca/TWONTO#00694 |  | Valve, Hydraulic Cylinder, Bottom Scraper, Primary Clarifier 1100, NW Plant
97371 | FIS-MCS-MT-4506 | Machine Tool, Band Saw, Vertical, Workshop Building, Machine Shop | FIS-MCS | Machine Tool,Saw | Tool |  | MT | http://www.toronto.ca/TWONTO#00703 |  | Mechanical Services
24889 | COL-PMM-FN-0006 | Fan, Supply | COL-PMM-MISC | Fan | HVAC |  | FN | http://www.toronto.ca/TWONTO#OWLClass_binid-posum-pozar-motav |  | Miscellaneous Equipment
21088 | FHO-CLB-CHL-0301 | Chlorinator, Post Chlorination East Train 3, Chemical Building, L1, Evaporator Room | FHO-CLB | Chemical Feeder,Gas | Chemical Feeder |  | CHL | http://www.toronto.ca/TWONTO#00215 |  | Post Chlorination System
15192 | FCL-TRW-LSL-0800 | Switch, Level, Low, Treated Water Pump P-0800 Loss of Prime, High Lift Building, Pump Room | FCL-TRW-P-0800 | Switch,Level-Low | Switch |  | LSL | http://www.toronto.ca/TWONTO#00466 |  | Pump, Treated Water
68614 | FHO-ACC-F-0801 | Filter, Inlet Air to Elevator Room, Admin Building, S4, Behind Passenger Elevator Room | FHO-MCS-HVAC |  | Filter |  | F | http://www.toronto.ca/TWONTO#00641 |  | Plant HVAC
| MAIN-097 | Main 097 | WTR-LWA |  |  |  |  | http://www.toronto.ca/TWONTO#00804 | Sub-Process | Work Area 2 Central Mains and Chambers
137467 | THR-PLT-SQ | Fall Protection Post for Bar screens,WA2 | THR-PLT-SC | Safety,Eye wash | Safety Equipment |  |  | http://www.toronto.ca/TWONTO#00341 |  | Preliminary Treatment, Bar Screens
79802 | THR-WA1-LD-875-5 | Sling, Nylon, Work Area 1 (NYLON BELT SLING SIZE; 1' X 2', CAPACITY 3200 LBS, SN 895875-5) A | THR-LD-NYLN-WA1 | Lifting Device,Sling | Lifting Device |  | LD | http://www.toronto.ca/TWONTO#00929 |  | Slings, Nylon, Work Area 1
51552 | FCL-FLT-F-1501 | Filter, Carbon Activated, Filter Building, Filter Gallery West | FCL-FLT | Filter | Filter |  | F | http://www.toronto.ca/TWONTO#00146 |  | Filtration
126532 | THC-MCS-T-0025 | Domestic Hot Water Tank, Building M | THC-MCS-T-BLDG M | Tank,Domestic Hot Water | Tank |  | T | http://www.toronto.ca/TWONTO#00427 |  | Domestic Hot Water Tank, Building M
23207 | COL-PNT-LSHH-0104 | Switch,Level, High-High, Float Mode, Wet Well #1 | COL-PNT-WEL-0100 | Switch,Level-High-High | Switch |  | LSHH | http://www.toronto.ca/TWONTO#00466 |  | Wet Well
147173 | WTR-RRH-DP-0001 | Distribution Panel, Power, 600V, Rosehill Reservoir, Valve House, Electrical Room | WTR-RRH-ELS | Control Panel,Power Distribution Panel | Power Distribution Panel |  | DP | http://www.toronto.ca/TWONTO#00110 |  | Electrical System
130852 | THR-ADM-ASH-4008S | Carbon Monoxide(CO) Detector (Main Control Room- Admin Building) | THR-ELS-ADM | Fire Prevention,Heat Detector | Switch | 42099 | ASH | x |  | Electrical System, Administration Building
61771 | FHA-GRK-DR-0401 | Door, Overhead, RMF, RMF, Sludge Bin Loading West Side | FHA-GRK-PRTY-0001 | Door,Overhead | Door |  | DR | http://www.toronto.ca/TWONTO#00649
90837 | FHO-CLB-CHL-0401 | Chlorinator, Post Chlorination East Train 4,Chemical Building, L1, Evaporator Room | FHO-DCL-SO-0101-KQ | Chemical Feeder,Gas | Chemical Feeder |  | CHL | http://www.toronto.ca/TWONTO#00215 |  | Dechlorination Train 1
97633 | FIS-RW-FSL-0004-SUS | Switch, Flow-Low, Turbidity, Intake Valve Chamber Upper Level, Sampling Pumps Intake | FIS-SUSPENDED | Switch,Flow-Low | Switch | 38338 | FSL | x |  | Obsolete Entities/Processes
106651 | TAB-ACC-FSL-3011 | Switch,Flow,Low,Water From Pump | TAB-ACC-P-3011 | Switch,Flow | Switch |  | FSL | http://www.toronto.ca/TWONTO#00367 |  | Pump, Hot Water Circulating,Chlorination Bldg Space Heating,(P8-2)
70751 | THR-DCL-LSH-0002 | Switch, Level High, Containment Tank, Sodium Bisulphite | THR-DCL-T-0002 | Switch,Level-High | Switch |  | LSH | http://www.toronto.ca/TWONTO#00466 |  | Tank, Containment, SBS, NaHSO3 Pump 0600 & 0700
56118 | TAB-STR-RPU-0506 | RPU-GE0506 | TAB-STR-RPU |  | Remote Processor Unit |  | RPU | http://www.toronto.ca/TWONTO#00122 |  | Aeration Gallery - RPUs
137831 | THR-PRM-PSH-2120 | Switch, Pressure-High, Discharge, Pump 2120, Sludge Pumping - South | THR-PRM-P-2120 | Switch,Pressure-Low | Switch |  | PSH | http://www.toronto.ca/TWONTO#00604 |  | Pump, Centrifugal, Sludge, Primary Station 1
119330 | TAB-THK-RPU-0601 | RPU-GE0601 | TAB-THK-RPU | RPU | Remote Processor Unit |  | RPU | http://www.toronto.ca/TWONTO#00122 |  | RPU Location
62606 | THC-MCS-LD-2084 | CHAIN FALL (insp Liftsafe) | THC-MCS-LD | Lifting Device | Lifting Device |  | LD | http://www.toronto.ca/TWONTO#00422 |  | Mechanical Services, Lifting Device
82860 | FHA-SES-SQ-0062 | Model Miller 216WLS/4 4’ shock absorber lanyard 16-05 | FHA-SES |  | Safety Equipment |  | SQ | http://www.toronto.ca/TWONTO#00333 |  | Safety & Environmental Services
38830 | TAB-ACC-AHU-6104 | AHU, Digester 5-8 Pump Room | TAB-ACC-AHU-DIG | Air Handling Unit | HVAC |  | AHU | http://www.toronto.ca/TWONTO#00147 |  | AHUs/Supply Fans Dig. Bldg.
143591 | WTR-PEL-LSH-1201 | Switch, Level, High, Diesel Fuel Day Tank T-1200, Generator Building, Product Handling Room | WTR-PEL-T-1200 | Switch,Level-High | Switch |  | LSH | http://www.toronto.ca/TWONTO#00466 |  | Tank, Non-Pressurized, Diesel Fuel Day, Generator Building, Product Handling Room
78801 | THR-SES-SQ-0532S | Lanyard for Harness 6ft. | THR-SES-FAS | Safety | Safety Equipment | 38784 | SQ | x |  | Fall Arrest Sytem (Harness and Lanyard), Safety Equipment
130167 | THR-ACC-NR-704 | HVAC Unit & Fan, Electrical Shop | THR-ACC-ADM | H.V.A.C.,Heater,Unit | HVAC |  | NR | http://www.toronto.ca/TWONTO#00418 |  | Air Conditioning, HVAC, Admin Building
58042 | THC-ACC-AC-0052 | Air Conditioner, Indoor Unit, Telecom Room, Admin. Building Telecom Room | THC-ACC-BLDG K |  | HVAC |  | AC | http://www.toronto.ca/TWONTO#00141 |  | Administration Building, HVAC
11514 | FCL-CLA-CHL-0101 | Chlorinator, Chlorine Gas, Chlorination System | FCL-CLA | Chemical Feeder,Gas | Chemical Feeder |  | CHL | http://www.toronto.ca/TWONTO#00215 |  | Pre-Chlorination
88064 | WTR-PSA-TS-0905 | Switch | WTR-PSA-ELS | Switch | Switch |  | TS | ? |  | Electrical System
61866 | FCL-FL-FSL-0101-SUS | Switch, Flow-Low, Feed Line, Hydrofluosilicic Acid System | FCL-SUSPENDED | Switch,Flow-Low | Switch | 36605 | FSL | x |  | Suspended entity
27271 | FHO-WWW-PSH-0701 | Switch, Pressure High, Discharge WW Blower WWW-BL-0701, S5 Blower Room | FHO-WWW-BL-0701-KQ | Switch,Pressure-High | Switch |  | PSH | http://www.toronto.ca/TWONTO#00604 |  | WW Blower 7
81332 | THR-ITS-COM-4202 | Termination Panel, Instrument Air - South | THR-ITS-COM-4200 | Network,Local Area Networks | Network |  | COM | http://www.toronto.ca/TWONTO#00537 |  | Network Access Closet, Aeration - South
106267 | TAB-ACC-DM-6544 | Damper, Motorized, Exhaust Air, FN- 6542, Mechanical RM No. 3, Screen Bldg., P Bldg. | TAB-ACC-FN-6542 | Damper/Louver | HVAC |  | DM | http://www.toronto.ca/TWONTO#00142 |  | Fan, Centrifugal, exhaust air, Mechanical Room No. 3, Screen Bldg., P Bldg.
120542 | THC-ACC-DR-0601 | Door, Overhead, 2nd Floor Elevator, Bldg M | THC-GRK-DR-M | Door,Overhead | Door |  | DR | http://www.toronto.ca/TWONTO#00649
88105 | WTR-PSA-TSLL-0901 | Switch, Temperature-Low | WTR-PSA-AUX | Switch,Temperature-Low | Switch |  | TSLL | http://www.toronto.ca/TWONTO#00734 |  | Auxiliary Equipment (Building Facilities)
111096 | TAB-DIG-SQ-0013 | Emerg. Eyewash Stn, Dig Tanks 5-8 Bsmt. North West Pillar | TAB-DIG-SQ-T05-08 | PPE,Eyewash Station | Safety Equipment |  | SQ | http://www.toronto.ca/TWONTO#00307 |  | Digester Tanks 05-08, Safety Equipments
133035 | THR-DIG-TSH-5260 | Switch, Tempreature-High, Outlet Gas compressor 5260 | THR-DIG-C-5260 | Switch,Temperature-High | Switch |  | TSH | http://www.toronto.ca/TWONTO#00734 |  | Compressor, Gas, Mixing System, Digester Tank#1/2
96423 | FIS-DCL-INJ-0201 | Eductor, SO2, Chemical Mixing Building, Upper Level | FIS-DCL-SO-0201 |  | Chemical Feeder |  | INJ | http://www.toronto.ca/TWONTO#00294 |  | Sulphonator, Gaseous Chemical Building, Machine Room
23213 | COL-PNT-LSL-0157 | Switch, Level-High | COL-PNT-MISC | Switch,Level | Switch | 36023 | LSL | x |  | Miscellaneous Equipment
121742 | THC-ACC-V-6092 | Valve, Circuit Balancing, Glycol Return, Lower Level 2 Blower Room, Headworks | THC-ACC-HE-6001 | Valve | HVAC |  | V | http://www.toronto.ca/TWONTO#00781 |  | Heat Exchanger, Heating Glycol System, Lower Level 2 Blower Room, Headworks
55812 | TAB-WA6-SQ-1932 | Harness | TAB-WA6-SQ | PPE | Safety Equipment |  | SQ | http://www.toronto.ca/TWONTO#00332 |  | WA6 Safety Equipment
40109 | DOS-SES-SCBA-8972 | SCBA 60 minutes escape pack | DOS-SES-SCBA | Safety | Safety Equipment |  | SCBA | http://www.toronto.ca/TWONTO#00123 |  | Self Contained Breathing Apparatus (SCBA)
18170 | FHA-SED-ZSH-0504D | Switch, Limit, Access Hatch Zone 4, Settling Basin T-0501 | FHA-SED-ZSH-0504 |  | Security System |  | ZSH | http://www.toronto.ca/TWONTO#fohur-bugut-lijif-zazom |  | Switch, Limit, Access Hatch Zone 5
112621 | TAB-EL1-LP-0913C | Panel, Lighting, LP-0913C, Dig 9-12 Control Building. | TAB-EL1-LP-0913A | Control Panel,Lighting | Power Distribution Panel |  | LP | http://www.toronto.ca/TWONTO#00477 |  | Panel, Lighting, LP-0913A, Sludge Heat Room, Dig 9-12 Control Building.
38749 | TAB-ACC-AHU-1408 | Air Handling Unit, Air Supply to Boiler Room, Z Bldg | TAB-ACC-AHU-ZBLDG | H.V.A.C. | HVAC | 38012 | AHU | x |  | AHUs/Supply Fans Z. Bldg.
9585 | DOS-MCS-LD-064294 | Lifting Device, Chain Fall, STEEL BODY, 3 TON, 9\32" | FAC-YCM-SES | Lifting Device,Sling | Safety Equipment |  | LD | http://www.toronto.ca/TWONTO#00422 |  | SAFETY & ENVIRONMENTAL SERVICES
59060 | THC-ACC-HTR-0337 | Air Heater, Building M | THC-ACC-HEATERS | H.V.A.C.,Heater,Unit | HVAC |  | HTR | http://www.toronto.ca/TWONTO#00418 |  | Air Heaters, Building M
106691 | TAB-ACC-FSL-6105 | Switch, Flow, Low, Exhausht | TAB-ACC-FN-6105 | Switch,Flow-Low | Switch |  | FSL | http://www.toronto.ca/TWONTO#00367 |  | Fan, Exhaust, Digester 5-8 Drip Trap room
| TAB-INCINERATOR BLDG | Building Location | TAB-SPC |  |  |  |  | http://www.toronto.ca/TWONTO#00260 | Process | Process Control Systems - Services Area
81884 | FHA-SES-LDR-0423 | FHA-SES-LD-0010 - 5' Ladder Fiberglass ( Room above Decant Tanks) | FHA-SES | Safety | Safety Equipment |  | LDR | http://www.toronto.ca/TWONTO#00457 |  | Safety & Environmental Services
115484 | TAB-PRM-LSHH-0211 | Switch, Level High High, Polymer Mix/Hold Tank T-0210, Polymer Room, Old Screen Bldg., P Bldg. | TAB-PRM-T-0210 | Switch,Level-High-High | Switch |  | LSHH | http://www.toronto.ca/TWONTO#00466 |  | Tank, Polymer Mix/Hold, Tank, Polymer Room, Old Screen Bldg., P Bldg.
143703 | WTR-PEL-PSH-0001 | Switch, Pressure-High | WTR-PEL-TRW | Switch,Pressure-High | Switch |  | PSH | http://www.toronto.ca/TWONTO#00604 |  | Treated Water (Transmission)
128271 | THC-SES-AIDKIT-0002 | First Aid Kit, Work Area 2, Building K | THC-SES-SQ | Safety,First Aid Kit | Safety Equipment |  | AIDKIT | http://www.toronto.ca/TWONTO#00355 |  | Safety Equipment
104667 | NR3112E | Unit Heater,Convection,P.W.P.S.-H-10 | TAB-ACC-HTR | H.V.A.C.,Heater | HVAC |  |  | http://www.toronto.ca/TWONTO#00418 |  | Heaters- Convection,
55958 | FCL-SPC-RPU-1221 | RPU Panel, Backwash Pumps 0101-0401, High Lift Bldg - Switchgear Room | FCL-ELS-PS-0001 | Control Panel | Remote Processor Unit |  | RPU | http://www.toronto.ca/TWONTO#00122 |  | Uninterruptible Power Supply,High Lift Bldg - Switchgear Room,LP-0001
136936 | THR-OCS-LSHH-2275 | Switch, Level, High-High, Drain Sump, North Biofilter | THR-OCS-P-2270 | Switch,Level-High-High | Switch |  | LSHH | http://www.toronto.ca/TWONTO#00466 |  | Pump, Centrifugal (Wet), Drain Sump, North Biofilter
123560 | THC-DIG-PD-0700 | Tank,Primary Digesters,Digested Sludge,Building U | THC-DIG-0700 |  | Tank |  | PD | http://www.toronto.ca/TWONTO#00271 |  | Eliminated Role: Digester 0700
21683 | FHO-DOZ-TPD-1506 | Trap Prime Device, Ozone Building, S2, Ozone Pipe Gallery No.2 | FHO-DOZ |  | Plumbing |  | TPD | http://www.toronto.ca/TWONTO#00757 |  | Ozonation System
85778 | FHO-SA-F-0201 | Filter, Discharge, Compressor C-0201, Service Air System, TRW Building, S3, Compressor Room | FHO-SA-C-0201 |  | Filter |  | F | http://www.toronto.ca/TWONTO#00641 |  | Compressor, Service Air System, TRW Building, S3, Compressor Room
113470 | TAB-ELS-SQ-6121 | Electrical - Rubber Insulating Gloves | TAB-ELS-SQ-GLOVE | PPE,Insulated Glove | Safety Equipment |  | SQ | http://www.toronto.ca/TWONTO#00653 |  | High Voltage Gloves
112703 | TAB-EL1-MCC-6547 | Motor Control Centre, Z Bldg | TAB-EL1-MCC | Control Panel,MCC | Motor Control Centre |  | MCC | http://www.toronto.ca/TWONTO#00110 |  | Motor Control Center- North Substation
13837 | COL-PGA-LSH-0105 | Level,Switch,High,WEL-0100 | COL-PGA-MISC | Switch,Level-High | Switch |  | LSH | http://www.toronto.ca/TWONTO#00466 |  | Miscellaneous Equipment
40449 | TAB-ACC-PIP-1101 | Pipeline, Glycol, Space heating,., P Bldg. | TAB-ACC-1100 | Piping | HVAC |  | PIP | http://www.toronto.ca/TWONTO#00572 |  | HVAC Heating, P Bldg
72302 | THR-ACC-AC-2110 | HVAC, heating and cooling air, bard unit, mounted on east face,BV Trailer | THR-ACC-HVAC | H.V.A.C.,Air Conditioner | HVAC |  | AC | http://www.toronto.ca/TWONTO#00141 |  | Air Conditioning, Heating, Ventilation & Air Conditioning
114041 | TAB-OCS-FSL-6741 | Switch, Flow Low, Separated Water, Biofilter F-6740 Inlet, Biofilter Area, P Bldg. | TAB-OCS-FN-6770 | Switch,Flow-Low | Switch |  | FSL | http://www.toronto.ca/TWONTO#00367 |  | Fan, Centrifugal, Air to Stack, Biofilter Area, P Bldg.
121008 | THC-ACC-MEQ-0701 | Air Separator,Heating Glycol Supply,HVAC Systems,Thickening Building | THC-ACC-BLDG J | H.V.A.C. | HVAC |  | MEQ | http://www.toronto.ca/TWONTO#00149 |  | TWAS Building, HVAC
45331 | TAB-DIG-PDSL-0640 | Switch,Pressure Differential, Low ( between Hotwater & Sludge) | TAB-DIG-HE-0648 | Switch,Pressure-Low | Switch |  | PDSL | http://www.toronto.ca/TWONTO#00604 |  | Heat Exchanger #6, DS,
43224 | TAB-CW-SQ-0083 | Emerg. Eyewash & Shower, P Building Scrubber, Outside | TAB-PLT-SQ | PPE,Eyewash Station | Safety Equipment | 35898 | SQ | x |  | P Building - Safety Equipment
59364 | THC-DIG-FX-5300 | Flame Arrestor,Digester Gas,BU-5300,Low Pressure,Building UU | THC-DIG-CP-5300 | Flame Arrester | Safety Equipment |  | FX | http://www.toronto.ca/TWONTO#00361 |  | Control Panel,BU-5300,Building UU
9135 | COL-YKP-DA-193160 | Davit Upper Arm-193160 | COL-YKP-DA | Safety | Safety Equipment |  | DA | http://www.toronto.ca/TWONTO#00331 |  | Davit Arm Assembly
| MAIN-097 | Main 097 | WTR-MT1 |  |  |  |  | http://www.toronto.ca/TWONTO#00804 | Sub-Process | Work Area 1 EAST Mains and Chambers
121204 | THC-ACC-T-6002 | Tank, Expansion, Heating Water, Glycol System, Lower Level 2 Blower Room, Headworks | THC-ACC-HE-6001 | Tank | HVAC |  | T | http://www.toronto.ca/TWONTO#00325 |  | Heat Exchanger, Heating Glycol System, Lower Level 2 Blower Room, Headworks
112682 | TAB-EL1-LSL-1505 | Switch,Level,Low,Oil,EL1-TR-1505,North Substation | TAB-EL1-TR-1505 | Switch,Level-Low | Switch |  | LSL | http://www.toronto.ca/TWONTO#00466 |  | Transformer,EL1-TR-1505,13.8-4.16KV,3 PH
43182 | TAB-CW-FSH-0026 | Emerg. Eyewash and Shower Stations, Ferric Gallery-Sodium Hypo Tanks Room South Side | TAB-CW-SQ-0026 | Switch,Flow-High | Safety Equipment |  | FSH | http://www.toronto.ca/TWONTO#00308 |  | Emerg. Eyewash and Shower Stations, Ferric Gallery-Sodium Hypo Tanks Room South Side
21130 | FHO-CLB-PSH-0302 | Switch,Pressure High,Post Chl. East Train 3,Vent from Evaporator to Emerg.Vent Header,Chem.Supp.Rm. | FHO-CLB-CHL-0301 | Switch,Pressure-High | Switch |  | PSH | http://www.toronto.ca/TWONTO#00604 |  | Chlorinator, Post Chlorination East Train 3, Chemical Building, L1, Evaporator Room
129757 | THR-ACC-DM-0103A | Damper, Intake, Exhaust Fan FN-0100,Headhouse Roof | THR-ACC-FN-0100A | Damper/Louver | HVAC |  | DM | http://www.toronto.ca/TWONTO#00142 |  | Fan, Centrifugal, Exhaust Air, Headhouse Roof
117360 | TAB-RSP-SQ-9120 | First Aid Kit T Bldg | TAB-RSP-SQ-M | Safety,First Aid Kit | Safety Equipment |  | SQ | http://www.toronto.ca/TWONTO#00355 |  | Atmosphere Monitoring,Emerg. Eyewash and Shower Stations, First Aid Kits, M Bldg
119729 | TAB-WA1-SQ-1955 | Type1 SRD/SRL ( Self Retracting Device/ Self Retracting Lanyard) 6 Ft- , Gomez Forde | TAB-WA1-SQ-0001 | Safety,Emergency Kit | Safety Equipment |  | SQ | http://www.toronto.ca/TWONTO#00677 |  | WA1 Fall Arrest System
139500 | THR-WA3-LD-0033 | Sling, Wire Rope, Work Area 3 | THR-LD-NYLN-WA3 | Lifting Device,Sling | Lifting Device |  | LD | http://www.toronto.ca/TWONTO#00927 |  | Slings, Nylon, Work Area 3
34157 | COL-YKP-DA-1671145S | Davit Mast -1671145 | COL-W-OBSOLETE | Safety | Safety Equipment | 45997 | DA | x |  | Col West Obsolete Entities
71219 | THR-DIG-FSL-5662 | Switch, Flow-Low, Lube Oil, C-5660, Gas Mixing System | THR-DIG-T-5661 | Switch,Flow-Low | Switch |  | FSL | http://www.toronto.ca/TWONTO#00367 |  | Tank, Reservoir, Auxiliary Oil, Gas Compressor 5660, Digester Mixing System
106647 | TAB-ACC-FSL-1850 | Switch, Flow, Low, Air, Supply Fan 1855, Vest. 101A, Blower Room | TAB-ACC-FN-1750 | Switch,Flow-Low | Switch |  | FSL | http://www.toronto.ca/TWONTO#00367 |  | Fan, Supply, Vestibule Pressurization, Vestibule 209
138181 | THR-PRS-PDIT-9002 | Transmitter,Pressure,, Differential,Unloading Strainer,Temp. Chemical Building | THR-PRS-P | Switch,Pressure | Switch |  | PDIT | http://www.toronto.ca/TWONTO#00605 |  | Phosphorous Removal System, Pumps
13263 | FCL-FLT-LSL-0001-SUS | Switch, Level-Low, Filter 0301, Filter No.0301 | FCL-FLT-F-0101 | Switch,Level-Low | Switch | 36609 | LSL | x |  | Filter, Carbon Activated, Filter Building, Filter Gallery West
97373 | FIS-MCS-MT-4510 | Machine Tool, Vertical Bandsaw | FIS-MCS-MC | Machine Tool,Saw | Tool |  | MT | http://www.toronto.ca/TWONTO#00703 |  | Machine Shop & Equipment
| MAIN-100 | Main 100 | WTR-LWA |  |  |  |  | http://www.toronto.ca/TWONTO#00804 | Sub-Process | Work Area 2 Central Mains and Chambers
75800 | THR-GQ-EPS | Effluent Pumping Stations, Work Area 4 | THR-GQ-WA4 |  | Grounds |  |  | http://www.toronto.ca/TWONTO#00010 |  | Grounds, Work Area 4
9598 | DOS-MCS-LD-9504137-TR-01 | Lifting Device, Fall Arrest Support System, TRI POD, 350LBS, 42X42X60" | FAC-YCM-SES | Lifting Device,Sling | Safety Equipment |  | LD | http://www.toronto.ca/TWONTO#00331 |  | SAFETY & ENVIRONMENTAL SERVICES
30666 | FIS-SES-SQ-0003 | RW Intake RPU Smoke Detector | FIS-SES |  | Safety Equipment |  | SQ | http://www.toronto.ca/TWONTO#00362 |  | Safety, Instrumentation & Environmental Services
6705 | COL-POM-LSH-0104 | Switch, Level-High | COL-POM-MISC | Switch,Level | Switch |  | LSH | http://www.toronto.ca/TWONTO#00466 |  | Miscellaneous Equipment
| TAB-INCINERATOR-BLDG | Building Location | TAB-EUS |  |  |  |  | http://www.toronto.ca/TWONTO#00260 | Process | Production & End User Support
66860 | THC-GRK-VEH-378068 | Vehicle, Personal Carrier, Gator(T/S) (WA4 mech) | THC-GRK-VEHICLES | Vehicle,Unlicensed | Vehicle | 34874 | VEH | x
28842 | FIS-SA-F-0101-SUS | Filter, Inlet, Instrument Air, Dryer 0101, Service Air Monitoring | FIS-SA-C-0100 | Filter | Filter | 38397 | F | x |  | Compressor, Reciprocating, Constant Speed, Filter Building, Pump Room West
98006 | FIS-SES-LDR-0303 | Ladder, 6' Fiberglass, Storage Building | FIS-SES | Safety | Tool |  | LDR | http://www.toronto.ca/TWONTO#00457 |  | Safety, Instrumentation & Environmental Services
106639 | TAB-ACC-FSL-1420 | Switch, Flow, Low, Air, Exhaust Fan 1420, Loading Bay Rooftop | TAB-ACC-AHU-1400 | Switch,Flow-Low | Switch |  | FSL | http://www.toronto.ca/TWONTO#00367 |  | Air Handling Unit, D Bldg Roof
96946 | FIS-FEQ-DR-0041(S) | Door, Fire, Workshop & Office Building | FIS-GRK-STRC-0001 |  | Door |  | DR | http://www.toronto.ca/TWONTO#00286
76168 | THR-MCS-LD-2000 | Engine Lifter, Mobile, Work Area 1 | THR-LD-WA1 | Lifting Device,Hoist,Electrical | Lifting Device |  | LD | http://www.toronto.ca/TWONTO#00422 |  | Lifting Devices, Chain Hoist, Come Along & Slings
18422 | FHA-SES-LD-0098 | 3 Step rolling ladder Blue in Treated water basement | FHA-SES-LD-1 | Safety | Safety Equipment |  | LD | http://www.toronto.ca/TWONTO#00585 |  | Ladders
47730 | TAB-EL2-MCC-6322 | Motor Control Center- Incinerator Stack | TAB-EL2-PDP-6013 | Control Panel,MCC | Motor Control Centre |  | MCC | http://www.toronto.ca/TWONTO#00110 |  | Power distribution Panel, 600V
62427 | THC-ITS-PA-1510 | IDF Panel, Public Address System, Tunnel 15 | THC-ITS-MDF-1000 | Network,Telecommunication | Communications Equipment |  | PA | http://www.toronto.ca/TWONTO#OWLClass_aaa0534b_8301_4f5e_86a4_f0d2cc6e91a2 |  | Public Address System, Master Distribution , Control System, Admin Bldg,
34805 | COL-YKP-FAK-0014S | First Aid Kit, Truck #080056 (F550) | COL-W-OBSOLETE | Safety,First Aid Kit | Safety Equipment | 41245 | FAK | x |  | Col West Obsolete Entities
90342 | FHO-ALM-T-0201 | Tank, Alum/Ferric Storage 2, Alum System, S4 Chemical Building | FHO-ALM-T-0201-KQ | Tank,Reservoir | Tank |  | T | http://www.toronto.ca/TWONTO#00211 |  | Alum/Ferric Storage Tank 2
136753 | THR-MCS-LD-9863 | Gantry Crane(make;eme),,2200lbs,, top of South Aeration Tanks(this is a Fall Arrest Davit and not to be load tested) | THR-LD-WA4 | Lifting Device,Hoist,Manual | Lifting Device |  | LD | http://www.toronto.ca/TWONTO#00251 |  | Lifting Devices, Chain Hoist, Come Along & Slings
129710 | THR-ACC-CU-0210 | Condensing Unit, New Electrical Room, North Grit Building | THR-ACC-AC-0210 |  | HVAC |  | CU | http://www.toronto.ca/TWONTO#00236 |  | Air Conditioner, New Electrical Room, North Grit Building
136973 | THR-OCS-F-0500H | Filter, Submicron, Air Handling Units 0500A/B, Ozonator Room, Plant Services, Odour Control System | THR-OCS-D-0500A | Filter | Filter |  | F | http://www.toronto.ca/TWONTO#00641 |  | Dryer, Dessicant, Ozone Generator 3956, Ozonator Room, Plant Services, Odour Control System
30665 | FIS-SES-SQ-0002 | Emergency Breathing Apparatus | FIS-SES-LTG |  | Safety Equipment |  | SQ | http://www.toronto.ca/TWONTO#00123 |  | Emergency Lights
49968 | TAB-PLT-LS-1950 | Switch, Level, Washer Compactor 1901 and 2001 | TAB-PLT-CMP-1901 | Switch,Level | Switch |  | LS | http://www.toronto.ca/TWONTO#00466 |  | Compactor, Washer, Screenings, CMP-1901, Dewatering Area
34990 | COL-YKP-FAK-0027 | First Aid Kit, Truck #067060 (F250 4x4) | COL-YKP-VEH-0027 | Safety,First Aid Kit | Safety Equipment |  | FAK | http://www.toronto.ca/TWONTO#00355 |  | Vehicle, Truck #067060 (F250 4x4)
65091 | THC-ELS-LP-4042A | Lighting Panel, Vortex Gallery, Headworks | THC-ELS-TR-4042A | Control Panel,Lighting | Power Distribution Panel |  | LP | http://www.toronto.ca/TWONTO#00477 |  | Transformer, Lighting Panel, Vortex Gallery, Headworks
33647 | COL-YKP-DA-0022S | Davit Arm Assembly with CENTRE BASE-150911 | COL-YKP-DA | Safety | Safety Equipment | 45985 | DA | x |  | Davit Arm Assembly
6222 | COL-PMM-LSH-0108 | Switch, Level-High | COL-PMM-MISC | Switch,Level | Switch | 36006 | LSH | x |  | Miscellaneous Equipment
89667 | WTR-RWB-LSH-0001S | Switch, Level-High, Overflow Alarm | WTR-RWB-TRWS | Switch,Level-High | Switch | 35937 | LSH | x |  | Treated Water (Transmission)
66476 | FHA-SPC-RPU-1922 | FHA-WWW-RPU-1922 - RPU, RMF | FHA-ELS |  | Remote Processor Unit |  | RPU | http://www.toronto.ca/TWONTO#00122 |  | Electrical
34804 | COL-YKP-FAK-0013S | First Aid Kit, Truck #064118 (F250) | COL-YKP-VEH-0013S | Safety,First Aid Kit | Safety Equipment | 41256 | FAK | x |  | Vehicle, Truck #064118 (F250)
120421 | THC-ACC-DM-0123 | Damper,Exhaust,Air Handling Unit 0120,Srubber Room,Phase 4 | THC-ACC-AHU-0120 | Air Handling Unit | HVAC |  | DM | http://www.toronto.ca/TWONTO#00142 |  | Air Handlling Unit,Roof,Scrubber Room,Phase 4
127223 | THC-PLT-PSH-0243 | Switch,Pressure-High,Level Bubbler System,Bar screen 0240,Head House | THC-PLT-SC-SP | Switch,Pressure-High | Switch |  | PSH | http://www.toronto.ca/TWONTO#00604 |  | Bar Screen Spare
20977 | FHO-CL-T-0201-SU | Tank, Caustic Soda Storage | FHO-OBSOLETE | Tank,Reservoir | Tank | 32924 | T | x |  | Removed From Service
114498 | TAB-PLT-FSL-0481 | Switch, Flow Low, Plant Water, Screen SC-0480, P Bldg. | TAB-PLT-SC-0480 | Switch,Flow-Low | Switch |  | FSL | http://www.toronto.ca/TWONTO#00367 |  | Screen, Perforated Plate, Screen Area, P Bldg.
105947 | TAB-ACC-AHU-3907SUS | AHU, Heat Recovery Bldg | TAB-SUSPENDED ENTITY | Air Handling Unit | HVAC | 41011 | AHU | x |  | Suspended entities
145092 | WTR-PLW-HRN-0009 | PPE, Body Harness, S/N E004010074CBEFEA | WTR-WEST-SES | PPE,Harness | Safety Equipment |  | HRN | http://www.toronto.ca/TWONTO#00332 |  | Safety & Lifting Devices
74557 | THR-FT-FSL-4710 | Switch, Flow-Low, Seal Water, Pump P-4710, Cross Feed Pumping - South | THR-FT-P-4710 | Switch,Pressure-Low | Switch |  | FSL | http://www.toronto.ca/TWONTO#00367 |  | Pump, Centrifugal, Sludge Cross Feed, RAS Pumping Station - South
| TAB-M BLDG | Building Location | TAB-SPC2 |  |  |  |  | http://www.toronto.ca/TWONTO#00260 | Process | Process Control Systems - Equipment
34797 | COL-YKP-FAK-0006S | First Aid Kit, Truck #043191 (Sierra 1500) | COL-YKP-VEH-0006S | Safety,First Aid Kit | Safety Equipment | 39964 | FAK | x |  | Vehicle, Truck #043191 (Sierra 1500)
30179 | COL-PWR-T-0001 | Tank, Diesel Fuel, Tank #1, West Rouge PS | COL-PWR-AUX-MECH | Tank | Tank |  | T | http://www.toronto.ca/TWONTO#00379 |  | Mechanical Equipment
128758 | THC-SES-MEQ-81EB102 | FALL ARREST- HARNESS (insp Liftsafe) | THC-MCS-LD | PPE | Lifting Device |  | MEQ | http://www.toronto.ca/TWONTO#00332 |  | Mechanical Services, Lifting Device
129955 | THR-ACC-FSL-0204B | Switch, Flow-Low, P-0204B | THR-ACC-P-0204B | Switch,Flow-Low | Switch |  | FSL | http://www.toronto.ca/TWONTO#00367 |  | Pump, Centrifugal, Glycol Heating Supply to AHU-0004
144196 | WTR-PHL-SW-0001 | Switch, Primary Tie Switch | WTR-PHL-TR-0101 | Load Break Switch | Switch |  | SW | http://www.toronto.ca/TWONTO#00594 |  | Transformer, Power, Line 1, 13.8 kV/4.16 kV
85719 | WTR-PHL-MT-0001 | Welding Machine, Portable (Millwright Truck) | WTR-PHL-AUX |  | Tool |  | MT | http://www.toronto.ca/TWONTO#00810 |  | Auxiliary Equipment (Building Facilities)
108107 | TAB-ACC-V-1435 | Valve, Reheat, Modulating | TAB-ACC-HTR-1435 | Valve | HVAC |  | V | http://www.toronto.ca/TWONTO#00781 |  | Heater, Hot Water Reheat Coil
113423 | TAB-ELS-SQ-1004 | PPE Cabinet with PPE- New D Bldg | TAB-ELS-ESQ | PPE | Safety Equipment |  | SQ | http://www.toronto.ca/TWONTO#00707 |  | Electrical Safety Equipment
70056 | THR-CG-T-1103 | Tank, High Pressure Air Storage, Engine Air Starting System | THR-CG-C | Tank | Tank | 34868 | T | x |  | Co-Generation, Air Compressors
113959 | TAB-OCS-DM-6741 | Damper, Foul Air, Biofilter F-6740 Inlet, Biofilter Area, P Bldg. | TAB-OCS-F-6740 | Damper/Louver | Gas Collection |  | DM | http://www.toronto.ca/TWONTO#00142 |  | Biofilter, Odour Control, Biofilter Area, P Bldg,.
127472 | THC-PRM-G-1103 | Gate, Sluice, Primary Scum Inlet Gate, Primary Clarifier 1100, NW Plant | THC-PRM-T-1100 | Valve,Sluice Gate | Gate |  | G | http://www.toronto.ca/TWONTO#00202
74349 | THR-AER-RPU-0030 | Remote Processor Unit, North Aeration, Tank 0600 (172.22.37.172) | THR-AER-T-0600 | RPU | Remote Processor Unit |  | RPU | http://www.toronto.ca/TWONTO#00122 |  | Tank, Secondary Treatment, Aeration - North #06
55634 | TAB-WA3-LD-4958 | Sling, Nylon, 8 FT | TAB-DEW-SAFETY | PPE | Lifting Device |  | LD | http://www.toronto.ca/TWONTO#00929 |  | Safety Equipment
19308 | FHA-WWW-T-4071 | Tank, Decant, RMF, Dicant Tanks Area | FHA-WWW-DECANT | Tank | Tank |  | T | http://www.toronto.ca/TWONTO#00675 |  | Decant Tanks
63603 | THC-PLT-FSL-0610 | Switch, Flow, Low, Pump P-0610 Seal Water, Pipe Gallery, Raw Sewage Screening | THC-PLT-P-0610 | Switch,Flow-Low | Switch |  | FSL | http://www.toronto.ca/TWONTO#00367 |  | Pump, Dewatering, Screen and Bypass Channels, Pipe Gallery, Raw Sewage Screening
131581 | THR-BG-VSH-0112 | Switch, Vibration, High, Compressor 0101 Stage 2, Gas Compressor Bldg | THR-BG-C-0101 |  | Switch |  | VSH | http://www.toronto.ca/TWONTO#00792 |  | Compressor, Centrifugal, Fuel Gas, Compressor Building, Gas Compressor (And Dryer) for COGEN
91152 | FHO-DEW-LS-2201 | Switch, Level, Sump Pumps P-2201 & P-2202 Control, Ozone Building, S2, Pipe Gallery 2, S/E of T-2100 | FHO-DEW-P-2201 |  | Switch |  | LS | http://www.toronto.ca/TWONTO#00466 |  | Pump, Submersible, Centrifugal, Drain Sump Well, Ozone Building, S2, Pipe Gallery 2, S/E of T-2100
| MAIN-100 | Main 100 | WTR-MT3 |  |  |  |  | http://www.toronto.ca/TWONTO#00804 | Sub-Process | Work Area 3 WEST Mains and Chambers
49979 | TAB-PLT-LSHH-0033 | Switch, Level High High, Screening Influent Channel, P Bldg. | TAB-PLT-SC-0680 | Switch,Level-High | Switch |  | LSHH | http://www.toronto.ca/TWONTO#00466 |  | Screen, Perforated Plate, Screen Area, P Bldg.
135946 | THR-FT-T-1600 | Tank, Final Settling, Mixed Liquor, Secondary Treatment, Secondary Clarification - South (Tank#16) | THR-FT-T | Tank | Tank |  | T | http://www.toronto.ca/TWONTO#00675 |  | Final Sedimentation Tank & Dedicated WAS Pumping
119797 | TAB-WA2-SQ-1227 | EE2 - 903 Nylon Sling | TAB-SES-LD | Lifting Device,Sling | Lifting Device |  | SQ | http://www.toronto.ca/TWONTO#00929 |  | WA2 Lifting devices
26271 | FHO-SES-SCBA-0044 | SCABA Oxygen Cylinder | FHO-SES-SQ-0002 | PPE,SCBA | Safety Equipment | 34657 | SCBA | x |  | Emergency Breathing Apparatus
94911 | FHO-SES-SQ-HVCAB2 | High Voltage Insulated Ground Cables -Group 2 | FHO-SES-SQ-0001 | PPE,Insulated Mat | Safety Equipment |  |  | http://www.toronto.ca/TWONTO#00192 |  | Safety Equipment
41264 | TAB-ACC-T-5301 | Tank,Glycol Make-up Package,Seawall Substation | TAB-ACC-HE-5310 | Tank | Tank |  | T | http://www.toronto.ca/TWONTO#00211 |  | Heat Exchanger, Glycol Supply,Seawall Substation
15195 | FCL-TRW-LSLL-0002 | Switch, Level-Low-Low, Tank 0002, Surge Tank Building | FCL-TRW-T-0002 | Switch,Level-Low-Low | Switch |  | LSLL | http://www.toronto.ca/TWONTO#00466 |  | Vessel, Pressure, Surge, Surge Tank Building
18538 | FHA-SES-LTX-0703 | Lighting, Emergency Exit, Filter Building,Blower Room | FHA-ELS-LTX EXIT | Lighting,Exit | Safety Equipment | 44017 | LTX | x |  | Exit Lights
111020 | TAB-DIG-PSH-0634 | Switch,Pressure, High | TAB-DIG-P-0634 | Switch,Pressure-High | Switch |  | PSH | http://www.toronto.ca/TWONTO#00604 |  | Pump, Sludge Recirculation #6
| MAIN-101 | Main 101 | WTR-LWA |  |  |  |  | http://www.toronto.ca/TWONTO#00804 | Sub-Process | Work Area 2 Central Mains and Chambers
14464 | FCL-SES-CYL-0005 | Air Cylinder Carbon Fiber | FCL-SES | PPE,SCBA | Tank |  | CYL | http://www.toronto.ca/TWONTO#00582 |  | Safety and Environmental Services
38765 | TAB-ACC-AHU-1853 | AHU, Blower Bldg | TAB-ACC-AHU | Air Handling Unit | HVAC |  | AHU | http://www.toronto.ca/TWONTO#00147 |  | Air Handling Unit & Supply Fan
119363 | TAB-THK-T-0600 | Floatation Tank #6, Subnatant Recycling | TAB-THK-TANKS | Tank | Tank |  | T | http://www.toronto.ca/TWONTO#00363 |  | Floatation Tanks
65311 | THC-ELS-MCC-2501 | Motor Control Center, Building O | THC-ELS-PS-0001-O | Control Panel,MCC | Motor Control Centre |  | MCC | http://www.toronto.ca/TWONTO#00110 |  | Primary Power Equipment, Building O
52190 | TAB-PRS-RPU-0524 | RPU, Process Control, Electrical Room,PRS Bldg | TAB-PRS-INQ | RPU | Remote Processor Unit |  | RPU | http://www.toronto.ca/TWONTO#00122 |  | Instrumentation Equipment
67305 | THC-WWW-LSHH-0003 | Switch, Float, High High, Sump Pump P-0100 & P-0200, S.E. Pumping Station | THC-PWA-EFFLUENT |  | Switch |  | LSHH | http://www.toronto.ca/TWONTO#00466 |  | Plant Water Effluent
8948 | COL-YKP-DA-0027S | Davit Arm Assembly with Upper Arm-110678 | COL-W-OBSOLETE | Safety | Safety Equipment | 46210 | DA | x |  | Col West Obsolete Entities
49091 | TAB-OCS-FN-6650 | Fan, Booster, Odourous Air from Primary Tanks, Grit Tank Bldg. Roof, P Bldg. | TAB-OCS-PBLDG | Fan | Gas Collection |  | FN | http://www.toronto.ca/TWONTO#OWLClass_binid-posum-pozar-motav |  | P Building - Odour control System, Fans
76194 | THR-MCS-LD-6694 | Come Along, Work Area 2 | THR-LD-WA2 | Lifting Device,Chain | Lifting Device | 34739 | LD | x |  | Lifting Devices, Chain Hoist, Come Along & Slings
111135 | TAB-DIG-T-1900 | Digestion Tank 19 | TAB-DIG-T-19-22 | Tank,Reservoir | Tank |  | T | http://www.toronto.ca/TWONTO#00271 |  | Digester Tanks 19-22
82854 | FHA-SES-SQ-0052 | Safety Harnesses Safewaze 7510 full body harness Ser 07313 | FHA-SES |  | Safety Equipment |  | SQ | http://www.toronto.ca/TWONTO#00332 |  | Safety & Environmental Services
77041 | THR-PLT-PSL-2300 | Switch, Pressure-Low, Suction, Pump 2300, Preliminary Treatment, Grit Removal - Grit Tanks - North Plant | THR-PLT-P-2300 | Switch,Pressure-Low | Switch |  | PSL | http://www.toronto.ca/TWONTO#00604 |  | Pump, Centrifugal, Unwatering, Preliminary Treatment, Grit Removal - Grit Tanks - North Plant
122784 | THC-DEW-RPU-2101B | Remote Processing Unit | THC-DEW | Controller,PLC | Remote Processor Unit |  | RPU | http://www.toronto.ca/TWONTO#00122 |  | Dewatering Process
68613 | FHO-ACC-F-0703 | Filter, Reactivation Air Inlet, High Lift P.S. Air Handling Unit, FN-0703, TWPS, S3, Compressor Room | FHO-ACC-FN-0703 |  | Filter |  | F | http://www.toronto.ca/TWONTO#00641 |  | Fan, Exhaust, High Lift PS AHU, S3, Compressor Room
2701 | COL-MTI-G-2902 | Gate 2,Roxton St. Control Chamber No.29, MTI | COL-MTI | Valve,Gate,Sluice,Act. | Gate |  | G | http://www.toronto.ca/TWONTO#00202
117325 | TAB-RSP-UPS-0214 | UPS for RPU, | TAB-RSP-RPU-0214 | RPU | Remote Processor Unit |  | UPS | http://www.toronto.ca/TWONTO#00124 |  | RPU, RSP Pump #4
74552 | THR-FT-FSL-4502 | Switch, Flow-Low, Seal Water, Pump P-4502, WAS Pumping - South | THR-FT-P-4502 | Switch,Pressure-Low | Switch |  | FSL | http://www.toronto.ca/TWONTO#00367 |  | Pump, Centrifugal, WAS, RAS Pumping Station - South
29191 | FIS-FEQ-HS-4001-SUS | Switch, Manual Pull Station, Fire Alarm, Training Room | FIS-FEQ-CP-4001-SUS |  | Safety Equipment | 46951 | HS | x |  | Panel, Control, Fire Alarm, Vestibule
98255 | FIS-SES-SQ-6103 | Electrical Safety Gloves, High Voltage, Class 4, Group 1, # 323 | FIS-SES | PPE,Insulated Glove | Safety Equipment |  | SQ | http://www.toronto.ca/TWONTO#00653 |  | Safety, Instrumentation & Environmental Services
105650 | SWM-PIT-TS-0001 | Switch, Transfer | SWM-PIT | Switch | Switch |  | TS | http://www.toronto.ca/TWONTO#00754 |  | Islington Storm Pumping Station
8923 | COL-YKP-DA-0014(S) | Davit Arm-1671137 | COL-W-OBSOLETE |  | Safety Equipment | 39119 | DA | x |  | Col West Obsolete Entities
17746 | COL-PFB-RPU-0001 | Remote process unit | COL-PFB-MISC |  | Remote Processor Unit |  | RPU | http://www.toronto.ca/TWONTO#00122 |  | Miscellaneous Equipment
107385 | TAB-ACC-PSH-0950 | Switch, Pressure, High, Filter, AHU-0950, Exist. Primary Treatment Bldg. | TAB-ACC-AHU-0950 | Switch,Pressure-High | Switch |  | PSH | http://www.toronto.ca/TWONTO#00604 |  | Air Handling Unit, Old D Bldg. Rooftop
114552 | TAB-PLT-G-5503 | Gate, Knife Gate, Pneumatic, Screenings Outloading Conveyor 5500, Conveyor Area | TAB-PLT-CV-5500 | Valve,Knife Gate | Gate |  | G | http://www.toronto.ca/TWONTO#00781
81652 | TNT-SES-RING-1003 | Lifebuoy Ring | TNT-SES-RING | PPE | Safety Equipment |  | RING | http://www.toronto.ca/TWONTO#00561 |  | Lifebuoy Ring
73835 | THR-ACC-UPS-0003 | UPS for RPU (THR-ACC-RPU-0003), SCADA, Aeration Gallery (172.22.39.174) | THR-ACC-RPU-0003S | RPU | Remote Processor Unit |  | UPS | http://www.toronto.ca/TWONTO#00124 |  | Remote Processor Unit, SCADA, Aeration Gallery (172.22.39.174)
9119 | COL-YKP-DA-1734514 | Davit Mast-1734514 | COL-W-OBSOLETE | Safety | Safety Equipment |  | DA | http://www.toronto.ca/TWONTO#00331 |  | Col West Obsolete Entities
125867 | THC-INC-BU-2035 | Burner, Hearth 3, Incinerator 2000 | THC-INC-FU-2000? | Burner | Burner |  | BU | http://www.toronto.ca/TWONTO#00191 |  | Furnace, Incinerator 2000
9120 | COL-YKP-DA-1734514 | Davit Mast-1734514 | COL-YKP-DA | Safety | Safety Equipment |  | DA | http://www.toronto.ca/TWONTO#00331 |  | Davit Arm Assembly
107515 | TAB-ACC-T-2814 | Tank, Expansion, Glycol, Old Dewatering Bsmt | TAB-ACC-P-2814 | Tank,Non-Pressurized | Tank |  | T | http://www.toronto.ca/TWONTO#00325 |  | Pump, Circulating,Glycol , Dewatering Space Heating, P7-4
113452 | TAB-ELS-SQ-5029 | Cross Arm Strap(Wei) | TAB-ELS-SQ-FALL ARST | PPE,Harness | Safety Equipment |  | SQ | http://www.toronto.ca/TWONTO#00470 |  | Fall Arrest -Safety Harness & Lanyard
76896 | FHA-FL-T-2201 | Fluoride Tank 2 | FHA-WWW-CHEM | Tank | Tank | 33485 | T | x |  | Chemical Storage Room
144210 | WTR-PHL-T-0007-SUS | SCBA 3000 psi Bottle, ARAP | WTR-CENTRAL-SES | Tank | Safety Equipment | 47440 | T | x |  | Safety & Lifting Devices
| MAIN-106 | Main 106 | WTR-MT1 |  |  |  |  | http://www.toronto.ca/TWONTO#00804 | Sub-Process | Work Area 1 EAST Mains and Chambers
30778 | FIS-SPC-CPU-0112 | Computer, WIN911 Paging Server (FISPSP01), Admin Building, Server Room COM-0300 | FIS-ADM BLDG |  | Communications Equipment |  | CPU | http://www.toronto.ca/TWONTO#00117 |  | Building Location
82152 | FHA-SES-SCBA-0048 | Cylinder for Air Pack Ser # OJ 377533 | FHA-SES-SCBA-CYLINDER | PPE,SCBA | Safety Equipment |  | SCBA | http://www.toronto.ca/TWONTO#00582 |  | Breathing Air Tanks (SCBA cylinders)
16195 | FHA-CLA-T-0201 | Tank, Expansion, Chlorine Gas to Pre-Chlorine EV-0201, Filter Building, Cl2/SO2 Storage Room | FHA-CLA-CHL-0201 | Tank | Tank |  | T | http://www.toronto.ca/TWONTO#00325 |  | Chlorinator, Solution Feed Gas Dispenser, Vacuum Operated, Filtration Bldg., Chlorine Feed Room
51248 | TAB-PRM-RPU-0314B | PLC 54-3 | TAB-PRM-INQ-P | RPU | Remote Processor Unit |  | RPU | http://www.toronto.ca/TWONTO#00122 |  | P Building - Instrument Equipment
275 | 378123SUS | John Deere, Gator 4X2, WA-5 | TAB-SUSPENDED ENTITY | Vehicle,Unlicensed | Vehicle | 47469 |  | x
45469 | TAB-DIG-SQ-0017 | Emerg. Eyewash Stn, Dig Tanks 1-4 Bsmt.North East Pillar | TAB-DIG-SQ-T01-04 | PPE,Eyewash Station | Safety Equipment |  | SQ | http://www.toronto.ca/TWONTO#00307 |  | Digester Tanks 01-04, Safety Equipments
136721 | THR-MCS-LD-4621 | Come Along, Work Area 2 | THR-LD-WA2 | Lifting Device,Chain | Lifting Device |  | LD | http://www.toronto.ca/TWONTO#00812 |  | Lifting Devices, Chain Hoist, Come Along & Slings
55435 | TAB-WA1-SQ-1114 | Sling | TAB-WA1-SQ-1000 | Lifting Device,Sling | Lifting Device |  | SQ | http://www.toronto.ca/TWONTO#00926 |  | WA1 Lifting Devices and Slings
80280 | FHA-SED-ZSH-0303E | Switch, Limit, Access Hatch Zone 3, Settling Basin T-0301 | FHA-SED-ZSH-0303 |  | Security System |  | ZSH | http://www.toronto.ca/TWONTO#fohur-bugut-lijif-zazom |  | Switch, Limit, Access Hatch Zone 3
129768 | THR-ACC-DM-0211 | Damper, Discharge, Air Handling Unit AHU-0210, North Grit Loading Bay | THR-ACC-AHU-0210 | Damper/Louver | HVAC |  | DM | http://www.toronto.ca/TWONTO#00142 |  | Air Handling Unit, Air Supply, North Grit Loading Bay Roof
106086 | TAB-ACC-ASE-1821 | Air Separator (TAB-ACC-ASE-1821) | TAB-ACC-HE-1820 | Tank | Tank |  | ASE | http://www.toronto.ca/TWONTO#00149 |  | Heat Exchanger, Hot Water/Glycol, Blower Bldg, Bsmt, HE28-1
81946 | VP2046 | Detector, Gas | TAB-ELS-AM | Sensor,Gas | Safety Equipment |  |  | http://www.toronto.ca/TWONTO#00583 |  | WA8 Safety Equipment Gas Detectors, Plant Wide
109624 | TAB-DEW-MX-2500 | Tank, Hopper Agitator, #9 Schwing Pump | TAB-DEW-T-2500 | Mixer | Tank |  | MX | http://www.toronto.ca/TWONTO#00526 |  | Tank, Hopper,DWS from Centrifuge #9 & 10
47925 | TAB-EL3-LP-2732 | Transformer,Indoor,Plant Water Pumping Station | TAB-EL3-TR-6732 | Control Panel,Lighting | Power Distribution Panel |  | LP | http://www.toronto.ca/TWONTO#00477 |  | Transformer,Indoor,Plant Water Pumping Station
125211 | THC-ELS-SQ-2875079 | Spares, Electrical Safety gloves, High Voltage, Class 0, # 2875079 | THC-SES-SQ | PPE,Insulated Glove | Safety Equipment |  | SQ | http://www.toronto.ca/TWONTO#00653 |  | Safety Equipment
146416 | WTR-PSC-TPD-0002 | Tripod, Fall Arrest, S/N 99-16 | WTR-EAST-SES | PPE | Safety Equipment |  | TPD | http://www.toronto.ca/TWONTO#00331 |  | Safety & Lifting Devices
68451 | THR-ACC-PSL-2501 | Switch, Pressurel-Low, Suction, Pump, Centrifugal 2501, Plant Central Hot Water System, Plant Central Hot Water System, Hot Water Recirculation Pump, Centrifugals | THR-ACC-P-2501 | Switch,Pressure-Low | Switch |  | PSL | http://www.toronto.ca/TWONTO#00604 |  | Pump, Centrifugal, Primary Loop Hot Water Recirculation, Plant Central Hot Water System,
57121 | THC-ACC-T-5920 | Tank,Glycol Expansion,Hydronic Heating System,Disinfection Bldg | THC-ACC-BLDG G |  | Tank |  | T | http://www.toronto.ca/TWONTO#00325 |  | Air Treatment Building HVAC
44453 | TAB-DIG-BU | Waste Gas Burner | TAB-WORK-AREA-SEO |  | Burner |  |  | http://www.toronto.ca/TWONTO#00795 |  | TAB Work Area SEO
47493 | TAB-EL1-PDP-6320 | Power Distribution Panel 600v | TAB-EL1-GEN-6320 |  | Power Distribution Panel |  | PDP | http://www.toronto.ca/TWONTO#00110 |  | Generator, Standby Power, 600V 500kw - Blower Bldg
13911 | FCL-SPC-RPU-1121 | RPU Panel, Gaseous Chemicals, Chemical Building | FCL-ELS-PS-0001 | Control Panel | Remote Processor Unit |  | RPU | http://www.toronto.ca/TWONTO#00122 |  | Uninterruptible Power Supply,High Lift Bldg - Switchgear Room,LP-0001
26409 | FHO-GRK-DR-4019S | Door, (FD-S4-19), Fire Rated, Chemical Building, S4, SBS Storage Room | FHO-GRK-FEQ-0001 | Fire Prevention,Door | Door |  | DR | http://www.toronto.ca/TWONTO#00353
79461 | THR-THK-PSL-3060 | Switch, Pressure Low, Centrifuge Feed Pump-3060 | THR-THK-P-3060 | Switch,Pressure-Low | Switch |  | PSL | http://www.toronto.ca/TWONTO#00604 |  | Centrifuge Feed Pump
62892 | THC-DIG-BU-5300 | Burner,Waste Gas,Building UU | THC-DIG-BURNERS | Burner,Waste Gas | Burner |  | BU | http://www.toronto.ca/TWONTO#00795 |  | Waste Gas Burners
67062 | THC-THK-T-1130 | Tank,Mixing,Polymer Make-up System-1100,Thickening Building | THC-THK-POL | Chemical Feeder | Tank |  | T | http://www.toronto.ca/TWONTO#00211 |  | Thickening Polymer System
9163 | COL-YKP-FAK-0009S | First Aid Kit, Truck #080070 (F550 XL) | COL-YKP-VEH-0009S | Safety,First Aid Kit | Safety Equipment | 41259 | FAK | x |  | Vehicle, Truck #080070 (F550 XL)
89769 | WU2011A | Deaerator, 408B | TAB-SLD-P | Valve,Pressure Relief | Tank |  |  | http://www.toronto.ca/TWONTO#00606 |  | Pelletizer Bldg. - Thermal Oil Heating System, Pumps, Strainer & Expanasion Tanks
109114 | TAB-CW-SQ-0025 | Emerg. Eyewash and Shower Stations, Ferrous Chloride Rail Car unload Ramp | TAB-STR-SQ | PPE,Eyewash Station | Safety Equipment | 35625 | SQ | x |  | WA2 Safety Equipment,lifting devices, ladders, Eye Wash station, First Aid Kits, Lock out stations
130975 | THR-AER-LSHH-3502 | Switch, Level-High-High,Pump3502,T14 | THR-FT-P-3502 | Switch,Level-High-High | Switch |  | LSHH | http://www.toronto.ca/TWONTO#00466 |  | Pump, Sump, Finals, Tunnel 16
67924 | FCL-TRW-PSH-0003 | Switch, Pressure-High, Air Supply, Surge Tank Building | FCL-TRW-T-0003 | Switch,Pressure-High | Switch |  | PSH | http://www.toronto.ca/TWONTO#00604 |  | Vessel, Pressure, Air Supply, Surge Tank Building
11036 | COL-PBG-SW-0003 | Switch, Transformer | COL-PBG-MISC | Switch | Switch |  | SW | http://www.toronto.ca/TWONTO#00594 |  | Miscellaneous Equipment
11539 | FCL-CLA-PSH-0102 | Switch, Pressure High, Inlet, CLA Evaporator 0101, Chlorination System | FCL-CLA | Switch,Pressure-High | Switch |  | PSH | http://www.toronto.ca/TWONTO#00604 |  | Pre-Chlorination
119727 | TAB-WA1-SQ-1946 | Type1 SRD/SRL ( Self Retracting Device/ Self Retracting Lanyard) 6 Ft- Ye Zhang | TAB-WA1-SQ-0001 | PPE,Harness | Safety Equipment |  | SQ | http://www.toronto.ca/TWONTO#00677 |  | WA1 Fall Arrest System
135565 | THR-FT-FSL-3505 | Switch, Flow-Low, WAW, Tank 1600, Secondary Treatment, Scum Pumping | THR-FT-T-1600 | Switch,Flow-Low | Switch |  | FSL | http://www.toronto.ca/TWONTO#00367 |  | Tank, Final Settling, Mixed Liquor, Secondary Treatment, Secondary Clarification - South (Tank#16)
143338 | WTR-PDS-RPU-0001 | Control Panel, RPU | WTR-PDS-ELS | RPU | Remote Processor Unit |  | RPU | http://www.toronto.ca/TWONTO#00122 |  | Electrical System
29168 | FIS-FEQ-FEQ-4003-SUS | Fire extinguisher, Type ABC, Fire Prevention, Reception Area | FIS-MARINE-BUILDING |  | Safety Equipment | 46929 | FEQ | x |  | FIS Marine Yard Building
42109 | TAB-ACC-V-6528 | Valve, Actuated, Fire Protection System, Mechanical Room No. 1, Screen Bldg., P Bldg. | TAB-ACC-P-6511 | Valve | HVAC |  | V | http://www.toronto.ca/TWONTO#00781 |  | Pump, Fire pump, Mechanical Room No. 1, Screen Bldg., P Bldg.
110790 | TAB-DIG-LSH-1201 | Switch, Level-High, Emergency Overflow, Digester 12 Roof S/W, Digester 9-12 Control Building. | TAB-DIG-T-1200 | Switch,Level-High | Switch |  | LSH | http://www.toronto.ca/TWONTO#00466 |  | Tank, Digester tank, Digester 12
143186 | WTR-PDS-PSH-0002S | Switch,Pressure,High,Discharge | WTR-PDS-TRW | Switch,Pressure-High | Switch | 38631 | PSH | x |  | Treated Water (Transmission)
58156 | THC-AP-T-1200 | Air Receiver Tank, Process Air, Grit Fluidizing System | THC-PLT-BLDG-0001 | Tank | Tank |  | T | http://www.toronto.ca/TWONTO#00606 |  | New Head House, preliminary process
120886 | THC-ACC-HTR-0301 | Air Heater, Convector, Building M | THC-ACC-HEATERS | H.V.A.C.,Heater,Unit | HVAC |  | HTR | http://www.toronto.ca/TWONTO#00418 |  | Air Heaters, Building M
| TAB-M BLDG | Building Location | TAB-SPC |  |  |  |  | http://www.toronto.ca/TWONTO#00260 | Process | Process Control Systems - Services Area
66680 | THC-STR-T-1380 | Scum Pit, Tank 1300, Secondary Clarifier | THC-FT-T-1300 | Tank,Non-Pressurized | Tank |  | T | http://www.toronto.ca/TWONTO#00708 |  | Tank, Secondary Clarifier
83263 | THR-PRM-RPU-0001 | RPU, Primary Treatment, South Tanks 0100 and 0200 (172.22.37.120) | THR-PRM-STA-1 | RPU | Remote Processor Unit |  | RPU | http://www.toronto.ca/TWONTO#00122 |  | South Primary Station 1
120774 | THC-ACC-FN-5810 | Fan,Centrifugal,Exhuast,Plant Stores | THC-ACC-BLDG B |  | HVAC |  | FN | http://www.toronto.ca/TWONTO#OWLClass_binid-posum-pozar-motav |  | Mechanical Shop (Chlorine) Building HVAC
106299 | TAB-ACC-F-1220 | Filter, Exhaust Fan 1220, AHU-1200, Screen Bldg. Rooftop | TAB-ACC-AHU-1200 | Filter | Filter |  | F | http://www.toronto.ca/TWONTO#00641 |  | Air Handling Unit, D Bldg Roof
89474 | WTR-RRH-SCAM-0004 | Security System, Camera, Rosehill Reservoir, Valve House, Exterior | WTR-RRH-CP-0001 | Camera | Security System |  | SCAM | http://www.toronto.ca/TWONTO#00671 |  | Control Panel, Security Alarms, Rosehill Reservoir, Valve House
114723 | TAB-PLT-MSL-0300 | Switch, Motion Low, Grit Conveyor CV-0300, Grit Tank Area, Grit Bldg., P Bldg. | TAB-PLT-CV-0300 | Switch,Motion | Switch |  | MSL | http://www.toronto.ca/TWONTO#00530 |  | Conveyor, Screw, Submersible, Grit Tank, T-0300, Grit Bldg., P Bldg.
63755 | THC-PLT-PSL-5345 | Switch, Pressure-Low, Mechanical Seal from Pumps 5340, Headhouse | THC-PLT-P-5340 | Switch,Pressure-Low | Switch |  | PSL | http://www.toronto.ca/TWONTO#00604 |  | Grit Pump 5340
| MAIN-106 | Main 106 | WTR-LWA |  |  |  |  | http://www.toronto.ca/TWONTO#00804 | Sub-Process | Work Area 2 Central Mains and Chambers
34400 | COL-YKP-DA-1734519 | Davit Mast-1734519 | COL-YKP-DA-0017S | Safety | Safety Equipment |  | DA | http://www.toronto.ca/TWONTO#00331 |  | Davit Arm Assembly with Upper Arm-153465
122368 | THC-CW-SQ-5202 | Emergency Eyewash, Office area, North Workshop | THC-ACC-BLDG X | PPE,Eyewash Station | Safety Equipment |  | SQ | http://www.toronto.ca/TWONTO#00307 |  | New Workshop WA2 Building HVAC
122881 | THC-DEW-PSH-7266 | Switch, Pressure-High, Outlet, Pump 7260, Polymer Feed System | THC-DEW-P-7260 | Switch,Pressure-High | Switch |  | PSH | http://www.toronto.ca/TWONTO#00604 |  | Pump, Polymer Feed, Dewatering
104952 | NX3055 | Air Handling Unit Dewater. Bldg.LowerRoof, North Side (S2) | TAB-ACC-AHU | Air Handling Unit | HVAC |  |  | http://www.toronto.ca/TWONTO#00147 |  | Air Handling Unit & Supply Fan
59583 | THC-ACC-TIT-6101 | Transmitter, Temperature, Space, Truck Loading Bay #1, Headworks | THC-ACC-AHU-6100 | Transmitter,Temperature | HVAC |  | TIT | http://www.toronto.ca/TWONTO#00735 |  | Air Handling Unit, Truck Loading Bay, Mech Room #2, Headworks
| MAIN-107 | Main 107 | WTR-MT1 |  |  |  |  | http://www.toronto.ca/TWONTO#00804 | Sub-Process | Work Area 1 EAST Mains and Chambers
96993 | FIS-FEQ-FEQ-4004-SUS | Fire extinguisher, Type ABC, Fire Prevention, Vestibule | FIS-SES-FE |  | Safety Equipment | 46930 | FEQ | x |  | Fire Fighting equipment
78849 | THR-SES-SQ-1134 | Harness, Full Body PPE Stan Chatzinikoloau | THR-SES-SQ-9134 | Safety | Safety Equipment |  | SQ | http://www.toronto.ca/TWONTO#00332 |  | Lanyard for Harness 6 ft., PPE Stan Chatzinikolau
114696 | TAB-PLT-LSM-5575 | Switch, Level, Medium, Pump 5570, Drain Sump Area, D. Bldg. | TAB-PLT-P-5570 | Switch,Level | Switch |  | LSM | http://www.toronto.ca/TWONTO#00466 |  | Pump, Centrifugal (Wet), Underdrain, Drain Sump Area, D. Bldg.
71327 | THR-DIG-LSH-0306 | Switch, Level-High, Over Flow Chamber, Tank 0300, Solids Treatment, Digester 3 Overflow Chamber | THR-DIG-PD-0300 | Switch,Level-High | Switch |  | LSH | http://www.toronto.ca/TWONTO#00466 |  | Tank, Primary Digester-3, Solids Treatment
123471 | THC-DIG-LSHHA-5285 | Switch,Level-High-High,South-West Storm Sump,CP-5285,Building U | THC-DIG-CP-5285 | Valve,Gate | Switch |  | LSHHA | http://www.toronto.ca/TWONTO#00466 |  | Control Panel,Electrical,South-West Storm Sump,P-5285A & P-5285B,Building U
54772 | FCL-ELS-DS-00B2-A | Load Break Switch,Low Lift Bldg - Switchgear Room,Isolation Disconnect Switch:FCL-ELS-BUS-00B2-A/FCL-ELS-BUS-00B1-A | FCL-ELS-BUS-00B2-A | Load Break Switch | Switch |  | DS | http://www.toronto.ca/TWONTO#00487 |  | Switchgear,Indoor,Low Lift Bldg - Switchgear Room,4.16 kV Line 2A
42116 | TAB-ACC-V-6571 | Valve, 2-Way Modulating, PreHeater Coil,AHU-6570, Mechanical RM No. 3, Screen Bldg., P Bldg. | TAB-ACC-AHU-6570 | Valve | HVAC |  | V | http://www.toronto.ca/TWONTO#00781 |  | Air Handling Unit, Mechanical Room no.3, Screen Bldg., P Bldg.
85601 | WTR-PHL-HRN-0004 | PPE, Body Harness, S/N 219069 | WTR-CENTRAL-SES | PPE,Harness | Safety Equipment |  | HRN | http://www.toronto.ca/TWONTO#00332 |  | Safety & Lifting Devices
50812 | TAB-PRM-FSL-3401 | Switch ,Flow, Low,Seal water to Pump-3401 | TAB-PRM-P-3401 | Switch,Flow | Switch |  | FSL | http://www.toronto.ca/TWONTO#00367 |  | Pump, PRS from Primary Tank 0700, Primary Treatment, Sludge Pumping
58243 | FHA-ACC-AC-0019-SU | Chiller, Server Room, Filter Bldg | FHA-MCS-ACC | H.V.A.C.,Air Conditioner | HVAC | 32964 | AC | x |  | HVAC
61263 | THC-DCL-AC-0001 | Air Conditioner, Dechlorination | THC-SUSPENDED | Piping | HVAC | 34139 | AC | x |  | Suspended entity
15375 | FCL-TST-CLB-0610B | Portable Pressure Calibration Unit (Druck Meter), SR 61061331 | FCL-SUSPENDED | Analyzer,Chlorine | Test Equipment |  | CLB | http://www.toronto.ca/TWONTO#00599 |  | Suspended entity
57948 | THC-AER-T-3100 | Tank, Aeration | THC-AER-PHASE I-IV | Tank,Non-Pressurized | Tank |  | T | http://www.toronto.ca/TWONTO#00140 |  | AerationTreatment
47238 | TAB-EL1-LSHH-8060 | Switch,Level-High-High,Sump Flood,North Substation,Outdoor Chamber | TAB-EL1-BLDG-0001 | Switch,Level-High-High | Switch |  | LSHH | http://www.toronto.ca/TWONTO#00466 |  | MSA Substation
14778 | FHA-ACC-AC-0352 | FHA-ACC-AC-0002 - Air Conditioner | FHA-MCS-ACC | H.V.A.C.,Air Conditioner | HVAC |  | AC | http://www.toronto.ca/TWONTO#00141 |  | HVAC
93338 | FHO-GRK-DR-4029S | Door, (FD-S4-29), Fire Rated, Chemical Building, S4, Ammonia Storage/Feed Room, North | FHO-GRK-FEQ-0001 | Fire Prevention,Door | Door |  | DR | http://www.toronto.ca/TWONTO#00353
50771 | TAB-PRM-DRN-OPS | Drains, Floor, Old PS | TAB-PRM-STRC--OPS | Building Service,Floor Drain | Plumbing |  |  | http://www.toronto.ca/TWONTO#00288 |  | Old PS Building - Drains, Plumbing, Walls
137336 | THR-PLT-DR-0180S | Door, Over-Head, HeadHouse Loading Bay | THR-DR-WA2 | Door,Overhead | Door | 38662 | DR | x
130994 | THR-AER-F-1310 | Filter, Bag, Air Suction, Aeration Blower 1311 | THR-AER-FN | Filter | Filter |  | F | http://www.toronto.ca/TWONTO#00641 |  | Fan, Room, Supply Air, Blower, Engine Room Basement
91179 | FHO-DEW-T-0012 | Tank, Sump Well, Drainage & Sump Pumps, Standby Power Building, S4, Surge Tank Room | FHO-DEW |  | Tank |  | T | http://www.toronto.ca/TWONTO#00708 |  | Dewatering & Drainage
136452 | THR-GRK-AER | Aeration Tanks, Galleries T-14 and T-17 | THR-GRK-PRTY-0404 |  | Grounds |  |  | http://www.toronto.ca/TWONTO#00010 |  | Groundskeeping, General Labour
97376 | FIS-MCS-T-2901 | Tank, Domestic Hot Water, Chemical Sampling Building | FIS-MCS |  | Tank |  | T | http://www.toronto.ca/TWONTO#00427 |  | Mechanical Services
85694 | WTR-PHL-MEQ-0002 | Backflow Preventer Test Kit, S/N 747489 | WTR-PHL-AUX |  | Tool |  | MEQ | http://www.toronto.ca/TWONTO#OWLClass_fivij-sibit-rikok-fapib |  | Auxiliary Equipment (Building Facilities)
28242 | FIS-CLA-CHL-0101 | Chlorinator, Pre Chlorination Train 1, Gaseous Chemical Building, Machine Room | FIS-CLA | Chemical Feeder,Gas | Chemical Feeder |  | CHL | http://www.toronto.ca/TWONTO#00215 |  | Pre-Chorination System
61145 | THC-ELS-SQ-1342256 | Electrical Safety gloves, High Voltage, Class 0, # 1342256 | THC-SES-SQ |  | Safety Equipment | 35393 | SQ | x |  | Safety Equipment
9041 | COL-YKP-VEH-0012S | Vehicle, Truck #043194 (Sierra 1500) | COL-W-OBSOLETE | Vehicle,Licensed | Vehicle | 40291 | VEH | x
115549 | TAB-PRM-PLQ-P- | Plumbing, General, P Bldg | TAB-PRM-STRC-P | Building Service,Domestic Plumbing | Plumbing |  |  | http://www.toronto.ca/TWONTO#00572 |  | P Building - Drains, Plumbing, Walls
120410 | THC-ACC-DM-0086 | VAV Box, Admin Building, Ground Floor, Meeting Room 125 | THC-ACC-AHU-0081 |  | HVAC |  | DM | http://www.toronto.ca/TWONTO#00142 |  | Air handling Unit, Ground Floor South Zone(Project Management), Admin Building Roof
48192 | TAB-ELS-SQ-2002 | PPE Cabinet with PPE- Dewatering Bldg 3rd Flr | TAB-ELS-ESQ | PPE | Safety Equipment |  | SQ | http://www.toronto.ca/TWONTO#00707 |  | Electrical Safety Equipment
| MAIN-107 | Main 107 | WTR-LWA |  |  |  |  | http://www.toronto.ca/TWONTO#00804 | Sub-Process | Work Area 2 Central Mains and Chambers
58901 | THC-ACC-FN-0701 | Fan,Centrifugal,Exhaust,Thickening Building Mechanical Room Ventilation | THC-ACC-BLDG J | Fan,Centrifugal | HVAC |  | FN | http://www.toronto.ca/TWONTO#OWLClass_binid-posum-pozar-motav |  | TWAS Building, HVAC
119303 | TAB-THK-MEQ-4012 | Eductor - Dry Polymer Blower Feed System | TAB-THK-MX-4010 | Chemical Feeder,Powder | Chemical Feeder |  | MEQ | http://www.toronto.ca/TWONTO#00294 |  | Hopper Feed, Dry Polymer Feed Preparation
110807 | TAB-DIG-LSHH-7070 | Switch, Level-High-High, Waste Gas Burner Sump | TAB-DIG-P-7070 |  | Switch |  | LSHH | http://www.toronto.ca/TWONTO#00466 |  | Pump 1, Waste Water, Waste Gas Burner Station
19303 | FHA-WWW-T-4021 | Tank, Decant, RMF, Dicant Tanks Area | FHA-WWW-DECANT | Tank | Tank |  | T | http://www.toronto.ca/TWONTO#00675 |  | Decant Tanks
| MAIN-108 | Main 108 | WTR-LWA |  |  |  |  | http://www.toronto.ca/TWONTO#00804 | Sub-Process | Work Area 2 Central Mains and Chambers
55427 | TAB-WA1-SQ-1092 | Sling | TAB-WA1-SQ-1000 | Lifting Device,Sling | Lifting Device |  | SQ | http://www.toronto.ca/TWONTO#00926 |  | WA1 Lifting Devices and Slings
136756 | THR-MCS-LD-9869 | Come Along, Work Area 2 | THR-LD-WA2 | Lifting Device,Chain | Lifting Device |  | LD | http://www.toronto.ca/TWONTO#00812 |  | Lifting Devices, Chain Hoist, Come Along & Slings
119632 | TAB-WA1-SQ-1029 | Sling | TAB-WA1-SQ-1000 | Lifting Device,Sling | Lifting Device |  | SQ | http://www.toronto.ca/TWONTO#00926 |  | WA1 Lifting Devices and Slings
68479 | THR-ACC-T-0201 | Tank, Glycol Skid, STB North Wall, Digesters 1-6, Gallery Ventilation, Zone 1A, 1B | THR-ACC-DIG | Tank | Tank |  | T | http://www.toronto.ca/TWONTO#00211 |  | Air Conditioning, HVAC, Digesters
24259 | FHO-GRK-IRG-0201 | Lawn Sprinkler | FHO-GRK-PRTY-0001 | Irrigation System,Automated | Hydraulic System |  | IRG | http://www.toronto.ca/TWONTO#00701 |  | Building Maintenance
29697 | FIS-PCL-T-0201 | Tank, PACL Storage, Workshop Building, Chemical Storage | FIS-PCL | Tank | Tank |  | T | http://www.toronto.ca/TWONTO#00211 |  | PACL System
41372 | TAB-ACC-V-1446 | Valve, Reheat, Modulating | TAB-ACC-HTR-1446 | Valve | HVAC |  | V | http://www.toronto.ca/TWONTO#00781 |  | Heater, Hot Water Reheat Coil
76206 | THR-MCS-LD-9850 | Chain Hoist Electric, Work Area 2 | THR-LD-WA2 | Lifting Device,Hoist,Manual | Lifting Device |  | LD | http://www.toronto.ca/TWONTO#00422 |  | Lifting Devices, Chain Hoist, Come Along & Slings
62710 | THC-NGS-PSL-3042 | Switch, Pressure Low, Pilot Natural Gas, Hot Water Boiler BO-3041 | THC-ACC-BO-3041 |  | Switch | 33796 | PSL | x |  | Boiler, Hot Water, Boiler Building
132808 | THR-DIG-PSH-2522 | Switch, Pressure-High, Discharge Pump 2522, Digester Tank 0300 | THR-DIG-P-2522 | Switch,Pressure-High | Switch |  | PSH | http://www.toronto.ca/TWONTO#00604 |  | Pump, Centrifugal, Sludge Recirculation, Tank 0300
89797 | WZ2007A | Activator, Vibrating Bin, 820B | TAB-SLD-FN | Vessel,Pressure | Tank |  |  | http://www.toronto.ca/TWONTO#00708 |  | Pelletizer Bldg. - Silo System, Fans & Filters
68495 | FHO-ACC-F-0102 | Filter, Dry Air, AHU-0101 Inlet, Admin Building, S1, AHU Room | FHO-ACC-AHU-0101 |  | Filter |  | F | http://www.toronto.ca/TWONTO#00641 |  | Air Handling Unit, Administration Ofices HVAC, S1 Admin Building AHU Room
107806 | TAB-ACC-TSL-6334 | HVAC, Temperature Low Switch, HTR-6334, Mechanical Room, Dig 9-12 Control Building. | TAB-ACC-HTR-6334 | Switch,Temperature-Low | HVAC |  | TSL | http://www.toronto.ca/TWONTO#00734 |  | Heater, Unit Heater, Hot Water, Mechanical Room, Dig 9-12 Control Building.
96558 | YTF-ELS-PDP-1502 | Control Panel, Power Dist., Emergency Lighting Panel, Electrical Room C | YTF-ELS | Control Panel,Power Distribution Panel | Power Distribution Panel |  | PDP | http://www.toronto.ca/TWONTO#00110 |  | Electrical Equipment
98775 | FPP-LAB-HTR-0001 | Gravity oven | FHA-FPP | Drier,Dessicant | Test Equipment |  | HTR | http://www.toronto.ca/TWONTO#00567 |  | Harris Filtration Pilot Plant
145482 | WTR-PMI-PS-0003 | Switch, Pressure, Low/High, Discharge, District 5, | WTR-PMI-TRW | Switch | Switch |  | PS | http://www.toronto.ca/TWONTO#00604 |  | Treated Water (Transmission)
81147 | FHA-SES-FAK-0304 | FHA-SQ-FAK-05 - First Aid Kit Station | FHA-SES-SQ-4 | PPE | Safety Equipment |  | FAK | http://www.toronto.ca/TWONTO#00357 |  | First Aid
67925 | FCL-TRW-PSH-0004 | Switch, Pressure-High, Vacuum Priming Unit, Treated Water Pumping Station | FCL-TRW | Switch,Pressure-High | Switch |  | PSH | http://www.toronto.ca/TWONTO#00604 |  | Treated Water
77684 | THR-DIS-I-0124 | Injector, Chlorinator 1221, Chlorination Building, Disinfection, Chlorination System | THR-DIS-CHL-1221 | Injector | Injector | 34795 | I | x |  | Chlorinator, Chlorination Building, Disinfection, Chlorination System
43989 | TAB-DEW-PS-0431 | Power Pack, Hydraulic, DWS Pump#0431 | TAB-DEW-P-0431 | Power Pack,Hydraulic | Hydraulic System |  | PS | http://www.toronto.ca/TWONTO#00433 |  | Pump, Baby Schwing #4, Sludge Cake Transfer, Dewater. Bldg, 2/F SE Middle
117321 | TAB-RSP-UPS-0202 | UPS for RPU, | TAB-RSP-RPU-0202 | UPS | Remote Processor Unit |  | UPS | http://www.toronto.ca/TWONTO#00124 |  | RPU, Pump #'s MSP-3 & MSP-4
27162 | DOS-YCM-TRL-VEH270013 | 2019 ALANTRA LEASING 22X10 - Vehicle Trailer Unit# 270013 | FAC-YCM-VEH | Vehicle,Licensed | Vehicle |  |  | http://www.toronto.ca/TWONTO#00753
66877 | THC-GRK-VEH-378292 | Vehicle, 2017 Polaris Ranger (WA2) | THC-GRK-VEHICLES | Vehicle,Licensed | Vehicle |  | VEH | http://www.toronto.ca/TWONTO#00400
| TAB-M-BLDG | Building Location | TAB-EUS |  |  |  |  | http://www.toronto.ca/TWONTO#00260 | Process | Production & End User Support
55560 | TAB-WA2-SQ-1220 | EE2 - 902 T3 Nylon Sling | TAB-SES-LD | Lifting Device,Sling | Lifting Device |  | SQ | http://www.toronto.ca/TWONTO#00929 |  | WA2 Lifting devices
76162 | THR-MCS-LD-1539 | Chain Hoist, Manual, Work Area 2 | THR-LD-WA2 | Lifting Device,Hoist,Manual | Lifting Device |  | LD | http://www.toronto.ca/TWONTO#00422 |  | Lifting Devices, Chain Hoist, Come Along & Slings
27174 | DOS-YCM-VEH-267207 | 2018 WEBE WL1200- Vehicle Unit# 267207 | FAC-YCM-VEH | Vehicle,Licensed | Vehicle |  | VEH | http://www.toronto.ca/TWONTO#00559
58222 | THC-ACC-CT-0013 | Controller, Heating System, Admin Building, Basement, Storage Room West B107 | THC-ACC-HTR-0011 |  | HVAC |  | CT | http://www.toronto.ca/TWONTO#00746 |  | Heater, Unit, Electric, 6.3kW, Admin. Building Basement, Mechanical Room B104, North/West
26390 | FHO-SES-SQ-8005 | Eye Wash Bottle, Station # 5, TW Building, S2, Near Back Wash Pumps | FHO-SES-SQ-0004 | PPE,Eyewash Station | Safety Equipment |  | SQ | http://www.toronto.ca/TWONTO#00328 |  | First Aid
105473 | SQ-47082 | FHO SCBA #10 | FHO-OBSOLETE | PPE,SCBA | Safety Equipment | 32134 |  | x |  | Removed From Service
93398 | FHO-MCS-GQ-0101 | Karcher Floor Cleaning Machine | FHO-GRK-PRTY-0001 | Floor maintenance,Polisher | Vehicle |  | GQ | http://www.toronto.ca/TWONTO#00400
54911 | TAB-STR-ZSH-0210 | Switch, Valve Position Open, Air Supply Valve | TAB-STR-V-0210 | Switch,Position-High | Switch |  | ZSH | http://www.toronto.ca/TWONTO#00590 |  | Valve, Butterfly,Manual, Air Control Valve, Aeration Tank 2 Pass 2A Drop Leg Isolation Group 3
17551 | FHA-GRK-DRN-0101 | Drains | FHA-GRK-PRTY-0001 | Building Service,Floor Drain | Drain |  | DRN | http://www.toronto.ca/TWONTO#00288 |  | Buildings Maintenance
30931 | FIS-FEQ-DR-0023(S) | Door, Fire, Raw Water Building | FIS-GRK-STRC-0001 |  | Door |  | DR | http://www.toronto.ca/TWONTO#00353
118021 | TAB-SES-RING-3024 | Lifebuoy Ring | TAB-SES-RING-3000 | PPE | Safety Equipment |  | RING | http://www.toronto.ca/TWONTO#00561 |  | Lifebuoy Ring
30268 | FIS-SBS-T-0101 | Tank, SBS Storage, Workshop Building, Chemical Storage | FIS-ALM | Tank | Tank |  | T | http://www.toronto.ca/TWONTO#00211 |  | Alum System
33651 | COL-YKP-DA-0025S | Davit Arm Assembly with CENTRE BASE-150861 | COL-YKP-DA | Safety | Safety Equipment | 45988 | DA | x |  | Davit Arm Assembly
| TAB-NEW-BIO-BLDG | Building Location | TAB-EUS |  |  |  |  | http://www.toronto.ca/TWONTO#00260 | Process | Production & End User Support
116710 | TAB-PWA-PSL-0555 | Switch, Pressure-Low, Plant Water Process Piping | TAB-PWA-P-0555 | Switch,Pressure-High | Switch |  | PSL | http://www.toronto.ca/TWONTO#00604 |  | Pump, Effluent, Filtered, Plant Water
51653 | TAB-PRS-PSH-1003 | Switch, Pressure-High, Chemical Discharge, Rail Car Unloading | TAB-PRS-V-FECL2 | Switch,Pressure-High | Switch |  | PSH | http://www.toronto.ca/TWONTO#00604 |  | Ferrous Chloride Filters & Valves - Chemical Unloading Station
87680 | WTR-PRH-PSH-0002 | Switch, Pressure-High, Line to District 4 | WTR-PRH-TRW | Switch,Pressure-High | Switch |  | PSH | http://www.toronto.ca/TWONTO#00604 |  | Treated Water (Transmission)
109144 | TAB-CW-SQ-6002 | Emergency Eye Wash station, Dewatering Bldg. Basement (beside store room) | TAB-DEW-SAFETY | PPE,Eyewash Station | Safety Equipment |  | SQ | http://www.toronto.ca/TWONTO#00307 |  | Safety Equipment
146867 | WTR-REL-LSH-0201 | Switch, Level-High, Tank 0200 | WTR-REL-T-0200 | Switch,Level-High | Switch |  | LSH | http://www.toronto.ca/TWONTO#00466 |  | Tank, South-West Basin (Cell 2)
44059 | TAB-DEW-SSL-6006 | Speed Switch-low, Conveyor DEW-CV-6006, DEW Level 3 | TAB-DEW-CV-6006 |  | Switch |  | SSL | http://www.toronto.ca/TWONTO#00699 |  | Transfer Conveyor, Dewatered Solids from DEW-CF-0721 to Main Conv DEW-CV-6009&6011, DEW Level 3
25279 | FHO-SPC-RPU-1922B | Ozone master PLC | FHO-WWW | Controller,PLC | Remote Processor Unit | 35167 | RPU | x |  | Residue Management / Waste Water System
41513 | TAB-ACC-TSL-0380 | Switch, Temperature, Low, Fan 0380, Ferrous Chloride Room | TAB-ACC-FN-0380 | Switch,Pressure-High | Switch |  | TSL | http://www.toronto.ca/TWONTO#00734 |  | Fan, Supply, Ferrous Chloride Room, D. Bldg.
137451 | THR-PLT-PSL-2110 | Switch, Pressure-Low, Discharge, Blower 2110, Preliminary Treatment, Grit Removal - Grit Tanks - North Plant | THR-PLT-BL-2110 | Switch,Pressure-Low | Switch |  | PSL | http://www.toronto.ca/TWONTO#00604 |  | Blower, Centrifugal, Process Air, Preliminary Treatment, Grit Removal - Grit Tanks - North Plant
127202 | THC-PLT-P-5830 | Pump, Hydraulic Pack, Conveyors, Grit Tanks | THC-PLT-T-5810 | Pump,Positive Displacement,Piston | Hydraulic System | 40018 | P | x |  | Reservoire, Oil, Hydraulic Pack, Conveyors, Grit Tanks
108614 | TAB-ACC-V-6412 | Valve, Actuated, Fire Protection System, Pump Room, Grit Bldg., P Bldg. | TAB-ACC-P-6414 | Valve | HVAC |  | V | http://www.toronto.ca/TWONTO#00781 |  | Pump, jockey Pump, Pump Room, Grit Bldg., P Bldg.
112732 | TAB-EL1-MCC-6631 | Control Panel, MCC,Electrical Room,Grit Build,P Building | TAB-PLT-ELQ-P | Control Panel,MCC | Motor Control Centre |  | MCC | http://www.toronto.ca/TWONTO#00110 |  | P Building - Electrical Equipment
| MAIN-108 | Main 108 | WTR-MT1 |  |  |  |  | http://www.toronto.ca/TWONTO#00804 | Sub-Process | Work Area 1 EAST Mains and Chambers
105881 | TAB-ACC-AC-9202 | Air Conditioner, T Building , B2 , Mezzanine | TAB-ACC-AHU-M&T |  | HVAC |  | AC | http://www.toronto.ca/TWONTO#00141 |  | AHUs/Supply Fans, Dampers M&T Bldg.
122921 | THC-DEW-T-2310 | Tank, Hopper, Polymer Dry,Polymer Make Up System | THC-DEW-T-2300 | Tank | Tank |  | T | http://www.toronto.ca/TWONTO#00211 |  | Tank,Polymer Make-up,Polymer Make Up System
106652 | TAB-ACC-FSL-3411 | Switch,Flow,Low,Water From Pump | TAB-ACC-P-3411 | Switch,Flow | Switch |  | FSL | http://www.toronto.ca/TWONTO#00367 |  | Pump, Circulating, Hot water,Filter Bldg, S-6 & S-7,P38-1,
26035 | FIS-ACC-AHU-4500 | Air Handling Unit, Machine Shop Supply, North/West Side, Ground Level, Workshop Building | FIS-SUSPENDED | Air Handling Unit | HVAC |  | AHU | http://www.toronto.ca/TWONTO#00147 |  | Obsolete Entities/Processes
26173 | FHO-GRK-DR-1085L | Door, (FD-1-85), Fire Rated, Chemical Building, L1, Gaseous Feed Room, South | FHO-GRK-FEQ-0001 | Fire Prevention,Door | Door |  | DR | http://www.toronto.ca/TWONTO#00353
86514 | WTR-PKL-FS-0002 | Switch,Flow,Station Flow Directional Switch District 6 | WTR-PKL-TRW | Switch,Flow | Switch |  | FS | http://www.toronto.ca/TWONTO#00367 |  | Treated Water (Transmission)
137090 | THR-PLQ-FT | Final Tanks, Work Area 4 | THR-PLQ-WA4 |  | Plumbing |  |  | http://www.toronto.ca/TWONTO#00572 |  | Plumbing, Work Area 4
9547 | DOS-YCM-VEH-378186 | 2011 JOHN DDERE 6X4 GATOR - Vehicle Unit# 378186 | FAC-YCM-VEH | Vehicle,Licensed | Vehicle |  | VEH | http://www.toronto.ca/TWONTO#00400
126136 | THC-INC-IG-0002 | Natural Gas System, Incinerator 2000 | THC-INC-FU-2000 |  | Gas Collection |  | IG | http://www.toronto.ca/TWONTO#00435 |  | Furnace, Incinerator 2000
71740 | THR-DIG-SD-0600 | Tank, Secondary Digester-6, Solids Treatment | THR-DIG-SB-2 | Tank | Tank |  | SD | http://www.toronto.ca/TWONTO#00271 |  | Scrubber Building 2, Digester 3 & 4
30933 | FIS-FEQ-DR-0031(S) | Door, Fire, Workshop & Office Building | FIS-GRK-STRC-0001 |  | Door |  | DR | http://www.toronto.ca/TWONTO#00353
140662 | TNT-FT-SP-0003 | Sampler, Final effluent channel | TNT-FT-FE-0001 | Sampler | Sampler |  | SP | http://www.toronto.ca/TWONTO#00163 |  | Final Effluent Channel, Final Tanks- Samplers
134964 | THR-ELS-MCC-1402 | Control Panel, MCC 1402, Digester, MCC-1401 & 1402 (MCC-A and -B) New Digester Elec.Room Ground Floor, Beside STB | THR-ELS-DIG | Control Panel,MCC | Motor Control Centre |  | MCC | http://www.toronto.ca/TWONTO#00110 |  | Electrical System, Digester Tanks
121150 | THC-ACC-RPU-1602 | RPU,HVAC,WAS Thickening Building (2) | THC-ACC-BLDG J | Control Panel,Instrumentation | Remote Processor Unit |  | RPU | http://www.toronto.ca/TWONTO#00122 |  | TWAS Building, HVAC
142485 | WTR-282-RPU-0201 | Remote Processor Unit | WTR-282-CH-0003 | Meter,Flow,Magmeter | Remote Processor Unit |  | RPU | http://www.toronto.ca/TWONTO#00122 |  | Chamber,Revenue Meter,Yonge-Elgin (Magmeter)
67326 | FCL-TRW-FSL-0007 | Switch, Flow, Low, pH Analyzer AIT-0008 Inlet, TW Sampling | FCL-TRW-AIT-0008 | Switch,Flow-Low | Switch |  | FSL | http://www.toronto.ca/TWONTO#00367 |  | Analyzer, pH, TRW, High Lift PS Building, District 2 venturi Room, TRW pumping station
60352 | THC-ACC-V-6415 | Valve, Ball, Manual, AHU-6400, 2nd Floor Mech Room #1, Headworks | THC-ACC-AHU-6400 | Valve,Ball | HVAC |  | V | http://www.toronto.ca/TWONTO#00781 |  | Air Handling Unit, Screen Room/Conveyor Areas, 2nd Floor Mech Room #1, Headworks
18698 | FHA-SES-SQ-0404 | FHA-SES-EYE-0008 - Eyewash Station, Plumbed | FHA-SES-SQ-0008 | PPE,Eyewash Station | Safety Equipment |  | SQ | http://www.toronto.ca/TWONTO#00307 |  | Eyewash Stations & Showers
144786 | WTR-PJS-ZS-0005 | Sensor | WTR-PJS-AUX | Transmitter,Flow | Security System |  | ZS | http://www.toronto.ca/TWONTO#00672 |  | Auxiliary Equipment (Building Facilities)
129291 | THC-THK-RPU-1612 | Controller Panel,Centrifuge CF-0200,Thickening Building | THC-THK-CF-0200 | Control Panel,Instrumentation | Remote Processor Unit |  | RPU | http://www.toronto.ca/TWONTO#00122 |  | Centrifuge,WAS Thickening
44088 | TAB-DEW-TSH-0721B | Switch, Temperature, High, Lub Oil Return from Bearing, Drive end | TAB-DEW-CF-0721 | Switch,Temperature | Switch |  | TSH | http://www.toronto.ca/TWONTO#00734 |  | Centrifuge # 7
119552 | TAB-TPA-PA-2201 | Speaker, Paging/Intercom System, PRS Bldg | TAB-PRS-INQ | Control Panel,Instrumentation | Communications Equipment |  | PA | http://www.toronto.ca/TWONTO#OWLClass_aaa0534b_8301_4f5e_86a4_f0d2cc6e91a2 |  | Instrumentation Equipment
136779 | THR-MCS-PW-0001 | Parts Washer, Digester Tank 9-10, Basement | THR-MCS-MT |  | Tool |  | PW | http://www.toronto.ca/TWONTO#00747 |  | Machine Tool, Miscellaneous
93746 | WTR-PPD-MCC-0201 | Motor Control Center | WTR-PPD-TR-0401 | Control Panel,MCC | Motor Control Center |  | MCC | http://www.toronto.ca/TWONTO#00110 |  | Transformer, Power, Secondary
24326 | FHO-MCS-LD-0225 | Loading Dolly # 225 | FHO-MCS-LD | Lifting Device,Hoist,Manual | Rigging Equipment |  | LD | http://www.toronto.ca/TWONTO#00285 |  | Lifting Devices & Elevators
66351 | THC-SES-MEQ-B7E368 | FALL ARREST- HARNESS (insp Liftsafe) | THC-MCS-LD | PPE | Lifting Device |  |  | http://www.toronto.ca/TWONTO#00332 |  | Mechanical Services, Lifting Device
122192 | THC-AER-VSH-6106 | Switch,Vibration,Blower 6100,Old Plant Blower Building | THC-AER-BL-6100 | Switch,Vibration | Switch |  | VSH | http://www.toronto.ca/TWONTO#00792 |  | Blower, Aeration
135586 | THR-FT-FSL-4626 | Switch, Flow-Low, Pump P-4626 Seal Water, Drain Pumping - South | THR-FT-P-4624 | Switch,Pressure-Low | Switch |  | FSL | http://www.toronto.ca/TWONTO#00367 |  | Pump, Centrifugal, Drain, Gallery T20N
59043 | THC-ACC-HTR-0284 | Heater, Perimeter. Admin Building, Ground Floor, Meeting Room 135 | THC-ACC-AHU-0091 |  | HVAC |  | HTR | http://www.toronto.ca/TWONTO#00418 |  | Air handling Unit, Ground Floor East Zone(Field Services), Admin Building Roof
32978 | KR2224A | Unit Heater, Silo #3, 2nd Floor, Silo Building | TAB-ACC-HTR-SLO | H.V.A.C.,Heater | HVAC |  |  | http://www.toronto.ca/TWONTO#00418 |  | Unit Heaters- Silo Bldg
63671 | THC-PLT-LSH-1010 | Switch, Level, High, Classifier CL-1010, Grit Processing and Conveyance | THC-PLT-CL-1010 | Switch,Level-High | Switch |  | LSH | http://www.toronto.ca/TWONTO#00466 |  | Classifier, Grit System, Grit Processing and Conveyance
47978 | TAB-EL3-MCC-6104 | Motor control center, PWPS 600V | TAB-EL3-PDP-6016 | Control Panel,MCC | Motor Control Center |  | MCC | http://www.toronto.ca/TWONTO#00110 |  | Power distribution Panel, 600V
61348 | THC-ELS-WR-0604 | 600 Volt, 30 Amp Receptacle, Building A | THC-MCS-MEQ | Machine Tool,Milling Machine | Tool |  | WR | http://www.toronto.ca/TWONTO#00821 |  | Machine Shop and Equipment
| MAIN-109 | Main 109 | WTR-LWA |  |  |  |  | http://www.toronto.ca/TWONTO#00804 | Sub-Process | Work Area 2 Central Mains and Chambers
146596 | WTR-PWT-LSH-1100 | Switch, Level, High, Fuel Day Tank | WTR-PWT-GEN-1100 | Switch,Level-High | Switch |  | LSH | http://www.toronto.ca/TWONTO#00466 |  | Generator, Diesel, Standby Power, Outdoor, West Tor PS
45176 | TAB-DIG-LSL-4205 | Switch,Level,Low,Lube Oil, G.Compr. C4205 | TAB-DIG-C-4205 | Switch,Level | Switch |  | LSL | http://www.toronto.ca/TWONTO#00466 |  | Compressor #5, Gas (DX5005A) Digester Tank 20 & 22
133041 | THR-DIG-TSL-7721 | Switch, Temperature Control, Burner BU-7720 Electrical Heat Tracing, WGB Bldg Roof | THR-DIG-BU-7720 | Switch,Temperature-Low | Switch |  | TSL | http://www.toronto.ca/TWONTO#00734 |  | Waste Gas Burner, Burner 7720, WGB Bldg Roof
139390 | THR-WA1-LD-02-32 | Sling, Nylon, Work Area 1 (NYLON BELT SLING SIZE; 2" X 6', CAPACITY 6400 LBS.SN 033302-332 A | THR-LD-NYLN-WA1 | Lifting Device,Sling | Lifting Device |  | LD | http://www.toronto.ca/TWONTO#00929 |  | Slings, Nylon, Work Area 1
123620 | THC-DIG-PSH-3200 | Switch,Pressure-High,Discharge,C-3200B,Gas High Pressure System,Building U | THC-DIG-C-3200B | Switch,Pressure-High | Switch |  | PSH | http://www.toronto.ca/TWONTO#00604 |  | Compressor, Gas, Booster, Digester 0400-0700
11664 | FCL-CLB-PSL-0202 | Switch, Pressure Low, Discharge, CLB Evaporator 0201, Chlorination System | FCL-CLB-CHL-0201 | Switch,Pressure-Low | Switch |  | PSL | http://www.toronto.ca/TWONTO#00604 |  | Chlorinator, Chlorine Gas, Chlorination System
127830 | THC-PRM-V-1171 | Valve, Hydraulic Cylinder, Scum Skimmer, Tank 1100, Primary Clarifier, Phase IV | THC-PRM-CM-1150 | Actuator,Hydraulic,Cylinder | Hydraulic System |  | V | http://www.toronto.ca/TWONTO#00433 |  | Scum Skimmer System, Tank 1100, Primary Clarifier
107104 | TAB-ACC-HTR-6473 | Heater, Unit, Hot Water, Ground Floor, North Side, Grit Bldg., P Bldg. | TAB-ACC-HTR-PBLDG | H.V.A.C.,Heater | HVAC |  | HTR | http://www.toronto.ca/TWONTO#00418 |  | Unit Heaters- P Bldg
48295 | TAB-ELS-SQ-6171 | Electrical - Rubber Insulating Gloves Class 1 | TAB-ELS-SQ-GLOVE | PPE,Insulated Glove | Safety Equipment |  | SQ | http://www.toronto.ca/TWONTO#00653 |  | High Voltage Gloves
108436 | TAB-ACC-V-4807 | Valve,Gate,Isolation, Pump Suction | TAB-ACC-P-4812 | Valve,Gate | Tank |  | V | http://www.toronto.ca/TWONTO#00781 |  | Pump, Circulating, Hot Water ,Dig 19-22 Sludge Heating,P17-2,
27181 | DOS-YCM-VEH-322062 | 2008 CASE 580SM - Vehicle Unit# 322062 | FAC-YCM-VEH | Vehicle,Licensed | Vehicle |  | VEH | http://www.toronto.ca/TWONTO#OWLClass_6758ec86_fbc0_4509_8c6e_21bbbd47c7cf
92510 | WTR-PKL-MCC-0201 | Motor Control Center, Bus 0201 | WTR-PKL-BUS-0102 | Control Panel | Motor Control Center |  | MCC | http://www.toronto.ca/TWONTO#00110 |  | Motor Control Center,Keele Pumping Station
113467 | TAB-ELS-SQ-6116 | Electrical - Rubber Insulating Gloves | TAB-ELS-SQ-GLOVE | PPE,Insulated Glove | Safety Equipment |  | SQ | http://www.toronto.ca/TWONTO#00653 |  | High Voltage Gloves
49108 | TAB-OCS-HTR-6782 | Controller, Temp, Heat Tracing, Separated Potable Water to Biofilter, Biofilter Area, P Bldg. | TAB-OCS-PBLDG | Heater | Gas Collection |  | HTR | http://www.toronto.ca/TWONTO#00614 |  | P Building - Odour control System, Fans
52965 | TAB-RSP-PS-2208D | Power Supply, Hydraulic, Valve | TAB-RSP-V-2208D |  | Hydraulic System |  | PS | http://www.toronto.ca/TWONTO#00433 |  | Valve, Check, Raw Sewage Pump P-2208
65353 | FCL-SES-SQ-0017 | Protecta AD216CG type 2 SRL | FCL-SES-SQ-0007 |  | Safety Equipment |  | SQ | http://www.toronto.ca/TWONTO#00677 |  | Eyewash Station, Admin Building, Operators Lab,Eye wash station - main change room
16054 | FHA-BW-TSH-0604 | Switch, Temperature High, Backwash Pump P-0501 Bearing, Low Lift PS | FHA-BW-M-0501 | Switch,Temperature-High | Switch |  | TSH | http://www.toronto.ca/TWONTO#00734 |  | Motor, Wash Water to Filter Bldg.
106321 | TAB-ACC-F-6471 | Filter, Prefilter, AHU-6470, Mech Room No. 6, Old Screen Bldg., P Bldg. | TAB-ACC-AHU-6470 | Filter | HVAC |  | F | http://www.toronto.ca/TWONTO#00641 |  | Air Handling Unit, Mechanical Room no.6, Grit Bldg., P Bldg.
136720 | THR-MCS-LD-3648 | Trolley, Mounted on Gantry, Engine Room Basement, Hot Water Pumps | THR-LD-WA2 | Lifting Device,Hoist,Manual | Lifting Device |  | LD | http://www.toronto.ca/TWONTO#00474 |  | Lifting Devices, Chain Hoist, Come Along & Slings
139915 | TNT-AER-T-0300 | Tank,Aeration # 3 | TNT-AER | Tank,Non-Pressurized | Tank |  | T | http://www.toronto.ca/TWONTO#00140 |  | Aeration Treatment
41865 | DRN18530 | Drains, Floor WA2 | TAB-PWA-ELS |  | Plumbing |  |  | http://www.toronto.ca/TWONTO#00288 |  | Plant Water - Electrical System
4978 | COL-PMM-HIC-0100 | Humidistat | COL-PMM-MISC |  | HVAC |  | HIC | http://www.toronto.ca/TWONTO#00746 |  | Miscellaneous Equipment
94785 | FHO-SES-SCBA-0033 | Cylinder, SCBA, Air Pack, 2216 PSI, Ser #OJ-380692 | FHO-SES-SQ-0001 | PPE,SCBA | Safety Equipment |  | SCBA | http://www.toronto.ca/TWONTO#00582 |  | Safety Equipment
| MAIN-109 | Main 109 | WTR-MT1 |  |  |  |  | http://www.toronto.ca/TWONTO#00804 | Sub-Process | Work Area 1 EAST Mains and Chambers
| TAB-NEW-GAS-BLDG | Building Location | TAB-EUS |  |  |  |  | http://www.toronto.ca/TWONTO#00260 | Process | Production & End User Support
8342 | COL-PWR-TSH-0101 | HVAC, Switch, Temperature, West Rouge PS | COL-PWR-AUX-MECH | Switch,Temperature | Switch |  | TSH | http://www.toronto.ca/TWONTO#00734 |  | Mechanical Equipment
120231 | THC-ACC-AC-0701 | Air Conditioner,Thickening Building Office Area | THC-ACC-BLDG J | H.V.A.C.,Air Conditioner | HVAC |  | AC | http://www.toronto.ca/TWONTO#00141 |  | TWAS Building, HVAC
97144 | FIS-FLT-FSL-0002SUS | Switch, Flow, Low, Filter Composite Particle Counter Analyser AIT 0002, Filter Building, Pump Room E | FIS-FLT | Switch,Flow-Low | Switch | 38916 | FSL | x |  | Filtration
9800 | DRN18393 | Drains, Floor, Pelletizer Bldg | TAB-SLD-STRC |  | Plumbing |  |  | http://www.toronto.ca/TWONTO#00288 |  | Pelletizer Bldg - Building Services, Drains, Electrical Service(110/220V), Lighting, Plumbing
136757 | THR-MCS-MT-0409 | Welding Machine Portable | THR-MT-WA3 |  | Tool |  | MT | http://www.toronto.ca/TWONTO#00810 |  | Machine Tools
96069 | WTR-RWL-RPU-0001 | RPU | WTR-RWL-ELS | RPU | Remote Processor Unit |  | RPU | http://www.toronto.ca/TWONTO#00122 |  | Electrical System
3501 | COL-PBP-LS-0102 | Switch, Level-High | COL-PBP-MISC | Switch,Level | Switch |  | LS | http://www.toronto.ca/TWONTO#00466 |  | Miscellaneous Equipment
26285 | FHO-SES-SCBA-HARNESS | SCBA Harnesses | FHO-SES-SQ-0002 | PPE,SCBA | Safety Equipment |  |  | http://www.toronto.ca/TWONTO#00332 |  | Emergency Breathing Apparatus
| TAB-OPS BLDG | Building Location | TAB-SPC |  |  |  |  | http://www.toronto.ca/TWONTO#00260 | Process | Process Control Systems - Services Area
125189 | THC-ELS-SQ-1537335 | Spares, Electrical Safety gloves, High Voltage, Class 0, # 1537335 | THC-SUSPENDED |  | Safety Equipment | 35220 | SQ | x |  | Suspended entity
6923 | COL-PVM-RPU-0001 | Remote Processing Unit, All control and Instrumentation Equipment - RPU | COL-PVM |  | Remote Processor Unit |  | RPU | http://www.toronto.ca/TWONTO#00122 |  | Valleymede Sewage Pumping Station
54491 | TAB-STR-PSL-4005 | Switch,Pressure,Low, Oil, Blower BL4005lubrication | TAB-STR-P-4005 | Switch,Pressure | Safety Equipment |  | PSL | http://www.toronto.ca/TWONTO#00604 |  | Pump, Main Oil ,Blower BL4005
18231 | FHA-SPC-RPU-1225 | RPU, Raw Water Summator. Pump Building Basement, Switchgear Room, RPU-1221 Panel | FHA-ELS |  | Remote Processor Unit |  | RPU | http://www.toronto.ca/TWONTO#00122 |  | Electrical
| TAB-OPS BLDG | Building Location | TAB-SPC2 |  |  |  |  | http://www.toronto.ca/TWONTO#00260 | Process | Process Control Systems - Equipment
140785 | TNT-SES-RING-1001 | Lifebuoy Ring | TNT-SES-RING | PPE | Safety Equipment |  | RING | http://www.toronto.ca/TWONTO#00561 |  | Lifebuoy Ring
85785 | WTR-PHL-TSH-0001 | Switch, Temperature-High, Building Alarm | WTR-PHL-AUX | Switch,Temperature-High | Switch |  | TSH | http://www.toronto.ca/TWONTO#00734 |  | Auxiliary Equipment (Building Facilities)
58817 | THC-DEW-T-7550 | Tank,Buffer,Centrate Sampling,Dewatering Centrifuge CF-1500,Solid Treatment | THC-DEW-CF-1500 |  | Tank |  | T | http://www.toronto.ca/TWONTO#00708 |  | Centrifuge,Dewatering,BLS/PYS - Solid Treatment,Incinerator Building
98184 | FIS-SPC-RPU-1222 | Remote Processing Unit, Filter F-0200, Filter Building, Filter Gallery, Area Control Panel CP-0201 | FIS-FLT-F-0200 |  | Remote Processor Unit |  | RPU | http://www.toronto.ca/TWONTO#00122 |  | Filter, Settled Water, Filter Building, Filter Gallery
90571 | WTR-PEL-BUS-0201 | BUS, Line 2 | WTR-PEL-ELS |  | Motor Control Center |  | BUS | http://www.toronto.ca/TWONTO#00110 |  | Electrical System
92639 | FIS-ACC-DM-3001 | Damper, Actuated, Air Intake to RMF Polymer Storage & Feeder Building, RMF Polymer Storage & Feeder Building, Polymer Storage Room, N/W Corner | FIS-ACC-FN-3001 | Damper/Louver | HVAC |  | DM | http://www.toronto.ca/TWONTO#00142 |  | Fan, Exhaust, Polymer Storage & Feeder Building, RMF Polymer Storage & Feeder Building, Polymer Storage Room, N/W Corner,S/E Corner
139561 | THR-WA4-LD-0025 | Sling, Nylon, Work Area 4 ( 2" X 6') | THR-LD-NYLN-WA4 | Lifting Device,Sling | Lifting Device |  | LD | http://www.toronto.ca/TWONTO#00929 |  | Slings, Nylon, Work Area 4
19155 | FHO-ACC-F-0602 | Filter, Dry Air, Raw Water HVAC Dehumidifier D-0601, S6, Ring Header Room | FHO-ACC-D-0601 |  | Filter |  | F | http://www.toronto.ca/TWONTO#00641 |  | Dehumidifier, Raw Water HVAC, S6, Ring Header Room
89619 | WTR-RST-LSH-0101S | Switch, Level-High, Tank 0100 | WTR-RST-T-0100 | Switch,Level-High | Switch | 38668 | LSH | x |  | Tank, Reservoir, (East Basin)
24235 | FHO-SES-FAK-0101 | First Aid Kit Station, Admin Building, S4, Switchgear Room, South Side | FHO-SES-SQ-0004 | Safety,First Aid Kit | First Aid |  | FAK | http://www.toronto.ca/TWONTO#00357 |  | First Aid
127714 | THC-PRM-T-0600 | Tank, Primary Clarifier | THC-PRM-CLAR | Tank | Tank |  | T | http://www.toronto.ca/TWONTO#00219 |  | Primary Clarification
26263 | FHO-SES-SCBA-0023 | Cylinder, SCBA, Air Pack, 2216 PSI, Ser #6232-S19652 | FHO-SES-SQ-0003 | PPE,SCBA | Safety Equipment |  | SCBA | http://www.toronto.ca/TWONTO#00582 |  | Breathing Air Tanks
58739 | THC-ACC-FIT-6281 | Transmitter, Flow, Outlet, Supply Fan FN-6280, 2nd Floor Mech Room #2, Headworks | THC-ACC-AHU-6200 | Meter,Flow,Mass | HVAC |  | FIT | http://www.toronto.ca/TWONTO#00369 |  | Air Handling Unit, Blower Room, 2nd Floor Mech Room #2, Headworks
147616 | YTF-ACC-AC-0002 | H.V.A.C., Air Conditioner, RN117, HVAC Exhaust Fans and AHU's | YTF-ACC | H.V.A.C.,Air Conditioner | HVAC |  | AC | http://www.toronto.ca/TWONTO#00141 |  | HVAC Equipment
62668 | THC-MCS-SM-0230 | Machine Tool,Saw, Building A | THC-MCS-MEQ | Machine Tool,Milling Machine | Tool |  | SM | http://www.toronto.ca/TWONTO#00726 |  | Machine Shop and Equipment
52947 | TAB-PLT-G-4201 | Gate, Knife Gate, Pneumatic, Grit Outloading Conveyor 4200, Conveyor Area | TAB-PLT-CV-4200 | Valve,Knife Gate | Gate |  | G | http://www.toronto.ca/TWONTO#00781
31381 | FIS-GRK-DR-0002 | Door Overhead, Filter Complex, Mezzanine Loading Dock West | FIS-GRK-STRC-0001 | Door,Overhead | Door |  | DR | http://www.toronto.ca/TWONTO#00649
13861 | FCL-MCS-VEH-0005 | Vehicle, Aircraft Carrier, 4 wheel | FCL-MCS-7 | Groundskeeping | Vehicle |  | VEH | http://www.toronto.ca/TWONTO#00753
71331 | THR-DIG-LSH-0606 | Switch, Level-High, Overflow Chamber,Tank 0600, Solids Treatment, Digester - Tanks 1-6 | THR-DIG-SD-0600 | Switch,Level-High | Switch |  | LSH | http://www.toronto.ca/TWONTO#00466 |  | Tank, Secondary Digester-6, Solids Treatment
14234 | FCL-TRW-RPU-0003-SUS | Remote Processing Unit | FCL-TRW |  | Remote Processor Unit | 36791 | RPU | x |  | Treated Water
96319 | FIS-CLB-PSL-0101 | Switch, Pressure, Low, Post-Chlorine Gas, WCS-0101 Discharge, Gaseous Chemical Bldg, Storage Room | FIS-CLB-EV-0101 | Sensor,Pressure | Switch |  | PSL | http://www.toronto.ca/TWONTO#00604 |  | Evaporator, Post Chlorination Train 1, Gaseous Chemical Building, Storage Room
24313 | FHO-MCS-LD-0120 | Manual Chain Hoist | FHO-MCS-LD | Lifting Device,Hoist,Manual | Lifting Device |  | LD | http://www.toronto.ca/TWONTO#00422 |  | Lifting Devices & Elevators
34399 | COL-YKP-DA-1734519 | Davit Mast-1734519 | COL-YKP-DA | Safety | Safety Equipment |  | DA | http://www.toronto.ca/TWONTO#00331 |  | Davit Arm Assembly
119910 | TAB-WA4-LD-0245 | Chain Block, 1/2 Ton | TAB-WA4-SQ-0010 | Lifting Device | Lifting Device |  | LD | http://www.toronto.ca/TWONTO#00422 |  | WA4 Fall arrest systems
143510 | WTR-PEL-AHU-1001 | Air Handling Unit, Generator Building, Roof | WTR-PEL-ACC | Air Handling Unit | HVAC |  | AHU | http://www.toronto.ca/TWONTO#00147 |  | Air Conditioning, Handling and Ventilation
41280 | TAB-ACC-T-7301 | Tank, Flash | TAB-HRS-T | Tank | Tank |  | T | http://www.toronto.ca/TWONTO#00606 |  | Steam Flash Tanks & Controls
118148 | TAB-SLO-PRJ-0002 | Service Air Upgrade Projects | TAB-AUX-C | Compressor,Stationary | Air Instrument |  | PRJ | http://www.toronto.ca/TWONTO#00619
12654 | FCL-ELS-LSL-0201 | Switch, Level, Low, Fuel Oil Day Tank T-0201, Low Lift Building, Screen Room | FCL-ELS-PS-0003 | Switch,Level-Low | Switch |  | LSL | http://www.toronto.ca/TWONTO#00466 |  | Emergency Power
42802 | TAB-AER-T-1000 | Aeration Tank 10 | TAB-AER-TANKS |  | Tank |  | T | http://www.toronto.ca/TWONTO#00140 |  | Aeration Tanks
129212 | THC-THK-OIT-1605 | Operator Interface Terminal,Polymer Make Up RPU-1605,WAS Thickening Building | THC-THK-RPU-1605 | Control Panel,Operator | Communications Equipment |  | OIT | http://www.toronto.ca/TWONTO#00548 |  | RPU,Polymer Make-up,WAS Thickening Building (1)
18136 | FHA-SED-ZSH-0403 | Switch, Limit, Access Hatch Zone 4 | FHA-SED |  | Security System |  | ZSH | http://www.toronto.ca/TWONTO#fohur-bugut-lijif-zazom |  | Sedimentation
3351 | COL-PCU-CU-0101 | HVAC, Condensing Unit, Roof, Cumber PS | COL-PCU-AUX-MECH | Air Handling Unit | HVAC |  | CU | http://www.toronto.ca/TWONTO#00236 |  | Mechanical Equipment
106630 | TAB-ACC-FSL-1211 | Switch,Flow,Low,Water to Pump | TAB-ACC-P-1211 | Switch,Flow | Switch |  | FSL | http://www.toronto.ca/TWONTO#00367 |  | Pump, Hot Water Circulating, Floatation Bldg-P25-2
129490 | THC-TPA-PA-6007 | Speaker, Headworks, 2nd Floor, Mech Room #1 S/E | THC-TPA-PA-6010A | Public Address System | Communications Equipment |  | PA | http://www.toronto.ca/TWONTO#00117 |  | Paging Panel, Headworks, Electrical Room, Ground Floor
114850 | TAB-PLT-STR-9404D | Strainer, (Micro bubbler), Inlet, to FIT, Conduit 4 | TAB-RSP-PIP-0004 | Strainer | Filter |  | STR | http://www.toronto.ca/TWONTO#00710 |  | Influent Conduit # 4, Raw Sewage Conduit from Coxwell
9145 | COL-YKP-DA-35408 | Upper Davit-35408 | COL-YKP-DA-0008S | Safety | Safety Equipment |  | DA | http://www.toronto.ca/TWONTO#00331 |  | Davit Arm Assembly with Upper Davit-35408
130404 | THR-ACC-PSH-1503 | Switch,Pressure-High, DG Valve Train, Boiler 1501, Plant Central Hot Water System, Hot Water Boilers | THR-ACC-BO-1501 | Switch,Pressure-High | Switch |  | PSH | http://www.toronto.ca/TWONTO#00604 |  | Boiler, Low Pressure, Hot Water, Plant Central Hot Water System, Hot Water Boilers (CRN-H9308.5,TSSA UID-65022705, SNo.-5.1103725)
| MAIN-110 | Main 110 | WTR-LWA |  |  |  |  | http://www.toronto.ca/TWONTO#00804 | Sub-Process | Work Area 2 Central Mains and Chambers
62677 | THC-MCS-T-0027 | Tank,Domestic Hot Water,Sub-Basement,South-West,Building U | THC-MCS-T-BLDG U | Tank,Domestic Hot Water | Tank |  | T | http://www.toronto.ca/TWONTO#00427 |  | Domestic Hot Water Tank, Building U
144675 | WTR-PJS-TSH-0001 | Switch, Temperature-High, Bulding | WTR-PJS-FEQ-SUS | Switch,Temperature-High | Switch |  | TSH | http://www.toronto.ca/TWONTO#00734 |  | Fire Equipment, John Street Pumping Station
9538 | DOS-YCM-VEH-324028 | 2020 CASE TV450B - Vehicle Unit# 324028 | FAC-YCM-VEH | Vehicle,Licensed | Vehicle |  | VEH | http://www.toronto.ca/TWONTO#OWLClass_6758ec86_fbc0_4509_8c6e_21bbbd47c7cf
127226 | THC-PLT-PSH-2112 | Switch, Pressure, High, Blower BL-2100, Blower Room, Channel Aeration | THC-PLT-BL-2100 | Switch,Pressure-High | Switch |  | PSH | http://www.toronto.ca/TWONTO#00604 |  | Blower, Blower Room, Channel Aeration
127019 | THC-PLT-G-0251 | Gate, Sluice, Motorized, EMB Actuator, Perforate Screen SC-0250 Influent Channel, Raw Sewage Screening | THC-PLT-SC-0250 | Gate,Sluice | Gate |  | G | http://www.toronto.ca/TWONTO#00202
48227 | TAB-ELS-SQ-6134 | Electrical - Rubber Insulating Gloves | TAB-ELS-SQ-GLOVE | PPE,Insulated Glove | Safety Equipment |  | SQ | http://www.toronto.ca/TWONTO#00653 |  | High Voltage Gloves
53213 | TAB-SA-T-1701 | Tank, Air Separator, Auxiliary Systems Building, 2nd Floor | TAB-SA-P-1800A | Tank | Tank |  | T | http://www.toronto.ca/TWONTO#00149 |  | Pump, Primary, Glycol, Auxiliary Systems Building, 2nd Floor
117957 | TAB-SES-FSH-0090 | Switch, Flow, Eyewash, Waste Gas Burner Station | TAB-DIG-BU | Switch,Flow-High | Switch |  | FSH | http://www.toronto.ca/TWONTO#00367 |  | Waste Gas Burner
138868 | THR-SQ-LP-0006 | Life Preserver, Ring Type, Primary Tank 9 | THR-SQ-LP-PRM | Safety | Safety Equipment |  | LP | http://www.toronto.ca/TWONTO#00561 |  | Life Preserver, Ring Type Floating Device, Primary Tanks
5882 | COL-PLB-T-0002 | Tank, Fuel | COL-PLB-SUSPENDED | Tank | Tank | 34555 | T | x |  | Longbranch P.S.suspended entities
| MAIN-110 | Main 110 | WTR-MT3 |  |  |  |  | http://www.toronto.ca/TWONTO#00804 | Sub-Process | Work Area 3 WEST Mains and Chambers
144190 | WTR-PHL-PSL-0001 | Switch, Pressure-Low, From District 1 | WTR-PHL-TRW | Switch,Pressure-Low | Switch |  | PSL | http://www.toronto.ca/TWONTO#00604 |  | Treated Water (Transmission)
55594 | TAB-WA2-SQ-2027 | Spill Response Kit, Oil Off Water | TAB-SUSPENDED ENTITY | Spill Kit | Safety Equipment | 34525 | SQ | x |  | Suspended entities
47486 | TAB-EL1-PDP-6141 | Panel,Power Distribution 600V,PRS Bldg | TAB-EL1-MCC-6121 | Switchgear,Indoor | Power Distribution Panel |  | PDP | http://www.toronto.ca/TWONTO#00110 |  | Motor Control Centre, 600V MCC
41530 | TAB-ACC-TSL-1851 | Switch,Temperature,Low,Supply Air , | TAB-ACC-AHU-1851 | Switch,Temperature | Switch |  | TSL | http://www.toronto.ca/TWONTO#00734 |  | AHU, Blower Bldg
86476 | WTR-PJS-ZS-0009 | Position Switch, open/close | WTR-PJS-AUX | Switch,Position | Switch |  | ZS | http://www.toronto.ca/TWONTO#00590 |  | Auxiliary Equipment (Building Facilities)
139137 | THR-THK-PSL-5060 | Switch, Pressure Low, TWAS Transfer P-5060 | THR-THK-P-5060 | Switch,Pressure-Low | Switch |  | PSL | http://www.toronto.ca/TWONTO#00604 |  | TWAS Transfer Pump
104975 | NX4038A | Fan, Makeup Air | TAB-ACC-AHU-TUN | Fan | HVAC |  |  | http://www.toronto.ca/TWONTO#00179 |  | AHUs/Supply Fans, All tunnels
145740 | WTR-PPD-SQ-0002 | Eye Wash Station | WTR-PPD-AUX | PPE,Eyewash Station | Safety Equipment |  | SQ | http://www.toronto.ca/TWONTO#00307 |  | Auxiliary Equipment (Building Facilities)
120244 | THC-ACC-AHU-0031 | Air handling Unit, North Zone Basement Storage & Mechanical Room, Admin Building Roof | THC-ACC-BLDG K |  | HVAC |  | AHU | http://www.toronto.ca/TWONTO#00147 |  | Administration Building, HVAC
76073 | THR-MCS-LD-0235 | Come Along, Work Area 3 | THR-LD-WA3 | Lifting Device,Hoist,Manual | Lifting Device |  | LD | http://www.toronto.ca/TWONTO#00812 |  | Lifting Devices, Chain Hoist, Come Along & Slings
117367 | TAB-RSP-T-1221 | Tank, Oil, Raw Sewage Pump #2 Bearing Lubrication System | TAB-RSP-P-T | Tank,Non-Pressurized | Tank |  | T | http://www.toronto.ca/TWONTO#00211 |  | T Building - Raw Sewage Pumping
| MAIN-111 | Main 111 | WTR-LWA |  |  |  |  | http://www.toronto.ca/TWONTO#00804 | Sub-Process | Work Area 2 Central Mains and Chambers
63263 | THC-OCS-STR-0116 | Strainer, Pump Suction Line, Humidification Pump #3, Phase I/IV Odour Control | THC-OCS-P-0110 | Strainer,Self Cleaning Motorized | Plumbing |  | STR | http://www.toronto.ca/TWONTO#00710 |  | Pump, #3, Humidification Chamber #1, Phase I/IV Odour Control
130492 | THR-ACC-RPU-5000 | Remote Processor Unit, Controller,HVAC,Chlorine Bldg | THR-ELS-DIS |  | Remote Processor Unit |  | RPU | http://www.toronto.ca/TWONTO#00122 |  | Electrical System, Disinfection, Chlorine Building
79770 | THR-WA1-LD-0027 | Sling, Nylon, Work Area 1 (NYLON BELT SLING SIZE; 3" X 6', CAPACITY 4800 LBS, SN ) | THR-LD-NYLN-WA1 | Lifting Device,Sling | Lifting Device |  | LD | http://www.toronto.ca/TWONTO#00929 |  | Slings, Nylon, Work Area 1
26287 | FHO-SES-SCBA-HARNESS10 | SCBA Harness # 10 | FHO-SES-SQ-0002 | PPE,SCBA | Safety Equipment |  |  | http://www.toronto.ca/TWONTO#00332 |  | Emergency Breathing Apparatus
120285 | THC-ACC-AIT-6592 | Transmitter, Smoke Detection, Outdoor Air Plenum, 2nd Floor, Mech Room #1, Headworks | THC-ACC-F-6591 | Fire Prevention,Smoke Detector | HVAC | 45964 | AIT | x |  | Filter, Outdoor Air Plenum, 2nd Floor, Mech Room #1, Headworks
54943 | TAB-THK-FD-4031 | Feeder, Polymer Solution Preparation Feed System | TAB-THK-MX-4030 | Chemical Feeder,Powder | Chemical Feeder |  | FD | http://www.toronto.ca/TWONTO#00579 |  | Hopper Feed, Dry Polymer Feed Preparation
34783 | COL-YKP-DA-87516 | Davit Arm Base-87516 | COL-YKP-DA | Safety | Safety Equipment |  | DA | http://www.toronto.ca/TWONTO#00331 |  | Davit Arm Assembly
59350 | THC-DIG-FX-0600C | Flame Arrestor,Outlet,STR-0600B,Gas Low Pressure System,Building U | THC-DIG-PD-0600 | Flame Arrester | Safety Equipment |  | FX | http://www.toronto.ca/TWONTO#00361 |  | Tank,Primary Digester,Digested Sludge,Building U
21337 | FHO-ELS-DP-0614 | Distribution Panel, (DP-0601A3), 600V, MCC-0610 Panel Board, Filter1-8 Building, S2, Electrical Room | FHO-ELS-MCC-0610 |  | Power Distribution Panel |  | DP | http://www.toronto.ca/TWONTO#00110 |  | Motor Control Centre, Filter Building 1-8., S2, Electrical Room
| MAIN-111 | Main 111 | WTR-MT3 |  |  |  |  | http://www.toronto.ca/TWONTO#00804 | Sub-Process | Work Area 3 WEST Mains and Chambers
62481 | THC-ITS-PA-3740 | IDF Panel, Public Address System, , Bldg. M | THC-ITS-MDF-1000 | Network,Telecommunication | Communications Equipment |  | PA | http://www.toronto.ca/TWONTO#OWLClass_aaa0534b_8301_4f5e_86a4_f0d2cc6e91a2 |  | Public Address System, Master Distribution , Control System, Admin Bldg,
80937 | TNT-DIG-PD-0300 | Digester, Primary, Vessel | TNT-DIG-PD | Vessel,Pressure | Tank |  | PD | http://www.toronto.ca/TWONTO#00271 |  | Primary Digester Tanks,Drainage Tanks
26142 | FHO-GRK-DR-1023L | Door, (FD-1-23), Fire Rated, Admin Building, L1, Conference Room Vestibul, South | FHO-GRK-FEQ-0001 | Fire Prevention,Door | Door |  | DR | http://www.toronto.ca/TWONTO#00353
9346 | COL-YKP-SRL-F20183828459 | Self Retrieval Line-F20183828459 | YKP-BLD | Safety | Safety Equipment |  |  | http://www.toronto.ca/TWONTO#00677 |  | Collections - 435 Kipling Ave. Building envelope
132410 | THR-DCL-ZONE-2 | Zone 2, Simulator Contact Point | THR-DCL | Sampler | Sampler |  | ZONE | http://www.toronto.ca/TWONTO#00660 |  | Dechlorination
79915 | THR-WA2-LD-18-54 | Sling, Nylon, Work Area 2 (Sr 2258160-18-54) SIZE; 1" X 4', | THR-SES-LD | Lifting Device,Sling | Lifting Device |  | LD | http://www.toronto.ca/TWONTO#00929 |  | Lifting Device, Safety Equipment
59499 | THC-ACC-TC-0120 | Controller,Temperature,Heater 0120,Electrical Room,Phase 4 | THC-ACC-AHU-0120 | Air Handling Unit | HVAC |  | TC | http://www.toronto.ca/TWONTO#00746 |  | Air Handlling Unit,Roof,Scrubber Room,Phase 4
20501 | COL-PMM-LSHH-0104 | Switch,Level, High-High, Float Mode, Wet Well #1 | COL-PMM-WEL-0100 | Switch,Level-High-High | Switch |  | LSHH | http://www.toronto.ca/TWONTO#00466 |  | Wet Well
38079 | SWM-PBL-MCC-0001 | Motor Control Centre | SWM-PBL | Control Panel,MCC | Motor Control Center |  | MCC | http://www.toronto.ca/TWONTO#00110 |  | Bloor Storm Pumping Station
106672 | TAB-ACC-FSL-4510 | Switch, Flow, Low, Exhaust Fan Inlet | TAB-ACC-FN-4510 | Switch,Flow-Low | Switch |  | FSL | http://www.toronto.ca/TWONTO#00367 |  | Fan, Exhaust, Pump Room Exhaust Dig .1~4
87700 | WM2025A | Filter, Slip Stream Filter, 827A | TAB-SLD-P | Filter | Filter |  |  | http://www.toronto.ca/TWONTO#00641 |  | Pelletizer Bldg. - Thermal Oil Heating System, Pumps, Strainer & Expanasion Tanks
44068 | TAB-DEW-T-2300 | Tank, Hopper, SC from Centrifuges | TAB-DEW-P-2301 | Tank | Tank |  | T | http://www.toronto.ca/TWONTO#00423 |  | Pump, Sludge Cake Transfer #2301
133988 | THR-DIS-PSH-1021 | Switch, Pressure-High, Chlorine Bank 2 Header, Chlorination Building, Disinfection, Chlorination System | THR-DIS-WIT-1020 | Switch,Pressure-High | Switch | 34839 | PSH | x |  | Transmitter, Weight Indicating, Chlorine Bank 2, Chlorination Building, Disinfection, Chlorination System
106221 | TAB-ACC-DM-6419 | Damper, Motorized, Exhaust Air, FN- 6417, Roof, Existing Grit Bldg. | TAB-ACC-FN-6417 | Damper/Louver | HVAC |  | DM | http://www.toronto.ca/TWONTO#00142 |  | Fan, Centrifugal, Exhaust Air, Roof, Grit Bldg., P Bldg.
68535 | FCL-TST-CLB-0610 | Portable Pressure Calibration Unit (Druck Meter) Sr.No.6102534105 | FCL-SUSPENDED | Analyzer,Chlorine | Test Equipment |  | CLB | http://www.toronto.ca/TWONTO#00599 |  | Suspended entity
122352 | THC-CW-SQ-0105 | Emergency Eyewash & Shower, Building M, Incinerator Bldg, B2 by Polymer Pumps | THC-SES-SQ-EYE | PPE,Eyewash Station | Safety Equipment |  | SQ | http://www.toronto.ca/TWONTO#00308 |  | Eyewash Stations THC (Virtual entity #)
110720 | TAB-DIG-FX-7063 | Flame Arrester, Digester Gas to Waste Gas Burner #3 | TAB-SUSPENDED ENTITY | Flame Arrester | Safety Equipment |  | FX | http://www.toronto.ca/TWONTO#00361 |  | Suspended entities
20498 | COL-PMM-LSH-0111 | Switch, Level-High | COL-PMM-MISC | Switch,Level-High | Switch |  | LSH | http://www.toronto.ca/TWONTO#00466 |  | Miscellaneous Equipment
79127 | THR-ELS-MCC-0702 | Control Panel, MCC 0702, MCC-0701 & 0702 (MCC BS) Head House | THR-ELS-HH | Control Panel,MCC | Motor Control Centre |  | MCC | http://www.toronto.ca/TWONTO#00110 |  | Electrical System, Head House and Engine Room
| MAIN-112 | Main 112 | WTR-LWA |  |  |  |  | http://www.toronto.ca/TWONTO#00804 | Sub-Process | Work Area 2 Central Mains and Chambers
45484 | TAB-DIG-T-0200 | Digestion Tank 02 | TAB-DIG-T-01-04 | Tank,Reservoir | Tank |  | T | http://www.toronto.ca/TWONTO#00271 |  | Digester Tanks 1-4
50193 | TAB-PLT-T-0701 | Tank, Grit | TAB-SUSPENDED ENTITY | Tank | Tank | 46050 | T | x |  | Suspended entities
76613 | THR-DR-WH-0508 | Overhead Door, Effluent Pumping Station | THR-DR-WA3 | Door,Overhead | Door |  | WH | http://www.toronto.ca/TWONTO#00649
9545 | DOS-YCM-VEH-378118 | 2008 JOHN DDERE GATOR HPX - Vehicle Unit# 378118 | FAC-YCM-VEH | Vehicle,Licensed | Vehicle |  | VEH | http://www.toronto.ca/TWONTO#00400
91146 | FHO-DEW-LS-1001 | Switch, Level, Sump Pump P-1001 Control, Chemical Building, S4, Fluoride Room | FHO-DEW | Switch,Level | Switch |  | LS | http://www.toronto.ca/TWONTO#00466 |  | Dewatering & Drainage
59438 | THC - A01 - S144 | Door, Final # F8 Access House | THC-GRK-DR-TUNNEL |  | Door |  |  | http://www.toronto.ca/TWONTO#00286
| MAIN-112 | Main 112 | WTR-MT1 |  |  |  |  | http://www.toronto.ca/TWONTO#00804 | Sub-Process | Work Area 1 EAST Mains and Chambers
132959 | THR-DIG-T-0598 | Tank, Condensate and Sediment Trap, Boilers 0800 & 0900 | THR-ACC-BO | Tank | Tank |  | T | http://www.toronto.ca/TWONTO#00674 |  | Air Conditioning, Heating and Ventilation, Boiler
39057 | COL-YKP-SRL-0021 | Self Retrieval Line -09970 | YKP-BLD |  | Safety Equipment | 38995 | SRL | x |  | Collections - 435 Kipling Ave. Building envelope
18410 | FHA-SES-LD-0090 | 8' Ladder Fiberglass Step ladder with platform Yellow in Chlorine Cylinder room | FHA-SES | Safety | Safety Equipment |  | LD | http://www.toronto.ca/TWONTO#00585 |  | Safety & Environmental Services
118020 | TAB-SES-RING-3019 | Lifebuoy Ring | TAB-SES-RING-3000 | PPE | Safety Equipment |  | RING | http://www.toronto.ca/TWONTO#00561 |  | Lifebuoy Ring
132556 | THR-DIG-LSL-5260C | Switch, Level-Low, Lube Oil, C-5260, Gas Mixing System | THR-DIG-T-5260 | Switch,Level-Low | Switch |  | LSL | http://www.toronto.ca/TWONTO#00466 |  | Tank, Reservoir, Auxiliary Oil, Gas Compressor 5260, Digester Mixing System
55714 | TAB-WA4-SQ-3151 | Tripod, Rescue (SIMM1 Shared) | TAB-WA4-SQ-0010 | PPE | Safety Equipment |  | SQ | http://www.toronto.ca/TWONTO#00331 |  | WA4 Fall arrest systems
39978 | TAB-ACC-HTR-6475 | Heater, Unit, Hot Water, Ground Floor, North Side, Grit Bldg., P Bldg. | TAB-ACC-HTR-PBLDG | H.V.A.C.,Heater | HVAC |  | HTR | http://www.toronto.ca/TWONTO#00418 |  | Unit Heaters- P Bldg
112716 | TAB-EL1-MCC-6595 | Motor Control Centre ,Z- Bldg | TAB-SUSPENDED ENTITY | Control Panel,MCC | Motor Control Centre | 35026 | MCC | x |  | Suspended entities
81335 | THR-ITS-COM-4301 | Termination Panel, Ferrous Chloride Facility | THR-ITS-COM-4300 | Network,Local Area Networks | Network |  | COM | http://www.toronto.ca/TWONTO#00537 |  | Network Access Closet, Ferrous Chloride Facility
55657 | TAB-WA3-SQ-2033 | Spill Response Kit, Aggressive Fluid | TAB-DEW-SAFETY | Spill Kit | Safety Equipment |  | SQ | http://www.toronto.ca/TWONTO#00700 |  | Safety Equipment
25062 | FHO-POL-T-0901 | Tank, WW Polymer, Waste Water System, Clarifier Building Basement | FHO-WWW-P-0901-KQ | Tank,Reservoir | Tank |  | T | http://www.toronto.ca/TWONTO#00211 |  | WW Polymer Pump System
139384 | THR-WA1-LD-0033 | Sling, Nylon, Work Area 1 (NYLON BELT SLING SIZE; 1" X 4', CAPACITY 1800 LBS,) A | THR-LD-WIRE-WA1 | Lifting Device,Sling | Lifting Device |  | LD | http://www.toronto.ca/TWONTO#00929 |  | Slings, Wire Rope, Work Area 1
| TAB-P BLDG | Building Location | TAB-SPC2 |  |  |  |  | http://www.toronto.ca/TWONTO#00260 | Process | Process Control Systems - Equipment
78895 | THR-SES-SQ-5706S | Lanyard for Harness | THR-SES-FAS | Safety | Safety Equipment | 38779 | SQ | x |  | Fall Arrest Sytem (Harness and Lanyard), Safety Equipment
82839 | FHA-SES-SQ-0036 | Safety Harnesses Laynard Miller 552T-4/UGK full body harness Ser #177893 | FHA-SES-SQ-6 |  | Safety Equipment |  | SQ | http://www.toronto.ca/TWONTO#00332 |  | Safety Fall Protection Equipment
125818 | THC-GRK-DR-O | Doors, Building O | THC-GRK-ELS-Q |  | Door |  |  | http://www.toronto.ca/TWONTO#00286
50206 | TAB-PLT-RPU-0332 | RPU Panel, Plant, Operating Gallery Area, Blower Room, P Bldg. | TAB-EL1-LP-6631 | RPU | Remote Processor Unit |  | RPU | http://www.toronto.ca/TWONTO#00122 |  | Lighting Panel,120/208V,Electrical Room,Ground Floor,Grit Build,P Building
3470 | COL-PBG-TS-0001 | Switch, Transfer | COL-PBG-MISC | Switch | Switch |  | TS | http://www.toronto.ca/TWONTO#00754 |  | Miscellaneous Equipment
93514 | FHO-MCS-PSL-0201 | Switch, Pressure, Low, Service Water to Vacuum Priming Pump P-0201, S3, Compressor Room | FHO-MCS-P-0201 | Switch,Pressure-Low | Switch |  | PSL | http://www.toronto.ca/TWONTO#00604 |  | Pump, Centrifugal, Vacuum Tanks T-0101&0201, S3, Compressor Room
68424 | THR-ACC-PSH-0150 | Switch, Pressure, High, Filter Gauge Status, Air Handling Unit AHU-0150, Headhouse Loading Bay Roof | THR-ACC-AHU-0150 | Switch,Pressure-High | Switch |  | PSH | http://www.toronto.ca/TWONTO#00604 |  | Air Handling Unit, Headhouse Loading Bay Air Supply, Headhouse Roof
116695 | TAB-PWA-PDSH-2610 | Switch, Pressure Differential, Strainer | TAB-PWA-STR-2610 | Switch,Pressure | Switch |  | PDSH | http://www.toronto.ca/TWONTO#00604 |  | Strainer, Automatic, Pump Discharge, Plant Water Pumping
18415 | FHA-SES-LD-0094 | 10' Single Ladder Fiberglass ( Filters ) | FHA-SES-LD-1 | Safety | Safety Equipment |  | LD | http://www.toronto.ca/TWONTO#00360 |  | Ladders
133987 | THR-DIS-PSH-1001 | Switch, Pressure-High, Chlorine Bank 1 Header, Chlorination Building, Disinfection, Chlorination System | THR-DIS-WIT-1000 | Switch,Pressure-High | Switch | 34838 | PSH | x |  | Transmitter, Weight Indicating, Chlorine Bank 1, Chlorination Building, Disinfection, Chlorination System
106629 | TAB-ACC-FSL-1210 | Switch,Flow,Low,Water From Pump | TAB-ACC-P-1210 | Switch,Flow | Switch |  | FSL | http://www.toronto.ca/TWONTO#00367 |  | Pump, Hot Water Circulating, Floatation Bldg-P-25-1
147618 | YTF-ACC-AC-6001 | H.V.A.C., Air Conditioner, YTF-ACC-AHU-6001, HVAC Exhaust Fans and AHU's | YTF-ACC | H.V.A.C.,Air Conditioner | HVAC |  | AC | http://www.toronto.ca/TWONTO#00141 |  | HVAC Equipment
134353 | THR-DR-RH-0513 | Overhead Door, Returns Sludge Pumping Station | THR-DR-WA4 | Door,Overhead | Door |  | RH | http://www.toronto.ca/TWONTO#00649
85022 | THR-THK-RPU-0012 | Remote Processor Unit, STB Control Room (172.22.39.152) | THR-THK-RPU | RPU | Remote Processor Unit |  | RPU | http://www.toronto.ca/TWONTO#00122 |  | RPU & UPS, Sludge Thickening Building
| TAB-P BLDG | Building Location | TAB-SPC |  |  |  |  | http://www.toronto.ca/TWONTO#00260 | Process | Process Control Systems - Services Area
74344 | THR-AER-RPU-0012S | Remote Processor Unit, South Aeration, Tank 0300 (172.22.37.165) | THR-ELS-AER | RPU | Remote Processor Unit | 39378 | RPU | x |  | Electrical System, Aeration and Galleries
120848 | THC-ACC-HTR-0207 | Heater, Perimeter. Admin Building | THC-ACC-BLDG K |  | HVAC |  | HTR | http://www.toronto.ca/TWONTO#00418 |  | Administration Building, HVAC
86184 | WTR-PJS-LSL-0800 | Switch, Level-Low, (Priming Status Switch), Pump 0800 | WTR-PJS-P-0800 | Switch,Level-Low | Switch |  | LSL | http://www.toronto.ca/TWONTO#00466 |  | Pump, Centrifugal
86474 | WTR-PJS-ZS-0004 | Sensor | WTR-PJS-AUX | Transmitter,Flow | Security System |  | ZS | http://www.toronto.ca/TWONTO#00672 |  | Auxiliary Equipment (Building Facilities)
68671 | THR-ACC-TSH-0790 | Switch,Temperature, High, WGB Bldg | THR-ACC-AHU-0780 | Switch,Temperature-High | Switch |  | TSH | http://www.toronto.ca/TWONTO#00734 |  | Air handling Unit, South of WGB Bldg
105642 | SWM-PIT-LSH-0103 | Switch, Level-High | SWM-PIT-MISC | Switch,Level | Switch |  | LSH | http://www.toronto.ca/TWONTO#00466 |  | Miscellaneous Equipment
133991 | THR-DIS-PSL-0121 | Switch, Pressure-Low, Chlorine Injector 0124 Water, Chlorination Building, Disinfection, Chlorination System | THR-DIS-CHL-1221 | Switch,Pressure-Low | Switch | 34846 | PSL | x |  | Chlorinator, Chlorination Building, Disinfection, Chlorination System
71757 | THR-DIG-SSL-5134A | Switch, Speed-Low, Digester Gas Mixing, Tank 0100, Solids Treatment, Digester Tanks 1-6 | THR-DIG-MX-0100 | Switch,Speed-Low | Switch |  | SSL | http://www.toronto.ca/TWONTO#00699 |  | Digester Gas Mixing, Digester Tank 0100
106648 | TAB-ACC-FSL-1900 | Switch, Flow, Low, Air, Supply Fan 1900, Loading Bay Rooftop | TAB-ACC-AHU-1900 | Switch,Flow-Low | Switch |  | FSL | http://www.toronto.ca/TWONTO#00367 |  | Air Handling Unit, D Bldg Roof
114682 | TAB-PLT-LSH-2901 | Switch, Level, High, Classifier 2900, Dewatering Area | TAB-PLT-CL-2900 | Switch,Level-High | Switch |  | LSH | http://www.toronto.ca/TWONTO#00466 |  | Classifier, Grit, Cyclone 2901 to 2904, Dewatering Area
217 | 329007SUS | Forklift, Propane, Hyster H65XM, WA-9 | TAB-GRK-VEH2 | Forklift,Propane | Vehicle | 46838 |  | x
20799 | FHO-DOZ-INJ-3161 | Injector, Disolved Ozone Analyzer AIT-3161 Sampling, Ozone Building, S2, Access/Sampling Area 3 | FHO-DOZ-AIT-3161 |  | Injector |  | INJ | http://www.toronto.ca/TWONTO#00294 |  | Analyzer, ORP, Contact Tank T-2100, Ozone Building, S2, Access/Sampling Area 3
120117 | TAB-WA7-LD-1202 | Sling, Nylon | TAB-SES-SQ | Lifting Device,Sling | Safety Equipment |  | LD | http://www.toronto.ca/TWONTO#00929 |  | WA7 Safety Equipment
132987 | THR-DIG-T-5818 | Tank, Gas Scrubber, Digester Tank 1000 | THR-DIG-PD-1000 | Tank | Tank |  | T | http://www.toronto.ca/TWONTO#00148 |  | Tank, Primary Digester-10, Solids Treatment
80015 | THR-WA3-LD-0043 | Sling, Wire Rope, Work Area (3/4" X 3') | THR-LD-WIRE-WA3 | Lifting Device,Sling | Lifting Device |  | LD | http://www.toronto.ca/TWONTO#00927 |  | Slings, Wire Rope, Work Area 3
41054 | TAB-ACC-PDS-1846B | Switch,Pressure ,Supply Air, AHU1846 | TAB-ACC-AHU-1846 | Switch,Pressure | Switch |  | PDS | http://www.toronto.ca/TWONTO#00604 |  | AHU, Blower Bldg
51738 | FCL-DEW-LSH-0001 | Switch, Level, High, Raw Water Dewatering Pump Dry Pit | FCL-DEW | Switch,Level-High | Switch |  | LSH | http://www.toronto.ca/TWONTO#00466 |  | Dewatering
16172 | FHA-CLA-CHL-0201 | Chlorinator, Solution Feed Gas Dispenser, Vacuum Operated, Filtration Bldg., Chlorine Feed Room | FHA-CLA-CHL-0201-KQ | Chemical Feeder,Gas | Chemical Feeder |  | CHL | http://www.toronto.ca/TWONTO#00215 |  | Chlorination Location,Train #2
112671 | TAB-EL1-MCC-6125 | Motor Control Centre, 600V | TAB-EL1-PDP-6001 | Switchgear,Indoor | Motor Control Centre |  | MCC | http://www.toronto.ca/TWONTO#00110 |  | Power Distribution Panel, 600V, Aeration Outdoor Sub.
125800 | THC-GRK-DR-0312 | Door, Overhead, Building M | THC-GRK-DR-M | Door,Overhead | Door |  | DR | http://www.toronto.ca/TWONTO#00649
105941 | TAB-ACC-AHU-3670 | AHU, OPS #2 | TAB-ACC-AHU | Air Handling Unit | HVAC |  | AHU | http://www.toronto.ca/TWONTO#00147 |  | Air Handling Unit & Supply Fan
48005 | TAB-EL3-MCC-6702 | MCC,Indoor,Plant Water Pumping Station | TAB-EL3-PDP-6118 | Control Panel,MCC | Motor Control Centre |  | MCC | http://www.toronto.ca/TWONTO#00110 |  | Power Distribution Panel,Indoor,Plant Water Pumping Station
55671 | TAB-WA3-SQ-FECA | Body Harness- Francisco Das Chagas | TAB-DEW-SQ-0010 | PPE,Harness | Safety Equipment |  |  | http://www.toronto.ca/TWONTO#00332 |  | WA3 Fall arrest systems portable cranes/hoists, come alongs, slings, wire rope, chains, electrical equipment etc.,
21868 | COL-PKP-MCC-0001 | Motor Control Center | COL-PKP |  | Motor Control Centre |  | MCC | http://www.toronto.ca/TWONTO#00110 |  | Kennedy Park Sewage Pumping Station
94302 | WTR-PSA-RPU-0001 | Remote Processing Unit | WTR-PSA-ELS | RPU | Remote Processor Unit |  | RPU | http://www.toronto.ca/TWONTO#00122 |  | Electrical System
133989 | THR-DIS-PSH-1110 | Switch, Pressure-High, Outlet, Evaporator 1110, Chlorination Building, Disinfection, Chlorination System | THR-DIS-EV-1110 | Switch,Pressure-High | Switch | 34841 | PSH | x |  | Evaporator, Chlorine, Chlorination Building, Disinfection, Chlorination System
47385 | TAB-EL1-MCC-6621 | Motor Control Centre ,Digesters 9-12 | TAB-EL1-MCC | Control Panel,MCC | Motor Control Centre |  | MCC | http://www.toronto.ca/TWONTO#00110 |  | Motor Control Center- North Substation
78800 | THR-SES-SQ-0500 | Lanyard for Harness, PPE Danny Campolucci | THR-SES-FAS | Safety | Safety Equipment |  | SQ | http://www.toronto.ca/TWONTO#00333 |  | Fall Arrest Sytem (Harness and Lanyard), Safety Equipment
120083 | TAB-WA6-SQ-8601 | Lock Out Tag out and Log Book Station | TAB-WA6-SQ | PPE | Safety Equipment |  | SQ | http://www.toronto.ca/TWONTO#00657 |  | WA6 Safety Equipment
9522 | DOS-YCM-VEH-115011 | 2011 MERCEDES SPRINTER 3500 - Vehicle Unit# 115011 | FAC-YCM-VEH | Vehicle,Licensed | Vehicle |  | VEH | http://www.toronto.ca/TWONTO#00197 | ?
71333 | THR-DIG-LSH-2171B | Switch, Level, High, Sump Pump, Near Digester Tank 6 | THR-DIG-CP-2171 | Pump,Centrifugal | Switch |  | LSH | http://www.toronto.ca/TWONTO#00466 |  | Control Panel, Duplex Sump, Near Digester Tank 6
27541 | FIS-ELS-F-2101A | Filter, Fuel Oil, Transfer Pump P-2101A Suction, Workshop Building, Transfer Pump Room | FIS-ELS-P-2101A |  | Filter |  | F | http://www.toronto.ca/TWONTO#00642 |  | Pump, Centrifugal, Transfer, Storage Tank T-2101 to Day Tank 2102, Workshop Building, Pump Room
89224 | WTR-RMA-T-0200 | Tank, Reservoir | WTR-RMA-TRW | Tank,Reservoir | Tank |  | T | http://www.toronto.ca/TWONTO#00644 |  | Treated Water (Transmission)
27974 | FIS-ALM-T-0101-SUS | Tank, Alum/Polymer, Alum System | FIS-SUSPENDED | Tank | Tank | 38125 | T | x |  | Obsolete Entities/Processes
26308 | FHO-SES-SQ-0008 | High Voltage Insulated Blankets | FHO-SES-SQ-0001 | PPE,Insulated Mat | Safety Equipment |  | SQ | http://www.toronto.ca/TWONTO#00260 |  | Safety Equipment
40429 | TAB-ACC-FSL-6213 | Switch,Flow,Low,Water From Pump | TAB-ACC-P-6213 | Switch,Flow | Switch |  | FSL | http://www.toronto.ca/TWONTO#00367 |  | Pump, Hot Water Circulating, Dig 5 - 12 , Process & Space heating,P1-3
26245 | FHO-GRK-DR-1095L | Door, (FD-1-95), Fire Rated, Chemical Building, L1, Lab and PVC Storage, East | FHO-GRK-FEQ-0001 | Fire Prevention,Door | Door |  | DR | http://www.toronto.ca/TWONTO#00353
127602 | THC-PRM-RPU-2501 | Remote Processor Unit,South East Plant Influent & Miscellaneous,Plant Stores,Utility Room | THC-ITS-COM-2502 |  | Remote Processor Unit |  | RPU | http://www.toronto.ca/TWONTO#00122 |  | Telecommunication Enclosure,Plant Stores,Utility Room
46036 | FCL-CCS-CP-0301 | Control Panel, Skid #3, Phosphoric Acid Dosing | FCL-CCS | Control Panel,Electrical | Power Distribution Panel |  | CP | http://www.toronto.ca/TWONTO#00613 |  | Corrosion Control System
122804 | THC-DEW-RPU-2311 | Controller Panel,Centrifuge 1100,Centrifuge Room,5th Floor,Biosolids Building West | THC-DEW-CF-1100 |  | Remote Processor Unit |  | RPU | http://www.toronto.ca/TWONTO#00122 |  | Centrifuge,Dewatering,BLS/PYS - Solid Treatment,Incinerator Building
104701 | NX2057A | Fan, Exhaust, Blower Bldg. | TAB-ACC-FN | Fan | HVAC |  |  | http://www.toronto.ca/TWONTO#00179 |  | Exhaust Fans
112681 | TAB-EL1-MCC-6222 | Motor Control Centre 600V - D Bldg | TAB-EL1-MCC | Control Panel,MCC | Motor Control Centre |  | MCC | http://www.toronto.ca/TWONTO#00110 |  | Motor Control Center- North Substation
113954 | TAB-OCS-DM-6611 | Damper, Actuated, Booster Fan FN-6610, Suction, Screen Effluent Channel Roof, P Bldg. | TAB-OCS-FN-6610 | Damper/Louver | Gas Collection |  | DM | http://www.toronto.ca/TWONTO#00142 |  | Fan, Booster, Odourous Air from Screenings Area, Screen Effluent Channel Roof, P Bldg.
14014 | FCL-RW-LSL-0301 | Switch, Level, Low, Raw Water Pump P-0301 Loss of Prime, Low Lift Building, Pump Room | FCL-RW-P-0301 | Switch,Level-Low | Switch |  | LSL | http://www.toronto.ca/TWONTO#00466 |  | Pump Centrifugal, Raw Water
9167 | COL-YKP-FAK-0012S | First Aid Kit, Truck #043194 (Sierra 1500) | COL-YKP | Safety,First Aid Kit | Safety Equipment | 41250 | FAK | x |  | Kipling Yard
| TAB-PELLETIZER-BLDG | Building Location | TAB-EUS |  |  |  |  | http://www.toronto.ca/TWONTO#00260 | Process | Production & End User Support
114800 | TAB-PLT-PSL-0671 | Switch, Pressure Low, Grit Slurry, Hydrocyclone CYC-0670 Inlet, Grit Handling Area, P Bldg. | TAB-PLT-CYC-0670 | Switch,Pressure-Low | Switch |  | PSL | http://www.toronto.ca/TWONTO#00604 |  | Hydrocyclone, Grit Handling Area, P Bldg.
80023 | THR-WA3-LD-0060 | Sling, Nylon, Work Area 3 ( 2" X 4') | THR-LD-NYLN-WA3 | Lifting Device,Sling | Lifting Device |  | LD | http://www.toronto.ca/TWONTO#00929 |  | Slings, Nylon, Work Area 3
18484 | FHA-SES-LDR-0511 | FHA-SES-LD-0001 - 2' Ladder aluminum (Chemical Machine Room) | FHA-SES-LD-1 | Safety | Safety Equipment |  | LDR | http://www.toronto.ca/TWONTO#00457 |  | Ladders
| TAB-POLYMER-BLDG | Building Location | TAB-EUS |  |  |  |  | http://www.toronto.ca/TWONTO#00260 | Process | Production & End User Support
6622 | COL-PNT-LSH-0110 | Switch, Level-High | COL-PNT-MISC | Switch,Level-High | Switch |  | LSH | http://www.toronto.ca/TWONTO#00466 |  | Miscellaneous Equipment
74520 | THR-FT-FSL-3035S | Switch, Flow-Low, WAW, Tank 0200, Secondary Treatment, Scum Pumping | THR-FT-T-0200 | Switch,Flow-Low | Switch | 39476 | FSL | x |  | Tank, Final Settling, Mixed Liquor, Secondary Clarification - South (Tank#02)
43707 | TAB-DEW-RPU-1135 | RPU | TAB-DEW-SLUDGE SILO | RPU | Remote Processor Unit |  | RPU | http://www.toronto.ca/TWONTO#00122 |  | Sludge Holding Tank System, Conveyors
136695 | THR-MCS-LD-1369 | Trolley for Chain Hoist, Digeter 9-10 Lower Level | THR-LD-WA1 | Lifting Device | Lifting Device |  | LD | http://www.toronto.ca/TWONTO#00422 |  | Lifting Devices, Chain Hoist, Come Along & Slings
127712 | THC-PRM-T-0100 | Tank, Primary Clarifier | THC-PRM-CLAR | Tank | Tank |  | T | http://www.toronto.ca/TWONTO#00219 |  | Primary Clarification
146214 | WTR-PSA-TS-0903 | Switch | WTR-PSA-ELS | Switch | Switch |  | TS | ? |  | Electrical System
131174 | THR-AER-RPU-0014S | Remote Processor Unit, South Aeration, Tank 0500 (172.22.37.167) | THR-ELS-AER | RPU | Remote Processor Unit | 39380 | RPU | x |  | Electrical System, Aeration and Galleries
59406 | THC-DIG-LSHH-5286 | Eliminated Role: Switch,Level-High High,Sump, East Storm Sump Pump 5286A, Primary Digesters,Building U | THC-DIG-P-5286A | Switch,Level | Switch | 40488 | LSHH | x |  | Pump,Submersible,South-East Storm Sump,Building U
18687 | FHA-SES-SQ-0082 | Horizontal tie off anchor point DBI SALA 8517362 anchor point | FHA-SES |  | Safety Equipment |  | SQ | http://www.toronto.ca/TWONTO#hulol-galof-pivol-pojum |  | Safety & Environmental Services
45621 | TAB-DIG-TSL-9035 | Switch, Temperature-Low, Outdoor Air Temperature, Waste Gas Burner Station | TAB-DIG-BU | Switch,Temperature-Low | Switch |  | TSL | http://www.toronto.ca/TWONTO#00734 |  | Waste Gas Burner
96250 | FIS-CLA-PSH-0101 | Switch, Pressure, High, Pre-Chlorine Train 1,Rupture Disc Outlet, Gaseous Chemical Bldg,Storage Rm | FIS-CLA-CHL-0101 | Sensor,Pressure | Switch |  | PSH | http://www.toronto.ca/TWONTO#00604 |  | Chlorinator, Pre Chlorination Train 1, Gaseous Chemical Building, Machine Room
114848 | TAB-PLT-STR-9403B | Strainer, Inlet, to FIT, Conduit 3 | TAB-RSP-PIP-0003 | Strainer | Filter |  | STR | http://www.toronto.ca/TWONTO#00710 |  | Influent Conduit # 3, Raw Sewage Conduit from Coxwell
51890 | FCL-FLT-SW-0101-SUS | Sweeps, Surface Wash, Filter #1- | FCL-SUSPENDED | Filter | Filter | 36632 | SW | x |  | Suspended entity
120013 | TAB-WA5-SQ-0018 | Sling, 10 foot, Safety Equipment, Dig. 13 - 16 | TAB-SQ-LD |  | Safety Equipment |  | SQ | http://www.toronto.ca/TWONTO#00926 |  | WA8 Safety Equipment Lifting Devices
8903 | COL-YKP-DA-0006(S) | Davit Arm-110678 | COL-W-OBSOLETE |  | Safety Equipment | 39111 | DA | x |  | Col West Obsolete Entities
74521 | THR-FT-FSL-3046S | Switch, Flow-Low, WHF, Suction, Pump 3040, Secondary Treatment, Scum Pumping | THR-FT-P-3040 | Switch,Flow-Low | Switch | 39479 | FSL | x |  | Pump, Rotary Lobe, Scum from Tank 3030, Scum Pumping
5654 | COL-POM-RPU-0001 | Remote Processing Unit | COL-POM-MISC | RPU | Remote Processor Unit |  | RPU | http://www.toronto.ca/TWONTO#00122 |  | Miscellaneous Equipment
61739 | THC-FT-T-1280 | Scum Pit, Tank 1200, Secondary Clarifier | THC-FT-T-1200 | Tank,Non-Pressurized | Tank |  | T | http://www.toronto.ca/TWONTO#00708 |  | Tank, Secondary Clarifier
140089 | TNT-CSO-FSL-2101 | Switch, Flow, Low Neat Polymer Flow, Polymer Make-Down Skid No.1 | TNT-CSO-P-2101 | Switch,Flow-Low | Switch |  | FSL | http://www.toronto.ca/TWONTO#00367 |  | Pump, Progressive Cavity, Neat Polymer Metering, Polymer Make-Down Skid No.1
116230 | TAB-PRS-T-2050 | Tank, Chemical Storage, East Chemical Storage Tanks | TAB-PRS-T-FECL2 | Tank | Tank |  | T | http://www.toronto.ca/TWONTO#00211 |  | Ferrous Chloride Tanks & Valves
67926 | FCL-TRW-PSL-0001 | Switch, Pressure-Low, District 1W, Treated Water Pumping Station | FCL-TRW-2 | Switch,Pressure-Low | Switch |  | PSL | http://www.toronto.ca/TWONTO#00604 |  | Treated Water Pumping
71841 | FHA-CLA-CHL-0301 | Chlorinator, Solution Feed Gas Dispenser, Vacuum Operated, Filtration Bldg., Chlorine Feed Room | FHA-CLA-CHL-0301-KQ | Chemical Feeder,Gas | Chemical Feeder |  | CHL | http://www.toronto.ca/TWONTO#00215 |  | Chlorination Location,Train #3
69434 | THR-AER-TSH-1215 | Switch, Temperature-High, Pump 1215, Secondary Treatment, Aeration - Blower System - South | THR-AER-T-1214 | Switch,Temperature-High | Switch |  | TSH | http://www.toronto.ca/TWONTO#00734 |  | Tank, Reservoir, Auxiliary Oil for Blower 1211, Secondary Treatment, Aeration - Blower System - South
78990 | THR-GRK-VEH-378038 | Vehicle, John Deere Gator, Unlicensed, WA4 (Suspended Perm) | THR-GRK-GQ-WA4 | Vehicle,Unlicensed | Vehicle | 35483 | VEH | x
77067 | THR-PLT-SQ-0102 | Fall Protection Post for Bar screen 0102 | THR-PLT-SC-0102 | Safety,Eye wash | Safety Equipment |  | SQ | http://www.toronto.ca/TWONTO#00341 |  | Bar Screen, Preliminary Treatment
83063 | FHA-SES-SQ-1010 | FHA SH 10 - Safety Harness Full Body | FHA-SES-SQ-6 | PPE | Safety Equipment |  | SQ | http://www.toronto.ca/TWONTO#00332 |  | Safety Fall Protection Equipment
56173 | TAB-STR-SP-3132? | Sampler,Final Effluent FES-2 | TAB-STR-SP | Sampler | Sampler | 34190 | SP | x |  | Aeration, Sampler Settled Sewage
| MAIN-113 | Main 113 | WTR-LWA |  |  |  |  | http://www.toronto.ca/TWONTO#00804 | Sub-Process | Work Area 2 Central Mains and Chambers
129838 | THR-ACC-F-0780 | Fan, Centrifugal, Air Supply, AHU-0780, South of WGB Bldg | THR-ACC-FN-0780 | Strainer | Filter |  | F | http://www.toronto.ca/TWONTO#00641 |  | Fan, Centrifugal, Air Supply, AHU-0780, South of WGB Bldg
42740 | TAB-ACC-ZS-0500 | Switch, Position Indicating | TAB-ACC-G-0500 | Switch,Position | Switch |  | ZS | http://www.toronto.ca/TWONTO#00590 |  | Gate, Breaching Isolation(Blast Gate)
114055 | TAB-OCS-HU-6710 | Humidifier, Humidification Chamber, Biofilter Area, P Bldg. | TAB-OCS-PBLDG | Heat Exchanger | Gas Collection |  | HU | http://www.toronto.ca/TWONTO#00429 |  | P Building - Odour control System, Fans
35021 | COL-YKP-FAK-080119 | First Aid Kit, Truck #80119 (2022 FORD F550) | COL-YKP | Safety,First Aid Kit | Safety Equipment |  | FAK | http://www.toronto.ca/TWONTO#00355 |  | Kipling Yard
112710 | TAB-EL1-MCC-6591 | Motor Control Centre ,Z- Bldg | TAB-SUSPENDED ENTITY | Control Panel,MCC | Motor Control Centre | 34434 | MCC | x |  | Suspended entities
69767 | THR-BG-PSLL-0401 | Sensor, Pressure-Low-Low, Emergency Purge System, Compressor Building, Gas Compressor (And Dryer) | THR-BG-CP-0403 | Switch,Pressure-Low | Switch |  | PSLL | http://www.toronto.ca/TWONTO#00604 |  | Control Panel, Operator, Fuel Gas Compressor 1401, Compressor Building, Gas Compressor (And Dryer)
52962 | TAB-PLT-G-5205 | Gate, Knife Gate, Pneumatic, Screenings Outloading Conveyor 5200, Conveyor Area | TAB-PLT-CV-5200 | Valve,Knife Gate | Gate |  | G | http://www.toronto.ca/TWONTO#00781
45154 | TAB-DIG-LSH-2021 | Switch,Level -High,Digester Tank T-2000 | TAB-DIG-T-2000 | Switch,Level | Switch |  | LSH | http://www.toronto.ca/TWONTO#00466 |  | Digestion Tank 20
35005 | COL-YKP-FAK-0037 | First Aid Kit, Truck #041227 (Escape) | COL-YKP | Safety,First Aid Kit | Safety Equipment |  | FAK | http://www.toronto.ca/TWONTO#00355 |  | Kipling Yard
93291 | FHO-GRK-DR-2053AS | Door, (S2-53A), Roll Up Door, Ozone Building, S2, Roll Up Door at Service Platform # DOZ-4 | FHO-GRK-FEQ-0001 | Fire Prevention,Door | Door |  | DR | http://www.toronto.ca/TWONTO#00353
129722 | THR-ACC-CU-4002 | Condensing Unit, Ductless Split System outdoor Unit, AT Electrical Bldg, MCC Room | THR-ACC-AC-4002 | H.V.A.C.,Air Conditioner | HVAC |  | CU | http://www.toronto.ca/TWONTO#00236 |  | Fan Coil Unit, Ductless Split System Indoor Unit, AT Electrical Building, MCC Room
78951 | THR-SES-T-0508 | Tank, Air Cylinder, 4500 PSI | THR-SES-SCBA | Safety | Safety Equipment |  | T | http://www.toronto.ca/TWONTO#00582 |  | Self Contained Breathing Apparatus
| MAIN-113 | Main 113 | WTR-MT1 |  |  |  |  | http://www.toronto.ca/TWONTO#00804 | Sub-Process | Work Area 1 EAST Mains and Chambers
9831 | FCL-ACC-RPU-0201 | RPU Panel, Flocculation/Sedimentation BAS, Dry Chemical Building Storage Area, Lobby | FCL_ELS_MISCELLANEOUS | Control Panel | Remote Processor Unit |  | RPU | http://www.toronto.ca/TWONTO#00122 |  | FCL_ELS_MISCELLANEOUS
66535 | THC-STR-LSLL-0181 | Switch, Level Low, Sump Pump Control, NW Plant | THC-STR-P-0181 |  | Switch |  | LSLL | http://www.toronto.ca/TWONTO#00466 |  | Pump, Centrifugal Submersible, Drainage, NW Plant
96608 | FIS-ELS-PDP-2000 | Power Distribution Panel,600 V,Workshop Building,Mezzanine,North | 16856 | Control Panel,Power Distribution Panel | Power Distribution Panel |  | PDP | http://www.toronto.ca/TWONTO#00110 |  | Emergency Power, Diesel & UPS
78939 | THR-SES-SQ-9833S | Harness, Full Body PPE Martin Ge | THR-SES-SQ-1395 | Safety | Safety Equipment | 35028 | SQ | x |  | Lanyard for Harness, PPE Martin Ge
75094 | THR-FT-PSH-3430 | Switch, Pressure-High, Discharge, Pump 3430, Secondary Treatment, Scum Pumping - North | THR-FT-P-3430 | Switch,Pressure-High | Switch |  | PSH | http://www.toronto.ca/TWONTO#00604 |  | Pump, Rotary Vane, Scum Tank 3400, System 5, Scum Pumping
29633 | FIS-MCS-LD-0015 | Manual hoist -Chain fall 2 Ton | FIS-MCS | Lifting Device | Lifting Device |  | LD | http://www.toronto.ca/TWONTO#00422 |  | Mechanical Services
136628 | THR-MCS-CHR-3649 | Chair, Shop Stool, Issued to Danny Oliveira | THR-MCS-MT2-WA2 |  | Tool |  | CHR | http://www.toronto.ca/TWONTO#00566 |  | Machine Tool-2
127865 | THC-PRM-V-1213 | Valve, Hydraulic Cylinder, Bottom Scraper, Primary Clarifier 1200, NW Plant | THC-PRM-CLR-1230 | Actuator,Hydraulic,Cylinder | Hydraulic System |  | V | http://www.toronto.ca/TWONTO#00433 |  | Sludge Bottom Scraper Mechanism, Primary Clarifier 1200, NW Plant
44069 | TAB-DEW-T-3010 | Tank, Polymer Mixing #1 | TAB-DEW POLYMER PREP | Tank | Tank |  | T | http://www.toronto.ca/TWONTO#00211 |  | Polymer Solution Preparation & Storage Systems
111137 | TAB-DIG-T-2100 | Digestion Tank 21 | TAB-DIG-T-19-22 | Tank,Reservoir | Tank |  | T | http://www.toronto.ca/TWONTO#00271 |  | Digester Tanks 19-22
18149 | FHA-SED-ZSH-0405A | Switch, Limit, Access Hatch Zone 5, Settling Basin T-0401 | FHA-SED-ZSH-0405 |  | Security System |  | ZSH | http://www.toronto.ca/TWONTO#fohur-bugut-lijif-zazom |  | Switch, Limit, Access Hatch Zone 4
8144 | COL-PWN-TSL-0002 | Switch, Temperature-Low | COL-PWN-MISC | Switch | Switch |  | TSL | http://www.toronto.ca/TWONTO#00734 |  | Miscellaneous Equipment
137924 | THR-PRM-RPU-0002 | RPU, Primary Treatment, South Tanks 0300 to 0600 (172.22.37.122) | THR-ELS-PRMS | RPU | Remote Processor Unit |  | RPU | http://www.toronto.ca/TWONTO#00122 |  | Electrical System, Primary Station South
106645 | TAB-ACC-FSL-1830 | Switch,Flow,Low,Glycol from Pump | TAB-ACC-P-1830 | Switch,Flow | Switch |  | FSL | http://www.toronto.ca/TWONTO#00367 |  | Pump, Glycol Circulating, Blower Bldg,PG-28-1
109788 | TAB-DEW-RPU-1122 | RPU for New Wet Well Pump & Valve Control | TAB-DEW-WEL | RPU | Remote Processor Unit |  | RPU | http://www.toronto.ca/TWONTO#00122 |  | Centrate Wet Wells
109816 | TAB-DEW-TSH-0221A | Switch, Temperature, High, Lub Oil Return from Bearing back drive end | TAB-DEW-CF-0221 | Switch,Temperature | Switch |  | TSH | http://www.toronto.ca/TWONTO#00734 |  | Centrifuge # 2
49691 | FCL-CLB-PSH-0202 | Switch, Pressure High, Inlet, CLB Evaporator 0201, Chlorination System | FCL-CLB-CHL-0201 | Switch,Pressure-High | Switch |  | PSH | http://www.toronto.ca/TWONTO#00604 |  | Chlorinator, Chlorine Gas, Chlorination System
136660 | THR-ITS-COM-4400 | Network Access Closet, Raw Plant Water Pump Station | THR-ELS-COMM | Network,Local Area Networks | Network |  | COM | http://www.toronto.ca/TWONTO#00537 |  | Plant External & Internal Phone System
18068 | COL-PLB-FS-0100 | Switch, Flow-Low | COL-PLB-AUX-INST | Switch,Flow | Switch |  | FS | http://www.toronto.ca/TWONTO#00367 |  | Instrumentation Equipment
112739 | TAB-EL1-MCC-6634? | Motor Control Centre ,Old Grit Bldg. | TAB-SUSPENDED ENTITY | Control Panel,MCC | Motor Control Centre | 46022 | MCC | x |  | Suspended entities
26338 | COL-YKP-VEH-0025S | Vehicle, Truck #189018 (M2 106) | COL-YKP | Vehicle,Licensed | Vehicle | 40242 | VEH | x
22309 | COL-PNT-DR-0152 | Door entry system | COL-PNT-MISC | Security System | Security System |  | DR | http://www.toronto.ca/TWONTO#00673 |  | Miscellaneous Equipment
69276 | FHO-ACC-RPU-0401 | Remote Programming Unit, TWPS. HVAC,TWPS., S4, East Ventilation Equipment Room | FHO-MCS-HVAC | Controller,PLC | Remote Processor Unit |  | RPU | http://www.toronto.ca/TWONTO#00122 |  | Plant HVAC
48228 | TAB-ELS-SQ-6135 | Electrical - Rubber Insulating Gloves | TAB-ELS-SQ-GLOVE | PPE,Insulated Glove | Safety Equipment |  | SQ | http://www.toronto.ca/TWONTO#00653 |  | High Voltage Gloves
| TAB-SILO-BLDG | Building Location | TAB-EUS |  |  |  |  | http://www.toronto.ca/TWONTO#00260 | Process | Production & End User Support
110675 | TAB-DIG-FSL-1334 | Switch ,Flow, Low,Seal water to Pump-1334 | TAB-DIG-P-1334 | Switch,Flow | Switch |  | FSL | http://www.toronto.ca/TWONTO#00367 |  | Pump, Sludge Recirculation (DX2612) Digester Tank 13
40107 | DOS-SES-SCBA-8470 | SCBA 10 minutes escape pack | DOS-SES-SCBA | Safety | Safety Equipment |  | SCBA | http://www.toronto.ca/TWONTO#00123 |  | Self Contained Breathing Apparatus (SCBA)
55960 | FCL-SPC-RPU-1223 | RPU Panel, Load Shedding, High Lift Bldg - Switchgear Room | FCL-ELS-PS-0001 | Control Panel | Remote Processor Unit |  | RPU | http://www.toronto.ca/TWONTO#00122 |  | Uninterruptible Power Supply,High Lift Bldg - Switchgear Room,LP-0001
126414 | THC-MCS-LD-0000000011 | DIE CART/PUMP CART (insp Liftsafe) | THC-MCS-LD | Lifting Device | Lifting Device |  | LD | http://www.toronto.ca/TWONTO#00473 |  | Mechanical Services, Lifting Device
64762 | FCL-SES-CYL-0011 | Air Cylinder Carbon Fiber | FCL-SES-SQ-0008 | PPE,SCBA | Tank |  | CYL | http://www.toronto.ca/TWONTO#00582 |  | Eyewash Station/Shower, Low Lift PS Building, Alum Delivery Door,Raw Water Pump Room Basement beside Phosphoric acid Skids
146932 | WTR-RKL-ZS-0001 | Switch, Position,Door Security | WTR-RKL-AUX | Switch,Position | Switch |  | ZS | http://www.toronto.ca/TWONTO#00590 |  | Auxiliary Equipment (Building Facilities)
96830 | FIS-ELS-T-2203 | Tank, 190 L, Generator GEN-2200 Fuel Oil Vent Tank, Workshop Building, Generator Room | FIS-ELS-GEN-2200 |  | Tank |  | T | http://www.toronto.ca/TWONTO#00379 |  | Generator, Diesel, Emergency, 4160V, 750KW, Workshop Building, Generator Room
55762 | TAB-WA5-SQ-0014 | Sling, 2 foot, Safety Equipment, Dig. 13 - 16 | TAB-SQ-LD |  | Safety Equipment |  | SQ | http://www.toronto.ca/TWONTO#00926 |  | WA8 Safety Equipment Lifting Devices
67781 | THR-ACC-FSL-0841 | Switch, Flow-Low, Discharge, Exhaust Fan 0841, T12 North, Plant Services, Gallery Ventilation, Zone 1A and 1B | THR-ACC-FN-0841 | Switch,Flow-Low | Switch |  | FSL | http://www.toronto.ca/TWONTO#00367 |  | Fan, Exhaust, T12 North, Plant Services, Gallery Ventilation, Zone 1A, 1B
23280 | FHO-FL-FSL-0001 | Switch,Flow Low,Service Water to Fluoride Dilution Tank T-0018, Chem Building L1, Fluoride Room, E | FHO-FL | Switch,Flow-Low | Switch |  | FSL | http://www.toronto.ca/TWONTO#00367 |  | Fluoridation
63810 | THC-PLT-TSL-6602 | Switch,Temperature Low,Ozonator Room South,Odour Control,Headhouse | THC-SUSPENDED | Switch,Temperature | Switch | 37929 | TSL | x |  | Suspended entity
50558 | FCL-DCL-PSL-0201 | Switch, Pressure-Low, Supply Header 2, Sulpher Dioxide System | FCL-DCL-SO-0201 | Switch,Pressure-Low | Switch |  | PSL | http://www.toronto.ca/TWONTO#00604 |  | Sulphonator, Sulphur Dioxide System, Machine Room,Gaseous Chemical Building
117198 | TAB-RSP-FSL-1231 | Flow Switch, Low, LOR.,Raw Sewage Pump #3 | TAB-RSP-P-1230 | Switch,Flow | Switch |  | FSL | http://www.toronto.ca/TWONTO#00367 |  | Pump,Raw Sewage Transfer #3
64231 | FCL-RW-PSH-0101 | Switch, High Pressure, Discharge, Raw Water, Pump 0101, Raw Water Pumping Station | FCL-RW-P-0101 | Switch,Pressure-High | Switch |  | PSH | http://www.toronto.ca/TWONTO#00604 |  | Pump Centrifugal, Raw Water
11550 | FCL-CLA-T-0201 | Tank, Expansion, CLA Weigh Scale 0201, Machine Room, Gaseous Chemical Building | FCL-CLA1 | Tank | Tank |  | T | http://www.toronto.ca/TWONTO#00325 |  | Pre-Chlorination
91373 | FHO-DOZ-T-5002 | Tank, Closed Loop Cooling Water Expansion, Ozone Building,L1,Ozone Equipment Room,Cooling Water Skid | FHO-DOZ-CL-CW | Tank | Tank |  | T | http://www.toronto.ca/TWONTO#00325 |  | CLOSED LOOP COOLING WATER SYSTEM
55487 | TAB-PRS-VEH-1010SUS | Rail Car, Chemical Storage | TAB-SUSPENDED ENTITY | Storage,Removable Storage | Vehicle | 47515 | VEH | x
93566 | FHO-NEX-4 CHANNEL 4-SUS | Emergency and Exit light 4 Channel 4 | FHO-SUSPENDED |  | Safety Equipment | 44454 | NEX | x |  | Suspended Entity List
61153 | THC-ELS-SQ-211163L | Spares, Electrical Safety gloves, High Voltage, Class 0, # 211163L | THC-SUSPENDED |  | Safety Equipment | 35494 | SQ | x |  | Suspended entity
40817 | TAB-ACC-TE-1456B | Temperature Element, Space Temperature | TAB-ACC-HTR-1456 | Sensor,Temperature | HVAC |  | TE | http://www.toronto.ca/TWONTO#00733 |  | Heater, Hot Water Reheat Coil
39614 | TAB-ACC-HE-1440 | Heat Exchanger, Hot Water Reheat Coil | TAB-ACC-VAV-1440 | Heat Exchanger | HVAC |  | HE | http://www.toronto.ca/TWONTO#00416 |  | Heater, Hot Water Reheat Coil, Variable air
135171 | THR-EPS-LSHH-0093 | Switch, Level High-High, (Pump, Centrifugal Level High) Pump 0093, Plant Service, Effluent Pump, | THR-EPS-P-0093 | Switch,Level-High-High | Switch |  | LSHH | http://www.toronto.ca/TWONTO#00466 |  | Pump, Centrifugal, (Sump), Plant Service,Centrifugal truck port, Effluent Pump, Centrifugaling
138764 | THR-SES-SQ-2826 | Lanyard for Harness, Retractable PPE Danny Oliveira | THR-SES-SQ-2632 | Safety | Safety Equipment | 35740 | SQ | x |  | Lanyard for Harness, PPE Danny Oliveira
66413 | THC-SPC-CPU-1202 | SCADA Operator Workstation, SE Plant Blowers Part 1 and Train #8 | THC-SPC-COM-1211 | SCADA | Communications Equipment |  | CPU | http://www.toronto.ca/TWONTO#00548 |  | SCADA Operator Workstation,Centrifuge Floor,WAS Thickening Building
45414 | TAB-DIG-PSH-4024 | Switch,Pressure, High | TAB-DIG-P-4024 | Switch,Pressure-High | Switch |  | PSH | http://www.toronto.ca/TWONTO#00604 |  | Pump, Digester Mixing #2B
59506 | THC-DIG-PD-0600 | Tank,Primary Digester,Digested Sludge,Building U | THC-DIG-DIGESTERS |  | Tank |  | PD | http://www.toronto.ca/TWONTO#00271 |  | Primary Anerobic Digesters 0400-0700
50024 | FCL-ELS-MCC-1101B-SUS | Control Panel, MCC, Gaseous Building, Electrical Switchgear Room | FCL-SUSPENDED | Control Panel,MCC | Motor Control Center | 36556 | MCC | x |  | Suspended entity
21351 | FHO-ELS-DP-1111 | Distribution Panel, (DP-1101A1), 600V, 3PH, Ozone Building, L1, Ozone Equipment Room | FHO-ELS-PS-0001 |  | Power Distribution Panel |  | DP | http://www.toronto.ca/TWONTO#00110 |  | Primary Power Equipment
43173 | TAB-CW-FS-6003 | Switch, Flow, Tempered Water to Emergency Eyewash Station, DEW Bldg | TAB-CW-SQ-6003 |  | Switch |  | FS | http://www.toronto.ca/TWONTO#00367 |  | Emergency Eye Wash station, Dewatering Bldg., 2nd Floor South
72 | 20127 | Door,Overhead, Pellet Silo South | TAB-MCS-DR | Door,Overhead | Door |  |  | http://www.toronto.ca/TWONTO#00649
137833 | THR-PRM-PSH-2231 | Switch, Pressure-High, Discharge, Pump 2231, Sludge Pumping - South | THR-PRM-P-2231 | Switch,Pressure-Low | Switch |  | PSH | http://www.toronto.ca/TWONTO#00604 |  | Pump, Centrifugal, Sludge, South Primary Station 2
88638 | WTR-PWT-T-0100 | Tank | WTR-PWT-AUX |  | Tank |  | T | http://www.toronto.ca/TWONTO#00708 |  | Auxiliary Equipment (Building Facilities)
131909 | THR-CW-SQ-16P | Portable, (Bottled) Eyewash Station, Blower Building West Wall | THR-SQ-PEWS-WA4 | Safety,Eye wash | Safety Equipment | 33497 | SQ | x |  | Portable, (Bottled) Eyewash Station, Work Area 4
71208 | THR-DIG-FSL-4761 | Flow Switch, Pump Seal Water (Removed from service as per D. Campolluci | THR-DIG-P-4761 | Transmitter,Pressure | Switch | 34908 | FSL | x |  | Pump, Centrifugal, Hot Water Recirculation, Tank 0800
55763 | TAB-WA5-SQ-0015 | Sling, 4 foot, Safety Equipment, Dig. 13 - 16 | TAB-SQ-LD |  | Safety Equipment |  | SQ | http://www.toronto.ca/TWONTO#00926 |  | WA8 Safety Equipment Lifting Devices
89125 | FHO-SPC-RPU-1726A | RPU, Filters 7 & 8 PLC Expansion, Filter 1-8 Building, S2, Filter Pipe Gallery, East Wall | FHO-FLT |  | Remote Processor Unit |  | RPU | http://www.toronto.ca/TWONTO#00122 |  | Filtration
65350 | FCL-SES-SHOW-0004-SUS | Emergency Shower | FCL-SUSPENDED | PPE,Eyewash Station | Safety Equipment | 36710 | SHOW | x |  | Suspended entity
27153 | DOS-YCM-TRL-VEH270007 | 2008 Homemade Modular - Vehicle Trailer Unit# 270007 | DOS-YCM-VEH-TRL | Vehicle,Licensed | Vehicle |  |  | http://www.toronto.ca/TWONTO#00753
114831 | TAB-PLT-SCAM-0142 | Security Camera, Truck Loading Bay 1, P Bldg. | TAB-PLT-MON-0140 | Security System,Camera | Security System |  | SCAM | http://www.toronto.ca/TWONTO#00671 |  | Monitor, CCTV, Control Room, P Bldg.
86561 | WTR-PKL-PSH-0001 | Switch,Pressure-High,Sucton Side of Pump 0100 | WTR-PKL-TRW | Switch,Pressure-High | Switch |  | PSH | http://www.toronto.ca/TWONTO#00604 |  | Treated Water (Transmission)
79944 | THR-WA2-LD-64-23 | Sling, Nylon, Work Area 2 (Sr 1472764-23) SIZE; 1" X 4', | THR-LD-NYLN-WA2 | Lifting Device,Sling | Lifting Device |  | LD | http://www.toronto.ca/TWONTO#00929 |  | Slings, Nylon, Work Area 2
116231 | TAB-PRS-T-2070 | Tank, Chemical Storage, East Chemical Storage Tanks | TAB-PRS-T-FECL2 | Tank | Tank |  | T | http://www.toronto.ca/TWONTO#00211 |  | Ferrous Chloride Tanks & Valves
73936 | THR-ELS-SQ-0282S | Electrical Rubber Gloves, PPE Issued to Muhammad Khan 5kV | THR-ELS-SQ-ERG | Safety | Safety Equipment | 40928 | SQ | x |  | Electrical Rubber Gloves, Safety Equipment
138750 | THR-SES-SQ-2114 | Lanyard with Shock Absorber PPE Matthew McNall | THR-SES-SQ-4115 | Safety | Safety Equipment |  | SQ | http://www.toronto.ca/TWONTO#00333 |  | Lanyard, Retractable, PPE Matthew McNall
55660 | TAB-WA3-SQ-4680 | Lanyard 4' - Hemang Dave | TAB-DEW-SQ-0010 | PPE,Lanyard | Safety Equipment |  | SQ | http://www.toronto.ca/TWONTO#00333 |  | WA3 Fall arrest systems portable cranes/hoists, come alongs, slings, wire rope, chains, electrical equipment etc.,
113267 | TAB-EL3-MCC-6124 | Motor Control Centre 600V - Seawall Substation | TAB-EL3-MCC | Control Panel,MCC | Motor Control Centre |  | MCC | http://www.toronto.ca/TWONTO#00110 |  | Motor Control Center- South Substation
26271 | FHO-GRK-DR-2024L | Door, (FD-2-24), Fire Rated, Admin Building, L2, Acting Area Supervisor Office | FHO-GRK-FEQ-0001 | Fire Prevention,Door | Door |  | DR | http://www.toronto.ca/TWONTO#00353
62679 | THC-MCS-T-0110A | Domestic Hot Water Tank, Building K | THC-MCS-T-BLDG K | Tank,Domestic Hot Water | Tank |  | T | http://www.toronto.ca/TWONTO#00427 |  | Domestic Hot Water Tank, Building K
12125 | FCL-ELS-DS-0200-J | Switch,High Lift Bldg - Switchgear Room,Disconnect | FCL_ELS_120/208V_ELECABS | Switch | Switch |  | DS | http://www.toronto.ca/TWONTO#00594 |  | Electrical Distribution Cabinets,120/208V
145043 | WTR-PKN-RPU-0002 | Remote Processing Unit | WTR-PKN-ELS | RPU | Remote Processor Unit |  | RPU | http://www.toronto.ca/TWONTO#00122 |  | Electrical System
21690 | FHO-DOZ-TSH-1220 | Switch,Temperature, High,Ozone Generator OZ-1200 Closed Loop CWR,Ozone Bldg.,L1,Ozone Equipment Room | FHO-DOZ-OZ-1200 | Switch,Temperature-High | Switch |  | TSH | http://www.toronto.ca/TWONTO#00734 |  | Ozonator, Ozone Generator 2, Ozone Building, L1, Ozone Equipment Room, Ozone Generator Skid
72897 | THR-DIS-PSH-1041 | Switch, Pressure-High, Chlorine Bank 3 Header, Chlorination Building, Disinfection, Chlorination System | THR-DIS-WIT-1040 | Switch,Pressure-High | Switch | 34840 | PSH | x |  | Transmitter, Weight Indicating, Chlorine Bank 3, Chlorination Building, Disinfection, Chlorination System
61797 | FHA-ELS-WR-0601 | Welding Receptacle, 30A, 600V, RMF, Decent Tanks Access Room West | FHA-ELS | Welding Equipment | Power Distribution Panel |  | WR | http://www.toronto.ca/TWONTO#00821 |  | Electrical
66423 | THC-SPC-UPS-2001 | SCADA & Computer, BIOSOLIDS TREATMENT UPGRADES, PCS network, PLC UPS, 2KVA | THC-SPC-WA1 | SCADA | System Process Control |  | UPS | http://www.toronto.ca/TWONTO#00537 |  | System Process Control
47484 | TAB-EL1-PDP-6121B | Power Distribution panel, Aeration | TAB-AER-OZ-ELQ | Control Panel,Power Distribution Panel | Power Distribution Panel |  | PDP | http://www.toronto.ca/TWONTO#00110 |  | Electrical Equipment Location, Aeration West Quad House
11932 | FCL-DEW-LSH-0401 | Switch, Level, High, Raw Water Area Dewatering Pit T-0401 | FCL-DEW-RW | Switch,Level-High | Switch |  | LSH | http://www.toronto.ca/TWONTO#00466 |  | Raw water Area Dewatering
65228 | THC-ELS-MCC-0802 | MCC, Aeration Building, Phase I Secondary | THC-ELS-PDP-1202A | Control Panel,MCC | Motor Control Centre |  | MCC | http://www.toronto.ca/TWONTO#00110 |  | Distribution Panel, Building H
9067 | COL-YKP-DA-1671155 | Davit Upper Arm- 1671155 | COL-W-OBSOLETE | Safety | Safety Equipment |  | DA | http://www.toronto.ca/TWONTO#00331 |  | Col West Obsolete Entities
| MAIN-115 | Main 115 | WTR-LWA |  |  |  |  | http://www.toronto.ca/TWONTO#00804 | Sub-Process | Work Area 2 Central Mains and Chambers
133020 | THR-DIG-RPU-0017A | Remote Processor Unit, Digester 1-6 Mezzanine | THR-DIG-RPU | RPU | Remote Processor Unit |  | RPU | http://www.toronto.ca/TWONTO#00122 |  | RPU, UPS, Digester
88487 | WTR-PTH-ZS-0002 | Switch, Position,Door Security | WTR-PTH-AUX | Switch,Position | Switch |  | ZS | http://www.toronto.ca/TWONTO#00590 |  | Auxiliary Equipment (Building Facilities)
130992 | THR-AER-F-1310 | Filter, Bag, Air Suction, Aeration Blower 1311 | THR-AER-BL | Filter | Filter |  | F | http://www.toronto.ca/TWONTO#00641 |  | Aeration Blowers
109797 | TAB-DEW-T-2400 | Tank, Hopper, SC from Centrifuges | TAB-DEW-P-2401 | Tank | Tank |  | T | http://www.toronto.ca/TWONTO#00423 |  | Pump, Sludge Cake Transfer, Big Schwing #8, Dewater. Bldg, Bsmt S.
120413 | THC-ACC-DM-0093 | VAV Box, Admin Building, Ground Floor, Meeting Room 134 | THC-ACC-AHU-0091 |  | HVAC |  | DM | http://www.toronto.ca/TWONTO#00142 |  | Air handling Unit, Ground Floor East Zone(Field Services), Admin Building Roof
33649 | COL-YKP-DA-0024S | Davit Arm Assembly with CENTRE BASE-1671129 | COL-W-OBSOLETE | Safety | Safety Equipment | 45987 | DA | x |  | Col West Obsolete Entities
21129 | FHO-CLB-PSH-0302 | Switch,Pressure High,Post Chl. East Train 3,Vent from Evaporator to Emerg.Vent Header,Chem.Supp.Rm. | FHO-CLB | Switch,Pressure-High | Switch |  | PSH | http://www.toronto.ca/TWONTO#00604 |  | Post Chlorination System
| MAIN-115 | Main 115 | WTR-MT3 |  |  |  |  | http://www.toronto.ca/TWONTO#00804 | Sub-Process | Work Area 3 WEST Mains and Chambers
101166 | KR2242A | Unit Heater, Silo #1, 4th Floor, Silo Building | TAB-ACC-HTR-SLO | H.V.A.C.,Heater | HVAC |  |  | http://www.toronto.ca/TWONTO#00418 |  | Unit Heaters- Silo Bldg
59629 | THC-ACC-TIT-6308 | Transmitter, Temperature, Space, Screen Room/Conveyor Areas, Headworks | THC-ACC-AHU-6300 | Transmitter,Temperature | HVAC |  | TIT | http://www.toronto.ca/TWONTO#00735 |  | Air Handling Unit, Screen Room/Conveyor Areas, 2nd Floor Mech Room #1, Headworks
80784 | TNT-CSO-POL-2301 | Polymer Make-Down Skid No.3 | TNT-CSO-LAB | Chemical Feeder | Chemical Feeder |  | POL | http://www.toronto.ca/TWONTO#00579 |  | Lab Bldg polymer System
126881 | THC-PLT-F-6205 | Filter, Outlet, Hydraulic Pack 2 | THC-PLT-T-6200 | Filter | Filter |  | F | http://www.toronto.ca/TWONTO#00642 |  | Reservoir, Oil, Hydraulic Pack 2, Bar Screens
79455 | THR-THK-PSH-6012B | Switch, Pressure High, Centrate Pump-6012 | THR-THK-P-6012 | Switch,Pressure-High | Switch |  | PSH | http://www.toronto.ca/TWONTO#00604 |  | Centrate Transfer Pump
71655 | THR-DIG-PSH-4051 | Switch, Pressure-High, Discharge Pump 4051/4052, Digester Tank 0300, Solid Treatment, Mezzanine Floor | THR-DIG-P-4051 | Switch,Pressure-High | Switch |  | PSH | http://www.toronto.ca/TWONTO#00604 |  | Pump, Centrifugal, Hot Water Recirculation, Tank 0300
106706 | TAB-ACC-FSL-7310 | Suction Diffuser/Strainer, Inlet, Boiler 0030, Plant Wide Heating System | TAB-ACC-P-7310 | Switch,Flow-Low | Switch |  | FSL | http://www.toronto.ca/TWONTO#00367 |  | Pump, Centrifugal, Hot Water, Boiler 0030, Plant Wide Heating System
29634 | FIS-MCS-LD-0016 | Manual hoist -Chain fall 1 Ton | FIS-MCS | Lifting Device | Lifting Device |  | LD | http://www.toronto.ca/TWONTO#00422 |  | Mechanical Services
50276 | TAB-PLT-STR-9404E | Strainer, (Micro bubbler), Inlet, to FIT, Conduit 4 | TAB-RSP-PIP-0004 | Strainer | Filter |  | STR | http://www.toronto.ca/TWONTO#00710 |  | Influent Conduit # 4, Raw Sewage Conduit from Coxwell
78874 | FHO-ELS-WR-1001 | Welding Receptacle, S9, Raw Water Pumping Station | FHO-ELS-LTG |  | Power Distribution Panel |  | WR | http://www.toronto.ca/TWONTO#00821 |  | Facility Electrical System
98285 | FIS-TRW-MCC-0400-SUS | Motor Control Centre | FIS-TRW | Switchgear,Indoor | Motor Control Centre | 38437 | MCC | x |  | Treated Water Production
55811 | TAB-WA6-SQ-1335 | Harness | TAB-WA6-SQ-0001 | PPE | Safety Equipment |  | SQ | http://www.toronto.ca/TWONTO#00332 |  | Fall Arrest System
135002 | THR-ELS-PDP-0602 | Control Panel, Power Distribution Panel, Line 0105, 600V Switchgear, Electrical Room, West Substation | THR-ELS-WS | Control Panel,MCC | Power Distribution Panel |  | PDP | http://www.toronto.ca/TWONTO#00110 |  | Electrical System, West Substation
58256 | FHA-ACC-AC-0362 | FHA-ACC-AC-0012 - Air Conditioner | FHA-MCS-ACC | H.V.A.C.,Air Conditioner | HVAC |  | AC | http://www.toronto.ca/TWONTO#00141 |  | HVAC
88063 | WTR-PSA-TS-0904 | Switch | WTR-PSA-ELS | Switch | Switch |  | TS | ? |  | Electrical System
65361 | THC-PRM-ZSH-0913 | Switch, Position High, Mech Collect, Valve 0913 | THC-PRM-V-0913 |  | Switch |  | ZSH | http://www.toronto.ca/TWONTO#00590 |  | Valve, Hydraulic Cylinder, Bottom Scraper, Primary Clarifier 0900, SW Plant
121153 | THC-ACC-RPU-1902 | RPU, Boiler Master Control Panel | THC-ACC-RPU-1901 | Air Handling Unit | Remote Processor Unit |  | RPU | http://www.toronto.ca/TWONTO#00122 |  | RPU Panel, Boiler room
59452 | THC-ACC-STR-6060 | Strainer, P-6003, Lower Level 2 Blower Room, Headworks | THC-ACC-P-6003 | Filter | HVAC |  | STR | http://www.toronto.ca/TWONTO#00710 |  | Pump, Heating Glycol System, Lower Level 2 Blower Room, Headworks
38597 | TAB-ACC-AC-0301 | Conditioner, Air,Mogen, No. 1 | TAB-ACC-CI | H.V.A.C.,Air Conditioner | HVAC |  | AC | http://www.toronto.ca/TWONTO#00141 |  | Chiller and Air Coolers
18540 | FHA-SES-SCBA-0002 | Self Contained Breathing Apparatus ACAB091378 | FHA-SES-SQ-2 | PPE,SCBA | Safety Equipment |  | SCBA | http://www.toronto.ca/TWONTO#00123 |  | Emergency Breathing Apparatus SCBA
63702 | THC-PLT-MSL-1010 | Switch, Motion Low, Classifier CL-1010, Grit Processing and Conveyance | THC-PLT-CL-1010 |  | Switch |  | MSL | http://www.toronto.ca/TWONTO#00530 |  | Classifier, Grit System, Grit Processing and Conveyance
9078 | COL-YKP-VEH-112531 | Vehicle, Truck #112531 (FORD TRANSIT 250) | COL-YKP | Vehicle,Licensed | Vehicle |  | VEH | http://www.toronto.ca/TWONTO#00564
34820 | COL-YKP-FAK-0022 | First Aid Kit, Truck #196001 (M2 106) | COL-YKP-VEH-0022 | Safety,First Aid Kit | Safety Equipment |  | FAK | http://www.toronto.ca/TWONTO#00355 |  | Vehicle, Truck #196001 (M2 106)
30910 | FIS-TRW-RES | Island Reservoir | FIS-TRW | Building Service,Structure | Tank |  |  | http://www.toronto.ca/TWONTO#00644 |  | Treated Water Production
139380 | THR-WA1-LD-0025 | Sling, Braided Wire Rope, Work Area 1 ( WIRE ROPE SLING SIZE; 3/8" X 6') | THR-LD-WIRE-WA1 | Lifting Device,Sling | Lifting Device |  | LD | http://www.toronto.ca/TWONTO#00927 |  | Slings, Wire Rope, Work Area 1
145821 | WTR-PRH-DP-0200 | Panel, Distribution, 600V, Control, Existing Pumping Station | WTR-PRH-ACC | Control Panel,Power Distribution Panel | Power Distribution Panel |  | DP | http://www.toronto.ca/TWONTO#00110 |  | Air Conditioning, Heating and Ventilation
3636 | COL-PEV-MCC-0001 | Motor Control Center | COL-PEV-MISC |  | Motor Control Centre |  | MCC | http://www.toronto.ca/TWONTO#00110 |  | Miscellaneous Equipment
52951 | TAB-PLT-G-4303 | Gate, Knife Gate, Pneumatic, Grit Outloading Conveyor 4300, Conveyor Area | TAB-PLT-CV-4300 | Valve,Knife Gate | Gate |  | G | http://www.toronto.ca/TWONTO#00781
271 | 378119SUS | John Deere, Gator 4X2, WA-8 | TAB-SUSPENDED ENTITY | Vehicle,Unlicensed | Vehicle | 35275 |  | x
58493 | THC-ACC-DM-0162 | Damper,Compressed Air,Air Treatment Building | THC-ACC-BLDG G | Air Handling Unit | HVAC |  | DM | http://www.toronto.ca/TWONTO#00142 |  | Air Treatment Building HVAC
52820 | TAB-RSP-FSL-1241C | Flow Switch, Low, Lubrication Oil Skid #4, Raw Sewage Pump #4 | TAB-RSP-P-1240 |  | Switch |  | FSL | http://www.toronto.ca/TWONTO#00367 |  | Pump,Raw Sewage Transfer #4
57908 | THC-AER-PDSH-7422 | Switch,Pressure Differential-High,Filter 7420,Blow 7400,Phase I & IV Blower Building | THC-AER-BL-7400 | Switch,Pressure | Switch |  | PDSH | http://www.toronto.ca/TWONTO#00604 |  | Blower, Aeration
87081 | WTR-PMI-LSL-0100 | Instrument, Level Switch, Low, Water Transmission | WTR-PMI-AUX | Switch,Level-Low | Switch |  | LSL | http://www.toronto.ca/TWONTO#00466 |  | Auxiliary Equipment (Building Facilities)
113434 | TAB-ELS-SQ-2001 | PPE Cabinet with PPE- Chlorine Bldg | TAB-ELS-ESQ | PPE | Safety Equipment |  | SQ | http://www.toronto.ca/TWONTO#00707 |  | Electrical Safety Equipment
147757 | YTF-ELS-PDP-0503 | Control Panel, Power Dist., Lighting Panel B Building Office Area, Electrical Room C | YTF-ELS | Control Panel,Power Distribution Panel | Power Distribution Panel |  | PDP | http://www.toronto.ca/TWONTO#00110 |  | Electrical Equipment
41523 | TAB-ACC-TSL-1600 | Switch, Temperature, Low, AHU-1600, Loading Bay Rooftop | TAB-ACC-AHU-1600 | Switch,Temperature-Low | Switch |  | TSL | http://www.toronto.ca/TWONTO#00734 |  | Air Handling Unit, D Bldg Roof
14788 | FCL-SH-14 | Safety Harness Full Body | FCL-SES-SQ-0102 | PPE | Safety Equipment |  | SH | http://www.toronto.ca/TWONTO#00332 |  | Safety Harnesses, High Lift Building, Store Room
47485 | TAB-EL1-PDP-6123C | Power Distribution panel, Aeration | TAB-AER-OZ-ELQ | Control Panel,Power Distribution Panel | Power Distribution Panel |  | PDP | http://www.toronto.ca/TWONTO#00110 |  | Electrical Equipment Location, Aeration West Quad House
146685 | WTR-RBV-T-0100 | Tank, Reservoir, (Northwest Basin) | WTR-RBV-TRW | Tank,Reservoir | Tank |  | T | http://www.toronto.ca/TWONTO#00644 |  | Treated Water (Transmission)
24334 | FHO-MCS-LD-0305 | Universal plate clamp with Swivel hook ring (For Lifting ) -Camlok CY1 | FHO-MCS-LD | Lifting Device,Hoist,Manual | Lifting Device |  | LD | http://www.toronto.ca/TWONTO#00474 |  | Lifting Devices & Elevators
97357 | FIS-MCS-LD-0009 | Self retracting line with winch 900 lbs | FIS-MCS | Lifting Device | Lifting Device |  | LD | http://www.toronto.ca/TWONTO#00677 |  | Mechanical Services
147497 | WZ2004A | Silo, Pellet, 704A | TAB-SLD-FN | Vessel,Pressure | Tank |  |  | http://www.toronto.ca/TWONTO#00708 |  | Pelletizer Bldg. - Silo System, Fans & Filters
38273 | PA50270 | Paging/Intercom System, Old PS | TAB-PRM-INQ-OPS | Public Address System | Communications Equipment |  |  | http://www.toronto.ca/TWONTO#OWLClass_aaa0534b_8301_4f5e_86a4_f0d2cc6e91a2 |  | Old PS Building - Instrumentation Equipment
88463 | WTR-PTH-SQ-0001 | Eye Wash, Portable | WTR-PTH-AUX | PPE,Eyewash Station | Safety Equipment |  | SQ | http://www.toronto.ca/TWONTO#00328 |  | Auxiliary Equipment (Building Facilities)
18111 | FHA-SED-ZSH-0301 | Switch, Limit, Access Hatch Zone 3 | FHA-SED |  | Security System |  | ZSH | http://www.toronto.ca/TWONTO#fohur-bugut-lijif-zazom |  | Sedimentation
77800 | THR-PRM-T-3500 | Tank, Scum Tank, PT #11 - scum tank | THR-PRM-SCUM-T | Tank | Tank |  | T | http://www.toronto.ca/TWONTO#00708 |  | Scum/Sludge Pumping, Tanks & Hopper, South Primary
11014 | COL-PBG-LSH-0103 | Switch, Level-High | COL-PBG | Switch,Level | Switch |  | LSH | http://www.toronto.ca/TWONTO#00466 |  | Brule Gardens Sewage Pumping Station
18732 | FHA-SES-SQ-1101 | FHA-SES-SQ-0101 - Davit arm Base North FP6660/00 davit base Ser 4975 | FHA-SES-SQ-6 |  | Safety Equipment |  | SQ | http://www.toronto.ca/TWONTO#00331 |  | Safety Fall Protection Equipment
139518 | THR-WA3-LD-0058 | Sling, Nylon, Work Area 3 ( 2" X 4') | THR-LD-NYLN-WA3 | Lifting Device,Sling | Lifting Device |  | LD | http://www.toronto.ca/TWONTO#00929 |  | Slings, Nylon, Work Area 3
50928 | TAB-PRM-PSH-0311 | Switch, Pressure High, Polymer Feed Pump P-0310, Polymer Room, Old Screen Bldg., P Bldg. | TAB-PRM-P-0310 | Switch,Pressure-High | Switch |  | PSH | http://www.toronto.ca/TWONTO#00604 |  | Pump, Polymer Feed, Positive Displacement, Polymer Room, Old Screen Bldg., P Bldg.
132806 | THR-DIG-PSH-2513 | Switch, Pressure-High, Discharge Pump 2513, Digester Tank 0200 | THR-DIG-P-2513 | Switch,Pressure-High | Switch |  | PSH | http://www.toronto.ca/TWONTO#00604 |  | Pump, Centrifugal, Sludge Transfer, Tank 0200
97632 | FIS-RW-FSL-0004-SUS | Switch, Flow-Low, Turbidity, Intake Valve Chamber Upper Level, Sampling Pumps Intake | FIS-RW-AIT-0004 | Switch,Flow-Low | Switch | 38338 | FSL | x |  | Analyzer, Turbidity, Intake Valve Chamber Upper Level, Sampling Pumps Intake
112180 | TAB-DIS-EV-1601 | Evaporator #6 | TAB-DIS-CHL-6 | Evaporator | Evaporator |  | EV | http://www.toronto.ca/TWONTO#00215 |  | Chlorination Train #6
124702 | THC-ELS-HTR-5002 | Heater, Electric, Disinfection Bldg,Ex. Compressor Room | THC-ACC-BLDG G |  | HVAC |  | HTR | http://www.toronto.ca/TWONTO#00418 |  | Air Treatment Building HVAC
137887 | THR-PRM-T-0800 | Tank, Primary Clarification - Primary Tank - South | THR-THK-GRK1 | Tank | Tank |  | T | http://www.toronto.ca/TWONTO#00219 |  | Thickening, Ground & Structural
83067 | FHA-SES-SQ-1105 | FHA-SES-SQ-0105 - Davit arm Base North FP6660/00 davit base Ser 4710 | FHA-SES-SQ-6 |  | Safety Equipment |  | SQ | http://www.toronto.ca/TWONTO#00331 |  | Safety Fall Protection Equipment
27410 | COL-PSD-MCC-0001 | Motor Control Center | COL-PSD |  | Motor Control Centre |  | MCC | http://www.toronto.ca/TWONTO#00110 |  | Spadina Sewage Pumping Station
106274 | TAB-ACC-DM-6553 | Damper, Motorized, Exhaust Air, FN- 6552, Mechanical RM No. 3, Screen Bldg., P Bldg. | TAB-ACC-FN-6552 | Damper/Louver | HVAC |  | DM | http://www.toronto.ca/TWONTO#00142 |  | Fan, Centrifugal, exhaust air, Mechanical Room No. 3, Screen Bldg., P Bldg.
93460 | FHO-MCS-LD-0116-SU | Manual Chain Hoist | FHO-MCS-LD | Lifting Device,Hoist,Manual | Rigging Equipment |  | LD | http://www.toronto.ca/TWONTO#00422 |  | Lifting Devices & Elevators
4357 | COL-PLB-F-0001 | Filter, Fuel | COL-PLB-SUSPENDED | Filter | Filter | 34544 | F | x |  | Longbranch P.S.suspended entities
59205 | THC-ACC-HTR-4050 | H.V.A.C.,Heater,Glycol Heating,Basement,Building U | THC-ACC-AHU-0411 | H.V.A.C.,Heater | HVAC |  | HTR | http://www.toronto.ca/TWONTO#00418 |  | Air Handling Unit,Basements,Roof,Building U
26398 | FHO-SES-SQ-9005-SU | Lanyard-2343943 | FHO-SES-SQ-0009 | PPE,Lanyard | Safety Equipment |  | SQ | http://www.toronto.ca/TWONTO#00333 |  | Fall Lanyards
66864 | THC-GRK-VEH-378071 | Vehicle, Personal Carrier, Gator (WA2 OPS) | THC-SUSPENDED | Vehicle,Unlicensed | Vehicle | 34913 | VEH | x
9602 | DOS-SES-SCBA-0572 | SCBA 30 minutes escape pack | DOS-SES-SCBA | Safety | Safety Equipment |  | SCBA | http://www.toronto.ca/TWONTO#00123 |  | Self Contained Breathing Apparatus (SCBA)
61478 | THC-FEQ-FSP-0016 | Fire Hose cabinets, Heat treatment ground floor,. Bldg M | THC-FEQ-FSP | Fire Prevention,Hose | Safety Equipment | 43240 | FSP | x |  | Sprinkler System
42111 | TAB-ACC-V-6531 | Valve, 2-Way Modulating, PreHeater Coil,AHU-6530, Mechanical RM No. 3, Screen Bldg., P Bldg. | TAB-ACC-AHU-6530 | Valve | HVAC |  | V | http://www.toronto.ca/TWONTO#00781 |  | Air Handling Unit, Mechanical Room no.3, Screen Bldg., P Bldg.
107498 | TAB-ACC-T-1010 | Tank, Air Separator, Glycol | TAB-ACC-HE-1021 | Tank | Tank |  | T | http://www.toronto.ca/TWONTO#00149 |  | Heat Exchanger, Hot Water/Glycol Heating System, Old Screen Room
55590 | TAB-WA2-SQ-1514 | Body Harness. Peter Drodowski | TAB-WA2-SQ-0001 | PPE,Harness | Safety Equipment |  | SQ | http://www.toronto.ca/TWONTO#00332 |  | Fall Arrest System , Tripod and SRL
114728 | TAB-PLT-MSL-0771 | Switch, Motion Low, Grit Classifier CL-0770, Grit Handling Area, P Bldg. | TAB-PLT-CL-0770 | Switch,Motion | Switch |  | MSL | http://www.toronto.ca/TWONTO#00530 |  | Classifier, Grit, Grit Handling Area, P Bldg.
28256 | FIS-CLA-PSH-0202 | Switch, Pressure, High, Pre-Chlorine Evaporator EV-0201 Discharge, Gaseous Chemical Bldg, Machine Rm | FIS-CLA-CHL-0201 | Sensor,Pressure | Switch |  | PSH | http://www.toronto.ca/TWONTO#00604 |  | Chlorinator, Pre Chlorination Train 2, Gaseous Chemical Building, Machine Room
18275 | COL-PLB-LSH-0110 | Switch, Level-High | COL-PLB | Switch,Level-High | Switch |  | LSH | http://www.toronto.ca/TWONTO#00466 |  | Long Branch Pumping Station
106251 | TAB-ACC-DM-6516 | Damper, Motorized, Return Air, AHU-6510, Mechanical RM No. 1, Screen Bldg., P Bldg. | TAB-ACC-AHU-6510 | Damper/Louver | HVAC |  | DM | http://www.toronto.ca/TWONTO#00142 |  | Air Handling Unit, Mechanical Room no.1, Screen Bldg., P Bldg.
125172 | THC-ELS-SQ-1035488 | Spares, Electrical Safety gloves, High Voltage, Class 0, # 1035488 | THC-SES-SQ |  | Safety Equipment | 40736 | SQ | x |  | Safety Equipment
24888 | COL-PMM-FN-0006 | Fan, Supply | COL-PMM-CP-0100 | Fan | HVAC |  | FN | http://www.toronto.ca/TWONTO#OWLClass_binid-posum-pozar-motav |  | Ventillation control panel
| MAIN-116 | Main 116 | WTR-LWA |  |  |  |  | http://www.toronto.ca/TWONTO#00804 | Sub-Process | Work Area 2 Central Mains and Chambers
131387 | THR-BG-LSH-0103 | Switch, Level, High, Condensate, Condensor 0103, High Press Gas Cond Sys Train 1, Gas Comp Bldg | THR-BG-CU-0103 |  | Switch |  | LSH | http://www.toronto.ca/TWONTO#00466 |  | Condensor, Fuel Gas, High Press Gas Conditioning System Train 1, Gas Comp Bldg
126462 | THC-MCS-LD-164876BW1 | WIRE ROPE CRANE - MONORAIL (insp Liftsafe) | THC-MCS-LD | Lifting Device | Lifting Device |  | LD | http://www.toronto.ca/TWONTO#00251 |  | Mechanical Services, Lifting Device
13624 | FCL-GRK-PLQ-0001 | Plumbing Equipment | FCL-GRK |  | Plumbing |  | PLQ | http://www.toronto.ca/TWONTO#00572 |  | Buildings and Grounds
82729 | THR-PLT-RPU-0207 | RPU, Screen SC-0122, Headhouse Electrical Room (172.22.37.216) | THR-ELS-HH | RPU | Remote Processor Unit |  | RPU | http://www.toronto.ca/TWONTO#00122 |  | Electrical System, Head House and Engine Room
24307 | FHO-MCS-LD-0112 | Electric Chain Hoist, PAC Tent | FHO-MCS-LD | Lifting Device,Hoist,Manual | Lifting Device |  | LD | http://www.toronto.ca/TWONTO#00422 |  | Lifting Devices & Elevators
39188 | TAB-ACC-F-3602 | FILTER, AHU, QUALITY CONTROL, AHU ADMIN BUILDING | TAB-ACC-AHU-3602 | Filter | Filter |  | F | http://www.toronto.ca/TWONTO#00641 |  | AIR HANDLING UNIT, ROOFTOP ADMIN BUILDING
212 | 094056SUS | Van, Dodge Grand Caravan, License BMEZ 967-Administration | TAB-GRK-VEH1 | Vehicle,Licensed | Vehicle | 46836 |  | x
30371 | FIS-SES-DEF-0601 | Defilibrator, Control Room, East Wall Facing Entrance, Admin Building | FIS-SES-FAK | Safety | Safety Equipment |  | DEF | http://www.toronto.ca/TWONTO#00164 |  | First Aid Kits
138773 | THR-SES-SQ-4539 | Harness, Full Body, PPE Dhirenkumar Parmar | THR-SES-SQ-8437 | Safety | Safety Equipment |  | SQ | http://www.toronto.ca/TWONTO#00332 |  | Lanyard for Harness, PPE Wei Peng
68360 | FHO-ACC-CI-GROUP1 | Chiller, HVAC -Plant wide | FHO-ACC-AC-0501 | H.V.A.C.,Chiller | HVAC |  |  | http://www.toronto.ca/TWONTO#00213 |  | Air Conditioner, Admin Building, L1, Control Room North West Office, Ceiling
81482 | FHA-SES-LDR-0102 | FHA-SES-LD-0034 - 10' Ladder Fiberglass ( TRW Basement ) | FHA-SES | Safety | Safety Equipment |  | LDR | http://www.toronto.ca/TWONTO#00457 |  | Safety & Environmental Services
116164 | TAB-PRS-RPU-0521 | RPU, Pipe Gallery | TAB-PRS-INQ | SCADA | Remote Processor Unit |  | RPU | http://www.toronto.ca/TWONTO#00122 |  | Instrumentation Equipment
109137 | TAB-CW-SQ-0613 | Emerg. Shower & Eye Wash Station, PMO Basement, Sampling Room, North Wall | TAB-SLO-SES | Safety,Eye wash | Safety Equipment |  | SQ | http://www.toronto.ca/TWONTO#00308 |  | TABWA4 Health and Safety Equipment
120598 | THC-ACC-FD-0001 | Feeder, By-pass Feeder, Snow Melt Glycol System, Admin Building | THC-ACC-BLDG K |  | HVAC |  | FD | http://www.toronto.ca/TWONTO#00206 |  | Administration Building, HVAC
78688 | THR-SES-LD-5746 | Davit Arm 48" Reach | THR-SES-LD | Safety | Safety Equipment |  | LD | http://www.toronto.ca/TWONTO#00331 |  | Lifting Device, Safety Equipment
5823 | COL-PLB-LSH-0153 | Switch, Level-High | COL-PLB-AUX-INST | Switch,Level-High | Switch |  | LSH | http://www.toronto.ca/TWONTO#00466 |  | Instrumentation Equipment
34296 | KU2610A | Tank, Condensate | TAB-HRS-T | Tank | Tank |  |  | http://www.toronto.ca/TWONTO#00235 |  | Steam Flash Tanks & Controls
146738 | WTR-RDF-LSH-0301 | Switch, Level-High, Tank 0300 | WTR-RDF-T-0300 | Switch,Level-High | Switch |  | LSH | http://www.toronto.ca/TWONTO#00466 |  | Tank, Reservoir
9001 | COL-BEB-SW-0001 | Switch, Power | COL-BEB-MISC | Switch | Switch |  | SW | http://www.toronto.ca/TWONTO#00594 |  | Miscellaneous Equipment
94796 | FHO-SES-SCBA-0038 | Cylinder, SCBA, Air Pack, 2216 PSI, Ser #OJ-381061 | FHO-SES-SQ-0003 | PPE,SCBA | Safety Equipment |  | SCBA | http://www.toronto.ca/TWONTO#00582 |  | Breathing Air Tanks
118514 | TAB-STR-F-4005S | Air Filter, Blower 5 | TAB-STR-BL-4005 | Motor,AC | Filter |  | F | http://www.toronto.ca/TWONTO#00641 |  | Blower #4005
40809 | TAB-ACC-TE-1446A | Temperature Element, Supply Air Temperature | TAB-ACC-HTR-1446 | Sensor,Temperature | HVAC |  | TE | http://www.toronto.ca/TWONTO#00733 |  | Heater, Hot Water Reheat Coil
72537 | THR-ACC-CU-3610A | Air Conditioner,East Workshop | THR-ACC-EMB | H.V.A.C.,Air Conditioner | HVAC |  | CU | http://www.toronto.ca/TWONTO#00236 |  | Air Conditioning, AHU, HVAC, East Maintenance Building
93306 | FHO-GRK-DR-2077S | Door, (FD-S2-77), Fire Rated, Admin Building, S2, South Breezway, West | FHO-GRK-FEQ-0001 | Fire Prevention,Door | Door |  | DR | http://www.toronto.ca/TWONTO#00353
37263 | NX2090A | Fan, Air Supply Unit-Floatation Bldg | TAB-ACC-AHU | Fan | HVAC | 34571 |  | x |  | Air Handling Unit & Supply Fan
50561 | FCL-DCL-PSL-0302 | Switch, Pressure-Low, Outlet, Filter 0301, Sulpher Dioxide System | FCL-DCL | Switch,Pressure-Low | Switch |  | PSL | http://www.toronto.ca/TWONTO#00604 |  | Sulphur Dioxide System
78725 | FHA-MCS-LD-0301 | Hoist Chain Type - CAP: 3 Ton - 10 ft Lift | FHA-MCS-LD | Lifting Device,Hoist,Manual | Lifting Device | 34058 | LD | x |  | Lifting Devices
63638 | THC-PLT-HD-0121 | Drive, Hydraulic, for Conveyor, Grit Tank 0100 | THC-PLT-CV-0120 |  | Drive mechanism |  | HD | http://www.toronto.ca/TWONTO#00433 |  | Conveyor, Grit Tank 0100
43712 | TAB-DEW-RPU-1150 | Remote Processing Unit, | TAB-SPC-COM-2200 | RPU | Remote Processor Unit |  | RPU | http://www.toronto.ca/TWONTO#00122 |  | Communication Unit
66926 | THC-INC-BU-1040 | Burner, Hearth 5, Incinerator 1000 | THC-INC-FU-1000 | Burner | Burner |  | BU | http://www.toronto.ca/TWONTO#00191 |  | Furnace, Incinerator 1000
70769 | THR-DCL-SQ-0001 | Eyewash and Shower Station, Disinfection Building, South Pedestrian door way | THR-EWSS-WA4 | Safety,Eye wash | Safety Equipment |  | SQ | http://www.toronto.ca/TWONTO#00308 |  | Eyewash and Shower Station, Work Area 4
130604 | THR-ACC-TSL-0210 | Switch, Temperature, Low, Supply Air, Air Handling Unit AHU-0210, North Grit Loading Bay Roof | THR-ACC-AHU-0210 | Switch,Temperature-Low | Switch |  | TSL | http://www.toronto.ca/TWONTO#00734 |  | Air Handling Unit, Air Supply, North Grit Loading Bay Roof
121711 | THC-ACC-V-6002 | Valve, Motorized, Hot Water Return, HE-6001, Lower Level 2 Blower Room, Headworks | THC-ACC-HE-6001 | Valve,Ball | HVAC |  | V | http://www.toronto.ca/TWONTO#00781 |  | Heat Exchanger, Heating Glycol System, Lower Level 2 Blower Room, Headworks
111048 | TAB-DIG-PSH-5872 | Switch,Pressure, High | TAB-DIG-P-5872 | Switch,Pressure-High | Switch |  | PSH | http://www.toronto.ca/TWONTO#00604 |  | Pump, Sludge Transfer, Digester 5-8
122023 | THC-AER-T-2700 | Tank, Aeration | THC-AER-T |  | Tank |  | T | http://www.toronto.ca/TWONTO#00140 |  | Tank, Aeration
107817 | TAB-ACC-TSL-6101 | Switch,Temperature, Low, Freeze | TAB-ACC-AHU-6101 | Switch,Temperature-Low | Switch |  | TSL | http://www.toronto.ca/TWONTO#00734 |  | AHU, Digester 5-8 Drip Trap Room
16959 | FHA-FEQ-DT-0010 | Firesystem Sprinkler drain trap, RMF-East end of south chemical corridor | FHA-SES-FEQ-1 | Drain | Drain |  | DT | http://www.toronto.ca/TWONTO#00288 |  | Fire Sprinkler System
92957 | FHO-FLT-FSL-5002 | Switch, Flow, Filtered Water Sample to FLT-AIT-5001, Filter Pipe Gallery1-8,Upper Lvl, S/E | FHO FILTERED WATER | Switch,Flow-Low | Switch |  | FSL | http://www.toronto.ca/TWONTO#00367 |  | Composite Sampling
| MAIN-116 | Main 116 | WTR-MT1 |  |  |  |  | http://www.toronto.ca/TWONTO#00804 | Sub-Process | Work Area 1 EAST Mains and Chambers
81883 | FHA-SES-LDR-0422 | FHA-SES-LD-0075 - 16' Single Ladder Aluminum ( Ammonia Storage Room ) | FHA-SES-LD-1 | Safety | Safety Equipment |  | LDR | http://www.toronto.ca/TWONTO#00457 |  | Ladders
128945 | THC-STR-PSL-0545 | Switch, Inlet, Pressure-Low, Pump 0540, Secondary Clarifiers 0500&0600 - Old Section | THC-STR-P-0540 | Switch,Pressure-Low | Switch |  | PSL | http://www.toronto.ca/TWONTO#00604 |  | Pump, Tank 0500-0600, Secondary Clarifier, RAS/WAS
41371 | TAB-ACC-V-1444 | Valve, Reheat, Modulating | TAB-ACC-HTR-1444 | Valve | HVAC |  | V | http://www.toronto.ca/TWONTO#00781 |  | Heater, Hot Water Reheat Coil
21160 | FHO-CLB-T-0201 | Tank, Expansion, Post Chlorination Train 2, Chlorination System, S2 Chlorine Storage Room | FHO-CLB-CHL-0201 | Vessel,Pressure | Tank |  | T | http://www.toronto.ca/TWONTO#00325 |  | Chlorinator, Post Chlorination Train 2 West, Chemical Building, L1, Evaporator Room
127416 | THC-PLT-V-5820 | Valve, PRV for pump P-5820, Hydraulic Pack, Conveyors, Grit Tanks | THC-PLT-P-5820 | Valve,Pressure Relief | Hydraulic System |  | V | http://www.toronto.ca/TWONTO#00601 |  | Pump, Hydraulic Pack, Conveyors, Grit Tanks
93264 | WTR-PMI-MCC-0501 | Motor Control Center, Water Transmission | WTR-PMI-ELS |  | Motor Control Center |  | MCC | http://www.toronto.ca/TWONTO#00110 |  | Electrical System
119750 | TAB-WA1-SQ-8030 | Lock out Tag out and Log book Station | TAB-WA1-SQ | PPE | Safety Equipment |  | SQ | http://www.toronto.ca/TWONTO#00657 |  | Safety Equipment & Supplies Common to WA1
23211 | COL-PNT-LSL-0109 | Switch, Level-Low | COL-PNT | Switch | Switch | 36022 | LSL | x |  | New Toronto Pumping Station
98262 | FIS-SES-SQ-6113 | Electrical Safety Gloves, High Voltage, Class 0, Group 1, # 53 | FIS-SES | PPE,Insulated Glove | Safety Equipment |  | SQ | http://www.toronto.ca/TWONTO#00653 |  | Safety, Instrumentation & Environmental Services
144228 | WTR-PHL-TSH-0002 | Switch, Temperature-High, Building | WTR-PHL-AUX | Switch,Temperature-High | Switch |  | TSH | http://www.toronto.ca/TWONTO#00734 |  | Auxiliary Equipment (Building Facilities)
54498 | TAB-STR-PSLL-4005 | Switch,Pressure,Low, Low,Oil, Blower BL4005 lubrication | TAB-STR-P-4005 | Switch,Pressure | Safety Equipment |  | PSLL | http://www.toronto.ca/TWONTO#00604 |  | Pump, Main Oil ,Blower BL4005
8989 | COL-YKP-DA-150959 | Davit Upper Arm-150959 | COL-YKP-DA-0005S | Safety | Safety Equipment |  | DA | http://www.toronto.ca/TWONTO#00331 |  | Davit Arm Assembly with Upper Arm-150959
21013 | FHO-CLA-PSH-0201 | Switch, Liquid Pressure, Evaporator Suction, Pre Chlorination Train 2,Chemical Bldg, L1,Machine Room | FHO-CLA-CHL-0201 | Switch,Pressure-High | Switch |  | PSH | http://www.toronto.ca/TWONTO#00604 |  | Chlorinator, Pre Chlorination Train 2, Chemical Building, L1, Machine Room
42113 | TAB-ACC-V-6541 | Valve, 2-Way Modulating, PreHeater Coil,AHU-6540, Mechanical RM No. 3, Screen Bldg., P Bldg. | TAB-ACC-AHU-6540 | Valve | HVAC |  | V | http://www.toronto.ca/TWONTO#00781 |  | Air Handling Unit, Mechanical Room no.3, Screen Bldg., P Bldg.
85495 | WTR-PHL-FAK-0009 | First Aid Kit Station, High Level Pumping Station, Outside Crew Room | WTR-CENTRAL-SES | Safety,First Aid Kit | Safety Equipment |  | FAK | http://www.toronto.ca/TWONTO#00357 |  | Safety & Lifting Devices
26268 | FHO-GRK-DR-2022L | Door, (FD-2-22), Fire Rated, Admin Building, L2, PPFA Office | FHO-GRK-FEQ-0001 | Fire Prevention,Door | Door |  | DR | http://www.toronto.ca/TWONTO#00353
51654 | TAB-PRS-PSH-3010 | Switch, Pressure-High, Chemical Dosing Pump, Secondary Dosing | TAB-PRS-P-3010 | Switch,Pressure-High | Switch |  | PSH | http://www.toronto.ca/TWONTO#00604 |  | Pump, Chemical Dosing, Secondary Dosing
57941 | THC-AER-T-2500 | Tank, Aeration | THC-AER-OLD PLANT | Tank,Non-Pressurized | Tank |  | T | http://www.toronto.ca/TWONTO#00140 |  | AerationTreatment
27191 | DOS-YCM-VEH-67036 | 2013 FORD F250 - Vehicle Unit# 67036 | FAC-YCM-VEH | Vehicle,Licensed | Vehicle |  | VEH | http://www.toronto.ca/TWONTO#00564
93358 | FHO-GRK-DR-9002S | Door, (FD-S9-02), Fire Rated, Raw Water Building, S9, Stairway 1 | FHO-GRK-FEQ-0001 | Fire Prevention,Door | Door |  | DR | http://www.toronto.ca/TWONTO#00353
111041 | TAB-DIG-PSH-4130 | Switch Pressure,High,Delivery,Digester Gas Compressor C-4130 | TAB-DIG-C-4130 | Switch,Pressure | Switch |  | PSH | http://www.toronto.ca/TWONTO#00604 |  | Compressor # 1, Gas (DX2601)
94784 | FHO-SES-SCBA-0032 | Cylinder, SCBA, Air Pack, 2216 PSI, Ser #OJ-359623 | FHO-SES-SQ-0003 | PPE,SCBA | Safety Equipment |  | SCBA | http://www.toronto.ca/TWONTO#00582 |  | Breathing Air Tanks
120011 | TAB-WA5-SQ-0016 | Sling, 6 foot, Safety Equipment, Dig. 13 - 16 | TAB-SQ-LD |  | Safety Equipment |  | SQ | http://www.toronto.ca/TWONTO#00926 |  | WA8 Safety Equipment Lifting Devices
18567 | FHA-SES-SCBA-0301 | Self Contained Breathing Apparatus,Service Building, Basement | FHA-SES-SCBA-CYLINDER | PPE,SCBA | Safety Equipment |  | SCBA | http://www.toronto.ca/TWONTO#00123 |  | Breathing Air Tanks (SCBA cylinders)
65506 | FCL-SM-T-0301-SUS | Storage, Caustic Soda System | FCL-SUSPENDED | Tank,Non-Pressurized | Tank | 36717 | T | x |  | Suspended entity
31470 | JX2091A1 | Receiver, Air | TAB-SUSPENDED ENTITY | Vessel,Pressure | Tank | 33585 |  | x |  | Suspended entities
129957 | THR-ACC-FSL-0751 | Switch, Flow-Low, Discharge, AHU-0751, Headhouse, Gallery Ventilation, Zone 1A and 1B | THR-ACC-AHU-0751 | Switch,Flow-Low | Switch |  | FSL | http://www.toronto.ca/TWONTO#00367 |  | Air Handling Unit, Blow Thru, Headhouse, Gallery Ventilation, Zone 1A and 1B
55978 | FCL-SPC-RPU-1725 | RPU Panel, Pretreatment Module 3, PAC Pump Area | FCL-ELS-PS-0001 | Control Panel | Remote Processor Unit |  | RPU | http://www.toronto.ca/TWONTO#00122 |  | Uninterruptible Power Supply,High Lift Bldg - Switchgear Room,LP-0001
119948 | TAB-WA4-SQ-1235 | Sling, Nylon,Guillevin EE1-901-T3, 8 Ft. (S/N 64826-09) | TAB-WA4-SQ-0010 |  | Lifting Device |  | SQ | http://www.toronto.ca/TWONTO#00929 |  | WA4 Fall arrest systems
85212 | WTR-PEL-T-1500 | Tank, Non-Pressurized, New Oil, Generator Building, Product Handling Room | WTR-PEL-AUX | Tank,Non-Pressurized | Tank |  | T | http://www.toronto.ca/TWONTO#00211 |  | Auxilliary Equipment (Building Facilities)
133829 | THR-DIS-CHL-1241 | Chlorinator, Chlorination Building, Disinfection, Chlorination System | THR-DIS-CHL | Chemical Feeder,Gas | Chemical Feeder | 34316 | CHL | x |  | Disinfection, Chlorination System
139521 | THR-WA3-LD-0064 | Sling, Nylon, Uni Rope-4'-22000 LBS,Work Area 3 ( 2" X 4') | THR-LD-NYLN-WA3 | Lifting Device,Sling | Lifting Device |  | LD | http://www.toronto.ca/TWONTO#00929 |  | Slings, Nylon, Work Area 3
78873 | FHO-ELS-WR-0905 | Welding Receptacle, Admin Building, S4, Basement | FHO-ELS-LTG |  | Power Distribution Panel |  | WR | http://www.toronto.ca/TWONTO#00821 |  | Facility Electrical System
95280 | FHO-TRW-TSH-0001 | Switch, Temperature, High, TRW Building, S3, TRW Pump Room, South Wall | FHO TRW PUMPING | Transmitter,Temperature | Switch |  | TSH | http://www.toronto.ca/TWONTO#00734 |  | Treated Water Pumping
52939 | TAB-PLT-G-3601 | Gate, Knife Gate, Pneumatic, Discharge, Grit Receiving Conveyor 3600, Conveyor Area | TAB-PLT-CV-3600 | Valve,Knife Gate | Gate |  | G | http://www.toronto.ca/TWONTO#00781
74870 | THR-FT-LSHH-4890 | Switch, Level-High-High,Pump 4890/4891,Sump,T17 | THR-FT-P-4890 | Switch,Level-High-High | Switch |  | LSHH | http://www.toronto.ca/TWONTO#00466 |  | Pump, Sump, Flood Monitoring, Finals, Tunnel 17
117271 | TAB-RSP-LSH-5133 | Switch, Level High, 'T' Bldg, Level B4, Elevator Stairs | TAB-RSP-P-5133 |  | Switch |  | LSH | http://www.toronto.ca/TWONTO#00466 |  | Pump, Sump, T Bldg, Level B4, Elevator Stairs
138807 | THR-SES-SQ-9525S | Harness, Full Body | THR-SES-FAS | Safety | Safety Equipment | 38774 | SQ | x |  | Fall Arrest Sytem (Harness and Lanyard), Safety Equipment
114687 | TAB-PLT-LSHH-0070 | Switch, Level High High, Screen Bldg. Sump, Pump Room, P Bldg. | TAB-PLT-P-0071 | Switch,Level-High-High | Switch |  | LSHH | http://www.toronto.ca/TWONTO#00466 |  | Pump, Centrifugal (Wet), Screen Bldg. Sump, Pump Room, P Bldg.
15944 | FHA-ELS-PDP-0405 | Power Distribution Panel, 600V, 3 PH, Filter Building, Pipe Gallery West | FHA-ELS | Control Panel,Power Distribution Panel | Power Distribution Panel |  | PDP | http://www.toronto.ca/TWONTO#00110 |  | Electrical
146791 | WTR-RDF-RPU-0001 | Remote Processing Unit, Dufferin Reservoir, South Valve House | WTR-RDF-LP-0001 | RPU | Remote Processor Unit |  | RPU | http://www.toronto.ca/TWONTO#00122 |  | Control Panel, Power Distribution
146594 | WTR-PWT-LSH-0001 | Switch, Level-High, Building Flood Alarm | WTR-PWT-AUX | Switch,Level-High | Switch |  | LSH | http://www.toronto.ca/TWONTO#00466 |  | Auxiliary Equipment (Building Facilities)
58388 | THC-ACC-CU-0055 | Condensing Unit, Entrance Facility, Admin Building Roof | THC-ACC-BLDG K |  | HVAC |  | CU | http://www.toronto.ca/TWONTO#00236 |  | Administration Building, HVAC
121743 | THC-ACC-V-6099 | Valve, Pressure Relief, Manual, Glycol, HE-6002, Lower Level 2 Blower Room, Headworks | THC-ACC-HE-6002 | Valve,Pressure Relief | HVAC |  | V | http://www.toronto.ca/TWONTO#00781 |  | Heat Exchanger, Heating Glycol System, Lower Level 2 Blower Room, Headworks
| TAB-T BLDG | Building Location | TAB-SPC2 |  |  |  |  | http://www.toronto.ca/TWONTO#00260 | Process | Process Control Systems - Equipment
93480 | FHO-MCS-LD-0303 | Lifting Device, JLG Manlift JLG 20 DUL -Sr# 013000 7854 | FHO-MCS-LD | Lifting Device | Lifting Device |  | LD | http://www.toronto.ca/TWONTO#00492 |  | Lifting Devices & Elevators
55633 | TAB-WA3-LD-4951 | Sling, Nylon, 8 FT | TAB-DEW-SAFETY | PPE | Lifting Device |  | LD | http://www.toronto.ca/TWONTO#00929 |  | Safety Equipment
124874 | THC-ELS-MCC-1500 | Motor Control Centre, Incineration Essential Power,Biosolids Building | THC-ELS-TS-1501 |  | Motor Control Centre |  | MCC | http://www.toronto.ca/TWONTO#00110 |  | Switch,Transfer,Incinerator Area
79783 | THR-WA1-LD-3702 | Sling, Nylon, Work Area 1 (NYLON SLING 6" X 13' , CAPACITY 16500 LBS SN 20733702) | THR-LD-WIRE-WA1 | Lifting Device,Sling | Lifting Device |  | LD | http://www.toronto.ca/TWONTO#00929 |  | Slings, Wire Rope, Work Area 1
98825 | HX2408B | Receiver, Air | TAB-RSP-C | Vessel,Pressure | Tank |  |  | http://www.toronto.ca/TWONTO#00606 |  | T Building, Compressed Air
113047 | TAB-EL2-MCC-6324 | Motor Control Center- Incinerator | TAB-WA4-ELS | Control Panel,MCC | Motor Control Centre |  | MCC | http://www.toronto.ca/TWONTO#00110 |  | WA4 Electric Equipments
111099 | TAB-DIG-SQ-0091 | First Aid Kit - Gas Control Bldg. | TAB-DIG-SQ | Safety,First Aid Kit | Safety Equipment |  | SQ | http://www.toronto.ca/TWONTO#00355 |  | Digester Gas Control Building.- Safety Equipment
80254 | FHA-SED-ZSH-0201D | Switch, Limit, Access Hatch Zone 1, Settling Basin T-0201 | FHA-SED-ZSH-0201 |  | Security System |  | ZSH | http://www.toronto.ca/TWONTO#fohur-bugut-lijif-zazom |  | Switch, Limit, Access Hatch Zone 2
78702 | THR-SES-PGM-85703 | Personal Gas Meter (Sno. 00085703) | THR-SES-SQ-PGM | Safety | Safety Equipment |  | PGM | http://www.toronto.ca/TWONTO#00583 |  | Personal Gas Meter
9049 | COL-YKP-VEH-0017S | Vehicle, Truck #067037 (F250) | COL-W-OBSOLETE | Vehicle,Licensed | Vehicle | 47514 | VEH | x
121165 | THC-ACC-STR-3042 | Strainer,Suction,Plant Hot Water Supply Recirc. Pump 3043,Boiler Building | THC-ACC-P-3043 | Strainer,Self Cleaning Motorized | HVAC |  | STR | http://www.toronto.ca/TWONTO#00710 |  | Pump,Centrifugal,Plant Hot Water Supply Recirc.,Boiler Building
34413 | COL-YKP-DA-33019S | Davit Mast (45")-33019 | COL-YKP-DA-0010S | Safety | Safety Equipment | 45529 | DA | x |  | Davit Arm Assembly with Upper Arm-11553
37201 | NR3118E | Unit Heater,Convection,P.W.P.S.-H-11 | TAB-ACC-HTR-PWPS | H.V.A.C.,Heater | HVAC |  |  | http://www.toronto.ca/TWONTO#00418 |  | Unit Heaters- PWPS
64764 | FCL-SES-CYL-0014 | Air Cylinder Carbon Fiber | FCL-SES | PPE,SCBA | Tank |  | CYL | http://www.toronto.ca/TWONTO#00582 |  | Safety and Environmental Services
26282 | FHO-GRK-DR-2037L | Door, (FD-2-37), Fire Rated, Chemical Building, L2, South Penthouse, Dark Room in Vestibule | FHO-GRK-FEQ-0001 | Fire Prevention,Door | Door |  | DR | http://www.toronto.ca/TWONTO#00353
43986 | TAB-DEW-PLQ | Plumbing, General, Dewater Bldg | TAB-DEW-SERVICES | Piping | Plumbing |  |  | http://www.toronto.ca/TWONTO#00572 |  | Dewatering Building Service & Safety Systems
40112 | DA2001A | Dehumidifier Unit, Floatation Bldg | TAB-ACC-CI | H.V.A.C.,Air Conditioner | HVAC |  |  | http://www.toronto.ca/TWONTO#00263 |  | Chiller and Air Coolers
147781 | YTF-GRD | Grounds | YTF-DOS |  | Grounds |  |  | http://www.toronto.ca/TWONTO#00010 |  | Tiffield Yard - 60 Tiffield Road
127237 | THC-PLT-PSL-2402 | Switch, Pressure Differential, Low, Blower BL-2400, Blower Room, Channel Aeration | THC-PLT-BL-2400 | Switch,Pressure-Low | Switch |  | PSL | http://www.toronto.ca/TWONTO#00604 |  | Blower, Blower Room, Channel Aeration
128977 | THC-STR-T-8330 | Tank, Hypoclorite, Phase IV, Secondary Clarifier | THC-ODOUR-PHASE I-IV | Tank | Tank | 33427 | T | x |  | Odour Control
5649 | COL-POM-MCC-0001 | Motor Control Centre | COL-POM | Control Panel,MCC | Motor Control Center |  | MCC | http://www.toronto.ca/TWONTO#00110 |  | Old Mill Sewage Pumping Station
138699 | THR-SES-SQ-0109S | Eyewash and Shower Station, Ferrous Chloride Building, Outside | THR-SES-SQ | Safety,Eye wash | Safety Equipment | 38666 | SQ | x |  | Safety Equipment
145700 | WTR-PPD-DR-0002 | Door | WTR-PPD-AUX | Door,Access | Door |  | DR | http://www.toronto.ca/TWONTO#00286
68670 | THR-ACC-TSH-0240 | Switch, Temperature, High ,Discharge Air, Air Handling Unit MUA-558, North Grit South Fan Room | THR-ACC-FN-0240 | Switch,Temperature-High | Switch |  | TSH | http://www.toronto.ca/TWONTO#00734 |  | Fan, Plenum, Supply, Existing Air Handling Unit MAU-558, North Grit Fan Room
144836 | WTR-PKL-LSL-0200 | Switch,Level-Low,Priming Status Switch,Pump 0200 | WTR-PKL-P-0200 | Switch,Level-Low | Switch |  | LSL | http://www.toronto.ca/TWONTO#00466 |  | Pump, Centrifugal, District 5
27173 | DOS-YCM-VEH-206050 | 2009 Freightlnr FLD120SD - Vehicle Unit# 206050 | FAC-YCM-VEH | Vehicle,Licensed | Vehicle |  | VEH | http://www.toronto.ca/TWONTO#00559
80323 | TNT-ACC-TS-5201 | Switch,Temperature, Boiler #5200 | TNT-ACC-BO-5200 | Switch,Temperature | Switch |  | TS | http://www.toronto.ca/TWONTO#00734 |  | Boiler, Hot Water
59058 | THC-ACC-HTR-0335 | Air Heater, Building M | THC-ACC-HEATERS | H.V.A.C.,Heater,Unit | HVAC |  | HTR | http://www.toronto.ca/TWONTO#00418 |  | Air Heaters, Building M
| TAB-T BLDG | Building Location | TAB-SPC |  |  |  |  | http://www.toronto.ca/TWONTO#00260 | Process | Process Control Systems - Services Area
105880 | TAB-ACC-AC-6535 | Air Conditioner, Indoor, Workshop Office, Screen Bldg., P Bldg. | TAB-ACC-CI | H.V.A.C.,Air Conditioner | HVAC |  | AC | http://www.toronto.ca/TWONTO#00141 |  | Chiller and Air Coolers
140721 | TNT-PLT-G-0001 | Gate, Gate Valve, Inlet Isolation 750mm Gate (Actuated), Preliminary Treatment | TNT-PLT | Valve,Gate,Sluice,Act. | Gate |  | G | http://www.toronto.ca/TWONTO#00202
130151 | THR-ACC-NR-670 | HVAC Unit & Fan, Across Admin Lunch Room | THR-ACC-ADM | H.V.A.C.,Heater,Unit | HVAC |  | NR | http://www.toronto.ca/TWONTO#00418 |  | Air Conditioning, HVAC, Admin Building
81488 | FHA-SES-LDR-0105 | FHA-SES-LD-0043 - 12' Ladder Fiberglass ( T.R.W Switchgear room. ) | FHA-SES-LD-1 | Safety | Safety Equipment |  | LDR | http://www.toronto.ca/TWONTO#00457 |  | Ladders
121301 | THC-ACC-TIT-6502 | Transmitter, Temperature, Supply Air, Pipe Gallery, 2nd Floor Mech Room #1, Headworks | THC-ACC-AHU-6500 | Transmitter,Temperature | HVAC |  | TIT | http://www.toronto.ca/TWONTO#00735 |  | Air Handling Unit, Pipe Gallery, 2nd Floor Mech Room #1, Headworks
| TAB-T-BLDG | Building Location | TAB-EUS |  |  |  |  | http://www.toronto.ca/TWONTO#00260 | Process | Production & End User Support
61615 | FHA-ELS-PDP-0206 | Power Distribution Panel, 100A, 347/600V, 3PH, RMF, Welding Shop East | FHA-ELS | Control Panel,Power Distribution Panel | Power Distribution Panel |  | PDP | http://www.toronto.ca/TWONTO#00110 |  | Electrical
78792 | THR-SES-SQ-0004 | Eyewash and Shower Station, Disinfection Building, South Vestibule by Lab | THR-SQ-PEWS-WA1 | Safety,Eye wash | Safety Equipment |  | SQ | http://www.toronto.ca/TWONTO#00308 |  | Portable. (Gravity Operated) Eyewash Station, Dig9&10 Bsmnt
112273 | TAB-DIS-SQ-0009 | SCBA Breathing Apparatus, TF195198, T Bldg., Grd.Flr.Opp. Elevator | TAB-SES-SCBA | PPE,SCBA | Safety Equipment | 34627 | SQ | x |  | WA4 Safety Equipment, SCBA
79149 | THR-ELS-MCC-2802 | Control Panel, MCC 1202, Sludge Thickening | THR-ELS-STB | Control Panel,MCC | Motor Control Centre |  | MCC | http://www.toronto.ca/TWONTO#00110 |  | Electrical System, Sludge Thickening Building
94991 | FHO-SPC-COM-1703 | Termination Panel, Filter 1-8 Building, S2, Filter Pipe Gallery, East Wall | FHO-SPC |  | Communications Equipment |  | COM | http://www.toronto.ca/TWONTO#00540 |  | Process Control Systems - Services Area
136627 | THR-MCS-CHR-3649 | Chair, Shop Stool, Issued to Danny Oliveira | THR-LD-WA2 |  | Tool |  | CHR | http://www.toronto.ca/TWONTO#00566 |  | Lifting Devices, Chain Hoist, Come Along & Slings
18192 | FHA-SED-ZSH-0605 | Switch, Limit, Access Hatch Zone 6 | FHA-SED |  | Security System |  | ZSH | http://www.toronto.ca/TWONTO#fohur-bugut-lijif-zazom |  | Sedimentation
24938 | FHO-PLT-PSH-0101 | Switch, Pressure High, Discharge, Pretreatment Chemical Dispersion Pump 0101,Ozone Building,S2 Level | FHO-PLT-P-0101 | Switch,Pressure-High | Switch |  | PSH | http://www.toronto.ca/TWONTO#00604 |  | Pump, Centrifugal, Pretreatment Chemical Dispersion,Ozone Building, S2, Ozone Pipe Gallery #2
14495 | FCL-SES-FA-0009 | NORTH | FCL-SES-SQ-0007 |  | Safety Equipment |  | FA | http://www.toronto.ca/TWONTO#00357 |  | Eyewash Station, Admin Building, Operators Lab,Eye wash station - main change room
45400 | TAB-DIG-RPU-1008 | Remote Processing Unit | TAB-DIG-ELQ-T13-16 | RPU | Remote Processor Unit |  | RPU | http://www.toronto.ca/TWONTO#00122 |  | Digester Tanks 13-16, Electrical Equipment
46608 | TAB-DIS-CHL-1116 | Chlorinator #6 | TAB-SUSPENDED ENTITY | Chemical Feeder | Chemical Feeder |  | CHL | http://www.toronto.ca/TWONTO#00215 |  | Suspended entities
125886 | THC-GRK-VEH-378085 | Vehicle, Personal Carrier, Kubota (WA2 mech) | THC-SUSPENDED | Vehicle,Unlicensed | Vehicle | 34914 | VEH | x
138739 | THR-SES-SQ-1897 | Lanyard for Harness, PPE Paquito Espiritu | THR-SES-FAS | Safety | Safety Equipment |  | SQ | http://www.toronto.ca/TWONTO#00333 |  | Fall Arrest Sytem (Harness and Lanyard), Safety Equipment
96285 | FIS-ELS-PDP-0202 | Panel, Power Distribution, 600V, Mechanical/Electrical Room | FIS-ELS-MCC-0200 |  | Power Distribution Panel |  | PDP | http://www.toronto.ca/TWONTO#00110 |  | MCC,600 V,Workshop Building,Mezzanine,West
122512 | THC-DCL-LSLL-0401 | Level Switch Low-Low, SBSS Feed Tank, Dechlorination | THC-DCL-T-0100 |  | Switch | 34140 | LSLL | x |  | Tank, Storage 38% Sodium Bisulphite, Dechlorination
87694 | WTR-PRH-T-1300 | Tank, UREA Transfer, Basement Fault Vault Room | WTR-PRH-MCC-0101 |  | Tank |  | T | http://www.toronto.ca/TWONTO#00708 |  | Motor Control Center, Incoming Line
59411 | THC-DIG-LSHHB-5285 | Switch,Level-High-High,South-West Storm Sump,CP-5285,Building U | THC-DIG-CP-5285 | Valve,Gate | Switch |  | LSHHB | http://www.toronto.ca/TWONTO#00466 |  | Control Panel,Electrical,South-West Storm Sump,P-5285A & P-5285B,Building U
66370 | THC-SES-SQ-6109123123 | SCBA Unit, Cylinder, spare, T1 Control Room | THC-SES-SQ-SCBA | PPE,SCBA | Safety Equipment |  | SQ | http://www.toronto.ca/TWONTO#00582 |  | SCBA Units, virtual entity
40997 | TAB-ACC-TIT-6454 | Transmitter, Temperature, Ambient Air, operating gallery, East Operating Gallery | TAB-ACC-AHU-6450 | Transmitter,Temperature | HVAC |  | TIT | http://www.toronto.ca/TWONTO#00735 |  | Air Handling Unit, Primary Tank Operating Gallery, Ground, East Side
18175 | FHA-SED-ZSH-0505D | Switch, Limit, Access Hatch Zone 5, Settling Basin T-0501 | FHA-SED-ZSH-0505 |  | Security System |  | ZSH | http://www.toronto.ca/TWONTO#fohur-bugut-lijif-zazom |  | Switch, Limit, Access Hatch Zone 5
13131 | FCL-SA-F-0302 | Filter, Second Service Air System, Service Air Monitoring - Low Lift Pumps, Dry Chemicals and Screen Room | FCL-SA | Filter | Filter |  | F | http://www.toronto.ca/TWONTO#00641 |  | Service Air
16509 | COL-PKP-LSH-0001 | Switch, Level-High | COL-PKP | Switch,Level | Switch |  | LSH | http://www.toronto.ca/TWONTO#00466 |  | Kennedy Park Sewage Pumping Station
127571 | THC-PRM-LSHH-0122 | Level Switch High High,Sump,Phase 1, Tank 1000, Primary T12 and T15 | THC-PRM-P-0122 | Switch,Level | Switch |  | LSHH | http://www.toronto.ca/TWONTO#00466 |  | Pump, Sump, Primary Treatment
44067 | TAB-DEW-T-2200 | Tank, Hopper, SC from Centrifuges | TAB-DEW-P-2201 | Tank | Tank |  | T | http://www.toronto.ca/TWONTO#00423 |  | Pump, Sludge Cake Transfer, Schwing #6,
73946 | THR-ELS-SQ-0896 | Electrical Rubber Gloves, PPE Spare 10kV | THR-ELS-SQ-ERG | Safety | Safety Equipment |  | SQ | http://www.toronto.ca/TWONTO#00653 |  | Electrical Rubber Gloves, Safety Equipment
112718 | TAB-EL1-MCC-6624 | Motor Control Centre | TAB-EL1-PDP-6012 | Control Panel,MCC | Motor Control Centre |  | MCC | http://www.toronto.ca/TWONTO#00110 |  | Power Distribution Panel, 600V, PT 1-9 Outdoor Sub.
| MAIN-117 | Main 117 | WTR-LWA |  |  |  |  | http://www.toronto.ca/TWONTO#00804 | Sub-Process | Work Area 2 Central Mains and Chambers
6709 | COL-POM-LSLL-0101 | Switch, Level Low-Low | COL-POM-MISC | Switch,Level | Switch |  | LSLL | http://www.toronto.ca/TWONTO#00466 |  | Miscellaneous Equipment
138634 | THR-SES-LD-2572 | Retractable Winch for Davit Arm | THR-SES-LD | Safety | Safety Equipment |  | LD | http://www.toronto.ca/TWONTO#00812 |  | Lifting Device, Safety Equipment
63708 | THC-PLT-MSL-5181 | Switch, Motion-Low, Screening Transfer System, Head House | THC-PLT-SC-0140 | Switch,Motion | Switch |  | MSL | http://www.toronto.ca/TWONTO#00530 |  | Bar Screen 0140
97673 | FIS-RW-PSH-0301 | Switch, Pressure-High, Seal Water, Pump 0301, Raw Water Pumping Station, Pump Room | FIS-RW-P-0301 | Switch,Pressure-High | Switch |  | PSH | http://www.toronto.ca/TWONTO#00604 |  | Circuit Breaker,4.16 kV,Raw Water Pump Station,Upper Level,West,Solid State Starter,FIS-RW-P-0301
73426 | FHO-DOZ-INJ-3361 | Injector, Disolved Ozone Analyzer AIT-3361 Sampling, Ozone Building, S2, Access/Sampling Area 4 | FHO-DOZ-AIT-3361 |  | Injector |  | INJ | http://www.toronto.ca/TWONTO#00294 |  | Analyzer, ORP, Contact Tank T-2300, Ozone Building, S2, Ozone Access/Sampling Area 4
130444 | THR-ACC-T-0002 | Tank, Glycol Skid, Digester Mezzanine North, AHU-02 | THR-ACC-T | Tank | Tank |  | T | http://www.toronto.ca/TWONTO#00211 |  | Air Conditioning, Glycol Heating Packages
8963 | COL-YKP-DA-110677S | Davit Upper Arm-110677 | COL-YKP-DA-0001S | Safety | Safety Equipment | 45995 | DA | x |  | Davit Arm Assembly with Upper Arm-110677
3503 | COL-PBP-LS-0104 | Switch, Level-High | COL-PBP-MISC | Switch,Level | Switch |  | LS | http://www.toronto.ca/TWONTO#00466 |  | Miscellaneous Equipment
139505 | THR-WA3-LD-0038 | Chain Sling,LIFTALL,2100Ibs,WA3 (1/2" X 6') | THR-LD-WIRE-WA3 | Lifting Device,Sling | Lifting Device |  | LD | http://www.toronto.ca/TWONTO#00930 |  | Slings, Wire Rope, Work Area 3
60327 | THC-ACC-V-6065 | Valve, Ball, Manual, Glycol, P-6003, Lower Level 2 Blower Room, Headworks | THC-ACC-P-6003 | Valve,Ball | HVAC |  | V | http://www.toronto.ca/TWONTO#00781 |  | Pump, Heating Glycol System, Lower Level 2 Blower Room, Headworks
50246 | TAB-PLT-SP-9000 | Sampler, Raw Sewage, Conduit 9 | TAB-SUSPENDED ENTITY | Sampler | Sampler | 34189 | SP | x |  | Suspended entities
29169 | FIS-FEQ-FEQ-4003-SUS | Fire extinguisher, Type ABC, Fire Prevention, Reception Area | FIS-SES-FE |  | Safety Equipment | 46929 | FEQ | x |  | Fire Fighting equipment
59580 | THC-ACC-TIT-6006 | Transmitter, Temperature, Sec Loop, Glycol Supply After HE-6001,Lower Level 2 Blower Room, Headworks | THC-ACC-HE-6001 | Transmitter,Temperature | HVAC |  | TIT | http://www.toronto.ca/TWONTO#00735 |  | Heat Exchanger, Heating Glycol System, Lower Level 2 Blower Room, Headworks
111130 | TAB-DIG-T-1000 | Tank, Digester tank, Digester 10 | TAB-DIG-T-09-12 | Tank | Tank |  | T | http://www.toronto.ca/TWONTO#00271 |  | Digester Tanks 9-12
120866 | THC-ACC-HTR-0248 | Heater, Perimeter. Admin Building, Ground Floor, Office 119 | THC-ACC-AHU-0081 |  | HVAC |  | HTR | http://www.toronto.ca/TWONTO#00418 |  | Air handling Unit, Ground Floor South Zone(Project Management), Admin Building Roof
105923 | TAB-ACC-AHU-1851 | AHU, Blower Bldg | TAB-ACC-AHU-BL | Air Handling Unit | HVAC |  | AHU | http://www.toronto.ca/TWONTO#00147 |  | AHUs/Supply Fans Blower Bldg.
8286 | COL-PWR-LSHH-0104 | Switch,Level, High-High, Float Mode, Wet Well #1 | COL-PWR-WEL-0100 | Switch,Level-High-High | Switch |  | LSHH | http://www.toronto.ca/TWONTO#00466 |  | Well, Wet Well #1, West Rouge PS
106700 | TAB-ACC-HC-9005 | Heating Coil, T Bldg | TAB-ACC-HTR-M&T | H.V.A.C.,Heater,Convection | HVAC |  | HC | http://www.toronto.ca/TWONTO#00420 |  | Unit Heaters- M&T Bldg
132179 | THR-DCL-T-0003S | Tank, Containment, Sodium Bisulphite | THR-S-E | Tank | Tank | 40867 | T | x |  | SUSPENDED ENTITY
14284 | COL-PHB-LS-0102 | Switch, Level-High | COL-PHB-MISC | Switch,Level | Switch |  | LS | http://www.toronto.ca/TWONTO#00466 |  | Miscellaneous Equipment
39144 | TAB-ACC-DM-6558 | Damper, Motorized, Ambient Air, Mechanical RM No. 3, Screen Bldg., P Bldg. | TAB-ACC-AHU-6530 | Damper/Louver | HVAC |  | DM | http://www.toronto.ca/TWONTO#00142 |  | Air Handling Unit, Mechanical Room no.3, Screen Bldg., P Bldg.
55559 | TAB-WA2-SQ-1219 | EE2 - 902 T3 Nylon Sling | TAB-SES-LD | Lifting Device,Sling | Lifting Device |  | SQ | http://www.toronto.ca/TWONTO#00929 |  | WA2 Lifting devices
109796 | TAB-DEW-T-2100 | Tank, Hopper, SC from Centrifuges | TAB-DEW-P-2101 | Tank | Tank |  | T | http://www.toronto.ca/TWONTO#00423 |  | Pump, Sludge Cake Transfer, Big Schwing #5, KSP-50
11822 | FCL-DCL-T-0202 | Tank, Expansion, SO2 Evaporator 0201 Inlet Header, Machine Room,Gaseous Chemical Building | FCL-DCL | Tank | Tank |  | T | http://www.toronto.ca/TWONTO#00325 |  | Sulphur Dioxide System
135971 | THR-FT-RPU-0002S | Remote Processor Unit, Final Tank 0200, Tank 0400 (172.22.37.195) | THR-FT-RPU | RPU | Remote Processor Unit | 39565 | RPU | x |  | Final Tank, Remote Processor Unit, UPS & RTU
26311 | FHO-SES-SQ-0010-SUS | Noise Abatement/Hearing Protection | FHO-SUSPENDED | PPE | Safety Equipment | 37760 | SQ | x |  | Suspended Entity List
40355 | TAB-ACC-FSL-0070 | Switch, Flow, Low, Air, Exhaust Fan 0070, Grit Bldg. Rooftop | TAB-ACC-FN-0060A | Switch,Flow-Low | Switch |  | FSL | http://www.toronto.ca/TWONTO#00367 |  | Fan, Forced Draft, Hot Water Boiler #6
12321 | FCL-FLT-F-1601 | Filter, Carbon Activated, Filter Building, Filter Gallery East | FCL-FLT | Filter | Filter |  | F | http://www.toronto.ca/TWONTO#00146 |  | Filtration
14218 | COL-PHA-FAK-0001 | First Aid Kit | COL-PHA | Safety,First Aid Kit | Safety Equipment |  | FAK | http://www.toronto.ca/TWONTO#00355 |  | Hanlan's Point Sewage Pumping Station
107769 | TAB-ACC-TSH-6452 | Switch,Smoke detector, High, Supply Air, AHU-6450, Ground, East Operating Gallery | TAB-ACC-AHU-6450 | Switch,Temperature-High | HVAC |  | TSH | http://www.toronto.ca/TWONTO#00362 |  | Air Handling Unit, Primary Tank Operating Gallery, Ground, East Side
97406 | FIS-PCL-LSHH-0201 | Switch, Level, High High, Float, PACL Tank T-0201, Workshop Building, Chemical Storage | FIS-PCL-T-0201 | Switch,Level-High | Switch |  | LSHH | http://www.toronto.ca/TWONTO#00466 |  | Tank, PACL Storage, Workshop Building, Chemical Storage
72306 | THR-ACC-AC-4002 | Fan Coil Unit, Ductless Split System Indoor Unit, AT Electrical Building, MCC Room | THR-ACC-WA4 | H.V.A.C.,Air Conditioner | HVAC |  | AC | http://www.toronto.ca/TWONTO#00141 |  | Air Conditioning, AHU, HVAC,Work Area4
89052 | WTR-RKL-T-0200 | Tank, (North-West Basin) | WTR-RKL-TRW | Tank,Reservoir | Tank |  | T | http://www.toronto.ca/TWONTO#00644 |  | Treated Water (Transmission)
62669 | THC-MCS-T-0010 | Domestic Hot Water Tank, Building E | THC-PWA-HWT | Tank,Domestic Hot Water | Tank |  | T | http://www.toronto.ca/TWONTO#00427 |  | Domestic Hot Water Tanks
122790 | THC-DEW-RPU-2101E | Remote Processing Unit | THC-DEW-RPU | Controller,PLC | Remote Processor Unit |  | RPU | http://www.toronto.ca/TWONTO#00122 |  | Incineration RPUs
| MAIN-117 | Main 117 | WTR-MT1 |  |  |  |  | http://www.toronto.ca/TWONTO#00804 | Sub-Process | Work Area 1 EAST Mains and Chambers
129496 | THC-TPA-PA-6017 | Speaker, Headworks, Stair "A", Ground Floor | THC-TPA-PA-6010A | Public Address System | Communications Equipment |  | PA | http://www.toronto.ca/TWONTO#00117 |  | Paging Panel, Headworks, Electrical Room, Ground Floor
135972 | THR-FT-RPU-0002S | Remote Processor Unit, Final Tank 0200, Tank 0400 (172.22.37.195) | THR-FT-T | RPU | Remote Processor Unit | 39565 | RPU | x |  | Final Sedimentation Tank & Dedicated WAS Pumping
40901 | PH2206A | Door,Overhead, P Building | TAB-MCS-DR | Door,Overhead | Door |  |  | http://www.toronto.ca/TWONTO#00649
42094 | TAB-ACC-V-6425 | Valve, Butterfly, Isolation, Hot Water System, Mech. Room No.5, Old Screen Bldg., P Bldg. | TAB-ACC-P-6402 | Valve | HVAC |  | V | http://www.toronto.ca/TWONTO#00781 |  | Pump, Heating Pump, VFD, Mech Room No. 5, Old Screen Bldg., P Bldg.
121758 | THC-ACC-V-6318 | Valve, Circuit Balancing, AHU-6300, 2nd Floor Mech Room #1, Headworks | THC-ACC-AHU-6300 | Valve | HVAC |  | V | http://www.toronto.ca/TWONTO#00781 |  | Air Handling Unit, Screen Room/Conveyor Areas, 2nd Floor Mech Room #1, Headworks
129284 | THC-THK-RPU-1603 | RPU,WAS Thickening (2) | THC-THK-TWAS | Control Panel,Instrumentation | Remote Processor Unit |  | RPU | http://www.toronto.ca/TWONTO#00122 |  | Waste Activated Sludge Thickening
85497 | WTR-PHL-FAR-0005 | Winch, Fall Arrest, S/N 00771 60ft | WTR-CENTRAL-SES | Lifting Device,Sling | Safety Equipment |  | FAR | http://www.toronto.ca/TWONTO#00812 |  | Safety & Lifting Devices
122803 | THC-DEW-RPU-2305 | Remote Processing Unit,Dewatering,Cake Pump-6710 RPU,3rd Floor,Biosolids Building West | THC-DEW-P-6710 |  | Remote Processor Unit |  | RPU | http://www.toronto.ca/TWONTO#00122 |  | Pump,Dewatered Biosolids, Schwing type,Solid Treatment
93859 | FHO-POL-T-0302-SUS | Tank, Polymer Storage (FHO TK PO 03 SO) | FHO-SUSPENDED | Tank,Reservoir | Tank | 37730 | T | x |  | Suspended Entity List
146674 | WTR-RBV-LSH-0401 | Switch, Level-High, Pump 0400 | WTR-RBV-AUX | Switch,Level-High | Switch |  | LSH | http://www.toronto.ca/TWONTO#00466 |  | Auxiliary Equipment (Building Facilities)
67354 | FCL-TRW-LSL-0700 | Switch, Level, Low, Treated Water Pump P-0700 Loss of Prime, High Lift Building, Pump Room | FCL-TRW-P-0700 | Switch,Level-Low | Switch |  | LSL | http://www.toronto.ca/TWONTO#00466 |  | Pump, Treated Water
80268 | FHA-SED-ZSH-0204 | Switch, Limit, Access Hatch Zone 2 | FHA-SED |  | Security System |  | ZSH | http://www.toronto.ca/TWONTO#fohur-bugut-lijif-zazom |  | Sedimentation
107330 | TAB-ACC-PDS-8402 | Switch,Pressure ,Supply fan, M Bldg., FN 8402 | TAB-ACC-FN-8402 | Switch,Pressure | Switch |  | PDS | http://www.toronto.ca/TWONTO#00604 |  | Fan, Supply, M Bldg.
55956 | FCL-SPC-RPU-1122A | RPU Panel, Gaseous Chemicals, Chemical Building | FCL_ELS_MISCELLANEOUS | Control Panel | Remote Processor Unit |  | RPU | http://www.toronto.ca/TWONTO#00122 |  | FCL_ELS_MISCELLANEOUS
29996 | FIS-RW-PSH-0201 | Switch, Pressure-High, Seal Water, Pump 0201, Raw Water Pumping Station, Pump Room | FIS-RW-P-0201 | Switch,Pressure-High | Switch |  | PSH | http://www.toronto.ca/TWONTO#00604 |  | Circuit Breaker,4.16 kV,Raw Water Pump Station,Upper Level,West,Solid State Starter,FIS-RW-P-0201
114893 | TAB-PLT-UPS-0326 | UPS for RPU | TAB-PLT-RPU-0326 | RPU | Remote Processor Unit |  | UPS | http://www.toronto.ca/TWONTO#00124 |  | RPU Panel, Washer Compactor System, Second Floor Electrical Room, P Bldg.
117272 | TAB-RSP-LSH-8057 | Switch, Level-High, Dry Well Sump, M-Building | TAB-RSP-P-8057 |  | Switch |  | LSH | http://www.toronto.ca/TWONTO#00466 |  | Pump, Centrifugal, Dry Well Sump, M-Building
121272 | THC-ACC-TIT-0411 | Transmitter,Temperature,Reclaim Heat Exhaust,AHU-0411,Roof,Building U | THC-ACC-AHU-0411 | Damper/Louver | Switch |  | TIT | http://www.toronto.ca/TWONTO#00735 |  | Air Handling Unit,Basements,Roof,Building U
29638 | FIS-MCS-LD-0020 | Manual hoist -Chain fall 1 Ton | FIS-MCS | Lifting Device | Lifting Device |  | LD | http://www.toronto.ca/TWONTO#00422 |  | Mechanical Services
132855 | THR-DIG-PSL-3211 | Switch, Pressure-Low, Suction, Pump 3211, Solids Treatment, Transfer System - Digesters - Tank 0900 & Tank 1000 | THR-DIG-P-3211 | Switch,Pressure-Low | Switch |  | PSL | http://www.toronto.ca/TWONTO#00604 |  | Pump, Centrifugal, Sludge Transfer, Digester Tank 0900
124860 | THC-ELS-MCC-0401 | Motor Control Center | THC-ELS-PS-0001-TUN | Control Panel,MCC | Motor Control Centre |  | MCC | http://www.toronto.ca/TWONTO#00110 |  | Primary Power Equipment, Building Tunels
138798 | THR-SES-SQ-8587 | Harness, Full Body, PPE Nick Saceleano | THR-SES-SQ-2572 | Safety | Safety Equipment |  | SQ | http://www.toronto.ca/TWONTO#00332 |  | Lanyard for Harness, PPE Igor Chamsoutdinov
| TAB-WASTE-GAS-BLDG | Building Location | TAB-EUS |  |  |  |  | http://www.toronto.ca/TWONTO#00260 | Process | Production & End User Support
31116 | FIS-WWW-LSLL-0501 | Switch,Level-Low-Low, Pump Well, Settling Basin 0501 | FIS-WWW-T-0501 | Switch,Level-Low-Low | Switch |  | LSLL | http://www.toronto.ca/TWONTO#00466 |  | Tank, RMF Settling Basin 5, Filter Backwash Waste, Settling Basin Area
140117 | TNT-CSO-TPB-0403 | Tipping Bucket, CSO Storage Tank Flushing | TNT-CSO-P-0400 | Tank,Reservoir | Tank |  | TPB | http://www.toronto.ca/TWONTO#OWLClass_be9155b2_62e7_4de4_bd13_75303aeff62e |  | Pump, Centrifugal, Flush, Maintenance Hole No. 1
105933 | TAB-ACC-AHU-2001 | AHU- New West Control Bldg | TAB-ACC-AHU | Air Handling Unit | HVAC |  | AHU | http://www.toronto.ca/TWONTO#00147 |  | Air Handling Unit & Supply Fan
86920 | WTR-PLW-ZS-0003 | Switch, Position,Door Security | WTR-PLW-AUX | Switch,Position | Switch |  | ZS | http://www.toronto.ca/TWONTO#00590 |  | Auxilliary Equipment (Building Facilities)
41518 | TAB-ACC-TSL-1431 | Switch, Temperature-Low, Air Handling Unit,Boiler Room and Basement | TAB-ACC-AHU-1430 | Switch,Temperature-Low | Switch |  | TSL | http://www.toronto.ca/TWONTO#00734 |  | Air Handling Unit,Boiler Room and Basement
121339 | THC-ACC-TSH-0414 | Switch,Temperature-High,Exhaust Air,FN-0414 Shutdown,Roof,Building U | THC-ACC-AHU-0412 | Damper/Louver | Switch |  | TSH | http://www.toronto.ca/TWONTO#00734 |  | Air Handling Unit,Compressor Room,Roof,Building U
80363 | FHA-SED-ZSH-0504A | Switch, Limit, Access Hatch Zone 4, Settling Basin T-0501 | FHA-SED-ZSH-0504 |  | Security System |  | ZSH | http://www.toronto.ca/TWONTO#fohur-bugut-lijif-zazom |  | Switch, Limit, Access Hatch Zone 5
113244 | TAB-EL3-LSHH-8074 | Switch, Level High-High, Seawall Tunnel, East Outfall Tunnel Drop | TAB-EL3-P-8074 |  | Switch |  | LSHH | http://www.toronto.ca/TWONTO#00466 |  | Pump, Sump, #10, Digester Gas Control Building
133876 | THR-DIS-EV-1140 | Evaporator, Chlorine, Chlorination Building, Disinfection, Chlorination System | THR-DIS-EV | Evaporator,Chlorine | Evaporator | 34321 | EV | x |  | Disinfection, Chlorine Evaporator
59068 | THC-ACC-HTR-0359 | Air Heater, Building M | THC-ACC-HEATERS | H.V.A.C.,Heater,Unit | HVAC |  | HTR | http://www.toronto.ca/TWONTO#00418 |  | Air Heaters, Building M
6227 | COL-PMM-LSHH-0204 | Switch,Level, High-High, Float Mode, Wet Well #2 | COL-PMM-WEL-0200 | Switch,Level-High-High | Switch |  | LSHH | http://www.toronto.ca/TWONTO#00466 |  | Wet Well
93984 | WTR-PRH-RPU-0002 | Remote Processing Unit, Control Panel, Switchgear Room | WTR-PRH-ELS | RPU | Remote Processor Unit |  | RPU | http://www.toronto.ca/TWONTO#00122 |  | Electrical System
79916 | THR-WA2-LD-18-57 | Sling, Nylon, Work Area 2 (Sr 2258160-18-57) SIZE; 1" X 4', | THR-LD-NYLN-WA2 | Lifting Device,Sling | Lifting Device |  | LD | http://www.toronto.ca/TWONTO#00929 |  | Slings, Nylon, Work Area 2
120012 | TAB-WA5-SQ-0017 | Sling, 8 foot, Safety Equipment, Dig. 13 - 16 | TAB-SQ-LD |  | Safety Equipment |  | SQ | http://www.toronto.ca/TWONTO#00926 |  | WA8 Safety Equipment Lifting Devices
18735 | FHA-SES-SQ-1106 | FHA-SES-SQ-0106 - Davit arm Base North FP6660 davit base Ser 4985 | FHA-SES-SQ-6 |  | Safety Equipment |  | SQ | http://www.toronto.ca/TWONTO#00331 |  | Safety Fall Protection Equipment
91144 | FHO-DEW-LS-0003 | Switch, Level, Sump Pumps P-0501 & P-0601 Control, Filter 1-8 Building, S2, Reservoir Gallery South | FHO-DEW | Switch,Level | Switch |  | LS | http://www.toronto.ca/TWONTO#00466 |  | Dewatering & Drainage
34786 | COL-YKP-FAK-0002 | First Aid Kit, Second Floor (Kitchen) | COL-YKP | Safety,First Aid Kit | Safety Equipment |  | FAK | http://www.toronto.ca/TWONTO#00355 |  | Kipling Yard
26377 | FHO-SES-SQ-6266 | Lanyard, Serial Number 132027605, Ian Chin | FHO-SES-SQ-0009 | PPE,Lanyard | Safety Equipment |  | SQ | http://www.toronto.ca/TWONTO#00333 |  | Fall Lanyards
124909 | THC-ELS-MCC-5101 | Control Panel,MCC,Primary Digesters | THC-ELS-PS-0001 | Control Panel,MCC | Motor Control Centre |  | MCC | http://www.toronto.ca/TWONTO#00110 |  | Primary Power Equipment
83555 | FHA-SES-SQ-1107 | FHA-SES-SQ-0107 - Davit arm Base North FP6660 davit base Ser 4986 | FHA-SES-SQ-6 |  | Safety Equipment |  | SQ | http://www.toronto.ca/TWONTO#00331 |  | Safety Fall Protection Equipment
13964 | FCL-SPC-RPU-1523 | RPU Panel, Filters 0301 and 0401, Filter Gallery | FCL-ELS-PS-0001 | Control Panel | Remote Processor Unit |  | RPU | http://www.toronto.ca/TWONTO#00122 |  | Uninterruptible Power Supply,High Lift Bldg - Switchgear Room,LP-0001
84799 | WTR-PEG-PSH-0003 | Switch,Pressure-High, Discharge to District 4 | WTR-PEG-TRW | Switch,Pressure-High | Switch |  | PSH | http://www.toronto.ca/TWONTO#00604 |  | Treated Water (Transmission)
66430 | FHA-SPC-RPU-1722 | RPU, Filters F-0501-0801, West Filter Pipe Gallery | FHA-ELS |  | Remote Processor Unit |  | RPU | http://www.toronto.ca/TWONTO#00122 |  | Electrical
143291 | WTR-PBV-RPU-0101 | Remote Processor Unit | WTR-PBV-FIT-0001 | Meter,Flow,Magmeter | Remote Processor Unit |  | RPU | http://www.toronto.ca/TWONTO#00122 |  | Transmitter, Flow Indicating, Revenue, Magmeter
44363 | FCL-PAC-DR-0101 | Door, Overhead, PAC Area, Dry Chemical Building, Loading Dock | FCL-GRK | Door,Overhead | Door |  | DR | http://www.toronto.ca/TWONTO#00649
49702 | FCL-CLB-T-0201 | Tank, Expansion, CLB Weigh Scale 0201, Machine Room,Gaseous Chemical Building | FCL-CLB-CHL-0201 | Tank | Tank |  | T | http://www.toronto.ca/TWONTO#00325 |  | Chlorinator, Chlorine Gas, Chlorination System
119917 | TAB-WA4-LD-7012 | Hoist, Come-Along 3/4 Ton S/N 1207012 | TAB-WA4-SQ-0010 | Lifting Device | Lifting Device |  | LD | http://www.toronto.ca/TWONTO#00422 |  | WA4 Fall arrest systems
65499 | FCL-SM-FSH-0001-SUS | Switch, Flow-High, Scrub 0101, Caustic Soda System | FCL-SUSPENDED | Switch,Flow-High | Switch | 36711 | FSH | x |  | Suspended entity
86576 | WTR-PKL-TSH-0002 | Switch,Temperature-High,Building | WTR-PKL-AUX | Switch,Temperature-High | Switch |  | TSH | http://www.toronto.ca/TWONTO#00734 |  | Auxiliary Equipment (Building Facilities)
30472 | FIS-SES-LDR-1604 | Ladder, 44' Aluminum, Extension , Raw Water PS | FIS-SES | Safety | Tool |  | LDR | http://www.toronto.ca/TWONTO#00457 |  | Safety, Instrumentation & Environmental Services
142465 | WTR-298-LSH-0001 | Switch, Level, High, Flood Alarm, Chamber 298-01, Bayview & John St East | CH 298 01 | Switch,Level-High | Switch |  | LSH | http://www.toronto.ca/TWONTO#00466 |  | Chamber
93260 | FHO-GRK-DR-2026S | Door, (FD-S2-26), Fire Rated, West Filter Building, S2, MCC Room, North | FHO-GRK-FEQ-0001 | Fire Prevention,Door | Door |  | DR | http://www.toronto.ca/TWONTO#00353
114852 | TAB-PLT-STR-9405D | Strainer, (Micro bubbler), Inlet, to FIT, Conduit 5 | TAB-RSP-PIP-0005 | Strainer | Filter |  | STR | http://www.toronto.ca/TWONTO#00710 |  | Influent Conduit # 5, Raw Sewage Conduit from Main Pumping Station
62660 | THC-MCS-MT-0024 | Plasma Cutter, Building B | THC-MCS-MEQ | Welding Equipment,Welding Machine | Tool |  | MT | http://www.toronto.ca/TWONTO#00747 |  | Machine Shop and Equipment
72820 | THR-DIS-FSL-1355 | Switch, Flow, Low, Seal Water, Scrubber Recirculating Pump | THR-DIS-P-1355 | Valve,Butterfly,Act. | Switch |  | FSL | http://www.toronto.ca/TWONTO#00367 |  | Pump, Recirculation, Scrubber Caustic Soda SB-1350
76224 | THR-MCS-MT-0523 | Centre Lathe | THR-MT-WA3 |  | Tool |  | MT | http://www.toronto.ca/TWONTO#00460 |  | Machine Tools
69963 | THR-BG-VSH-0213 | Switch, Vibration, High, Gearbox, Compressor 0201 Stage 2, Gas Compressor Bldg | THR-BG-C-0201 |  | Switch |  | VSH | http://www.toronto.ca/TWONTO#00792 |  | Compressor, Centrifugal, Fuel Gas, Compressor Building, Gas Compressor (And Dryer), for COGEN
120267 | THC-ACC-AHU-0412 | Air Handling Unit,Compressor Room,Roof,Building U | THC-ACC-BLDG U | Air Handling Unit | HVAC |  | AHU | http://www.toronto.ca/TWONTO#00147 |  | New Digesters Building HVAC
83556 | FHA-SES-SQ-1108 | FHA-SES-SQ-0108 - Davit Base 4941 | FHA-SES |  | Safety Equipment |  | SQ | http://www.toronto.ca/TWONTO#00331 |  | Safety & Environmental Services
50205 | TAB-PLT-RPU-0326 | RPU Panel, Washer Compactor System, Second Floor Electrical Room, P Bldg. | TAB-EL1-LP-6925 | RPU | Remote Processor Unit |  | RPU | http://www.toronto.ca/TWONTO#00122 |  | Lighting Panel,120/208V,Electrical Room,Second Floor,Screen Build,P Building
48118 | TAB-ELS-LTX-1000 | Exit Light,North Substation,1st Floor,West Entrance | NORTH SUBSTN_1ST FLR | Lighting,Exit | Safety Equipment |  | LTX | http://www.toronto.ca/TWONTO#00934 |  | MSA Substation,1st Floor
73134 | THR-ACC-NR-655 | HVAC Unit & Fan, Ground Floor, Machine Shop SW Ceiling | THR-ACC-ADM | H.V.A.C.,Heater,Unit | HVAC |  | NR | http://www.toronto.ca/TWONTO#00418 |  | Air Conditioning, HVAC, Admin Building
136718 | THR-MCS-LD-3461 | Come Along, Work Area 2 (Sno. 20683461, 1500lbs) | THR-LD-WA2 | Lifting Device,Chain | Lifting Device |  | LD | http://www.toronto.ca/TWONTO#00812 |  | Lifting Devices, Chain Hoist, Come Along & Slings
14760 | FCL-SES-SQ-0005 | Eyewash Station/Shower, Gaseous Chemical Building, Outside Evaporator Room | FCL-SES-5 | PPE,Eyewash Station | Safety Equipment |  | SQ | http://www.toronto.ca/TWONTO#00308 |  | Eye Wash Stations Chemical Building
9832 | FCL-ACC-RPU-0301 | RPU Panel, Admin Building BAS, High Lift Building Control Room | FCL-GRK | Control Panel | Remote Processor Unit |  | RPU | http://www.toronto.ca/TWONTO#00122 |  | Buildings and Grounds
97072 | FIS-FL-LSH-0001 | Switch, Level, High, Tanks T-0101 & 0201 Spill Containment, Ammonia & Fluoride Building,Storage Room | FIS-FL | Switch,Level-High | Switch |  | LSH | http://www.toronto.ca/TWONTO#00466 |  | Fluoridation
98863 | IU2031A | Receiver, Air, Aux., 1st Flr, Service Airsupply Tnk | IU2026 | Tank | Tank |  |  | http://www.toronto.ca/TWONTO#00606 |  | Auxilliary Building Air Equipment
77744 | THR-PRM-PSL-3223 | Switch, Pressure Low, Scum Pump 3223, Scum Pumping - South | THR-PRM-P-3223 | Switch,Flow-Low | Switch |  | PSL | http://www.toronto.ca/TWONTO#00604 |  | Pump, Rotary Lobe, Scum from Tank 3200, Scum Pumping - South
45163 | TAB-DIG-LSHH-1002 | Switch, Level-High-High, Emergency Overflow, Digester 10 Roof N/W, Digester 9-12 Control Building. | TAB-DIG-T-1000 | Switch,Level-High-High | Switch |  | LSHH | http://www.toronto.ca/TWONTO#00466 |  | Tank, Digester tank, Digester 10
122793 | THC-DEW-RPU-2104 | Remote Processing Unit | THC-DEW-RPU | Controller,PLC | Remote Processor Unit |  | RPU | http://www.toronto.ca/TWONTO#00122 |  | Incineration RPUs
93225 | FHO-GRK-DR-1080L | Door, (FD-1-80), Fire Rated, Ozone Building, L1, Hallway 4, North West | FHO-GRK-FEQ-0001 | Fire Prevention,Door | Door |  | DR | http://www.toronto.ca/TWONTO#00353
75804 | THR-GRK-AI | Intrument Air Compressor Building | THR-GRK-PRTY4 |  | Grounds |  |  | http://www.toronto.ca/TWONTO#00010 |  | Groundskeeping for Waste Water Worker
98328 | FIS-SPC-CPU-1913 | Computer, Client SCADA Server, Admin Building, Computer Room Console | FIS-ADM BLDG |  | Communications Equipment |  | CPU | http://www.toronto.ca/TWONTO#00548 |  | Building Location
18548 | FHA-SES-SCBA-0012 | Cylinder for Air Pack Ser # OJ 382640 | FHA-SES-SCBA-CYLINDER | PPE,SCBA | Safety Equipment |  | SCBA | http://www.toronto.ca/TWONTO#00582 |  | Breathing Air Tanks (SCBA cylinders)
92546 | FIS-ACC-AC-3001 | Air Conditioner, Settling Basins 9 & 11, Access Building, PLC Room, N/E Corner | FIS-RMF-PLCRM | H.V.A.C.,Air Conditioner | HVAC |  | AC | http://www.toronto.ca/TWONTO#00141 |  | FIS RMF PLC Room
129593 | THR-ACC-AC-4701 | Fan Coil Unit, Ductless Split System Indoor Unit, Switchgear Bldg South | THR-ACC-WA4 | H.V.A.C.,Air Conditioner | HVAC |  | AC | http://www.toronto.ca/TWONTO#00141 |  | Air Conditioning, AHU, HVAC,Work Area4
28329 | FIS-CLB-FSL-0001 | Switch, Flow, Low, After Post Residual Chlorine Analyser AIT-0001A, Filter Building, Pump Room East | FIS-CLB-AIT-0001A | Sensor,Level | Switch |  | FSL | http://www.toronto.ca/TWONTO#00367 |  | Analyzer, Chlorine, Primary After Post Residual Filter Building, Pump Room East
12533 | COL-PCU-TS-0001 | Switch, Automatic Transfer, Emergency Power, West Wall Electrical Room | COL-PCU-MCC-0100 | Control Panel,Electrical | Switch |  | TS | http://www.toronto.ca/TWONTO#00754 |  | Control Panel, MCC, Cumber PS
40908 | TAB-ACC-MEQ-6509 | Mechanical Equipment, Electronic Trap Priming, Mechanical Room No. 3, Screen Bldg., P Bldg. | TAB-PLT-PLQ-P | Building Service,Floor Drain | Plumbing |  | MEQ | http://www.toronto.ca/TWONTO#00757 |  | Plumbing, General, P Bldg Prelim Treatment
144215 | WTR-PHL-TPD-0004 | Tripod, Davitt Arm, S/N 21947 | WTR-CENTRAL-SES | PPE | Safety Equipment |  | TPD | http://www.toronto.ca/TWONTO#00331 |  | Safety & Lifting Devices
135347 | THR-FPW-RPU-0010 | Remote Processor Unit, Filtrered Plant Water (172.22.37.245) | THR-SPC | RPU | Remote Processor Unit |  | RPU | http://www.toronto.ca/TWONTO#00122 |  | Process Control Systems - Services Area
129726 | THR-ACC-CU-4507 | Condensing Unit, Ductless Split System outdoor Unit, Switchgear Bldg North | THR-ACC-AC-4504 | H.V.A.C.,Air Conditioner | HVAC |  | CU | http://www.toronto.ca/TWONTO#00236 |  | Fan Coil Unit, Ductless Split System Indoor Unit, Switchgear Bldg North
49996 | FCL-ELS-MCC-01CF | Control Panel,MCC,Centrifuge Bldg - Electrical Room,600V | FCL-ELS-PS-0001 | Control Panel,MCC | Motor Control Centre |  | MCC | http://www.toronto.ca/TWONTO#00110 |  | Uninterruptible Power Supply,High Lift Bldg - Switchgear Room,LP-0001
11236 | COL-MTI-G-1401C | Gate 1,Rosedale Valley Control Chamber No.14C, MTI | COL-MTI-CH-1400C | Valve,Gate,Sluice,Act. | Gate |  | G | http://www.toronto.ca/TWONTO#00202
29550 | FIS-SPC-RPU-1422 | Remote Processing Unit, Ammonia/Fluoride, Ammonia Building, Storage Room | FIS-DIS | Controller,PLC | Remote Processor Unit |  | RPU | http://www.toronto.ca/TWONTO#00122 |  | Disinfection
63668 | THC-PLT-LSH-0201 | Switch, Level-High, Sump Pump 0200, Headhouse | THC-GRK-SUMP PUMP | Switch,Level | Switch |  | LSH | http://www.toronto.ca/TWONTO#00466 |  | Sump Pumps,
60307 | THC-ACC-V-6025 | Valve, Ball, Manual, Hot Water, P-6001, Lower Level 2 Blower Room, Headworks | THC-ACC-P-6001 | Valve,Ball | HVAC |  | V | http://www.toronto.ca/TWONTO#00781 |  | Pump, Hot Water System, Lower Level 2 operating gallery
3271 | COL-MTI-ZSH-1401 | Chamber Door Switch, Rosedale Valley Control Chamber No.14C, MTI | COL-MTI-CH-1400C | Switch | Switch |  | ZSH | http://www.toronto.ca/TWONTO#00590 |  | Chamber,Rosedale Valley Control Chamber No.14C, MTI
42082 | TAB-ACC-V-6405 | Valve, Actuated, Fire Protection System, Ground Floor, Old Screen Bldg., P Bldg. | TAB-ACC-P-6414 | Valve | HVAC |  | V | http://www.toronto.ca/TWONTO#00781 |  | Pump, jockey Pump, Pump Room, Grit Bldg., P Bldg.
50154 | TAB-PLT-SSL-4800 | Switch, Speed, Low, Screenings Outloading Conveyor 4800, Conveyor Area | TAB-PLT-CV-4800 | Switch,Speed-Low | Switch |  | SSL | http://www.toronto.ca/TWONTO#00699 |  | Conveyor, Shaftless Spiral, Horizontal, Loading Bay
127572 | THC-PRM-LSHH-0124 | Level Switch High,Sump,Primary Tank 0900 | THC-PRM-P-0102 | Switch,Level | Switch |  | LSHH | http://www.toronto.ca/TWONTO#00466 |  | Pump, Sump, Primary Treatment
105473 | SWM-PET-RPU-0001 | Remote process unit | SWM-PET-MISC |  | Remote Processor Unit |  | RPU | http://www.toronto.ca/TWONTO#00122 |  | Miscellaneous Equipment
| MAIN-118 | Main 118 | WTR-LWA |  |  |  |  | http://www.toronto.ca/TWONTO#00804 | Sub-Process | Work Area 2 Central Mains and Chambers
109799 | TAB-DEW-T-2600 | Tank, Hopper,DWS from Centrifuge #9 & 10 | TAB-DEW-P-2601 | Tank | Tank |  | T | http://www.toronto.ca/TWONTO#00423 |  | Pump, Sludge Cake Transfer, Big Schwing #10, Dewater. Bldg, 2/F, Center W.
17565 | FHA-GRK-VSS-0101 | Central Video Security System, Filter Building, Third Floor, Server Room | FHA-GRK-PRTY-0001 | Computer Equipment | Security System |  | VSS | http://www.toronto.ca/TWONTO#00673 |  | Buildings Maintenance
135545 | THR-FT-FSL-2523 | Switch, Flow-Low, Pump P-2522 Discharge, FT 16/17 RAS Pumps South | THR-FT-P-2523 | Switch,Pressure-Low | Switch |  | FSL | http://www.toronto.ca/TWONTO#00367 |  | Pump, Centrifugal, Tank 1600 & 1700, RAS Pumping,Tunnel 23,South
30480 | FIS-SES-LDR-5001 | Ladder, 16' Aluminum, Extension, Fluoride & Ammonia Building, Scrubber Room | FIS-SES | Safety | Tool |  | LDR | http://www.toronto.ca/TWONTO#00457 |  | Safety, Instrumentation & Environmental Services
96277 | FIS-ELS-MCC-0500 | MCC,600 V,Filter Building,Mezzanine,East | FIS-ELS-TR-0500 | Control Panel,MCC | Motor Control Centre |  | MCC | http://www.toronto.ca/TWONTO#00110 |  | Transformer,Power,Dry,4.16 kV / 600V,Filter Building,Mezzanine,West,Transformer,FIS-ELS-MCC-0500
40497 | TAB-ACC-RPU-1408 | Control Panel, RPU, Building Services, Sewall Tunnel, East | TAB-ELS-WA6 | RPU | Remote Processor Unit |  | RPU | http://www.toronto.ca/TWONTO#00122 |  | Panel Boards, MCC, WA6
52955 | TAB-PLT-G-4903 | Gate, Knife Gate, Pneumatic, Screenings Outloading Conveyor 4900, Conveyor Area | TAB-PLT-CV-4900 | Valve,Knife Gate | Gate |  | G | http://www.toronto.ca/TWONTO#00781
64817 | THC-ELS- PDP-0821 | Control Panel,Power Distribution Panel, HPU Building, Primary Clarifier 9, SW Plant | THC-ELS-MCC-0801 |  | Power Distribution Panel |  |  | http://www.toronto.ca/TWONTO#00110 |  | MCC, Aeration Building, Phase I Secondary, Building H
135947 | THR-FT-T-1900 | Tank, Final Settling, Mixed Liquor, Secondary Treatment, Secondary Clarification - North (Tank#19) | THR-FT-T | Tank | Tank |  | T | http://www.toronto.ca/TWONTO#00675 |  | Final Sedimentation Tank & Dedicated WAS Pumping
38320 | PLQ18396 | Plumbing, General, Pelletizer Bldg | TAB-SLD-STRC |  | Plumbing |  |  | http://www.toronto.ca/TWONTO#00572 |  | Pelletizer Bldg - Building Services, Drains, Electrical Service(110/220V), Lighting, Plumbing
54097 | TAB-STR-CLR-0210 | Secondary Clarifier, Final Tank 02 | TAB-STR2 |  | Tank |  | CLR | http://www.toronto.ca/TWONTO#00219 |  | Secondary Treatment - Clarifiers
18174 | FHA-SED-ZSH-0505B | Switch, Limit, Access Hatch Zone 5, Settling Basin T-0501 | FHA-SED-ZSH-0505 |  | Security System |  | ZSH | http://www.toronto.ca/TWONTO#fohur-bugut-lijif-zazom |  | Switch, Limit, Access Hatch Zone 5
38591 | SQ-47076 | FHO SCBA #4 | FHO-OBSOLETE | PPE,SCBA | Safety Equipment | 32128 |  | x |  | Removed From Service
96927 | FIS-FEQ-DR-0010 | Door, Fire, Filter Complex | FIS-GRK-STRC-0001 |  | Door |  | DR | http://www.toronto.ca/TWONTO#00286
81876 | THR-OCS-F-0501B | Filter, Coalescing, Air Handling Units 0501A/B, Ozonator Room, Plant Services, Odour Control System | THR-OCS-D-0501A | Filter | Filter |  | F | http://www.toronto.ca/TWONTO#00641 |  | Dryer, Dessicant, Ozone Generator 3957, Ozonator Room, Plant Services, Odour Control System
124767 | THC-ELS-LP-2202 | Panel.Lighting,Fed from MCC-2202,Sludge Storage Building | THC-ELS-MCC-2202 | Control Panel,Lighting | Power Distribution Panel |  | LP | http://www.toronto.ca/TWONTO#00477 |  | Motor Control Centre,Sludge Storage Building
88321 | WTR-PSC-T-0008-SUS | SCBA 3000 psi Bottle, ARAP | WTR-SUSPENDED | Tank | Safety Equipment | 47455 | T | x |  | Suspended Obsolete entity for storage purpose
67323 | FCL-TRW-FSL-0003 | Switch, Flow, Low, Sample from District 2 to Analyser AIT-0003, High Lift District 2 Venturi Room | FCL-TRW |  | Switch |  | FSL | http://www.toronto.ca/TWONTO#00367 |  | Treated Water
| MAIN-118 | Main 118 | WTR-MT3 |  |  |  |  | http://www.toronto.ca/TWONTO#00804 | Sub-Process | Work Area 3 WEST Mains and Chambers
96407 | YTF-ACC-AHU-5901 | Air Handling Unit, Server Room, North-East, HVAC Exhaust Fans and AHU's | YTF-ACC | Air Handling Unit | HVAC |  | AHU | http://www.toronto.ca/TWONTO#00147 |  | HVAC Equipment
37256 | NX2082A | Fan, Air Intake Unit, Dewatering Bldg. | TAB-ACC-AHU-DEW | Fan | HVAC |  |  | http://www.toronto.ca/TWONTO#00179 |  | AHUs/Supply Fans Dewater. Bldg.
119845 | TAB-WA2-SQ-8203 | Lock out Tag out and Log book Station | TAB-STR-SQ | PPE | Safety Equipment |  | SQ | http://www.toronto.ca/TWONTO#00657 |  | WA2 Safety Equipment,lifting devices, ladders, Eye Wash station, First Aid Kits, Lock out stations
69959 | THR-BG-VSH-0113 | Switch, Vibration, High, Gearbox, Compressor 0101 Stage 2, Gas Compressor Bldg | THR-BG-C-0101 |  | Switch |  | VSH | http://www.toronto.ca/TWONTO#00792 |  | Compressor, Centrifugal, Fuel Gas, Compressor Building, Gas Compressor (And Dryer) for COGEN
120485 | THC-ACC-DM-0731 | Damper,Actuated,Outside Air,AHU-0730,Thickening Building Polymer Room | THC-ACC-AHU-0730 | Damper/Louver | HVAC |  | DM | http://www.toronto.ca/TWONTO#00142 |  | Air handling Unit,Polymer Room,Thickening Building
107784 | TAB-ACC-TSH-0950 | Switch, Temperature, High, AHU-0950, Exist. Primary Treatment Bldg. | TAB-ACC-AHU-0950 | Switch,Temperature-High | Switch |  | TSH | http://www.toronto.ca/TWONTO#00734 |  | Air Handling Unit, Old D Bldg. Rooftop
68404 | THR-ACC-PDSH-4001 | Switch, Pressure Differential, High, Serves THR-ACC-AHU-4001,Gallery T17E | THR-ACC-AHU-4001 | Switch,Pressure | Switch |  | PDSH | http://www.toronto.ca/TWONTO#00604 |  | Air Handling Unit, 100% Outside Air Draw Thru, T17E
144284 | WTR-PHL-ZS-0016 | Switch, Position,Door Security | WTR-PHL-AUX | Switch,Position | Switch |  | ZS | http://www.toronto.ca/TWONTO#00590 |  | Auxiliary Equipment (Building Facilities)
128950 | THC-STR-PSL-1245 | Switch, Inlet, Pressure-Low, Pump 1240,Secondary Clarifier 1200,RAS Pumping Distribution - Phase 1 | THC-STR-P-1240 | Switch,Pressure-Low | Switch |  | PSL | http://www.toronto.ca/TWONTO#00604 |  | Pump, Dewatering, Tank 1200, Secondary Clarifier, RAS/WAS
139523 | THR-WA3-LD-0069 | Sling, Polyester, 1" X 6', 3100 LBS-Work Area 3 ( 1" X 6'') | THR-LD-NYLN-WA3 | Lifting Device,Sling | Lifting Device |  | LD | http://www.toronto.ca/TWONTO#00929 |  | Slings, Nylon, Work Area 3
80024 | THR-WA3-LD-0061 | Sling, Nylon, Work Area 3 ( 2" X 4') | THR-LD-NYLN-WA3 | Lifting Device,Sling | Lifting Device |  | LD | http://www.toronto.ca/TWONTO#00929 |  | Slings, Nylon, Work Area 3
146536 | WTR-PTH-DR-0001 | Door, Rollup | WTR-PTH-AUX | Door | Door |  | DR | http://www.toronto.ca/TWONTO#00286
12481 | COL-PCU-LTG-0002S | Lighting, Emergency, Electrical Room | COL-PCU-AUX-ELEC | Lighting,Emergency | Safety Equipment | 42942 | LTG | x |  | Electrical Equipment
15219 | FCL-TRW-PSH-0004 | Switch, Pressure-High, Vacuum Priming Unit, Treated Water Pumping Station | FCL-TRW-2 | Switch,Pressure-High | Switch |  | PSH | http://www.toronto.ca/TWONTO#00604 |  | Treated Water Pumping
109642 | TAB-DEW-P-0331 | Pump, Baby Schwing #3, Sludge Cake Transfer, Dewater. Bldg, 2/F SE | TAB-DEW SLUDGE CAKE | Pump | Hydraulic System | 33573 | P | x |  | Sludge Cake Pumping
88201 | WTR-PSC-FAR-0001S | Winch, Fall Arrest, S/N 138341 | WTR-EAST-SES | PPE | Safety Equipment | 38583 | FAR | x |  | Safety & Lifting Devices
121716 | THC-ACC-V-6012 | Valve, Manual, Circuit Balancing, Hot Water Return, Lower Level 2 Blower Room, Headworks | THC-ACC-HE-6001 | Valve | HVAC |  | V | http://www.toronto.ca/TWONTO#00781 |  | Heat Exchanger, Heating Glycol System, Lower Level 2 Blower Room, Headworks
54500 | TAB-STR-PSLL-4010 | Switch,Pressure,Low, Low,Oil, Blower BL4010 lubrication | TAB-STR-P-4010 | Switch,Pressure | Safety Equipment |  | PSLL | http://www.toronto.ca/TWONTO#00604 |  | Pump, Main Oil ,Blower BL4010
73945 | THR-ELS-SQ-0800 | Electrical Rubber Gloves, PPE Issued to Wei Peng 5kV | THR-ELS-SQ-ERG | Safety | Safety Equipment |  | SQ | http://www.toronto.ca/TWONTO#00653 |  | Electrical Rubber Gloves, Safety Equipment
| TAB-WGB BLDG | Building Location | TAB-SPC |  |  |  |  | http://www.toronto.ca/TWONTO#00260 | Process | Process Control Systems - Services Area
60348 | THC-ACC-V-6344 | Valve, Ball, Manual, AHU-6300, 2nd Floor Mech Room #1, Headworks | THC-ACC-AHU-6300 | Valve,Ball | HVAC |  | V | http://www.toronto.ca/TWONTO#00781 |  | Air Handling Unit, Screen Room/Conveyor Areas, 2nd Floor Mech Room #1, Headworks
76869 | THR-PLT-FSL-2202 | Switch, Flow, Low, Water Scour, Aerated Grit Tank T-0100, North Grit Building | THR-PLT-T-0100 | Switch,Flow-Low | Switch |  | FSL | http://www.toronto.ca/TWONTO#00367 |  | Tank, Grit Removal, Grit Tank, North Grit Building
139534 | THR-WA3-LD-0107 | Sling, Nylon, Work Area 3 (2" X 8') | THR-LD-NYLN-WA3 | Lifting Device,Sling | Lifting Device |  | LD | http://www.toronto.ca/TWONTO#00929 |  | Slings, Nylon, Work Area 3
76867 | THR-PLT-FSL-1947 | Switch, Flow, Low, Flushing Water, Grit Classifer CL-1940, North Grit Building | THR-PLT-CL-1940 | Switch,Flow-Low | Switch |  | FSL | http://www.toronto.ca/TWONTO#00367 |  | Classifier, Grit, for Headhouse
8930 | COL-YKP-DA-0016(S) | Davit Arm-110675 | YKP-BLD |  | Safety Equipment | 39121 | DA | x |  | Collections - 435 Kipling Ave. Building envelope
21960 | FHO-ELS-WR-1202 | Welding Receptacle, Ozone Building, S2, Ozone Pipe Gallery 2 | FHO-ELS-LTG |  | Power Distribution Panel |  | WR | http://www.toronto.ca/TWONTO#00821 |  | Facility Electrical System
105482 | SU2024A | Receiver, Air | TAB-THK-COMP | Vessel,Pressure | Tank |  |  | http://www.toronto.ca/TWONTO#00606 |  | Floatation - Air Compressor
| MAIN-119 | Main 119 | WTR-LWA |  |  |  |  | http://www.toronto.ca/TWONTO#00804 | Sub-Process | Work Area 2 Central Mains and Chambers
39985 | TAB-ACC-HTR-6509 | Heater, Unit, Hot Water, Workshop Corridor no. 4, Screen Bldg., P Bldg. | TAB-ACC-HTR-PBLDG | H.V.A.C.,Heater | HVAC |  | HTR | http://www.toronto.ca/TWONTO#00418 |  | Unit Heaters- P Bldg
| MAIN-119 | Main 119 | WTR-MT1 |  |  |  |  | http://www.toronto.ca/TWONTO#00804 | Sub-Process | Work Area 1 EAST Mains and Chambers
39186 | TAB-ACC-F-2250 | Filter, Final filter | TAB-ACC-AHU-2250 | Filter | Filter |  | F | http://www.toronto.ca/TWONTO#00348 |  | AHU, PRS Building Supply air
138862 | THR-SQ-FAK-WA1 | First Aid Kit, STB | THR-JHSC-WA1 | Safety | Safety Equipment |  |  | http://www.toronto.ca/TWONTO#00355 |  | Joint Health & Safety Committee WA1
48229 | TAB-ELS-SQ-6136 | Electrical - Rubber Insulating Gloves | TAB-ELS-SQ-GLOVE | PPE,Insulated Glove | Safety Equipment |  | SQ | http://www.toronto.ca/TWONTO#00653 |  | High Voltage Gloves
96922 | FIS-FEQ-DM-4002 | Damper, Fire, AHU Return Air Duct, Marine Yard Building, Mechanical/Electrical Room | FIS-MARINE-M/ERM |  | Safety Equipment |  | DM | http://www.toronto.ca/TWONTO#00142 |  | Mechanical/ Electrical Room, Marine Yard Building
98861 | IH312 | Door, Overhead, Building M | THC-GRK-DR-M | Door,Overhead | Door | 32201 |  | x
117487 | TAB-RUU-SW-1421 | Switch,Load Break,Power,13.8 KV Feeder,TBM | TAB-RUU-BUS-1403 | Load Break Switch | Switch |  | SW | http://www.toronto.ca/TWONTO#00487 |  | Electrical Distribution Cabinet,13.8 KV
80294 | FHA-SED-ZSH-0402C | Switch, Limit, Access Hatch Zone 2, Settling Basin T-0401 | FHA-SED-ZSH-0402 |  | Security System |  | ZSH | http://www.toronto.ca/TWONTO#fohur-bugut-lijif-zazom |  | Switch, Limit, Access Hatch Zone 4
89628 | WTR-RST-TSL-0001 | Switch, Temperature-Low, Building | WTR-RST-AUX | Switch,Temperature-Low | Switch |  | TSL | http://www.toronto.ca/TWONTO#00734 |  | Auxiliary Equipment (Building Facilities)
18489 | FHA-SES-LDR-0515 | FHA-SES-LD-0045 - 12' Ladder Fiberglass ( Chlorine Room ) | FHA-SES-LD-1 | Safety | Safety Equipment |  | LDR | http://www.toronto.ca/TWONTO#00457 |  | Ladders
56159 | TAB-STR-RPU-0708 | RPU-GE0708 | TAB-STR-RPU | RPU | Remote Processor Unit |  | RPU | http://www.toronto.ca/TWONTO#00122 |  | Aeration Gallery - RPUs
140798 | TNT-SES-SQ-0014 | SCBA Breathing Apparatus, Dewatering Bldg., 1st Flr.Emergency Response Rm. - LAH 123 571 TS | TAB-SES-SCBA | PPE,SCBA | Safety Equipment |  | SQ | http://www.toronto.ca/TWONTO#00123 |  | WA4 Safety Equipment, SCBA
81957 | WA7-BH | Body Harness | TAB-SES-SQ | PPE | Safety Equipment |  |  | http://www.toronto.ca/TWONTO#00332 |  | WA7 Safety Equipment
78857 | THR-SES-SQ-1401 | Lanyard for Harness 4 ft., PPE, Jan Susla | THR-SES-FAS | Safety | Safety Equipment | 36281 | SQ | x |  | Fall Arrest Sytem (Harness and Lanyard), Safety Equipment
82731 | THR-PLT-RPU-0231 | RPU, Blowers Master Control Panel, North Grit Blower Room (172.22.37.203) | THR-ELS-GRIT | RPU | Remote Processor Unit |  | RPU | http://www.toronto.ca/TWONTO#00122 |  | Electrical System, Grit Bldg., North Prelimanry and Primary Station
114861 | TAB-PLT-SSL-4700 | Switch, Speed, Low, Screenings Receiving Conveyor 4700, Conveyor Area | TAB-PLT-CV-4700 | Switch,Speed-Low | Switch |  | SSL | http://www.toronto.ca/TWONTO#00699 |  | Conveyor, Shaftless Spiral, Horizontal, Dewatering Area
23638 | FHO-FLT-F-0601 | Filter Bed # 6 | FHO-FLT-T-0601-KQ | Tank,Reservoir | Tank |  | F | http://www.toronto.ca/TWONTO#00348 |  | Filter 6
48223 | TAB-ELS-SQ-6124 | Electrical - Rubber Insulating Gloves | TAB-ELS-SQ-GLOVE | PPE,Insulated Glove | Safety Equipment |  | SQ | http://www.toronto.ca/TWONTO#00653 |  | High Voltage Gloves
139477 | THR-WA2-LD-89-14 | Sling, Nylon, Work Area 2 (Sr 78888-14 SIZE; 1" X 8', | THR-S-E | Lifting Device,Sling | Lifting Device |  | LD | http://www.toronto.ca/TWONTO#00929 |  | SUSPENDED ENTITY
26073 | FIS-ACC-DM-4002 | Damper, Motorized, Exhaust Air for AHU, Mechanical/Electrical Room | FIS-ACC-AHU-4001 |  | HVAC |  | DM | http://www.toronto.ca/TWONTO#00142 |  | Air Handling Unit, Marine Yard Ventilation, Mechanical/Electrical Room
67307 | THC-WWW-LSL-0001 | Switch, Float, Low, Sump Pump P-0100 & P-0200, S.E. Pumping Station | THC-PWA-EFFLUENT |  | Switch |  | LSL | http://www.toronto.ca/TWONTO#00466 |  | Plant Water Effluent
107554 | TAB-ACC-T-8212 | Tank, Make Up, Glycol Make Up Line | TAB-ACC-HE-8210 | Tank | Tank |  | T | http://www.toronto.ca/TWONTO#00211 |  | Heat Exchanger,M Bldg Space Heating,
30942 | FIS-TRW-TSH-0101 | Switch, Temperature-High, TRW-P-0100, Workshop Building, High Lift Pumping Station | FIS-TRW-P-0100 |  | Switch |  | TSH | http://www.toronto.ca/TWONTO#00734 |  | Pump, Centrifugal, Treated Water to Island Distribution System, Workshop Building, High Lift PS
146217 | WTR-PSA-TSHH-0801 | Switch, Temperature-High-High, Discharge, AHU 0801 | WTR-PSA-AHU-0801 | Switch,Temperature-High | Switch |  | TSHH | http://www.toronto.ca/TWONTO#00734 |  | Air Handling Unit
68497 | FHO-ACC-F-0113 | Filter, Dry Air, AHU-0103 Intake Air, Admin Building, L1,Control Room | FHO-ACC-AHU-0103 |  | Filter |  | F | http://www.toronto.ca/TWONTO#00641 |  | Air Handling Unit, Admin Building, Main Control Room
120815 | THC-ACC-HE-6002 | Heat Exchanger, Heating Glycol System, Lower Level 2 Blower Room, Headworks | THC-ACC-P-6001 | Heat Exchanger | HVAC |  | HE | http://www.toronto.ca/TWONTO#00416 |  | Pump, Hot Water System, Lower Level 2 operating gallery
87699 | WM2024A | Strainer, Oil Pump, 818D | TAB-SLD-P | Strainer | Filter |  |  | http://www.toronto.ca/TWONTO#00710 |  | Pelletizer Bldg. - Thermal Oil Heating System, Pumps, Strainer & Expanasion Tanks
79005 | THR-GRK-ZP-712 | Fork Lift, Yale, Unlicensed | THR-GRK-GQ-WA3 | Vehicle,Unlicensed | Vehicle |  | ZP | http://www.toronto.ca/TWONTO#00372
91743 | WTR-RMI-DR-0001 | Door, Hatch, Middle-Southeast | WTR-RMI-AUX | Door | Door |  | DR | http://www.toronto.ca/TWONTO#00286
77780 | THR-PRM-T-0500 | Tank, Primary Clarification - Primary Tank - South | THR-PRM-T | Tank | Tank |  | T | http://www.toronto.ca/TWONTO#00219 |  | Primary Sedimentation Tanks
18124 | FHA-SED-ZSH-0304C | Switch, Limit, Access Hatch Zone 4, Settling Basin T-0301 | FHA-SED-ZSH-0304 |  | Security System |  | ZSH | http://www.toronto.ca/TWONTO#fohur-bugut-lijif-zazom |  | Switch, Limit, Access Hatch Zone 3
127604 | THC-PRM-SP-0002 | Autosampler Unit, Primary, Phase IV | THC-PRM | Sampler | Sampler |  | SP | http://www.toronto.ca/TWONTO#00163 |  | Primary Treatment
78699 | THR-SES-PGM-64665 | Personal Gas Meter | THR-SES-SQ-PGM | Safety | Safety Equipment | 40083 | PGM | x |  | Personal Gas Meter
14754 | FCL-SES-SHOW-0004-SUS | Emergency Shower | FCL-SES-1 | PPE,Eyewash Station | Safety Equipment | 36710 | SHOW | x |  | Emergency Showers
60453 | THC-DIS-T-0100 | Tank, Sodium Hypochlorite, Disinfection | THC-DIS |  | Tank |  | T | http://www.toronto.ca/TWONTO#00211 |  | Disinfection (Chlorination) Process
125873 | THC-INC-BU-2041 | Burner, Hearth 5, Incinerator 2000 | THC-INC-FU-2000? | Burner | Burner |  | BU | http://www.toronto.ca/TWONTO#00191 |  | Furnace, Incinerator 2000
139513 | THR-WA3-LD-0048 | Sling, Nylon, Work Area 3 (2" X 4') | THR-LD-NYLN-WA3 | Lifting Device,Sling | Lifting Device |  | LD | http://www.toronto.ca/TWONTO#00929 |  | Slings, Nylon, Work Area 3
110683 | TAB-DIG-FSL-4195 | Switch ,Flow, Low,Chill water Supply to Compressor C-4195 | TAB-DIG-C-4195 | Switch,Flow | Switch |  | FSL | http://www.toronto.ca/TWONTO#00367 |  | Compressor #2,Gas (DX5002A) Digester Tank 19 & 21
91049 | FHO-DCL-FSL-0501 | Switch, Flow, Header to Residual Chlorine Analyzers,S2 South TW Transfer Channel Gallery E-Wall | FHO AFTER SO2 | Switch,Flow | Switch |  | FSL | http://www.toronto.ca/TWONTO#00367 |  | Sampling
80942 | TNT-DIG-PSH-5110 | Switch, Pressure, High | TNT-DIG-BL-5100 | Switch,Pressure | Switch |  | PSH | http://www.toronto.ca/TWONTO#00604 |  | Digester Gas header-Boiler BO-5100
106072 | TAB-ACC-CT-1487 | Control Panel, Zone Controller | TAB-ACC-VAV-1487 | Control Panel,HVAC | HVAC |  | CT | http://www.toronto.ca/TWONTO#00746 |  | Heater, Hot Water Reheat Coil, Variable air
125253 | THC-FEQ-DM-0018 | Fire Damper, Admin Building, Basement, Storage Room, East | THC-FEQ-BLDG K |  | HVAC | 43295 | DM | x |  | Fire fighting protection equipment, Admin Building
12187 | COL-PCF-LSH-0001 | Switch Level, High, Dry Well | COL-PCF-MISC | Switch,Level-High | Switch |  | LSH | http://www.toronto.ca/TWONTO#00466 |  | Miscellaneous Equipment
86858 | WTR-PLW-PPE-0003A | Gloves, Electrical Protection, 40kv - Kamjoo Ghavami | WTR-PLW-PPE | PPE,Insulated Glove | Safety Equipment |  | PPE | http://www.toronto.ca/TWONTO#00653 |  | Personal Protection Equipment - WWA
19152 | FHO-ACC-F-0502 | Filter, Dry Air, Raw Water P.S. Supply Fan FN-0501, Admin Building, L2, East Wing, Mechanical Room | FHO-ACC-FN-0501 |  | Filter |  | F | http://www.toronto.ca/TWONTO#00641 |  | Fan, Fresh Air Supply, Raw Water Dehumidifier, L2 Admin Building, East Wing, Mechanical Room
16394 | FHA-DCL-LSHH-0701 | Switch, Level high, Sodium Bisulphite | FHA-WWW-T-0701 |  | Switch |  | LSHH | http://www.toronto.ca/TWONTO#00466 |  | Tank, SBS Storage, RMF, SBS Storage Room
122010 | THC-AER-PSL-7351 | Switch, Pressure-Low, Outlet, Oil Pumps 7350 & 7360, Blow 7300,Phase I & IV Blower Building | THC-AER-BL-7300-I-IV | Switch,Pressure | Switch |  | PSL | http://www.toronto.ca/TWONTO#00604 |  | Blower, Aeration System
50973 | TAB-PRM-T-0420 | Tank, Coagulant, CEPT Coagulant Dosing System, Grit Bldg., P Bldg. | TAB-PRM-POL | Tank,Reservoir | Tank |  | T | http://www.toronto.ca/TWONTO#00222 |  | P Building - Polymer system
65252 | THC-ELS-MCC-1802 | Motor Control Centre,Dewatering Area,Biosolids Building | THC-ELS-PS-0001-M | Control Panel,MCC | Motor Control Centre |  | MCC | http://www.toronto.ca/TWONTO#00110 |  | Primary Power Equipment, Building M
117341 | TAB-RSP-PSL-1221 | Switch, Pressure-Low, Lubrication Oil, Raw Sewage Pump #2, T-Building | TAB-RSP-T-1221 | Switch,Pressure | Switch |  | PSL | http://www.toronto.ca/TWONTO#00604 |  | Tank, Oil, Raw Sewage Pump #2 Bearing Lubrication System
10861 | FCL-ALM-LSH-0002 | Switch, Level-High, Spill Containment Area, Alum System | FCL-ALM-T-0001 | Switch,Level-High | Switch |  | LSH | http://www.toronto.ca/TWONTO#00466 |  | Tank, Alum Spill Containment, Liquid Alum System
13961 | FCL-SPC-RPU-1421 | RPU Panel, Sewage Channel, Surge Chamber | FCL_ELS_MISCELLANEOUS | Control Panel | Remote Processor Unit |  | RPU | http://www.toronto.ca/TWONTO#00122 |  | FCL_ELS_MISCELLANEOUS
8957 | COL-YKP-DA-109848S | Davit Base Leg-109848 | COL-W-OBSOLETE | Safety | Safety Equipment | 45515 | DA | x |  | Col West Obsolete Entities
18607 | FHA-SES-SQ-0056 | Safety Harnesses | FHA-SES-SQ-6 |  | Safety Equipment |  | SQ | http://www.toronto.ca/TWONTO#00332 |  | Safety Fall Protection Equipment
117210 | TAB-RSP-FSL-2209 | Flow Switch, Low,Seal Water, Raw Sewage Pump P-2209 | TAB-RSP-P-2209 | Switch,Flow | Switch |  | FSL | http://www.toronto.ca/TWONTO#00367 |  | Pump, Raw Sewage #9
104736 | NX2165A | Conditioner, Air-Old Admin.Bldg., | TAB-ACC-CI | H.V.A.C.,Air Conditioner | HVAC |  |  | http://www.toronto.ca/TWONTO#00141 |  | Chiller and Air Coolers
105275 | PU2425 | Receiver, Air, Old Dblg Old Screen Room | TAB-AI | Vessel,Pressure | Tank |  |  | http://www.toronto.ca/TWONTO#00606 |  | Local Compressed Air Equipment
21946 | FHO-ELS-WR-0805 | Welding Receptacle, TRW P.S. L1, South Wall | FHO-ELS-LTG |  | Power Distribution Panel |  | WR | http://www.toronto.ca/TWONTO#00821 |  | Facility Electrical System
| MAIN-120 | Main 120 | WTR-LWA |  |  |  |  | http://www.toronto.ca/TWONTO#00804 | Sub-Process | Work Area 2 Central Mains and Chambers
9128 | COL-YKP-DA-187991 | Davit Upper Arm-187991 | COL-YKP-DA | Safety | Safety Equipment |  | DA | http://www.toronto.ca/TWONTO#00331 |  | Davit Arm Assembly
76187 | THR-MCS-LD-6194 | Chain Hoist, Manual,3/4T, STB, Work Area 1 | THR-LD-WA1 | Lifting Device | Lifting Device |  | LD | http://www.toronto.ca/TWONTO#00422 |  | Lifting Devices, Chain Hoist, Come Along & Slings
120690 | THC-ACC-FN-0321 | Fan,Return,Lower Basement,B2,Bldg M | THC-ACC-BLDG M | H.V.A.C.,Air Conditioner | HVAC |  | FN | http://www.toronto.ca/TWONTO#OWLClass_binid-posum-pozar-motav |  | Incineration Building, HVAC
68 | 20669 | TAB WA8 Internal telephones & Public address system | TAB-WA8 |  | Communications Equipment |  |  | http://www.toronto.ca/TWONTO#OWLClass_aaa0534b_8301_4f5e_86a4_f0d2cc6e91a2 |  | Common to WA8 Bldg. Services
41063 | TAB-ACC-PDS-3905B | Switch,Pressure ,Supply fan, AHU3905 | TAB-ACC-AHU-3905SUS | Switch,Pressure | Switch |  | PDS | http://www.toronto.ca/TWONTO#00604 |  | AHU, Heat Recovery Bldg
31256 | COL-PSU-MCC-0001 | Motor Control Center | COL-PSU-MISC |  | Motor Control Centre |  | MCC | http://www.toronto.ca/TWONTO#00110 |  | Miscellaneous Equipment
66524 | THC-STR-LSH-0187 | Level Switch High,Sump,T19 Phase 4 Final Area | THC-STR-P-0187 | Switch,Level | Switch |  | LSH | http://www.toronto.ca/TWONTO#00466 |  | Pump, Sump, Tunnel T19 Phase IV Secondary
126503 | THC-MCS-MT-0020 | Mechanical Hacksaw, Building A | THC-MCS-MEQ | Machine Tool,Saw | Tool |  | MT | http://www.toronto.ca/TWONTO#00726 |  | Machine Shop and Equipment
| TAB-WGB BLDG | Building Location | TAB-SPC2 |  |  |  |  | http://www.toronto.ca/TWONTO#00260 | Process | Process Control Systems - Equipment
143585 | WTR-PEL-LSH-1001A | Switch, Level, High, Flood, Alarm, Generator Building, Basement | WTR-PEL-AUX | Switch,Level-High | Switch |  | LSH | http://www.toronto.ca/TWONTO#00466 |  | Auxilliary Equipment (Building Facilities)
83691 | THR-PRS-F-0006S | Filter, Fine Bag, Ferrous Chloride Storage Tanks Outlet, Chemical Building, Secondary Treatment, Phosphorous Removal | THR-PRS-F | Filter | Filter | 39810 | F | x |  | Phosphorous Removal System, Filtration
38430 | REMOVED FROM SERVICE | Sling, Nylon, Work Area 2 SIZE; 1" X 8', | THR-SES-LD | Lifting Device,Sling | Lifting Device |  |  | http://www.toronto.ca/TWONTO#00929 |  | Lifting Device, Safety Equipment
63681 | THC-PLT-LSLL-1500 | Switch, Level, Low Low, Sump, Storage Room | THC-PLT-P-1510 | Switch,Level-Low-Low | Switch |  | LSLL | http://www.toronto.ca/TWONTO#00466 |  | Pump, Sump, Storage Room
120851 | THC-ACC-HTR-0215 | Heater, Perimeter. Admin Building, Ground Floor, Office 107 | THC-ACC-AHU-0071 |  | HVAC |  | HTR | http://www.toronto.ca/TWONTO#00418 |  | Air handling Unit, Ground Floor West Zone(Administration), Admin Building Roof
64 | 20664 | TAB WA3 Internal telephones & Public address system | TAB-DEW-SERVICES |  | Communications Equipment |  |  | http://www.toronto.ca/TWONTO#OWLClass_aaa0534b_8301_4f5e_86a4_f0d2cc6e91a2 |  | Dewatering Building Service & Safety Systems
77007 | THR-PLT-LSL-2200S | Switch, Level-Low, Tank 0100, Preliminary Treatment, Grit Removal - Grit Tanks - North Plant | THR-PLT-T-0100 | Switch,Level-Low | Switch | 37982 | LSL | x |  | Tank, Grit Removal, Grit Tank, North Grit Building
61283 | THC-DCL-F-0401 | Filtration Module, Final Effluent, Dechlorination | THC-DCL-AIT-0400 | Transmitter | Filter |  | F | http://www.toronto.ca/TWONTO#00146 |  | Transmitter, Analyzer Indicating, Phosphorous, Final Effluent, Dechlorination
93416 | FHO-GRK-PA-0001 | Intercom & Paging System | FHO-GRK | Security System,Intercom | Communications Equipment |  | PA | http://www.toronto.ca/TWONTO#OWLClass_aaa0534b_8301_4f5e_86a4_f0d2cc6e91a2 |  | Buildings & Grounds
139365 | THR-WA1-457-7 | Sling, Nylon, Work Area 1 (NYLON BELT SLING SIZE; 2" X 12`, CAPACITY 6400 LBS, SN 1553457-7) A | THR-LD-NYLN-WA1 | Lifting Device,Sling | Lifting Device |  |  | http://www.toronto.ca/TWONTO#00929 |  | Slings, Nylon, Work Area 1
65390 | THC-PRM-ZSH-1274 | Switch, Position High, Flush Water, Valve 1274 | THC-PRM-V-1274 | Switch,Position-High | Switch |  | ZSH | http://www.toronto.ca/TWONTO#00590 |  | Valve, Gate, Actuated, Discharge, Valve 1274
93357 | FHO-GRK-DR-8003S | Door, (FD-S8-03), Fire Rated, Raw Water Building, S8, Stairway 2 | FHO-GRK-FEQ-0001 | Fire Prevention,Door | Door |  | DR | http://www.toronto.ca/TWONTO#00353
59048 | THC-ACC-HTR-0306 | Air Heater, Convector, Building M | THC-ACC-HEATERS | H.V.A.C.,Heater,Unit | HVAC |  | HTR | http://www.toronto.ca/TWONTO#00418 |  | Air Heaters, Building M
127262 | THC-PLT-T-0100 | Grit Tank 0100 | THC-PLT-GRIT TANKS | Tank,Water Elevated | Tank |  | T | http://www.toronto.ca/TWONTO#00675 |  | Grid Tanks
69379 | THR-AER-PSLL-1611 | Switch, Pressure-Low-Low, Lube Oil, Blower 1611, Secondary Treatment, Aeration Blower System - North | THR-AER-T-1614 | Switch,Pressure-Low | Switch |  | PSLL | http://www.toronto.ca/TWONTO#00604 |  | Tank, Non-Pressurized, Auxiliary Oil, Blower 1611, Secondary Treatment, Aeration Blower System - North
112251 | TAB-DIS-PSL-0005 | Switch, Pressure,Low, Expansion Tank Line | TAB-DIS-T-0002 | Switch,Pressure | Switch |  | PSL | http://www.toronto.ca/TWONTO#00604 |  | Tank,Expansion, Chlorine From south Tank Car
78670 | THR-SES-LD-0010 | Base, Exposed for Davit Arm, Primary Tank 4(SUSPENDED) | THR-LD-WA2 | Safety | Safety Equipment | 35765 | LD | x |  | Lifting Devices, Chain Hoist, Come Along & Slings
139514 | THR-WA3-LD-0049 | Sling,Anchor,2ft,Polyester Work Area 3 (2" X 4') | THR-LD-NYLN-WA3 | Lifting Device,Sling | Lifting Device |  | LD | http://www.toronto.ca/TWONTO#00929 |  | Slings, Nylon, Work Area 3
24884 | COL-PMM-FN-0003 | Fan, Exhaust | COL-PMM-CP-0100 | Fan | HVAC |  | FN | http://www.toronto.ca/TWONTO#OWLClass_binid-posum-pozar-motav |  | Ventillation control panel
55653 | TAB-WA3-LF-2357 | Sling, Nylon, 12 FT | TAB-DEW-SAFETY | PPE | Lifting Device |  | LF | http://www.toronto.ca/TWONTO#00929 |  | Safety Equipment
18224 | FHA-SES-FAK-0902 | FHA-SQ-FAK-10 - First Aid Kit Station | FHA-SES-SQ-4 | PPE | Safety Equipment |  | FAK | http://www.toronto.ca/TWONTO#00357 |  | First Aid
118222 | TAB-SLO-PSL-0413 | Switch, Pressure, Low, Water to Biofilter Cell | TAB-SUSPENDED ENTITY | Switch,Pressure | Switch | 46249 | PSL | x |  | Suspended entities
120437 | THC-ACC-DM-0164 | VAV Box, Admin Building, Ground Floor, Admin Corridor 103, North | THC-ACC-AHU-0071 |  | HVAC |  | DM | http://www.toronto.ca/TWONTO#00142 |  | Air handling Unit, Ground Floor West Zone(Administration), Admin Building Roof
48702 | TAB-MCS-SQ-9115 | First Aid Kit-Plant North West Gate Security Office | TAB-SES-SQ | Safety,First Aid Kit | Safety Equipment |  | SQ | http://www.toronto.ca/TWONTO#00355 |  | WA7 Safety Equipment
120821 | THC-ACC-HTR-0012 | Heater, Unit, Electric, 6.3kW, Admin. Building Basement, Mechanical Room B104, North | THC-ACC-BLDG K |  | HVAC |  | HTR | http://www.toronto.ca/TWONTO#00418 |  | Administration Building, HVAC
38204 | SWM-PIT-RPU-0001 | Remote Processing Unit | SWM-PIT | RPU | Remote Processor Unit |  | RPU | http://www.toronto.ca/TWONTO#00122 |  | Islington Storm Pumping Station
145042 | WTR-PKN-RPU-0001 | Remote Processing Unit | WTR-PKN-ELS | RPU | Remote Processor Unit |  | RPU | http://www.toronto.ca/TWONTO#00122 |  | Electrical System
62635 | THC-MCS-MEQ-0003 | Backflow Preventer Testing Kit, Building A | THC-MCS-MEQ |  | Tool |  | MEQ | http://www.toronto.ca/TWONTO#OWLClass_fivij-sibit-rikok-fapib |  | Machine Shop and Equipment
47489 | TAB-EL1-PDP-6226C | Power Distribution Panel, 3 phase, 208V, Electrical Room, D Bldg. | TAB-EL1-MCC-6226 | Circuit Breaker | Power Distribution Panel |  | PDP | http://www.toronto.ca/TWONTO#00110 |  | Motor Control Centre 600V - D Bldg
94978 | FHO-SPC-COM-1202 | Termination Panel, Chemical Building, S4, Chemical Gallery | FHO-SPC |  | Communications Equipment |  | COM | http://www.toronto.ca/TWONTO#00540 |  | Process Control Systems - Services Area
138802 | THR-SES-SQ-8642S | Harness, Full Body, PPE, Renan Espiritu (FAILED TEST) | THR-SES-SQ | Safety | Safety Equipment | 35030 | SQ | x |  | Safety Equipment
109798 | TAB-DEW-T-2500 | Tank, Hopper,DWS from Centrifuge #9 & 10 | TAB-DEW-P-2501 | Tank | Tank |  | T | http://www.toronto.ca/TWONTO#00423 |  | Pump, Sludge Cake Transfer, Big Schwing #9, Dewater. Bldg, 2/F, Center E.
112666 | TAB-EL1-MCC-6121 | Motor Control Centre, 600V MCC | TAB-EL1-PDP-6001 | Switchgear,Indoor | Motor Control Centre |  | MCC | http://www.toronto.ca/TWONTO#00110 |  | Power Distribution Panel, 600V, Aeration Outdoor Sub.
123195 | THC-DIG-BU-5200S | Waste Gas, Burner | THC-SUSPENDED | Burner,Waste Gas | Burner | 36072 | BU | x |  | Suspended entity
9322 | COL-YKP-SRL-0041 | Self Retrieval Line- 13565 | YKP-BLD |  | Safety Equipment | 39004 | SRL | x |  | Collections - 435 Kipling Ave. Building envelope
119968 | TAB-WA4-SQ-5061 | Fall Limiter (SIMM1 Shared) | TAB-WA4-SQ-0010 | PPE,Lanyard | Safety Equipment |  | SQ | http://www.toronto.ca/TWONTO#00341 |  | WA4 Fall arrest systems
76596 | THR-DR-DIS-0516 | Overhead Door, Disinfection Building, Dechlorination Simulator Room | THR-DR-WA4 | Door,Overhead | Door |  | DIS | http://www.toronto.ca/TWONTO#00649
80379 | FHA-SED-ZSH-0604D | Switch, Limit, Access Hatch Zone 4, Settling Basin T-0601 | FHA-SED-ZSH-0604 |  | Security System |  | ZSH | http://www.toronto.ca/TWONTO#fohur-bugut-lijif-zazom |  | Switch, Limit, Access Hatch Zone 6
93346 | FHO-GRK-DR-5002S | Door, (FD-S5-02), Fire Rated, Admin Building, S5, Cable Tray Room South to Blower Room | FHO-GRK-FEQ-0001 | Fire Prevention,Door | Door |  | DR | http://www.toronto.ca/TWONTO#00353
132994 | THR-DIG-T-5871 | Tank, Condensate and Sediment Accumulator, C-5880, Digester Mixing System | THR-DIG-C-5880 | Tank | Tank |  | T | http://www.toronto.ca/TWONTO#00674 |  | Compressor, Gas, Mixing System, Digester Tank#09
18736 | FHA-SES-SQ-1109 | FHA-SES-SQ-0109 - Davit Base 4947 | FHA-SES |  | Safety Equipment |  | SQ | http://www.toronto.ca/TWONTO#00331 |  | Safety & Environmental Services
132825 | THR-DIG-PSH-5162 | Switch, Pressure-High, Outlet Pump 5162, Solids Treatment, Digester - Tanks 1-6 | THR-DIG-GBP-5162 | Switch,Pressure-High | Switch |  | PSH | http://www.toronto.ca/TWONTO#00604 |  | Gas Booster, Tank 0600, Solids Treatment
67772 | THR-ACC-FSL-0200 | Switch, Flow, Low, Supply Air Duct, Air Handling Unit AHU-0200, North Grit South Fan Room | THR-ACC-AHU-0200 | Switch,Flow-Low | Switch |  | FSL | http://www.toronto.ca/TWONTO#00367 |  | Air Handling Unit, Air Supply, North Grit Fan Room
128006 | THC-PRM-ZSH-1173 | Switch, Position High, Cylinder Extend, Valve 1173C | THC-PRM-V-1173C | Switch,Position-High | Switch |  | ZSH | http://www.toronto.ca/TWONTO#00590 |  | Valve, Inlet, Flow Transmitter Indicating, Primary Clarifier 1100, Primary Sludge Distribution
| MAIN-120 | Main 120 | WTR-MT1 |  |  |  |  | http://www.toronto.ca/TWONTO#00804 | Sub-Process | Work Area 1 EAST Mains and Chambers
136568 | THR-GRK-VEH-0002 | Trailer, Trash Vehicle, Head House (For DOS) | THR-GQ-WA2 | Vehicle,Licensed | Vehicle |  | VEH | http://www.toronto.ca/TWONTO#00779
94827 | FHO-SES-SQ-0006 | Fall Arrest Systems | FHO-SES | PPE,Harness | Safety Equipment |  | SQ | http://www.toronto.ca/TWONTO#00335 |  | Safety & Environmental Services
120540 | THC-ACC-DM-6314 | Damper, Relief, Screen Room, Headworks | THC-ACC-AHU-6300 | Damper/Louver | HVAC |  | DM | http://www.toronto.ca/TWONTO#00142 |  | Air Handling Unit, Screen Room/Conveyor Areas, 2nd Floor Mech Room #1, Headworks
26704 | COL-PST-T-0001 | Tank | COL-PST |  | Tank |  | T | http://www.toronto.ca/TWONTO#00708 |  | Strachan Pumping Station
72817 | THR-DIS-FSL-1305 | Switch, Flow, Low, Seal Water, Scrubber Recirculating Pump | THR-DIS-P-1305 | Valve,Butterfly,Act. | Switch |  | FSL | http://www.toronto.ca/TWONTO#00367 |  | Pump, Recirculation, Scrubber Caustic Soda SB-1300
18576 | FHA-SES-SQ-0001289 | Sala DBI Self Retracting Lifeline Ser # 0001289 | FHA-SES |  | Safety Equipment | 35635 | SQ | x |  | Safety & Environmental Services
69415 | THR-AER-T-0310 | Tank, Secondary Treatment, Aeration - South | THR-AER-T | Tank | Tank |  | T | http://www.toronto.ca/TWONTO#00140 |  | Aeration Tanks
24352 | FHO-MCS-MT-1001 | Drill, Pedestal | FHO-MCS-MEQ | Machine Tool | Tool |  | MT | http://www.toronto.ca/TWONTO#00703 |  | Machine Shop & Equipment
53865 | TAB-SLO-T-0232 | Tank, Polymer Mixing, Silo Bldg., 3rd Floor | TAB-SLO-PIP | Tank | Tank |  | T | http://www.toronto.ca/TWONTO#00211 |  | Sludge Transfer Pipe Lubrication
26334 | FHO-GRK-DR-4012S | Door, (FD-S4-12), Fire Rated, Chemical Building, S4, Emergency Diesel Room, East | FHO-GRK-FEQ-0001 | Fire Prevention,Door | Door |  | DR | http://www.toronto.ca/TWONTO#00353
139011 | THR-THK-FSL-7020 | Switch, Flow, Low, Seal Water, MTI Transfer Pump | THR-THK-P-7020 | Switch,Flow-Low | Switch |  | FSL | http://www.toronto.ca/TWONTO#00367 |  | MTI Transfer Pump
139469 | THR-WA2-LD-63-25 | Sling, Nylon, Work Area 2 (Sr 1472763-25) SIZE; 1" X 3', | THR-SES-LD | Lifting Device,Sling | Lifting Device |  | LD | http://www.toronto.ca/TWONTO#00929 |  | Lifting Device, Safety Equipment
138703 | THR-SES-SQ-0418S | Lanyard for Harness | THR-SES-SQ | Safety | Safety Equipment | 38775 | SQ | x |  | Safety Equipment
58254 | FHA-ACC-AC-0360 | FHA-ACC-AC-0010 - Air Conditioner | FHA-MCS-ACC | H.V.A.C.,Air Conditioner | HVAC |  | AC | http://www.toronto.ca/TWONTO#00141 |  | HVAC
12432 | FCL-FLT-SW-1201-SUS | Sweeps, Surface Wash, Filter #12 | FCL-SUSPENDED | Filter | Filter | 36641 | SW | x |  | Suspended entity
55579 | TAB-WA2-SQ-1252 | RIG - IT - RITE Nylon Sling | TAB-SES-LD | Lifting Device,Sling | Lifting Device |  | SQ | http://www.toronto.ca/TWONTO#00929 |  | WA2 Lifting devices
51620 | TAB-GRK-VEH-050228 | Truck, Ford 150 Pro Lightning EV, Solids Group | TAB-GRK-VEH1 | Vehicle,Licensed | Vehicle |  | VEH | http://www.toronto.ca/TWONTO#00564
| MAIN-122 | Main 122 | WTR-LWA |  |  |  |  | http://www.toronto.ca/TWONTO#00804 | Sub-Process | Work Area 2 Central Mains and Chambers
79882 | THR-WA1-LD-875-9 | Sling, Nylon, Work Area 1 (NYLON BELT SLING SIZE; 1' X 2', CAPACITY 3200 LBS, SN 895875-9) A | THR-LD-NYLN-WA1 | Lifting Device,Sling | Lifting Device |  | LD | http://www.toronto.ca/TWONTO#00929 |  | Slings, Nylon, Work Area 1
2753 | COL-CCC-TS-0001 | Switch, Transfer | COL-CCC-MISC | Switch | Switch |  | TS | http://www.toronto.ca/TWONTO#00754 |  | Miscellaneous Equipment
49219 | FCL-CLA-T-0202 | Tank, Expansion, Chlorine Gas, CLA Evaporator 0201 Inlet, Machine Room, Gaseous Chemical Building | FCL-CLA-CHL-0201 | Tank | Tank |  | T | http://www.toronto.ca/TWONTO#00325 |  | Chlorinator, Chlorine Gas, Chlorination System
118724 | TAB-STR-LSL-4005R | Switch,Level,Low, Oil tank, Blower 4005 lubrication | TAB-STR-T-4005R | Switch,Level | Safety Equipment |  | LSL | http://www.toronto.ca/TWONTO#00466 |  | Tank , Reservoir Aux Oil, Blower 4005
115475 | TAB-PRM-MCC-0362 | MCC, Primary Tanks 7-9 | TAB-PRM-P-P | Control Panel,MCC | Motor Control Centre |  | MCC | http://www.toronto.ca/TWONTO#00110 |  | P Building - Primary Sludge Pumping
106642 | TAB-ACC-FSL-1800 | Switch, Flow, Low, Air, Supply Fan 1800, Loading Bay Rooftop | TAB-ACC-AHU-1800 | Switch,Flow-Low | Switch |  | FSL | http://www.toronto.ca/TWONTO#00367 |  | Air Handling Unit, D Bldg Roof
61622 | FHA-ELS-PDP-0423 | Power Distribution Panel, 600VAC, Filtration Building,Blower Room | FHA-ELS-DP-1901A | Control Panel,Power Distribution Panel | Power Distribution Panel |  | PDP | http://www.toronto.ca/TWONTO#00110 |  | Distribution Panel, 600VAC, Filter Building, East Filter Gallery.
98497 | FIS-WWW-CH-0700-SUS | Slow Sand Fiter | FIS-BW | Filter | Filter | 38485 | CH | x |  | Backwash System
98257 | FIS-SES-SQ-6108 | Electrical Safety Gloves, High Voltage, Class 1, Group 1, # | FIS-SES | PPE,Insulated Glove | Safety Equipment |  | SQ | http://www.toronto.ca/TWONTO#00653 |  | Safety, Instrumentation & Environmental Services
27423 | COL-PSW-LSH-0108 | Switch, Level-High | COL-PSW | Switch,Level | Switch | 36085 | LSH | x |  | Swansea Pumping Station
93263 | FHO-GRK-DR-2029L | Door, (FD-2-29), Fire Rated, Admin Building, L2, East | FHO-GRK-FEQ-0001 | Fire Prevention,Door | Door |  | DR | http://www.toronto.ca/TWONTO#00353
| MAIN-122 | Main 122 | WTR-MT1 |  |  |  |  | http://www.toronto.ca/TWONTO#00804 | Sub-Process | Work Area 1 EAST Mains and Chambers
109797 | TAB-DEW-RPU-1146 | RPU for Sludge Floor 2 Sludge Conveyors | TAB-DEW-SLUDGE SILO | RPU | Remote Processor Unit |  | RPU | http://www.toronto.ca/TWONTO#00122 |  | Sludge Holding Tank System, Conveyors
71885 | THR-DIG-TSH-5480 | Switch, Tempreature-High, Outlet Gas compressor 5480 | THR-DIG-C-5480 | Switch,Temperature-High | Switch |  | TSH | http://www.toronto.ca/TWONTO#00734 |  | Compressor, Gas, Mixing System, Digester Tank#5
125755 | THC-FT-T-5300 | Tank,Waste Sludge Wet Well,Secondary Clarifiers 0100 - 0800,Old Plant | THC-THK-T-5000 | Well | Tank |  | T | http://www.toronto.ca/TWONTO#00708 |  | Tank,WAS Holding
138820 | THR-SES-T-0504 | Tank, Air Cylinder, 4500 PSI, Chlorine Bldg. | THR-SES-SCBA | Safety | Safety Equipment |  | T | http://www.toronto.ca/TWONTO#00582 |  | Self Contained Breathing Apparatus
96291 | FIS-ELS-PDP-0601 | Power Distribution Panel,Pipe Gallery,347 / 600V,225A,3ph,3W | {FIS-ELS-PDP} | Control Panel,Power Distribution Panel | Power Distribution Panel |  | PDP | http://www.toronto.ca/TWONTO#00110 |  | Asset Group, Power Distribution Cabinets,600 V,Island WTP
78758 | THR-SES-SCBA | Self Contained Breathing Apparatus | THR WORK AREA 3 |  | Safety Equipment |  |  | http://www.toronto.ca/TWONTO#00123 |  | Plant Services
27178 | DOS-YCM-VEH-286003 | 2019 SDMO JS60UC - Vehicle Unit# 286003 | FAC-YCM-VEH | Vehicle,Licensed | Vehicle |  | VEH | http://www.toronto.ca/TWONTO#00753
78684 | THR-SES-LD-2381 | Davit Arm, 48" Reach | THR-SES-LD | Safety | Safety Equipment |  | LD | http://www.toronto.ca/TWONTO#00331 |  | Lifting Device, Safety Equipment
146332 | WTR-PSC-HRN-0004 | PPE, Body Harness, S/N 980000158502449 | WTR-EAST-SES | PPE,Harness | Safety Equipment |  | HRN | http://www.toronto.ca/TWONTO#00332 |  | Safety & Lifting Devices
76314 | FHO-ELS-DP-0912 | Distribution Panel, (DP-0901-A2) MCC-0901A Panel Board, RW Building, S7, Electrical Room | FHO-ELS-MCC-0910 |  | Power Distribution Panel |  | DP | http://www.toronto.ca/TWONTO#00110 |  | Motor Control Centre, Raw Water PS, S7, Electrical Room
58764 | THC-DEW-PSH-2346 | Switch, Pressure-High, Outlet, Transfer Pump 2340, Polymer Make Up System | THC-DEW-T-2300 | Switch,Pressure-High | Switch |  | PSH | http://www.toronto.ca/TWONTO#00604 |  | Tank,Polymer Make-up,Polymer Make Up System
18444 | FHA-SES-LDR-0308 | FHA-SES-LD-0078 - 3' Ladder ( Stores ) | FHA-SES | Safety | Safety Equipment |  | LDR | http://www.toronto.ca/TWONTO#00457 |  | Safety & Environmental Services
120787 | THC-ACC-FN-6440 | Fan, Exhaust, Screen Room/Conveyor Areas, AHU-6400, Roof, Headworks | THC-ACC-AHU-6400 | Fan | HVAC |  | FN | http://www.toronto.ca/TWONTO#OWLClass_binid-posum-pozar-motav |  | Air Handling Unit, Screen Room/Conveyor Areas, 2nd Floor Mech Room #1, Headworks
93205 | FHO-GRK-DR-1035L | Door, (FD-1-35), Fire Rated, Admin Building, L1, Control Room, Old Luch Room, Cable Shaft | FHO-GRK-FEQ-0001 | Fire Prevention,Door | Door |  | DR | http://www.toronto.ca/TWONTO#00353
232 | 378167SUS | Kubota-WA5 | TAB-SUSPENDED ENTITY | Vehicle,Unlicensed | Vehicle | 46880 |  | x
85842 | WTR-PHL-ZS-0009 | Switch, Position,Door Security | WTR-PHL-AUX | Switch,Position | Switch |  | ZS | http://www.toronto.ca/TWONTO#00590 |  | Auxiliary Equipment (Building Facilities)
114503 | TAB-PLT-G-0504 | Gate, Slide, Motorized, Isolation, Screen Channel No. 5 Effluent | TAB-PLT-SC-0500 | Gate,Sluice,Act. | Gate |  | G | http://www.toronto.ca/TWONTO#00202
58551 | THC-ACC-DM-0751 | Damper,Actuated,Outlet,Exhaust Fan FN-0702,Thickening Building Washroom Ventilation | THC-ACC-FN-0702 | Damper/Louver | HVAC |  | DM | http://www.toronto.ca/TWONTO#00142 |  | Fan,Centrifugal,Exhaust,Thickening Building Washroom Ventilation
65382 | THC-PRM-ZSH-1180 | Switch, Position High, Mech Away, Valve 1173C | THC-PRM-V-1173 | Switch,Position-High | Switch |  | ZSH | http://www.toronto.ca/TWONTO#00590 |  | Valve, Hydraulic Cylinder, Scum Skimmer, Tank 1100, Primary Clarifier, Phase IV
87206 | WTR-PMI-TSH-0005 | Switch, Temperature, High, Water Transmission | WTR-PMI-AUX | Switch,Temperature-High | Switch |  | TSH | http://www.toronto.ca/TWONTO#00734 |  | Auxiliary Equipment (Building Facilities)
16571 | FHA-DEW-T-0100 | Tank, Dewatering Wet Well, Dewatering Pumping Pump Building, S/E of Low Lift PS | FHA-AUX-DEW | Tank | Tank |  | T | http://www.toronto.ca/TWONTO#00708 |  | Dewatering
130128 | THR-ACC-NR-610 | Air Handling Unit, Engine Room Workshop | THR-ACC-HVAC | H.V.A.C.,Heater,Unit | HVAC |  | NR | http://www.toronto.ca/TWONTO#00147 |  | Air Conditioning, Heating, Ventilation & Air Conditioning
23202 | COL-PNT-LSH-0111 | Switch, Level-High | COL-PNT | Switch,Level | Switch | 36020 | LSH | x |  | New Toronto Pumping Station
77794 | THR-PRM-T-3100 | Tank, Scum, from Hopper T-0130, South Primary Tank | THR-PRM-STA-1 | Tank,Non-Pressurized | Tank |  | T | http://www.toronto.ca/TWONTO#00708 |  | South Primary Station 1
133010 | THR-DIG-RPU-0011 | Remote Processor Unit, Digester Compressor 5880 & Compressor 5860 & Compressor 5840 (172.22.39.126) | THR-DIG-C | RPU | Remote Processor Unit |  | RPU | http://www.toronto.ca/TWONTO#00122 |  | Digester, Gas Compressors
94489 | FHO-SES-INQ-6001 | High Voltage Detector, COT01, Admin Building, S2, Electrical Shop | FHO-SES-SQ-0001 | PPE | Safety Equipment |  | INQ | http://www.toronto.ca/TWONTO#00485 |  | Safety Equipment
139411 | THR-WA1-LD-799-1 | Sling, Nylon, Work Area 1 (NYLON SLING SIZE; 2" X 4', CAPACITY 6400 LBS, SN 1045799-1) A | THR-LD-WIRE-WA1 | Lifting Device,Sling | Lifting Device |  | LD | http://www.toronto.ca/TWONTO#00929 |  | Slings, Wire Rope, Work Area 1
127858 | THC-PRM-V-1211 | Valve, Hydraulic Cylinder, Bottom Scraper, Primary Clarifier 1200, NW Plant | THC-PRM-CLR-1230 | Actuator,Hydraulic,Cylinder | Hydraulic System |  | V | http://www.toronto.ca/TWONTO#00433 |  | Sludge Bottom Scraper Mechanism, Primary Clarifier 1200, NW Plant
109650 | TAB-DEW-P-0831 | Pump, Sludge Cake Transfer, Baby Schwing #8, Dewater. Bldg, 2/F NE middle | TAB-DEW SLUDGE CAKE | Pump | Hydraulic System | 33568 | P | x |  | Sludge Cake Pumping
41486 | TAB-ACC-TIT-6104 | Transmitter,Temperature Indicating, Discharge | TAB-ACC-AHU-6104 | Switch,Temperature | Switch |  | TIT | http://www.toronto.ca/TWONTO#00735 |  | AHU, Digester 5-8 Pump Room
77793 | THR-PRM-T-3100 | Tank, Scum, from Hopper T-0130, South Primary Tank | THR-PRM-SCUM-T | Tank,Non-Pressurized | Tank |  | T | http://www.toronto.ca/TWONTO#00708 |  | Scum/Sludge Pumping, Tanks & Hopper, South Primary
93286 | FHO-GRK-DR-2050L | Door, (FD-2-50), Fire Rated, Ozone Building, L2, Gate Room Unloading Room 1 | FHO-GRK-FEQ-0001 | Fire Prevention,Door | Door |  | DR | http://www.toronto.ca/TWONTO#00353
138645 | THR-SES-LD-9698 | Davit Arm 48" Lower Mast Extension | THR-SES-LD | Safety | Safety Equipment |  | LD | http://www.toronto.ca/TWONTO#00331 |  | Lifting Device, Safety Equipment
111103 | TAB-DIG-RPU-1035 | Remote Processing Unit | TAB-DIG-ELQ-T13-16 | RPU | Remote Processor Unit |  | RPU | http://www.toronto.ca/TWONTO#00122 |  | Digester Tanks 13-16, Electrical Equipment
95135 | WTR-RDF-RPU-0001 | Remote Processing Unit, Dufferin Reservoir, South Valve House | WTR-RDF-ELS | RPU | Remote Processor Unit |  | RPU | http://www.toronto.ca/TWONTO#00122 |  | Electrical System
106257 | TAB-ACC-DM-6526 | Damper, Motorized, Supply Air, AHU-6520, Mechanical RM No. 2, Screen Bldg., P Bldg. | TAB-ACC-AHU-6520 | Damper/Louver | HVAC |  | DM | http://www.toronto.ca/TWONTO#00142 |  | Air Handling Unit, Mechanical Room no.2, Screen Bldg., P Bldg.
72900 | THR-DIS-PSH-1103 | Switch, Pressure-High, Chlorine Header, Liquid Chlorine | THR-DIS-CHL | Switch,Pressure-High | Switch |  | PSH | http://www.toronto.ca/TWONTO#00604 |  | Disinfection, Chlorination System
44062 | TAB-DEW-SSL-6012 | Speed Switch-low, Conveyor DEW-CV-6012, DEW Level 2 | TAB-DEW-CV-6012 |  | Switch |  | SSL | http://www.toronto.ca/TWONTO#00699 |  | Conveyor, Main Distribution, Dewatered Solids East, DEW Level 2
9037 | COL-YKP-VEH-0006S | Vehicle, Truck #043191 (Sierra 1500) | COL-W-OBSOLETE | Vehicle,Licensed | Vehicle | 38008 | VEH | x
105967 | TAB-ACC-AHU-6450 | Air Handling Unit, Primary Tank Operating Gallery, Ground, East Side | TAB-ACC-AHU-PBLDG | Air Handling Unit | HVAC |  | AHU | http://www.toronto.ca/TWONTO#00147 |  | AHUs/Supply Fans P. Bldg.
60329 | THC-ACC-V-6085 | Valve, Ball, Manual, Glycol, P-6004, Lower Level 2 Blower Room, Headworks | THC-ACC-P-6004 | Valve,Ball | HVAC |  | V | http://www.toronto.ca/TWONTO#00781 |  | Pump, Heating Glycol System, Lower Level 2 Blower Room, Headworks
43217 | TAB-CW-SQ-0027 | Emerg. Eyewash and Shower Stations, Chemical Gallery, Ferrous Truck Unloading | TAB-STR-SQ | PPE,Eyewash Station | Safety Equipment |  | SQ | http://www.toronto.ca/TWONTO#00308 |  | WA2 Safety Equipment,lifting devices, ladders, Eye Wash station, First Aid Kits, Lock out stations
147392 | WTR-RWL-LSH-0001 | Switch, Level-High, Flood Alarm, Building | WTR-RWL-AUX | Switch,Level-High | Switch |  | LSH | http://www.toronto.ca/TWONTO#00466 |  | Auxiliary Equipment (Building Facilities)
107006 | TAB-ACC-HTR-3859 | Heater unit-Heat Recovery Bldg. Elevator room | TAB-ACC-HTR-HRS |  | HVAC |  | HTR | http://www.toronto.ca/TWONTO#00418 |  | Unit Heaters- Heat recovery Bldg
138737 | THR-SES-SQ-1719 | Harness, Full Body PPE -Jason Polyzotis-SN: Q1256726 | THR-SES-SQ-0955 | Safety | Safety Equipment |  | SQ | http://www.toronto.ca/TWONTO#00332 |  | Lanyard for Harness, (Retractable) PPE Jason Polyzotis- SN-171858
2670 | COL-120-ZSH-0701 | Door Switch, Coxwell Control Chambers No. 7&8, MTI | COL-MTI | Switch | Switch |  | ZSH | http://www.toronto.ca/TWONTO#00590 |  | Mid-Toronto Interceptor
42095 | TAB-ACC-V-6426 | Valve, Check, Hot Water System, Mech. Room No.5, Old Screen Bldg., P Bldg. | TAB-ACC-P-6401 | Valve,Check | HVAC |  | V | http://www.toronto.ca/TWONTO#00781 |  | Pump, Heating Pump, VFD, Mech Room No. 5, Old Screen Bldg., P Bldg.
18557 | FHA-SES-SCBA-0027 | Cylinder for Air Pack Ser # OJ 371618 | FHA-SES-SCBA-CYLINDER | PPE,SCBA | Safety Equipment |  | SCBA | http://www.toronto.ca/TWONTO#00582 |  | Breathing Air Tanks (SCBA cylinders)
78738 | FHA-MCS-MT-0501 | Machine Tool, Drill, Press, Service Building, Machine Shop | FHA-MCS-MEQ | Machine Tool,Drill Press | Tool |  | MT | http://www.toronto.ca/TWONTO#00703 |  | Machine Shop & Equipment
21335 | FHO-ELS-DP-0611 | Distribution Panel, 600V, Filter Building 1-8, S2, Electrical Room | FHO-ELS-PS-0001 |  | Power Distribution Panel |  | DP | http://www.toronto.ca/TWONTO#00110 |  | Primary Power Equipment
27169 | DOS-YCM-VEH-177003 | 2012 FORD F650 - Vehicle Unit# 177003 | FAC-YCM-VEH | Vehicle,Licensed | Vehicle |  | VEH | http://www.toronto.ca/TWONTO#00564
94817 | FHO-SES-SCBA-HARNESS6 | SCBA Harness # 6 | FHO-SES-SQ-0002 | PPE,SCBA | Safety Equipment |  |  | http://www.toronto.ca/TWONTO#00332 |  | Emergency Breathing Apparatus
110801 | TAB-DIG-LSHH-0624 | Switch,Level, High,High, Digester #6 | TAB-DIG-T-0600 | Switch,Level-High-High | Switch |  | LSHH | http://www.toronto.ca/TWONTO#00466 |  | Digestion Tank 06
| MAIN-125 | Main 125 | WTR-LWA |  |  |  |  | http://www.toronto.ca/TWONTO#00804 | Sub-Process | Work Area 2 Central Mains and Chambers
106222 | TAB-ACC-DM-6421 | Damper, Motorized, Outside Air, AHU-6420, Roof, Existing Grit Bldg. | TAB-ACC-AHU-6420 | Damper/Louver | HVAC |  | DM | http://www.toronto.ca/TWONTO#00142 |  | Air Handling Unit, Roof, Grit Bldg., P Bldg.
138711 | THR-SES-SQ-0911 | Harness, Full Body PPE-Randish Sehijpal SN: Q1399612 | THR-SES-SQ-4125 | Safety | Safety Equipment |  | SQ | http://www.toronto.ca/TWONTO#00332 |  | Lanyard, Retractable, PPE -Shadow Cooney- SN: 171986
21811 | FHO-ELS-PDP-1100 | Power Distribution Panel, 600V Switchgear, Ozone Building, Electrical Room | FHO-ELS-PS-0001 |  | Power Distribution Panel |  | PDP | http://www.toronto.ca/TWONTO#00110 |  | Primary Power Equipment
82834 | FHA-SES-SQ-0014 | High Voltage Test Stick, Yellow Fibre Glass Ground and Test, AQC-SG02 | FHA-SES | Safety | Safety Equipment |  | SQ | http://www.toronto.ca/TWONTO#00406 |  | Safety & Environmental Services
73290 | THR-ACC-NX-716 | Heating and Cooling Unit for Training Room | THR-ACC-ADM | H.V.A.C. | HVAC |  | NX | http://www.toronto.ca/TWONTO#00141 |  | Air Conditioning, HVAC, Admin Building
57921 | THC-AER-PSH-7161 | Switch, Press-High, Outlet, Blower 7100, Phase I & IV Blower Building | THC-AER-BL-7100 | Switch,Pressure | Switch |  | PSH | http://www.toronto.ca/TWONTO#00604 |  | Blower, Aeration
41090 | TAB-ACC-PDSL-1491 | Switch, Filter Differential Pressure Low,AHU,Boiler Room and Basement | TAB-ACC-AHU-1490 | Switch,Pressure-Low | Switch |  | PDSL | http://www.toronto.ca/TWONTO#00604 |  | Air Handling Unit, Locker Room Ventilation
9209 | COL-YKP-FAK-080118 | First Aid Kit, Truck #80118 (2022 FORD F550) | COL-YKP-VEH-080118 | Safety,First Aid Kit | Safety Equipment |  | FAK | http://www.toronto.ca/TWONTO#00355 |  | Vehicle, Truck #080118 (2022 FORD F550)
59632 | THC-ACC-TIT-6402 | Transmitter, Temperature, S/A, Screen Room/Conv. Areas, 2nd Floor Mech Room #1, Headworks | THC-ACC-AHU-6400 | Transmitter,Temperature | HVAC |  | TIT | http://www.toronto.ca/TWONTO#00735 |  | Air Handling Unit, Screen Room/Conveyor Areas, 2nd Floor Mech Room #1, Headworks
107536 | TAB-ACC-T-6217 | Tank, Condensate, from T-6214 | TAB-ACC-T-6214 | Tank | Tank |  | T | http://www.toronto.ca/TWONTO#00235 |  | Tank, Condensate, from Heaters
64878 | THC-PRM-T-0400 | Tank, Primary Clarifier | THC-PRM-T | Tank | Tank |  | T | http://www.toronto.ca/TWONTO#00219 |  | Tank, Primary Clarifier
27273 | FHO-WWW-PSH-0801 | Switch, Pressure High, Discharge WW Blower WWW-BL-0801, S5 Blower Room | FHO-WWW-BL-0801-KQ | Switch,Pressure-High | Switch |  | PSH | http://www.toronto.ca/TWONTO#00604 |  | WW Blower 8
9561 | DOS-YCM-VEH-76079 | 2020 Chevrolet Silverado 3500 - Vehicle Unit# 76079 | FAC-YCM-VEH | Vehicle,Licensed | Vehicle |  | VEH | http://www.toronto.ca/TWONTO#00564
96403 | YTF-ACC-AHU-5301 | Air Handling Unit, RN125, HVAC Exhaust Fans and AHU's | YTF-ACC | Air Handling Unit | HVAC |  | AHU | http://www.toronto.ca/TWONTO#00147 |  | HVAC Equipment
53836 | TAB-SLO-PSL-378 | Switch,Pressure,Low, Air | TAB-SLO-T-0302A | Switch,Pressure-Low | Switch |  | PSL | http://www.toronto.ca/TWONTO#00604 |  | Tank, Air Receiver
124968 | THC-ELS-PDP-2862 | Power Distribution Panel,Plant Stores,Utility Room | THC-ELS-MCC-2860 |  | Power Distribution Panel |  | PDP | http://www.toronto.ca/TWONTO#00110 |  | Motor Control Center,Sludge Storage Building
79960 | THR-WA3-LD-0009 | Sling, Nylon, Work Area 3 (2" X 4',) | THR-LD-NYLN-WA3 | Lifting Device,Sling | Lifting Device |  | LD | http://www.toronto.ca/TWONTO#00929 |  | Slings, Nylon, Work Area 3
145634 | WTR-PPD-AC-3042 | Air Conditioner, Ductless, Electrical Room | WTR-PPD-CU-3041 | H.V.A.C.,Air Conditioner | HVAC |  | AC | http://www.toronto.ca/TWONTO#00141 |  | Condensing Unit 1, Air Cooled, Roof
137769 | THR-PRM-F-3540 | Filter, Automatic Filtering | THR-PRM-HW |  | Filter |  | F | http://www.toronto.ca/TWONTO#00146 |  | Hot Water, Flushing Primary Treatment
51695 | TAB-PRS-T-2040 | Tank, Chemical Storage, East Chemical Storage Tanks | TAB-PRS-T-FECL2 | Tank | Tank |  | T | http://www.toronto.ca/TWONTO#00211 |  | Ferrous Chloride Tanks & Valves
47996 | TAB-EL3-MCC-6323 | Motor Control Centre, Digester 19-22 bldg | TAB-WA5-ELS | Control Panel,MCC | Motor Control Centre |  | MCC | http://www.toronto.ca/TWONTO#00110 |  | WA5 Electric Equipments
61346 | THC-ELS-WR-0602 | 600 Volt, 30 Amp Receptacle, Building A | THC-MCS-MEQ | Machine Tool,Milling Machine | Tool |  | WR | http://www.toronto.ca/TWONTO#00821 |  | Machine Shop and Equipment
117278 | TAB-RSP-LSL-1241 | Switch, Level-Low, Bearing Lubrication Oil System Tank T-1241, T-Building | TAB-RSP-T-1241 | Switch,Level | Switch |  | LSL | http://www.toronto.ca/TWONTO#00466 |  | Tank, Oil, Raw Sewage Pump #4 Bearing Lubrication System
28509 | FIS-DCL-PSH-0201 | Switch, Pressure, High, SO2 Train 2, Rupture Disc Outlet, Gaseous Chemical Building, Storage Room | FIS-DCL | Sensor,Level | Switch |  | PSH | http://www.toronto.ca/TWONTO#00604 |  | De-Chlorination
55572 | TAB-WA2-SQ-1238 | EF2 - 901 T4 Nylon Sling | TAB-SES-LD | Lifting Device,Sling | Lifting Device |  | SQ | http://www.toronto.ca/TWONTO#00929 |  | WA2 Lifting devices
38607 | SU2025A | Receiver, Air | TAB-THK-COMP | Vessel,Pressure | Tank |  |  | http://www.toronto.ca/TWONTO#00606 |  | Floatation - Air Compressor
95177 | FHO-TRW-LSL-0500 | Switch, Level, Low, Pump P-0500 Loss of Prime, Treated Water Building, S3, Pump Room | FHO-TRW-P-0500 |  | Switch |  | LSL | http://www.toronto.ca/TWONTO#00466 |  | Pump, Centrifugal, Treated Water Building, S3, Treated Water Pump Room
61735 | THC-FT-T-1000 | Tank, Secondary Clarifier | THC-FT-PHASE I-IV | Tank | Tank |  | T | http://www.toronto.ca/TWONTO#00219 |  | Secondary Clarifiers, Phase I-IV
51690 | TAB-PRS-T-0204 | Tank, Ferrous Chloride #4 | TAB-PRS-T-FECL2 | Tank | Tank |  | T | http://www.toronto.ca/TWONTO#00211 |  | Ferrous Chloride Tanks & Valves
18145 | FHA-SED-ZSH-0404B | Switch, Limit, Access Hatch Zone 4, Settling Basin T-0401 | FHA-SED-ZSH-0404 |  | Security System |  | ZSH | http://www.toronto.ca/TWONTO#fohur-bugut-lijif-zazom |  | Switch, Limit, Access Hatch Zone 4
59221 | THC-ACC-HTR-6003 | Heater, Unit, Glycol, Heating System, Ground Floor, Truck Loading Bay, Headworks | THC-ACC-P-6003 | H.V.A.C.,Heater,Unit | HVAC |  | HTR | http://www.toronto.ca/TWONTO#00418 |  | Pump, Heating Glycol System, Lower Level 2 Blower Room, Headworks
80275 | FHA-SED-ZSH-0205D | Switch, Limit, Access Hatch Zone 5, Settling Basin T-0201 | FHA-SED-ZSH-0205 |  | Security System |  | ZSH | http://www.toronto.ca/TWONTO#fohur-bugut-lijif-zazom |  | Switch, Limit, Access Hatch Zone 2
137308 | THR-PLT-FSL-2701 | Switch, Flow, Low, Seal Water, Grit Pump P-2700, North Grit Building | THR-PLT-P-2700 | Switch,Flow-Low | Switch |  | FSL | http://www.toronto.ca/TWONTO#00367 |  | Pump, Centrifugal (Dry), Grit Tank T-0200, North Grit Building
65315 | THC-ELS-MCC-2860 | Motor Control Center,Sludge Storage Building | THC-ACC-BLDG D |  | Motor Control Center |  | MCC | http://www.toronto.ca/TWONTO#00110 |  | Sludge Holding Tanks Building HVAC
26325 | FHO-GRK-DR-3009S | Door, (FD-S3-09), Fire Rated, TRW Building, S3, TRW Pump Floor, North West | FHO-GRK-FEQ-0001 | Fire Prevention,Door | Door |  | DR | http://www.toronto.ca/TWONTO#00353
78678 | THR-SES-LD-0506 | Davit Arm 48" Reach | THR-SES-LD | Safety | Safety Equipment |  | LD | http://www.toronto.ca/TWONTO#00331 |  | Lifting Device, Safety Equipment
17801 | FHA-SBS-T-0401 | Tank 4, Scrubber Tank with Water | FHA-SBS | Tank | Tank | 38787 | T | x |  | SBS System
43706 | TAB-DEW-RPU-1134 | RPU | TAB-DEW-SLUDGE SILO | RPU | Remote Processor Unit |  | RPU | http://www.toronto.ca/TWONTO#00122 |  | Sludge Holding Tank System, Conveyors
| TAB-Z BLDG | Building Location | TAB-SPC |  |  |  |  | http://www.toronto.ca/TWONTO#00260 | Process | Process Control Systems - Services Area
120892 | THC-ACC-HTR-0313U | Air Heater, Building M | THC-ACC-HEATERS | H.V.A.C.,Heater,Unit | HVAC |  | HTR | http://www.toronto.ca/TWONTO#00418 |  | Air Heaters, Building M
132443 | THR-DIG-FSL-3165 | Flow Switch, Pump Seal Water | THR-DIG-T-7-8 | Transmitter,Pressure | Switch |  | FSL | http://www.toronto.ca/TWONTO#00367 |  | Digester, Entities Common to Tanks 7-8
40796 | TAB-ACC-TE-1405A | Temperature Element, Supply Air Temperature | TAB-ACC-VAV-1405 | Sensor,Temperature | HVAC |  | TE | http://www.toronto.ca/TWONTO#00733 |  | Heater, Hot Water Reheat Coil, Variable air
79063 | THR-SQ-LP-PRM | Life Preserver, Ring Type Floating Device, Primary Tanks | THR-SES-WA2 | Safety | Safety Equipment |  |  | http://www.toronto.ca/TWONTO#00561 |  | Safety & Environmental Services, WA2
101171 | KR2254A | Fan, Air Heater, Silo #3, 5th Floor, Silo Building | TAB-ACC-HTR | H.V.A.C.,Heater | HVAC |  |  | http://www.toronto.ca/TWONTO#00418 |  | Heaters- Convection,
51537 | TAB-PRS-LSH-0413 | Switch, Level High, Sanitary Sump | TAB-PRS-P-0413 | Switch,Level-High | Switch |  | LSH | http://www.toronto.ca/TWONTO#00466 |  | Pump, Submersible, Sanitary Sump , Middle of the 'J' tunnel between PRS Building and RAS gallery
58931 | THC-ACC-FN-5820 | Fan,Centrifugal,Exhuast,Plant Stores | THC-ACC-BLDG B |  | HVAC |  | FN | http://www.toronto.ca/TWONTO#OWLClass_binid-posum-pozar-motav |  | Mechanical Shop (Chlorine) Building HVAC
65092 | THC-PRM-V-1173 | Valve, Hydraulic Cylinder, Scum Skimmer, Tank 1100, Primary Clarifier, Phase IV | THC-PRM-CM-1150 | Actuator,Hydraulic,Cylinder | Hydraulic System |  | V | http://www.toronto.ca/TWONTO#00433 |  | Scum Skimmer System, Tank 1100, Primary Clarifier
29630 | FIS-MCS-LD-0006 | Lift 1500 lbs | FIS-MCS | Lifting Device | Lifting Device |  | LD | http://www.toronto.ca/TWONTO#00473 |  | Mechanical Services
113809 | TAB-NGS-PSL-0001 | Switch, Pressure, Low | TAB-NGS-BOILERS | Switch,Pressure | Switch |  | PSL | http://www.toronto.ca/TWONTO#00604 |  | TAB- Natural Gas Supply Line, Boiler Headers
61148 | THC-ELS-SQ-211159 | Electrical Safety gloves, High Voltage, Class 1, # 211159 | THC-SUSPENDED |  | Safety Equipment | 36309 | SQ | x |  | Suspended entity
30677 | FIS-SES-SQ-1010 | Safety,Plant,Safety Gloves - Pair 10 | FIS-SES-SQ-GLOVE2 | Safety | Safety Equipment |  | SQ | http://www.toronto.ca/TWONTO#00653 |  | Asset Group, PPE, Electrical Personal Protection, Group 2
7709 | COL-PSU-SS-0001 | Station Security System | COL-PSU |  | Security System |  | SS | http://www.toronto.ca/TWONTO#00673 |  | Sunnyside Pumping Station
27186 | DOS-YCM-VEH-333015 | 2008 VOLVO E360CL - Vehicle Unit# 333015 | FAC-YCM-VEH | Vehicle,Licensed | Vehicle |  | VEH | http://www.toronto.ca/TWONTO#00559
122818 | THC-DEW-OIT-2306 | Operator Interface Terminal,Dewatering,Cake Pump-6810 RPU,3rd Floor,Biosolids Building West | THC-DEW-RPU-2206 | Control Panel,Operator | Communications Equipment |  | OIT | http://www.toronto.ca/TWONTO#00548 |  | Remote Processing Unit,Dewatering,Cake Pump-6810 RPU,Ground Floor,Biosolids Building West (TEMP)
113780 | TAB-MCS-MT-0001 | Milling & Drilling machine | TAB-WA5-MCS | Machine Tool,Milling Machine | Tool |  | MT | http://www.toronto.ca/TWONTO#00703 |  | Machine Shop- WA5
79348 | THR-THK-GQ1 | Grounds, Thickening, Work Area 1 | THR-GRK-GQ-WA1 |  | Grounds |  |  | http://www.toronto.ca/TWONTO#00010 |  | Building & Grounds Equipment, Work Area 1
59224 | THC-ACC-HTR-6008 | Heater, Unit, Glycol, Heating System, Ground Floor, Screen Room, Headworks | THC-ACC-P-6003 | H.V.A.C.,Heater,Unit | HVAC |  | HTR | http://www.toronto.ca/TWONTO#00418 |  | Pump, Heating Glycol System, Lower Level 2 Blower Room, Headworks
84640 | WTR-PDS-PSL-0001 | Switch,Pressure,Low,Suction | WTR-PDS-TRW | Switch,Pressure-Low | Switch |  | PSL | http://www.toronto.ca/TWONTO#00604 |  | Treated Water (Transmission)
147378 | WTR-RWA-TSH-0001 | Switch, Temperature-High, Building Alarm | WTR-RWA-AUX | Switch,Temperature-High | Switch |  | TSH | http://www.toronto.ca/TWONTO#00734 |  | Auxiliary Equipment (Building Facilities)
138684 | THR-SES-SPL-0800 | Spill Kit, Glycol, For Glycol Skid T-0801 | THR-SES-SPL | Safety | Safety Equipment |  | SPL | http://www.toronto.ca/TWONTO#00700 |  | Spill Containment Kits, Humber Treatment Plant
81867 | FHA-SES-LDR-0407 | FHA-SES-LD-0065 - 4' Rolling Ladder steel White ( RMF Centrifge Room ) | FHA-SES | Safety | Safety Equipment |  | LDR | http://www.toronto.ca/TWONTO#00585 |  | Safety & Environmental Services
146504 | WTR-PTH-LSH-0002 | Switch, Level High, Flood Alarm | WTR-PTH-TRW | Transmitter,Pressure | Switch |  | LSH | http://www.toronto.ca/TWONTO#00466 |  | Treated Water (Transmission)
116202 | TAB-PRS-PSH-4020 | Switch, Pressure-High, Primary Transfer Pump | TAB-PRS-P-4020 | Switch,Pressure-High | Switch |  | PSH | http://www.toronto.ca/TWONTO#00604 |  | Pump, Primary Transfer
86948 | TNT-ELS-PDP-6002 | 600V Power Distribution Panel | TNT-ELS-TR-3002 | Control Panel,Power Distribution Panel | Power Distribution Panel |  | PDP | http://www.toronto.ca/TWONTO#00110 |  | 27.6kV-600V Transformer
110938 | TAB-DIG-PDSL-0440 | Switch,Pressure Differential, Low ( between Hotwater & Sludge) | TAB-DIG-HE-0448 | Switch,Pressure-Low | Switch |  | PDSL | http://www.toronto.ca/TWONTO#00604 |  | Heat Exchanger #04
90534 | FHO-AUX-CAL-0004 | Calibrator, Flow, Portable, GS8B Flow Simulator Krohne, Admin Building, S2, Electrical Work Shop | FHO-AUX | Meter,Flow | Test Equipment |  | CAL | http://www.toronto.ca/TWONTO#00365 |  | Lab/Portable Testing Instruments
93262 | WTR-PMI-MCC-0301 | Motor Control Center, Water Transmission | WTR-PMI-ELS |  | Motor Control Center |  | MCC | http://www.toronto.ca/TWONTO#00110 |  | Electrical System
39622 | TAB-ACC-HE-1459 | Heat Exchanger, Hot Water Reheat Coil | TAB-ACC-VAV-1459 | Heat Exchanger | HVAC |  | HE | http://www.toronto.ca/TWONTO#00416 |  | Heater, Hot Water Reheat Coil, Variable air
121736 | THC-ACC-V-6082 | Valve, Ball, Manual, Glycol, P-6004, Lower Level 2 Blower Room, Headworks | THC-ACC-P-6004 | Valve,Ball | HVAC |  | V | http://www.toronto.ca/TWONTO#00781 |  | Pump, Heating Glycol System, Lower Level 2 Blower Room, Headworks
26427 | FHO-GRK-DR-9003S | Door, (FD-S9-03), Fire Rated, Raw Water Building, S9, Stairway 2 | FHO-GRK-FEQ-0001 | Fire Prevention,Door | Door |  | DR | http://www.toronto.ca/TWONTO#00353
40078 | TAB-ACC-HU-6501 | Humidifier, Workshop Janitors closet at Second Floor, Screen Bldg., P Bldg. | TAB-ACC-MEQ-6501 | H.V.A.C.,Humidifier | HVAC |  | HU | http://www.toronto.ca/TWONTO#00429 |  | High Pressure Hot Water cleaning system, Mechanical Room No. 1, Screen Bldg., P Bldg.
98319 | FIS-SPC-CPU-0214 | Computer, Backup SCADA Server (FISPSB02), Chemical Feed, Admin Bldg, Server Room COM-0400 | FIS-RAW WATER BLDG |  | Communications Equipment |  | CPU | http://www.toronto.ca/TWONTO#00548 |  | Building Location
139509 | THR-WA3-LD-0045 | Sling,Anchor,2ft,Polyester Work Area 3 (2" X 4',) | THR-LD-NYLN-WA3 | Lifting Device,Sling | Lifting Device |  | LD | http://www.toronto.ca/TWONTO#00929 |  | Slings, Nylon, Work Area 3
113524 | TAB-GRK-VEH-329062 | Forklift, Propane, WWPW | TAB-GRK-VEH2 | Forklift,Propane | Vehicle |  | VEH | http://www.toronto.ca/TWONTO#00372
109783 | TAB-DEW-SQ-0003 | Emergency Eye Wash station,Polymer Loading Station | TAB-DEW-SAFETY | PPE,Eyewash Station | Safety Equipment |  | SQ | http://www.toronto.ca/TWONTO#00307 |  | Safety Equipment
| MAIN-125 | Main 125 | WTR-MT3 |  |  |  |  | http://www.toronto.ca/TWONTO#00804 | Sub-Process | Work Area 3 WEST Mains and Chambers
107803 | TAB-ACC-TSL-1848 | Switch,Temperature,Low,Supply Air , | TAB-ACC-AHU-1848 | Switch,Temperature | Switch |  | TSL | http://www.toronto.ca/TWONTO#00734 |  | AHU, Blower Bldg
| TAB-Z BLDG | Building Location | TAB-SPC2 |  |  |  |  | http://www.toronto.ca/TWONTO#00260 | Process | Process Control Systems - Equipment
28721 | FIS-ELS-DS-0616B | Disconnect Switch, Polymer Skid 2, RMF Polymer Storage & Feeder Building, Polymer Storage Room | FIS-ELS-TR-0616 | Switch | Switch |  | DS | http://www.toronto.ca/TWONTO#00594 |  | Transformer, 15kVA,600/120/208V, RMF Polymer Storage & Feeder Building, Polymer Storage Room
120228 | THC-ACC-AC-0441 | H.V.A.C.,Air Conditioning Evaporator Unit,Electrical Room,Building UU | THC-ACC-BLDG U | H.V.A.C.,Air Conditioner | HVAC |  | AC | http://www.toronto.ca/TWONTO#00141 |  | New Digesters Building HVAC
117974 | TAB-SES-LTG-2281E | Lighting, 2 LED heads, PRS Bldg | TAB-STR-SQ | Lighting | Safety Equipment |  | LTG | http://www.toronto.ca/TWONTO#00934 |  | WA2 Safety Equipment,lifting devices, ladders, Eye Wash station, First Aid Kits, Lock out stations
113551 | TAB-GRK-VEH-PE1040 | Forklift, Electric, Walk Behind, Multiton, WM30 27X48, WA-5 | TAB-GRK-VEH2 | Forklift,Electric | Vehicle |  |  | http://www.toronto.ca/TWONTO#00372
7259 | COL-PWR-MCC-0100 | Control Panel, MCC, West Rouge PS | COL-PWR | Control Panel,MCC | Motor Control Center |  | MCC | http://www.toronto.ca/TWONTO#00110 |  | West Rouge Pumping Station
74927 | THR-FT-LSL-4880 | Switch, Level-Low, Sump, Gallery T-19, Flood Monitoring System | THR-FT-P-4880 | Switch,Level-High-High | Switch |  | LSL | http://www.toronto.ca/TWONTO#00466 |  | Pump, Centrifugal, Sump, Gallery T19
135674 | THR-FT-LSHH-4860 | Switch, Level-High-High, Sump, Gallery T-17E, Flood Monitoring System | THR-FT-P-4860 | Switch,Level-High-High | Switch |  | LSHH | http://www.toronto.ca/TWONTO#00466 |  | Pump, Centrifugal, Sump,Sump pit#30, SP RAS PS,
46626 | TAB-DIS-F-0014 | Filter , Chlorine | TAB-DIS-CHL-4 | Filter | Chemical Feeder |  | F | http://www.toronto.ca/TWONTO#00277 |  | Chlorination Train #4
107106 | TAB-ACC-HTR-6479 | Heater, Unit, Hot Water, Mechanical Room No.6, Old Screen Bldg., P Bldg. | TAB-ACC-HTR-PBLDG | H.V.A.C.,Heater | HVAC |  | HTR | http://www.toronto.ca/TWONTO#00418 |  | Unit Heaters- P Bldg
18476 | FHA-SES-LDR-0504 | FHA-SES-LD-0042 - 10' Ladder Fiberglass Orange ( Pipe Gallery filter 20 ) | FHA-SES-LD-1 | Safety | Safety Equipment |  | LDR | http://www.toronto.ca/TWONTO#00457 |  | Ladders
64639 | FCL-SED-FSL-0002 | Switch, Flow Low, Inlet, Settled Water Drain, Turbidity Analyzer 0001, Sampling Pumps | FCL-SED-SAMP | Switch,Flow-Low | Switch |  | FSL | http://www.toronto.ca/TWONTO#00367 |  | Sedimentation Sampling
80010 | THR-WA3-LD-0030 | Sling, Nylon, Work Area 3 (2" X 2') | THR-LD-NYLN-WA3 | Lifting Device,Sling | Lifting Device |  | LD | http://www.toronto.ca/TWONTO#00929 |  | Slings, Nylon, Work Area 3
11013 | COL-PBG-LSH-0001 | Switch, Level-High | COL-PBG-MISC | Switch,Level | Switch |  | LSH | http://www.toronto.ca/TWONTO#00466 |  | Miscellaneous Equipment
43206 | TAB-CW-PS-0704 | Switch, Pressure, Before Backflow Preventer 0704, | TAB-CW-V | Switch,Pressure | Switch |  | PS | http://www.toronto.ca/TWONTO#00604 |  | Valves, Pipe lines City Water
127225 | THC-PLT-PSH-0543 | Switch,Pressure-High,Level Bubbler System,Bar screen 0540,Head House | THC-PLT-SC-0540 | Switch,Pressure-High | Switch |  | PSH | http://www.toronto.ca/TWONTO#00604 |  | Bar Screen 0540
66431 | FHA-SPC-RPU-1811 | Computer, SCADA Client, Filter Gallery Centre | FHA-ELS | Computer Equipment | Remote Processor Unit |  | RPU | http://www.toronto.ca/TWONTO#00548 |  | Electrical
69297 | THR-AER-LSHH-5712 | High High Level Switch, Pump 5712 | THR-FT-P-5712 | Switch,Level-High-High | Switch |  | LSHH | http://www.toronto.ca/TWONTO#00466 |  | Pump, Sump, Aeration Gallery, Tunnel 14, South
65349 | FCL-SES-SHOW-0002-SUS | Emergency Shower | FCL-SUSPENDED | PPE,Eyewash Station | Safety Equipment | 36708 | SHOW | x |  | Suspended entity
54011 | TAB-RSP-RPU-0232 | RPU, | TAB-RSP-INQ-M | RPU | Remote Processor Unit |  | RPU | http://www.toronto.ca/TWONTO#00122 |  | M Building - Instrumentation Equipment
62604 | THC-MCS-LD-164876BW4 | WIRE ROPE CRANE - MONORAIL (insp Liftsafe) | THC-MCS-LD | Lifting Device | Lifting Device |  | LD | http://www.toronto.ca/TWONTO#00251 |  | Mechanical Services, Lifting Device
44460 | TAB-DIG-BU-7600 | Waste Gas Burner, Waste Gas Burner Station | TAB-DIG-BU | Burner | Burner |  | BU | http://www.toronto.ca/TWONTO#00795 |  | Waste Gas Burner
50667 | TAB-PLT-WSH-0341 | Switch,weight, High, Screen 0341 | TAB-PLT-SC-0341 | Switch,Weight-High | Switch |  | WSH | http://www.toronto.ca/TWONTO#00604 |  | Bar Screen #3
95276 | FHO-TRW-T-0101 | Tank, Receiver, Surge Supression System Air Compressor C-0001, Surge Building, S2, Compressor Room | FHO-TRW-C-0101-KQ | Vessel,Pressure | Tank |  | T | http://www.toronto.ca/TWONTO#00606 |  | Surge Air Compressor 1
35239 | COL-PWR-FN-0001 | HVAC, Fan, Centrifugal, Downblast, Two-speed Dry Well Roof Fan | COL-PWR-AUX-MECH | Fan | HVAC |  | FN | http://www.toronto.ca/TWONTO#OWLClass_binid-posum-pozar-motav |  | Mechanical Equipment
95691 | FHO-WWW-XSH-0101 | Switch, Torque, High, Rake, Clarifier 1 | FHO-WWW-T-0102-KQ | Sensor,Position | Switch |  | XSH | http://www.toronto.ca/TWONTO#00750 |  | Clarifier 1
18109 | FHA-SED-ZSH-0205E | Switch, Limit, Access Hatch Zone 5, Settling Basin T-0201 | FHA-SED-ZSH-0205 |  | Security System |  | ZSH | http://www.toronto.ca/TWONTO#fohur-bugut-lijif-zazom |  | Switch, Limit, Access Hatch Zone 2
125738 | THC-FT-PSL-0995 | Switch, Inlet, Pressure-Low, Scum Transfer Pump 0990,Secondary,Phase I | THC-FT-P-0990SUSPEND | Switch,Pressure-Low | Switch |  | PSL | http://www.toronto.ca/TWONTO#00604 |  | Pump, for Scum Pit Tank 0980, for final tank 0900, Secondary Clarifier
116539 | TAB-PRS-ZSH-0116 | Switch, Valve Position Open, Truck Unloading Drain Valve | TAB-PRS-V-0116? | Switch,Position-High | Switch | 46106 | ZSH | x |  | Valve, Inlet Immediate from Rail Car #3
59049 | THC-ACC-HTR-0307 | Air Heater, Convector, Building M | THC-ACC-HEATERS | H.V.A.C.,Heater,Unit | HVAC |  | HTR | http://www.toronto.ca/TWONTO#00418 |  | Air Heaters, Building M
40394 | TAB-ACC-FSL-2050 | Switch,Flow,Low,Glycol From Pump | TAB-ACC-P-2050 | Switch,Flow | Switch |  | FSL | http://www.toronto.ca/TWONTO#00367 |  | Pump, Circulating,Glycol,Aeration and Chemical Gallery,PG37-1
50956 | TAB-PRM-PSL-7003 | Switch Pressure,Low ,Exhaust Fan-FN7003 | TAB-PRM-T-2300 | Switch,Pressure | Switch |  | PSL | http://www.toronto.ca/TWONTO#00604 |  | Hopper, Scum - Primary Tank 5-6
86535 | WTR-PKL-LSL-0700 | Switch,Level-Low,Priming Status Switch,Pump 0700 | WTR-PKL-P-0700 | Switch,Level-Low | Switch |  | LSL | http://www.toronto.ca/TWONTO#00466 |  | Pump, Centrifugal, District 6
5891 | COL-PLB-TSH-0151A | Switch, Temperature-High | COL-PLB-AUX-MECH | Switch | Switch | 34550 | TSH | x |  | Mechanical Equipment
93335 | FHO-GRK-DR-4026S | Door, (FD-S4-26), Fire Rated, Bladder Surge Building, S4, Surge Tank Room, North East | FHO-GRK-FEQ-0001 | Fire Prevention,Door | Door |  | DR | http://www.toronto.ca/TWONTO#00353
71337 | THR-DIG-LSHH-0207 | Switch, Level-High-High, Over Flow Chamber, Tank 0200, Solids Treatment, Digester 2 Overflow Chamber | THR-DIG-PD-0200 | Switch,Level-High-High | Switch |  | LSHH | http://www.toronto.ca/TWONTO#00466 |  | Tank, Primary Digester-2, Solids Treatment
38463 | SWM-PWI-MCC-0100 | Motor Control Center, Power Distribution for Station, MCC-0100 | SWM-PWI |  | Motor Control Centre |  | MCC | http://www.toronto.ca/TWONTO#00110 |  | Wilson Storm Pumping Station
39046 | COL-YKP-SRL-0001411 | Self Retrieval Line -0001411 | YKP-BLD | Safety | Safety Equipment |  | SRL | http://www.toronto.ca/TWONTO#00677 |  | Collections - 435 Kipling Ave. Building envelope
146858 | WTR-REG-ZS-0002 | Switch, Position,Door Security | WTR-REG-AUX | Switch,Position | Switch |  | ZS | http://www.toronto.ca/TWONTO#00590 |  | Auxiliary Equipment (Building Facilities)
147104 | WTR-RMI-ZS-0033 | Instrument, Door Contact, Water Transmission | WTR-RMI-AUX |  | Switch |  | ZS | http://www.toronto.ca/TWONTO#00590 |  | Auxiliary Equipment (Building Facilities)
26400 | COL-PNT-FN-0101 | Fan, Exhaust | COL-PNT-MISC | Fan | HVAC |  | FN | http://www.toronto.ca/TWONTO#OWLClass_binid-posum-pozar-motav |  | Miscellaneous Equipment
30140 | COL-PWR-LSLL-0101 | Switch,Level, Low-Low, Wet Well #1 | COL-PWR-WEL-0100 | Switch,Level-Low-Low | Switch |  | LSLL | http://www.toronto.ca/TWONTO#00466 |  | Well, Wet Well #1, West Rouge PS
53606 | TAB-SES-LTX-2280 | Exit Sign, Battery Unit, 2 LED heads, PRS Bldg | TAB-STR-SQ | Lighting,Exit | Safety Equipment | 41285 | LTX | x |  | WA2 Safety Equipment,lifting devices, ladders, Eye Wash station, First Aid Kits, Lock out stations
145485 | WTR-PMI-PSL-0004 | Pressure Switch, Low, Suction Pumps 6 to 8 | WTR-PMI-TRW |  | Switch |  | PSL | http://www.toronto.ca/TWONTO#00604 |  | Treated Water (Transmission)
109782 | TAB-DEW-RPU-1106A | RPU for Centrifuge 5 - 8 Sludge & Polymer Pumps & Valves | TAB-DEW CENTRIFUGES |  | Remote Processor Unit |  | RPU | http://www.toronto.ca/TWONTO#00122 |  | Centrifuge Systems
54489 | TAB-STR-PSH-4011 | Switch,Pressure,High, Oil, Blower BL4011 lubrication | TAB-STR-BL-4011 | Switch,Pressure | Safety Equipment |  | PSH | http://www.toronto.ca/TWONTO#00604 |  | Blower #4011
127474 | THC-PRM-CRN-1201 | Manual Hoist, Manual Trolley, 1.2 Tons, HPU1200 Building | THC-PRM-BLDG-HPU1200 | Lifting Device,Hoist,Manual | Rigging Equipment |  | CRN | http://www.toronto.ca/TWONTO#00422 |  | HPU Building 12
138189 | THR-PRS-PSH-0300S | Switch, Pressure-High, Ferrous Chloride to South Aeration Tank 0100 Feed Pump Discharge, Chemical Building, Secondary Treatment, Phosphorous Removal | THR-PRS-P-0300S | Switch,Pressure-High | Switch | 39854 | PSH | x |  | Pump, Diaphragm, Ferrous Chloride to South Aeration Tank 0100, Chemical Building, Secondary Treatment, Phosphorous Removal
124562 | THC-DIS-T-0001 | Hot Water Tank (domestic hot water heater for tempered water to emergency shower facility), Basement Phase IV Aeration Building | THC-DIS |  | Tank |  | T | http://www.toronto.ca/TWONTO#00427 |  | Disinfection (Chlorination) Process
125207 | THC-ELS-SQ-2734539 | Electrical Safety gloves, High Voltage, Class 0, # 2734539 | THC-SES-SQ | PPE,Insulated Glove | Safety Equipment |  | SQ | http://www.toronto.ca/TWONTO#00653 |  | Safety Equipment
113424 | TAB-ELS-SQ-1005 | PPE Cabinet with PPE- T Bldg | TAB-ELS-ESQ | PPE | Safety Equipment |  | SQ | http://www.toronto.ca/TWONTO#00707 |  | Electrical Safety Equipment
83557 | FHA-SES-SQ-1110 | FHA-SES-SQ-0110 - Davit Base 4708 | FHA-SES |  | Safety Equipment |  | SQ | http://www.toronto.ca/TWONTO#00331 |  | Safety & Environmental Services
80288 | FHA-SED-ZSH-0305E | Switch, Limit, Access Hatch Zone 5, Settling Basin T-0301 | FHA-SED-ZSH-0305 |  | Security System |  | ZSH | http://www.toronto.ca/TWONTO#fohur-bugut-lijif-zazom |  | Switch, Limit, Access Hatch Zone 3
136676 | THR-MCS-LD-0603 | Come Along, Work Area 4 | THR-LD-WA4 | Lifting Device,Chain | Lifting Device |  | LD | http://www.toronto.ca/TWONTO#00812 |  | Lifting Devices, Chain Hoist, Come Along & Slings
124877 | THC-ELS-MCC-1701 | Control Panel,MCC,Incinerator Area | THC-ELS-PS-0001-M | Control Panel,MCC | Motor Control Centre |  | MCC | http://www.toronto.ca/TWONTO#00110 |  | Primary Power Equipment, Building M
3035 | COL-MTI-PSH-0100 | Pressure Switch, Hydraulic Filter Plugged, Hiawatha Control Chamber No.1, MTI | COL-MTI-CH-0100 |  | Switch |  | PSH | http://www.toronto.ca/TWONTO#00604 |  | Chamber,Hiawatha Control Chamber No.1, MTI
93331 | FHO-GRK-DR-4017S | Door, (FD-S4-17), Fire Rated, Chemical Building, S4, Ammonia Feed Room, South | FHO-GRK-FEQ-0001 | Fire Prevention,Door | Door |  | DR | http://www.toronto.ca/TWONTO#00353
44481 | TAB-DIG-CP-7101 | Control Station, Ventilation, Waste Gas Burner Station | TAB-DIG-CP-7100 | Control Panel | HVAC |  | CP | http://www.toronto.ca/TWONTO#00613 |  | Control Panel, Combustible Gas Monitoring, Waste Gas Burner Station
59630 | THC-DIG-TSH-1443 | Switch,Temperature-High,Discharge,Primary Digester Gas MIxing,C-5437,Gas Low Pressure System,Building U | THC-DIG-C-1437 | Switch,Temperature | Switch |  | TSH | http://www.toronto.ca/TWONTO#00734 |  | Compressor,Sliding Vane,Back-Up,Primary Digester Gas Mixing,PD-0400-0700,Gas Low Pressure System,Building U
40089 | DOS-SES-SCBA-2883 | SCBA 60 minutes escape pack | DOS-SES-SCBA | Safety | Safety Equipment |  | SCBA | http://www.toronto.ca/TWONTO#00123 |  | Self Contained Breathing Apparatus (SCBA)
112276 | TAB-DIS-SQ-0012 | SCBA Breathing Apparatus, NR210244, Chlorine Bldg., Spare | TAB-SES-SCBA | PPE,SCBA | Safety Equipment | 34629 | SQ | x |  | WA4 Safety Equipment, SCBA
| MAIN-127 | Main 127 | WTR-LWA |  |  |  |  | http://www.toronto.ca/TWONTO#00804 | Sub-Process | Work Area 2 Central Mains and Chambers
132922 | THR-DIG-SD-0400 | Tank, Secondary Digester-4, Solids Treatment | THR-DIG-T | Tank | Tank |  | SD | http://www.toronto.ca/TWONTO#00271 |  | Digester, Tanks
77573 | THR-PRM-COM-0011 | Reciever, Radio | THR-PRM-COM-1101 | Public Address System | Communications Equipment |  | COM | http://www.toronto.ca/TWONTO#00815 |  | Transmitter, Radio,Bridge 1101 Kiosk
74150 | THR-AER-F-0525 | Filter, Roll Media, Air Supply, Top, Aeration Blower System - North | THR-AER-F-HPBB | Filter | Filter |  | F | http://www.toronto.ca/TWONTO#00641 |  | Filter, Supply Air, Blower, High Pressure Blower Bldg.
130986 | THR-AER-LSL-1614 | Switch, Level-Low, Auxiliary Oil Tank, Blower 1611, Secondary Treatment, Aeration Blower System - North | THR-AER-T-1614 | Switch,Level-Low | Switch |  | LSL | http://www.toronto.ca/TWONTO#00466 |  | Tank, Non-Pressurized, Auxiliary Oil, Blower 1611, Secondary Treatment, Aeration Blower System - North
107566 | TAB-ACC-TE-1419A | Temperature Element, Supply Air Temperature | TAB-ACC-VAV-1419 | Sensor,Temperature | HVAC |  | TE | http://www.toronto.ca/TWONTO#00733 |  | Heater, Hot Water Reheat Coil, Variable air
129624 | THR-ACC-AHU-0150 | Air Handling Unit, Headhouse Loading Bay Air Supply, Headhouse Roof | THR-ACC-HH | Air Handling Unit | HVAC |  | AHU | http://www.toronto.ca/TWONTO#00147 |  | Heating, Ventilation and Air Conditioning, Head House
47456 | TAB-EL1-MCC-6993 | MCC,Electrical Rm,Second Floor,Workshop,P Building | TAB-EL1-MCC-6961 | Control Panel,MCC | Motor Control Center |  | MCC | http://www.toronto.ca/TWONTO#00110 |  | MCC,Electrical Room,Ground Floor,Screen Build,P Building
18676 | FHA-SES-SQ-0069 | Safewaze 3512-0241 6’ shock absorber lanyard Ser 61098 | FHA-SES-SQ-6 |  | Safety Equipment |  | SQ | http://www.toronto.ca/TWONTO#00333 |  | Safety Fall Protection Equipment
18737 | FHA-SES-SQ-1111 | FHA-SES-SQ-0111 - Davit Base 4711 | FHA-SES |  | Safety Equipment |  | SQ | http://www.toronto.ca/TWONTO#00331 |  | Safety & Environmental Services
62663 | THC-MCS-SM-0110 | Machine Tool,Lathe, Building A | THC-MCS-MEQ | Machine Tool,Milling Machine | Tool |  | SM | http://www.toronto.ca/TWONTO#00460 |  | Machine Shop and Equipment
| TAB-Z-BLDG | Building Location | TAB-EUS |  |  |  |  | http://www.toronto.ca/TWONTO#00260 | Process | Production & End User Support
115425 | TAB-PRM-FSL-2602 | Switch ,Flow, Low,Seal water to Scum Pump P-2602 | TAB-PRM-P-2602 | Switch,Flow | Switch |  | FSL | http://www.toronto.ca/TWONTO#00367 |  | Pump, Scum
9590 | DOS-MCS-LD-1676482 | Lifting Device, Fall Arrest Support System, DAVIT ARM, 450 LBS, N/A | FAC-YCM-SES | Lifting Device,Sling | Safety Equipment |  | LD | http://www.toronto.ca/TWONTO#00331 |  | SAFETY & ENVIRONMENTAL SERVICES
138774 | THR-SES-SQ-4881S | Harness, Full Body | THR-SES-SQ | Safety | Safety Equipment | 38768 | SQ | x |  | Safety Equipment
79016 | THR-ELS-LP-3221SE | Lighting Panel, 120/208V, North Grit Bldg, Old Blower room | THR-ELS-MCC-3221 | Control Panel,Electrical | Power Distribution Panel | 40971 | LP | x |  | Motor Control Centre, #1, North Grit Electrical Room
53119 | TAB-SA-D-2600 | Dryer, Chemical, Package, Boiler Building, Basement | TAB-AUX-C | Drier | Tank |  | D | http://www.toronto.ca/TWONTO#00143 |  | Auxiliary Building - Compressed Service Air Equipment
40064 | DOS-MCS-LD-110652 | Lifting Device, Fall Arrest Support System, DAVIT ARM & BASE, 450 LBS, 4'X4' | FAC-YCM-SES | Lifting Device,Sling | Safety Equipment |  | LD | http://www.toronto.ca/TWONTO#00331 |  | SAFETY & ENVIRONMENTAL SERVICES
79152 | THR-ELS-MCC-2921 | Motor Control Center 1, Electrical Room Head House | THR-ELS-HH | Control Panel,MCC | Motor Control Centre |  | MCC | http://www.toronto.ca/TWONTO#00110 |  | Electrical System, Head House and Engine Room
72551 | THR-ACC-CU-4711 | Condensing Unit, Ductless Split System outdoor Unit, SP RAS PS Electrical Building - MCC Room | THR-ACC-AC-4711 | H.V.A.C.,Air Conditioner | HVAC |  | CU | http://www.toronto.ca/TWONTO#00236 |  | Fan Coil Unit, Ductless Split System Indoor Unit, Electrical Bldg MCC Room
63365 | THC-DIG-RPU-1401A | Remote Processing Unit, , Digester Building, Basement | THC-AER |  | Remote Processor Unit |  | RPU | http://www.toronto.ca/TWONTO#00122 |  | AerationTreatment Process
| MAIN-127 | Main 127 | WTR-MT1 |  |  |  |  | http://www.toronto.ca/TWONTO#00804 | Sub-Process | Work Area 1 EAST Mains and Chambers
230 | 378162SUS | Kubota- WA2 | TAB-GRK-VEH | Vehicle,Unlicensed | Vehicle | 47465 |  | x
31481 | COL-PSW-FN-0002 | Fan, Exhaust, Wet Well | COL-PSW-MISC | Fan | HVAC |  | FN | http://www.toronto.ca/TWONTO#OWLClass_binid-posum-pozar-motav |  | Miscellaneous Equipment
107781 | TAB-ACC-TSH-0100 | Switch, Temperature, High, AHU-0100, Exist. Grit Bldg. Rooftop | TAB-ACC-AHU-0100 | Switch,Temperature-High | Switch |  | TSH | http://www.toronto.ca/TWONTO#00734 |  | Air Handling Unit, Old D Bldg. Rooftop
24392 | FHO-MCS-T-1601 | Tank, Hot Water, Standby Building, S2, Janitor Room | FHO-MCS-PWA |  | Tank |  | T | http://www.toronto.ca/TWONTO#00427 |  | Service Water & Backflow Prevention
26396 | FHO-SES-SQ-9001 | Lanyard-136467 | FHO-SES-SQ-0006 | PPE,Lanyard | Safety Equipment | 34718 | SQ | x |  | Fall Arrest Systems
75874 | THR-DIG-F-4714 | Filter, Tank 0700 Hot Water Return, Solids Treatment, Heating System - Digesters - Tank 0700 & Tank 0800 | THR-DIG-PD-0700 | Filter | Filter |  | F | http://www.toronto.ca/TWONTO#00277 |  | Tank, Primary Digester-7, Solids Treatment
25573 | FHO-SBS-T-0101 | Tank, Sodium Bishulphite, S4 Level, SBS Room, N/W | FHO-SBS | Tank | Tank |  | T | http://www.toronto.ca/TWONTO#00211 |  | Ozone Quenching
18780 | FHA-SQ-FAK-16 | First Aid Kit Station | FHA-SES-SQ-4 | PPE | Safety Equipment |  | FAK | http://www.toronto.ca/TWONTO#00357 |  | First Aid
131447 | THR-BG-TSH-0211 | Switch, Temperature, High, Fuel Gas, Heat Exchanger 0201 Inlet, Gas Compressor Bldg | THR-BG-C-0201 |  | Switch |  | TSH | http://www.toronto.ca/TWONTO#00734 |  | Compressor, Centrifugal, Fuel Gas, Compressor Building, Gas Compressor (And Dryer), for COGEN
119808 | TAB-WA2-SQ-1254 | Slings | TAB-SES-LD | Lifting Device,Sling | Lifting Device |  | SQ | http://www.toronto.ca/TWONTO#00260 |  | WA2 Lifting devices
116208 | TAB-PRS-PSL-3320 | Switch, Pressure-Low, Chemical Dosing Pump, Secondary Dosing | TAB-PRS-P-3320 | Switch,Pressure-Low | Switch |  | PSL | http://www.toronto.ca/TWONTO#00604 |  | Pump, Chemical Dosing, Secondary Dosing
15185 | FCL-TRW-LSHH-0001 | Switch, Level-High-High, Tank 0001, Surge Tank Building | FCL-TRW-4 | Switch,Level-High-High | Switch |  | LSHH | http://www.toronto.ca/TWONTO#00466 |  | Surge Suppression
142910 | WTR-365-LSH-0601 | Switch, Level High, Flood Alarm | WTR-365-CP-0601 | Transmitter,Pressure | Switch |  | LSH | http://www.toronto.ca/TWONTO#00466 |  | Control Panel, Electrical
147584 | YME-GRD | Grounds | YME-DOS |  | Grounds |  |  | http://www.toronto.ca/TWONTO#00010 |  | Merton Yard
86536 | WTR-PKL-LSL-0801 | Switch,Level-Low,Pump 0801 & Pump 0802 | WTR-PKL-CP-0801 | Switch,Level-Low | Switch |  | LSL | http://www.toronto.ca/TWONTO#00466 |  | Control Panel,Operator,Pump 0801 & Pump 0802
86175 | WTR-PJS-LSHH-0103 | Switch, Level-High-High, John Street Surge Tank 2 | WTR-PJS-T-0103 | Switch,Level-High-High | Switch |  | LSHH | http://www.toronto.ca/TWONTO#00466 |  | Tank, (Surge), John St #2
39663 | TAB-ACC-HE-6583 | Heat Exchanger, Reheat coil, Workshop Workshop storage, Screen Bldg., P Bldg. | TAB-ACC-AHU-6580 | Heat Exchanger | HVAC |  | HE | http://www.toronto.ca/TWONTO#00416 |  | Air Handling Unit, Workshop Roof, P Bldg.
96431 | FIS-DCL-PSL-0201 | Switch, Pressure, Low, SO2 Gas, WCS-0201 Discharge, Gaseous Chemical Building, Storage Room | FIS-DCL-SO-0201 | Sensor,Level | Switch |  | PSL | http://www.toronto.ca/TWONTO#00604 |  | Sulphonator, Gaseous Chemical Building, Machine Room
57065 | THC-ACC-PSL-3812 | Switch,Pressure-Low,Hot Water Supply Header,Old Section FT-0500 | THC-ACC-TUNNEL | Switch,Pressure-Low | Switch |  | PSL | http://www.toronto.ca/TWONTO#00604 |  | Plant Tunnels, HVAC
80012 | THR-WA3-LD-0039S | Sling, Wire Rope, Work Area 3 (Suspended) | THR-LD-WIRE-WA3 | Lifting Device,Sling | Lifting Device | 35923 | LD | x |  | Slings, Wire Rope, Work Area 3
106566 | TAB-ACC-FN-6531 | Fan, Centrifugal, Supply air, AHU-6530, Mechanical Room No. 3, Screen Bldg., P Bldg. | TAB-ACC-AHU-6530 | Fan,Centrifugal | HVAC |  | FN | http://www.toronto.ca/TWONTO#OWLClass_binid-posum-pozar-motav |  | Air Handling Unit, Mechanical Room no.3, Screen Bldg., P Bldg.
28339 | FIS-CLB-PSL-0102 | Switch, Pressure, Low, Post-Chlorine Evaporator EV-0101 Discharge,Gaseous Chemical Bldg,Storage Room | FIS-CLC-CHL-0101 | Sensor,Pressure | Switch |  | PSL | http://www.toronto.ca/TWONTO#00604 |  | Chemical Feeder, Gas, Chlorine, Trim Chlorination, Chlorination System
144999 | WTR-PKN-TSH-0003 | Switch, Temperature-High, AHU 0901 | WTR-PKN-AHU-0901 | Switch,Temperature-High | Switch |  | TSH | http://www.toronto.ca/TWONTO#00734 |  | Air Handling Unit
119807 | TAB-WA2-SQ-1253 | Slings | TAB-SES-LD | Lifting Device,Sling | Lifting Device |  | SQ | http://www.toronto.ca/TWONTO#00260 |  | WA2 Lifting devices
| THC-ADMIN BLDG | Building Location | THC-SPC |  |  |  |  | http://www.toronto.ca/TWONTO#00260 | Process | Process Control Systems - Services Area
79466 | THR-THK-PSL-5070 | Switch, Pressure Low, TWAS Transfer P-5070 | THR-THK-P-5070 | Switch,Pressure-Low | Switch |  | PSL | http://www.toronto.ca/TWONTO#00604 |  | TWAS Transfer Pump
94907 | FHO-SES-SQ-9026 | Chemical Suit, Size Sm/Md, Serial # 112539, S2 Stores | FHO-SES-CHEM SUIT | Safety | Safety Equipment |  | SQ | http://www.toronto.ca/TWONTO#00212 |  | Chemical Suits, Plant Wide
15992 | FHA-AUX-PSH-0203 | Switch, Pressure, High, Air Receiver T-0201, Instrument Air, Service Building | FHA-AUX-T-0201 | Switch,Pressure-High | Switch |  | PSH | http://www.toronto.ca/TWONTO#00604 |  | Tank, Air Receiver Compressed Air, Instrument Air, Pump Building, High Lift PS Basement, N/E Corner
54041 | TAB-RSP-UPS-0201 | UPS for RPU, | TAB-RSP-RPU-0201 | UPS | Remote Processor Unit |  | UPS | http://www.toronto.ca/TWONTO#00124 |  | RPU, Pump #'s MSP-1 & MSP-2
105173 | PA50289 | Paging/Intercom System, Flotation/Z Bldg | TAB-THK-STRC |  | Communications Equipment |  |  | http://www.toronto.ca/TWONTO#OWLClass_aaa0534b_8301_4f5e_86a4_f0d2cc6e91a2 |  | THK-STRC
13979 | FCL-SPC-RPU-1822 | RPU Panel, Zebra Mussel/Raw Water Sampling, Raw Water Pumping | FCL_ELS_MISCELLANEOUS | Control Panel | Remote Processor Unit |  | RPU | http://www.toronto.ca/TWONTO#00122 |  | FCL_ELS_MISCELLANEOUS
53628 | TAB-SES-LTX-2300 | Exit Sign, Battery Unit, 2 LED heads, Tunnel 'H' | TAB-STR-SQ | Lighting,Exit | Safety Equipment | 41304 | LTX | x |  | WA2 Safety Equipment,lifting devices, ladders, Eye Wash station, First Aid Kits, Lock out stations
75104 | THR-FT-PSH-4510 | Switch, Pressure-High, Pump P-4501 Discharge, WAS Pumping - South | THR-FT-P-4501 | Switch,Pressure-High | Switch |  | PSH | http://www.toronto.ca/TWONTO#00604 |  | Pump, Centrifugal, WAS, RAS Pumping Station - South
47303 | TAB-EL1-MCC-6123 | Motor Control Cenrer, 600V | TAB-AER-ELQ | Switchgear,Indoor | Motor Control Centre |  | MCC | http://www.toronto.ca/TWONTO#00110 |  | Aeration - Electrical Equipment
| THC-ADMIN BLDG | Building Location | THC-SPC2 |  |  |  |  | http://www.toronto.ca/TWONTO#00260 | Process | Process Control Systems - Equipment
| THC-ADMIN-BLDG | Building Location | THC-EUS |  |  |  |  | http://www.toronto.ca/TWONTO#00260 | Process | Production & End User Support
| THC-ADMIN-BLDG | Building Location | THC-ITM |  |  |  |  | http://www.toronto.ca/TWONTO#00260 | Process | Integrated Technology Management
| THC-AERATION-BLDG | Building Location | THC-EUS |  |  |  |  | http://www.toronto.ca/TWONTO#00260 | Process | Production & End User Support
| THC-AIR-TREAT-BLDG | Building Location | THC-EUS |  |  |  |  | http://www.toronto.ca/TWONTO#00260 | Process | Production & End User Support
| THC-BLOWER-BLDG | Building Location | THC-EUS |  |  |  |  | http://www.toronto.ca/TWONTO#00260 | Process | Production & End User Support
| THC-BOILER-BLDG | Building Location | THC-EUS |  |  |  |  | http://www.toronto.ca/TWONTO#00260 | Process | Production & End User Support
| THC-CHLORINE-BLDG | Building Location | THC-EUS |  |  |  |  | http://www.toronto.ca/TWONTO#00260 | Process | Production & End User Support
| THC-COMPRESSOR-BLDG | Building Location | THC-EUS |  |  |  |  | http://www.toronto.ca/TWONTO#00260 | Process | Production & End User Support
| THC-DECHLORINE BLDG | Building Location | THC-SPC |  |  |  |  | http://www.toronto.ca/TWONTO#00260 | Process | Process Control Systems - Services Area
| THC-DECHLORINE BLDG | Building Location | THC-SPC2 |  |  |  |  | http://www.toronto.ca/TWONTO#00260 | Process | Process Control Systems - Equipment
| THC-DECOM | Building Location | THC-EUS |  |  |  |  | http://www.toronto.ca/TWONTO#00260 | Process | Production & End User Support
| THC-DIGESTER-BLDG | Building Location | THC-EUS |  |  |  |  | http://www.toronto.ca/TWONTO#00260 | Process | Production & End User Support
| 535058 | Extinguisher, Fire, SN# 535058, Dry, 18 lbs, Ozone #1, Aeration | TAB-WA7-FEQ-2148S | Fire Prevention,Extinguisher |  | 32990 |  | x | Obsolete Entity | Extinguisher, Fire - Aeration
| 535058 | Extinguisher, Fire, SN# 535058, Dry, 18 lbs, Ozone #1, Aeration | TAB-SUSPENDED ENTITY | Fire Prevention,Extinguisher |  | 32990 |  | x | Obsolete Entity | Suspended entities
| 535079 | Extinguisher, Fire, SN# 535079, Dry, 19 lbs, Ozone #2, Aeration | TAB-SUSPENDED ENTITY | Fire Prevention,Extinguisher |  | 32991 |  | x | Obsolete Entity | Suspended entities
| 535079 | Extinguisher, Fire, SN# 535079, Dry, 19 lbs, Ozone #2, Aeration | TAB-WA7-FEQ-2148S | Fire Prevention,Extinguisher |  | 32991 |  | x | Obsolete Entity | Extinguisher, Fire - Aeration
| THC-FLOTATION-BLDG | Building Location | THC-EUS |  |  |  |  | http://www.toronto.ca/TWONTO#00260 | Process | Production & End User Support
| THC-HYGIENE-BLDG | Building Location | THC-EUS |  |  |  |  | http://www.toronto.ca/TWONTO#00260 | Process | Production & End User Support
| THC-INCINERATOR BLDG | Building Location | THC-SPC |  |  |  |  | http://www.toronto.ca/TWONTO#00260 | Process | Process Control Systems - Services Area
| THC-INCINERATOR BLDG | Building Location | THC-SPC2 |  |  |  |  | http://www.toronto.ca/TWONTO#00260 | Process | Process Control Systems - Equipment
| THC-NEW BLOWER BLDG | Building Location | THC-SPC2 |  |  |  |  | http://www.toronto.ca/TWONTO#00260 | Process | Process Control Systems - Equipment
| THC-NEW BLOWER BLDG | Building Location | THC-SPC |  |  |  |  | http://www.toronto.ca/TWONTO#00260 | Process | Process Control Systems - Services Area
| THC-NEW-BLOWER-BLDG | Building Location | THC-EUS |  |  |  |  | http://www.toronto.ca/TWONTO#00260 | Process | Production & End User Support
| THC-OLD BLOWER BLDG | Building Location | THC-SPC |  |  |  |  | http://www.toronto.ca/TWONTO#00260 | Process | Process Control Systems - Services Area
| THC-OLD BLOWER BLDG | Building Location | THC-SPC2 |  |  |  |  | http://www.toronto.ca/TWONTO#00260 | Process | Process Control Systems - Equipment
| THC-OLD-PLANT-BLDG | Building Location | THC-EUS |  |  |  |  | http://www.toronto.ca/TWONTO#00260 | Process | Production & End User Support
| THC-OLD-SECTION-BLDG | Building Location | THC-EUS |  |  |  |  | http://www.toronto.ca/TWONTO#00260 | Process | Production & End User Support
| THC-SDB-BLDG | Building Location | THC-EUS |  |  |  |  | http://www.toronto.ca/TWONTO#00260 | Process | Production & End User Support
| THC-STORE | Building Location | THC-EUS |  |  |  |  | http://www.toronto.ca/TWONTO#00260 | Process | Production & End User Support
| THR-BLOWER-BLDG | Building Location | THR-ITM |  |  |  |  | http://www.toronto.ca/TWONTO#00260 | Process | Integrated Technology Management
| THR-BLOWER-BLDG | Building Location | THR-EUS |  |  |  |  | http://www.toronto.ca/TWONTO#00260 | Process | Production & End User Support
| THR-CHLORINE-BLDG | Building Location | THR-EUS |  |  |  |  | http://www.toronto.ca/TWONTO#00260 | Process | Production & End User Support
| THR-COMPRESSOR-BLDG | Building Location | THR-EUS |  |  |  |  | http://www.toronto.ca/TWONTO#00260 | Process | Production & End User Support
| THR-DECOM | Building Location | THR-EUS |  |  |  |  | http://www.toronto.ca/TWONTO#00260 | Process | Production & End User Support
| BOM - LABORATORY | Business Operations Management | BOM ADMIN |  |  |  |  | http://www.toronto.ca/TWONTO#00260 | Work Area | Business Operation Management
| BOM - SERVICES | Business Customer Support | BOM ADMIN |  |  |  |  | http://www.toronto.ca/TWONTO#00260 | Work Area | Business Operation Management
| THR-DIGESTER-BLDG | Building Location | THR-EUS |  |  |  |  | http://www.toronto.ca/TWONTO#00260 | Process | Production & End User Support
| BOM PUBLIC OUTREACH | Public Outreach Program | BOM - SERVICES |  |  |  |  | http://www.toronto.ca/TWONTO#00278 | Process | Business Customer Support
| THR-GRIT-BLDG | Building Location | THR-EUS |  |  |  |  | http://www.toronto.ca/TWONTO#00260 | Process | Production & End User Support
| THR-MIXING-BLDG | Building Location | THR-EUS |  |  |  |  | http://www.toronto.ca/TWONTO#00260 | Process | Production & End User Support
| THR-ODOUR-CTL-BLDG | Building Location | THR-EUS |  |  |  |  | http://www.toronto.ca/TWONTO#00260 | Process | Production & End User Support
| TNT-ADMIN-BLDG | Building Location | TNT-EUS |  |  |  |  | http://www.toronto.ca/TWONTO#00260 | Process | Production & End User Support
| TNT-DECOM | Building Location | TNT-EUS |  |  |  |  | http://www.toronto.ca/TWONTO#00260 | Process | Production & End User Support
| WTR-DECOM | Building Location | WTR-EUS |  |  |  |  | http://www.toronto.ca/TWONTO#00260 | Process | Production & End User Support
| WTR-WORK AREA 1 | Building Location | WTR-EUS |  |  |  |  | http://www.toronto.ca/TWONTO#00260 | Process | Production & End User Support
| WTR-WORK AREA 3 | Building Location | WTR-EUS |  |  |  |  | http://www.toronto.ca/TWONTO#00260 | Process | Production & End User Support
| YCH-ADMIN-BLDG | Building Location | YMH-EUS |  |  |  |  | http://www.toronto.ca/TWONTO#00260 | Process | Production & End User Support
| YCS-ADMIN BLDG | Building Location | YCS-SPC |  |  |  |  | http://www.toronto.ca/TWONTO#00260 | Process | Process Control Systems
| COE | DOS - CONSTRUCTION EAST | DOS |  |  |  |  | http://www.toronto.ca/TWONTO#00010 | Work Area | DIVISIONAL OPERATIONS SERVICES
| YCS-ADMIN-BLDG | Building Location | YCS-EUS |  |  |  |  | http://www.toronto.ca/TWONTO#00260 | Process | Production & End User Support
| COE-WA | Wall slab for HUSAR, DOS - CONSTRUCTION EAST | COE |  |  |  |  | http://www.toronto.ca/TWONTO#00713 | Sub Area | DOS - CONSTRUCTION EAST
| YCS-DECOM | Building Location | YCS-EUS |  |  |  |  | http://www.toronto.ca/TWONTO#00260 | Process | Production & End User Support
| YDA-ADMIN-BLDG | Building Location | YDA-EUS |  |  |  |  | http://www.toronto.ca/TWONTO#00260 | Process | Production & End User Support
| YDA-DECOM | Building Location | YDA-EUS |  |  |  |  | http://www.toronto.ca/TWONTO#00260 | Process | Production & End User Support
| YMH-ADMIN-BLDG | Building Location | YMH-EUS |  |  |  |  | http://www.toronto.ca/TWONTO#00260 | Process | Production & End User Support
| YMH-DECOM | Building Location | YMH-EUS |  |  |  |  | http://www.toronto.ca/TWONTO#00260 | Process | Production & End User Support
| YQQ-ADMIN-BLDG | Building Location | YMH-EUS |  |  |  |  | http://www.toronto.ca/TWONTO#00260 | Process | Production & End User Support
| YTF DECOM | Building Location | YTF SPC |  |  |  |  | http://www.toronto.ca/TWONTO#00260 | Process | Process Control Systems - Services Area
| YTF DECOM | Building Location | YTF-SPC2 |  |  |  |  | http://www.toronto.ca/TWONTO#00260 | Process | Process Control Systems - Equipment
| COL-120-LIT-0702S | SUSPENDED.Level Transmitter,Downstream, Coxwell Control Chambers No. 7&8, MTI | COL-MTI | Transmitter,Level |  | 40041 | LIT | x | Instrumentation Equipment | Mid-Toronto Interceptor
| COL-120-LIT-0702S | SUSPENDED.Level Transmitter,Downstream, Coxwell Control Chambers No. 7&8, MTI | COL-MTI-CH-0700 | Transmitter,Level |  | 40041 | LIT | x | Instrumentation Equipment | Chamber,Boston Dome Chamber No.7,MTI
| COL-120-LIT-0703S | SUSPENDED-Level Transmitter,Downstream, Coxwell Control Chambers No. 7&8, MTI | COL-MTI | Transmitter,Level |  | 40049 | LIT | x | Instrumentation Equipment | Mid-Toronto Interceptor
| COL-120-LIT-0703S | SUSPENDED-Level Transmitter,Downstream, Coxwell Control Chambers No. 7&8, MTI | COL-MTI-CH-0700 | Transmitter,Level |  | 40049 | LIT | x | Instrumentation Equipment | Chamber,Boston Dome Chamber No.7,MTI
| COL-BCV-FA-0001S | Fire Alarm system, Drywell | COL-BCV | Fire Prevention,Alarm |  | 42915 | FA | x | Obsolete Entity | Carlingview Blower Station
| COL-BCV-FA-0001S | Fire Alarm system, Drywell | COL-BCV-MISC | Fire Prevention,Alarm |  | 42915 | FA | x | Obsolete Entity | Miscellaneous Equipment
| COL-BCV-FA-0001S | Fire Alarm system, Drywell | COL-W-OBSOLETE | Fire Prevention,Alarm |  | 42915 | FA | x | Obsolete Entity | Col West Obsolete Entities
| YTF-A BLDG | Building Location | YTF SPC |  |  |  |  | http://www.toronto.ca/TWONTO#00260 | Process | Process Control Systems - Services Area
| COL-BCV-OIT-0001 | Operator Interface Terminal | COL-BCV | Computer Equipment,Monitor |  |  | OIT | http://www.toronto.ca/TWONTO#00548 | Electrical Equipment | Carlingview Blower Station
| COL-BCV-OIT-0001 | Operator Interface Terminal | COL-BCV-MISC | Computer Equipment,Monitor |  |  | OIT | http://www.toronto.ca/TWONTO#00548 | Electrical Equipment | Miscellaneous Equipment
| COL-BDC-FA-0001S | Fire Alarm system, Drywell | COL-BDC-MISC | Fire Prevention,Alarm |  | 40166 | FA | x | Obsolete Entity | Miscellaneous Equipment
| COL-BDC-FA-0001S | Fire Alarm system, Drywell | COL-BDC | Fire Prevention,Alarm |  | 40166 | FA | x | Obsolete Entity | Disco Blower Station
| COL-BDC-FA-0001S | Fire Alarm system, Drywell | COL-W-OBSOLETE | Fire Prevention,Alarm |  | 40166 | FA | x | Obsolete Entity | Col West Obsolete Entities
| YTF-A BLDG | Building Location | YTF-SPC2 |  |  |  |  | http://www.toronto.ca/TWONTO#00260 | Process | Process Control Systems - Equipment
| YTF-A-BLDG | Building Location | YTF EUS |  |  |  |  | http://www.toronto.ca/TWONTO#00260 | Process | Production & End User Support
| COL-BEB-OIT-0001 | Operator Interface Terminal | COL-BEB | Computer Equipment,Monitor |  |  | OIT | http://www.toronto.ca/TWONTO#00548 | Electrical Equipment | Edenbridge Blower Station
| COL-BEB-OIT-0001 | Operator Interface Terminal | COL-BEB-MISC | Computer Equipment,Monitor |  |  | OIT | http://www.toronto.ca/TWONTO#00548 | Electrical Equipment | Miscellaneous Equipment
| YTF-B-BLDG | Building Location | YTF EUS |  |  |  |  | http://www.toronto.ca/TWONTO#00260 | Process | Production & End User Support
| YTF-C-BLDG | Building Location | YTF EUS |  |  |  |  | http://www.toronto.ca/TWONTO#00260 | Process | Production & End User Support
| COL-CENTRAL | Central | COL |  |  |  |  | http://www.toronto.ca/TWONTO#00010 | Work Area | Complex Systems
| YTF-DECOM | Building Location | YTF EUS |  |  |  |  | http://www.toronto.ca/TWONTO#00260 | Process | Production & End User Support
| TAB-OLD ADMIN BLDG | Building Location New Project Management Building | TAB-SPC2 |  |  |  |  | http://www.toronto.ca/TWONTO#00260 | Process | Process Control Systems - Equipment
| TAB-OLD ADMIN BLDG | Building Location New Project Management Building | TAB-SPC |  |  |  |  | http://www.toronto.ca/TWONTO#00260 | Process | Process Control Systems - Services Area
| MAIN-129 | Main 129 | WTR-LWA |  |  |  |  | http://www.toronto.ca/TWONTO#00804 | Sub-Process | Work Area 2 Central Mains and Chambers
| COL-MTI-TSH-2001 | Switch, Temperature, High, Oil, Hydraulic System, MTI Chamber CH-2000, Victoria St. | COL-MTI-CH-2000 |  |  |  | TSH | http://www.toronto.ca/TWONTO#00734 | Building Service | Chamber,Victoria St. Control Chamber No.20, MTI
| MAIN-130 | Main 130 | WTR-LWA |  |  |  |  | http://www.toronto.ca/TWONTO#00804 | Sub-Process | Work Area 2 Central Mains and Chambers
| COL-PBF-BFP-0001 | Back Flow Preventer | COL-PBF-MISC | Valve,Backflow Preventer |  |  | BFP | http://www.toronto.ca/TWONTO#00165 | Mechanical Equipment | Miscellaneous Equipment
| COL-PBF-CH-0001 | Chamber, Overflow | COL-PBF-MISC | Chamber |  |  | CH | http://www.toronto.ca/TWONTO#00318 | Mechanical Equipment | Miscellaneous Equipment
| COL-PBF-COM-0001 | Control Panel, Operator | COL-PBF | Control Panel |  |  | COM | http://www.toronto.ca/TWONTO#00613 | Electrical Equipment | Bluffers Park Sewage Pumping Station
| COL-PBF-COM-0001 | Control Panel, Operator | COL-PBF-MISC | Control Panel |  |  | COM | http://www.toronto.ca/TWONTO#00613 | Electrical Equipment | Miscellaneous Equipment
| COL-PBF-CP-0200 | Control Panel | COL-PBF-MISC | Control Panel |  |  | CP | http://www.toronto.ca/TWONTO#00613 | Electrical Equipment | Miscellaneous Equipment
| COL-PBF-CP-0300 | Control Panel | COL-PBF-MISC | Control Panel |  |  | CP | http://www.toronto.ca/TWONTO#00613 | Electrical Equipment | Miscellaneous Equipment
| COL-PBF-DM-0001 | Damper/Louver | COL-PBF-MISC | Damper/Louver |  |  | DM | http://www.toronto.ca/TWONTO#00142 | Mechanical Equipment | Miscellaneous Equipment
| COL-PBF-DM-0002 | Damper/Louver | COL-PBF-MISC | Damper/Louver |  |  | DM | http://www.toronto.ca/TWONTO#00142 | Mechanical Equipment | Miscellaneous Equipment
| COL-PBF-DM-0003 | Damper/Louver | COL-PBF-MISC | Damper/Louver |  |  | DM | http://www.toronto.ca/TWONTO#00142 | Mechanical Equipment | Miscellaneous Equipment
| COL-PBF-DM-0004 | Damper/Louver | COL-PBF-MISC | Damper/Louver |  |  | DM | http://www.toronto.ca/TWONTO#00142 | Mechanical Equipment | Miscellaneous Equipment
| COL-PBF-FEQ-0001S | Fire Prevention, Extinguisher | COL-PBF-MISC | Fire Prevention,Extinguisher |  | 41312 | FEQ | x | Obsolete Entity | Miscellaneous Equipment
| COL-PBF-FEQ-0001S | Fire Prevention, Extinguisher | COL-W-OBSOLETE | Fire Prevention,Extinguisher |  | 41312 | FEQ | x | Obsolete Entity | Col West Obsolete Entities
| COL-PBF-FIT-0001 | Transmitter, Flow | COL-PBF-MISC | Transmitter |  |  | FIT | http://www.toronto.ca/TWONTO#00369 | Instrumentation Equipment | Miscellaneous Equipment
| COL-PBF-FN-0001 | Fan, Exhaust | COL-PBF-MISC | Fan |  |  | FN | http://www.toronto.ca/TWONTO#OWLClass_binid-posum-pozar-motav | Mechanical Equipment | Miscellaneous Equipment
| COL-PBF-GEN-0001 | Generator, Electricity | COL-PBF-MISC | Generator |  |  | GEN | http://www.toronto.ca/TWONTO#00397 | Electrical Equipment | Miscellaneous Equipment
| MAIN-130 | Main 130 | WTR-MT1 |  |  |  |  | http://www.toronto.ca/TWONTO#00804 | Sub-Process | Work Area 1 EAST Mains and Chambers
| MAIN-131 | Main 131 | WTR-LWA |  |  |  |  | http://www.toronto.ca/TWONTO#00804 | Sub-Process | Work Area 2 Central Mains and Chambers
| COL-PBF-HTR-0002 | Heater | COL-PBF-MISC | Heater |  |  | HTR | http://www.toronto.ca/TWONTO#00418 | Mechanical Equipment | Miscellaneous Equipment
| COL-PBF-LIT-0100 | Transmitter, Level | COL-PBF-MISC | Transmitter,Level |  |  | LIT | http://www.toronto.ca/TWONTO#00467 | Instrumentation Equipment | Miscellaneous Equipment
| COL-PBF-LSH-0103 | Switch, Level-High | COL-PBF | Switch,Level |  |  | LSH | http://www.toronto.ca/TWONTO#00466 | Instrumentation Equipment | Bluffers Park Sewage Pumping Station
| COL-PBF-LSH-0103 | Switch, Level-High | COL-PBF-MISC | Switch,Level |  |  | LSH | http://www.toronto.ca/TWONTO#00466 | Instrumentation Equipment | Miscellaneous Equipment
| COL-PBF-LSHH-0104 | Switch, Level High-High | COL-PBF-MISC | Switch,Level |  |  | LSHH | http://www.toronto.ca/TWONTO#00466 | Instrumentation Equipment | Miscellaneous Equipment
| COL-PBF-LSHH-0104 | Switch, Level High-High | COL-PBF | Switch,Level |  |  | LSHH | http://www.toronto.ca/TWONTO#00466 | Instrumentation Equipment | Bluffers Park Sewage Pumping Station
| COL-PBF-LSL-0102 | Switch, Level-Low | COL-PBF | Switch |  |  | LSL | http://www.toronto.ca/TWONTO#00466 | Instrumentation Equipment | Bluffers Park Sewage Pumping Station
| COL-PBF-LSL-0102 | Switch, Level-Low | COL-PBF-MISC | Switch |  |  | LSL | http://www.toronto.ca/TWONTO#00466 | Instrumentation Equipment | Miscellaneous Equipment
| COL-PBF-LSLL-0101 | Switch, Level Low-Low | COL-PBF | Switch,Level |  |  | LSLL | http://www.toronto.ca/TWONTO#00466 | Instrumentation Equipment | Bluffers Park Sewage Pumping Station
| COL-PBF-LSLL-0101 | Switch, Level Low-Low | COL-PBF-MISC | Switch,Level |  |  | LSLL | http://www.toronto.ca/TWONTO#00466 | Instrumentation Equipment | Miscellaneous Equipment
| COL-PBF-LTG-0001 | Lighting | COL-PBF-MISC | Control Panel |  |  | LTG | http://www.toronto.ca/TWONTO#OWLClass_bf4a19ed_88a8_4fe8_b294_bb31702c646f | Electrical Equipment | Miscellaneous Equipment
| MAIN-132 | Main 132 | WTR-LWA |  |  |  |  | http://www.toronto.ca/TWONTO#00804 | Sub-Process | Work Area 2 Central Mains and Chambers
| TNT-GRK-PRTY-1000 | Building Services | TNT-GRK |  |  |  | PRTY | http://www.toronto.ca/TWONTO#00260 | Equipment Location | Groundskeeping, Building services, Safety Equipment
| COL-PBF-OIT-0001 | Operator Interface Terminal | COL-PBF-MISC | Computer Equipment,Monitor |  |  | OIT | http://www.toronto.ca/TWONTO#00548 | Electrical Equipment | Miscellaneous Equipment
| COL-PBF-P-0001 | Pump, Centrifugal | COL-PBF-MISC | Pump |  | 34116 | P | x | Mechanical Equipment | Miscellaneous Equipment
| COL-PBF-P-0001 | Pump, Centrifugal | COL-PBF | Pump |  | 34116 | P | x | Mechanical Equipment | Bluffers Park Sewage Pumping Station
| COL-PBF-P-0100 | Pump, Centrifugal | COL-PBF | Pump |  |  | P | http://www.toronto.ca/TWONTO#00626 | Mechanical Equipment | Bluffers Park Sewage Pumping Station
| COL-PBF-P-0100A | Pump, Centrifugal | COL-PBF | Pump |  |  | P | http://www.toronto.ca/TWONTO#00626 | Mechanical Equipment | Bluffers Park Sewage Pumping Station
| COL-PBF-P-0200 | Pump, Centrifugal | COL-PBF | Pump |  |  | P | http://www.toronto.ca/TWONTO#00626 | Mechanical Equipment | Bluffers Park Sewage Pumping Station
| COL-PBF-P-0200A | Pump, Centrifugal | COL-PBF | Pump |  |  | P | http://www.toronto.ca/TWONTO#00626 | Mechanical Equipment | Bluffers Park Sewage Pumping Station
| COL-PBF-RPU-0001 | Remote Processing Unit | COL-PBF-MISC | RPU |  |  | RPU | http://www.toronto.ca/TWONTO#00122 | Electrical Equipment | Miscellaneous Equipment
| COL-PBF-RPU-0001 | Remote Processing Unit | COL-PBF | RPU |  |  | RPU | http://www.toronto.ca/TWONTO#00122 | Electrical Equipment | Bluffers Park Sewage Pumping Station
| COL-PBF-SS-0001 | Security System | COL-PBF | Security System |  |  | SS | http://www.toronto.ca/TWONTO#00673 | Electrical Equipment | Bluffers Park Sewage Pumping Station
| COL-PBF-SS-0001 | Security System | COL-PBF-MISC | Security System |  |  | SS | http://www.toronto.ca/TWONTO#00673 | Electrical Equipment | Miscellaneous Equipment
| COL-PBF-SW-0001 | Switch, Power | COL-PBF | Switch |  |  | SW | http://www.toronto.ca/TWONTO#00594 | Electrical Equipment | Bluffers Park Sewage Pumping Station
| COL-PBF-SW-0001 | Switch, Power | COL-PBF-MISC | Switch |  |  | SW | http://www.toronto.ca/TWONTO#00594 | Electrical Equipment | Miscellaneous Equipment
| COL-PBF-TR-0001 | Transformer, Power | COL-PBF | Transformer |  |  | TR | http://www.toronto.ca/TWONTO#00755 | Electrical Equipment | Bluffers Park Sewage Pumping Station
| COL-PBF-TR-0001 | Transformer, Power | COL-PBF-MISC | Transformer |  |  | TR | http://www.toronto.ca/TWONTO#00755 | Electrical Equipment | Miscellaneous Equipment
| COL-PBF-TS-0001 | Switch, Transfer | COL-PBF-MISC | Switch |  |  | TS | http://www.toronto.ca/TWONTO#00754 | Electrical Equipment | Miscellaneous Equipment
| COL-PBF-WEL-0100 | Wet well | COL-PBF | Well |  |  | WEL | http://www.toronto.ca/TWONTO#00811 | Mechanical Equipment | Bluffers Park Sewage Pumping Station
| COL-PBF-WEL-0100 | Wet well | COL-PBF-MISC | Well |  |  | WEL | http://www.toronto.ca/TWONTO#00811 | Mechanical Equipment | Miscellaneous Equipment
| TAB-AER-STRC | Building Services, Safety, Drains & Plumbing - Air Emission Houses | TAB-AER-SB |  |  |  |  | http://www.toronto.ca/TWONTO#00260 | Equipment Location | Aeration Odour Control
| FHO-GRK | Buildings & Grounds | FHO WORK AREA 2 |  |  |  |  | http://www.toronto.ca/TWONTO#00260 | Process | Services
| COL-PBP-OIT-0001 | Operator Interface Terminal | COL-PBP | Computer Equipment,Monitor |  |  | OIT | http://www.toronto.ca/TWONTO#00548 | Electrical Equipment | Baby Point Sewage Pumping Station
| COL-PBP-OIT-0001 | Operator Interface Terminal | COL-PBP-MISC | Computer Equipment,Monitor |  |  | OIT | http://www.toronto.ca/TWONTO#00548 | Electrical Equipment | Miscellaneous Equipment
| COL-PBR-CH-0001 | Chamber, Valve | COL-PBR-MISC | Chamber |  |  | CH | http://www.toronto.ca/TWONTO#00318 | Mechanical Equipment | Miscellaneous Equipment
| COL-PBR-CH-0001 | Chamber, Valve | COL-PBR | Chamber |  |  | CH | http://www.toronto.ca/TWONTO#00318 | Mechanical Equipment | Berry Road Sewage Pumping Station
| COL-PBR-CP-0001 | Control Panel, Operator | COL-PBR | Control Panel |  |  | CP | http://www.toronto.ca/TWONTO#00613 | Electrical Equipment | Berry Road Sewage Pumping Station
| COL-PBR-CP-0001 | Control Panel, Operator | COL-PBR-MISC | Control Panel |  |  | CP | http://www.toronto.ca/TWONTO#00613 | Electrical Equipment | Miscellaneous Equipment
| COL-PBR-FEQ-0001S | Fire Prevention, Extinguisher | COL-PBR | Fire Prevention,Extinguisher |  | 41314 | FEQ | x | Obsolete Entity | Berry Road Sewage Pumping Station
| COL-PBR-FEQ-0001S | Fire Prevention, Extinguisher | COL-PBR-MISC | Fire Prevention,Extinguisher |  | 41314 | FEQ | x | Obsolete Entity | Miscellaneous Equipment
| COL-PBR-FEQ-0001S | Fire Prevention, Extinguisher | COL-W-OBSOLETE | Fire Prevention,Extinguisher |  | 41314 | FEQ | x | Obsolete Entity | Col West Obsolete Entities
| COL-PBR-GRF-0001 | Indicator, Ground Fault | COL-PBR |  |  |  | GRF | http://www.toronto.ca/TWONTO#00406 | Electrical Equipment | Berry Road Sewage Pumping Station
| COL-PBR-GRF-0001 | Indicator, Ground Fault | COL-PBR-MISC |  |  |  | GRF | http://www.toronto.ca/TWONTO#00406 | Electrical Equipment | Miscellaneous Equipment
| COL-PBR-HTR-0001 | Heater, Electrical Panel | COL-PBR | Heater |  |  | HTR | http://www.toronto.ca/TWONTO#00418 | Mechanical Equipment | Berry Road Sewage Pumping Station
| COL-PBR-HTR-0001 | Heater, Electrical Panel | COL-PBR-MISC | Heater |  |  | HTR | http://www.toronto.ca/TWONTO#00418 | Mechanical Equipment | Miscellaneous Equipment
| COL-PBR-JIT-0001 | Meter, Power Indicating Transmitter | COL-PBR-MISC | Meter |  |  | JIT | http://www.toronto.ca/TWONTO#00302 | Instrumentation Equipment | Miscellaneous Equipment
| COL-PBR-JIT-0001 | Meter, Power Indicating Transmitter | COL-PBR | Meter |  |  | JIT | http://www.toronto.ca/TWONTO#00302 | Instrumentation Equipment | Berry Road Sewage Pumping Station
| COL-PBR-LIT-0100 | Transmitter, Level | COL-PBR-MISC | Transmitter,Level |  |  | LIT | http://www.toronto.ca/TWONTO#00467 | Instrumentation Equipment | Miscellaneous Equipment
| COL-PBR-LIT-0101 | Transmitter, Level | COL-PBR-MISC | Transmitter,Level |  |  | LIT | http://www.toronto.ca/TWONTO#00467 | Instrumentation Equipment | Miscellaneous Equipment
| COL-PBR-LIT-0101 | Transmitter, Level | COL-PBR | Transmitter,Level |  |  | LIT | http://www.toronto.ca/TWONTO#00467 | Instrumentation Equipment | Berry Road Sewage Pumping Station
| COL-PBR-LP-0001 | Control Panel, Electrical | COL-PBR-MISC | Control Panel |  |  | LP | http://www.toronto.ca/TWONTO#00477 | Electrical Equipment | Miscellaneous Equipment
| COL-PBR-LP-0001 | Control Panel, Electrical | COL-PBR | Control Panel |  |  | LP | http://www.toronto.ca/TWONTO#00477 | Electrical Equipment | Berry Road Sewage Pumping Station
| COL-PBR-LSH-0103 | Switch, Level | COL-PBR-MISC | Switch,Level |  |  | LSH | http://www.toronto.ca/TWONTO#00466 | Instrumentation Equipment | Miscellaneous Equipment
| COL-PBR-LSH-0103 | Switch, Level | COL-PBR | Switch,Level |  |  | LSH | http://www.toronto.ca/TWONTO#00466 | Instrumentation Equipment | Berry Road Sewage Pumping Station
| COL-PBR-LSHH-0104 | Switch, Level-High | COL-PBR | Switch,Level |  |  | LSHH | http://www.toronto.ca/TWONTO#00466 | Instrumentation Equipment | Berry Road Sewage Pumping Station
| COL-PBR-LSHH-0104 | Switch, Level-High | COL-PBR-MISC | Switch,Level |  |  | LSHH | http://www.toronto.ca/TWONTO#00466 | Instrumentation Equipment | Miscellaneous Equipment
| COL-PBR-LSL-0102 | Switch, Level | COL-PBR-MISC | Switch,Level |  |  | LSL | http://www.toronto.ca/TWONTO#00466 | Instrumentation Equipment | Miscellaneous Equipment
| COL-PBR-LSL-0102 | Switch, Level | COL-PBR | Switch,Level |  |  | LSL | http://www.toronto.ca/TWONTO#00466 | Instrumentation Equipment | Berry Road Sewage Pumping Station
| COL-PBR-LSLL-0101 | Switch, Level-Low | COL-PBR | Switch |  |  | LSLL | http://www.toronto.ca/TWONTO#00466 | Instrumentation Equipment | Berry Road Sewage Pumping Station
| COL-PBR-LSLL-0101 | Switch, Level-Low | COL-PBR-MISC | Switch |  |  | LSLL | http://www.toronto.ca/TWONTO#00466 | Instrumentation Equipment | Miscellaneous Equipment
| THC-GRK | Buildings & Grounds | THCLIQOPS |  |  |  |  | http://www.toronto.ca/TWONTO#00260 | Process | THC Liquids Operations
| MAIN-133 | Main 133 | WTR-LWA |  |  |  |  | http://www.toronto.ca/TWONTO#00804 | Sub-Process | Work Area 2 Central Mains and Chambers
| MAIN-134 | Main 134 | WTR-LWA |  |  |  |  | http://www.toronto.ca/TWONTO#00804 | Sub-Process | Work Area 2 Central Mains and Chambers
| COL-PBR-SW-0002 | Switch, Groud Fault Indicator | COL-PBR | Switch |  |  | SW | http://www.toronto.ca/TWONTO#00594 | Electrical Equipment | Berry Road Sewage Pumping Station
| COL-PBR-SW-0002 | Switch, Groud Fault Indicator | COL-PBR-MISC | Switch |  |  | SW | http://www.toronto.ca/TWONTO#00594 | Electrical Equipment | Miscellaneous Equipment
| COL-PBR-SW-0003 | Switch, Lighting Transformer | COL-PBR | Switch |  |  | SW | http://www.toronto.ca/TWONTO#00594 | Electrical Equipment | Berry Road Sewage Pumping Station
| COL-PBR-SW-0003 | Switch, Lighting Transformer | COL-PBR-MISC | Switch |  |  | SW | http://www.toronto.ca/TWONTO#00594 | Electrical Equipment | Miscellaneous Equipment
| COL-PBR-TR-0001 | Transformer, TR1 | COL-PBR | Transformer |  |  | TR | http://www.toronto.ca/TWONTO#00755 | Electrical Equipment | Berry Road Sewage Pumping Station
| COL-PBR-TR-0001 | Transformer, TR1 | COL-PBR-MISC | Transformer |  |  | TR | http://www.toronto.ca/TWONTO#00755 | Electrical Equipment | Miscellaneous Equipment
| COL-PBR-TS-0001 | Switch, Transfer | COL-PBR | Switch |  |  | TS | http://www.toronto.ca/TWONTO#00754 | Electrical Equipment | Berry Road Sewage Pumping Station
| COL-PBR-TS-0001 | Switch, Transfer | COL-PBR-MISC | Switch |  |  | TS | http://www.toronto.ca/TWONTO#00754 | Electrical Equipment | Miscellaneous Equipment
| COL-PBR-UPS-0001 | UPS | COL-PBR | Uninterruptible Power Supply |  |  | UPS | http://www.toronto.ca/TWONTO#00124 | Electrical Equipment | Berry Road Sewage Pumping Station
| COL-PBR-UPS-0001 | UPS | COL-PBR-MISC | Uninterruptible Power Supply |  |  | UPS | http://www.toronto.ca/TWONTO#00124 | Electrical Equipment | Miscellaneous Equipment
| COL-PBR-WEL-0100 | Well, Wet | COL-PBR |  |  |  | WEL | http://www.toronto.ca/TWONTO#00811 | Mechanical Equipment | Berry Road Sewage Pumping Station
| COL-PBR-WEL-0100 | Well, Wet | COL-PBR-MISC |  |  |  | WEL | http://www.toronto.ca/TWONTO#00811 | Mechanical Equipment | Miscellaneous Equipment
| COL-PBR-WEL-0200 | Well | COL-PBR-MISC |  |  |  | WEL | http://www.toronto.ca/TWONTO#00811 | Mechanical Equipment | Miscellaneous Equipment
| COL-PBY-CB-0001 | Circuit Breaker, | COL-PBY-MISC | Circuit Breaker |  |  | CB | http://www.toronto.ca/TWONTO#00186 | Electrical Equipment | Miscellaneous Equipment
| COL-PBY-CB-0001 | Circuit Breaker, | COL-PBY | Circuit Breaker |  |  | CB | http://www.toronto.ca/TWONTO#00186 | Electrical Equipment | Brick Yard Sewage Pumping Station
| COL-PBY-CH-0001 | Chamber, Inlet | COL-PBY | Chamber |  |  | CH | http://www.toronto.ca/TWONTO#00318 | Mechanical Equipment | Brick Yard Sewage Pumping Station
| COL-PBY-CH-0001 | Chamber, Inlet | COL-PBY-MISC | Chamber |  |  | CH | http://www.toronto.ca/TWONTO#00318 | Mechanical Equipment | Miscellaneous Equipment
| COL-PBY-CP-0001 | Control Panel, Operator | COL-PBY-MISC | Control Panel |  |  | CP | http://www.toronto.ca/TWONTO#00613 | Electrical Equipment | Miscellaneous Equipment
| COL-PBY-CP-0001 | Control Panel, Operator | COL-PBY | Control Panel |  |  | CP | http://www.toronto.ca/TWONTO#00613 | Electrical Equipment | Brick Yard Sewage Pumping Station
| COL-PBY-CP-0002 | Control Panel, MCC | COL-PBY-MISC | Control Panel |  |  | CP | http://www.toronto.ca/TWONTO#00613 | Electrical Equipment | Miscellaneous Equipment
| COL-PBY-CP-0003 | Control Panel, Backup float relay | COL-PBY-MISC | Control Panel |  |  | CP | http://www.toronto.ca/TWONTO#00613 | Electrical Equipment | Miscellaneous Equipment
| COL-PBY-CP-0004 | Control Panel, Grinder | COL-PBY-MISC | Control Panel |  |  | CP | http://www.toronto.ca/TWONTO#00613 | Electrical Equipment | Miscellaneous Equipment
| COL-PBY-FEQ-0001S | Fire Prevention, Extinguisher | COL-PBY | Fire Prevention,Extinguisher |  | 42605 | FEQ | x | Obsolete Entity | Brick Yard Sewage Pumping Station
| COL-PBY-FEQ-0001S | Fire Prevention, Extinguisher | COL-PBR-MISC | Fire Prevention,Extinguisher |  | 42605 | FEQ | x | Obsolete Entity | Miscellaneous Equipment
| COL-PBY-FEQ-0001S | Fire Prevention, Extinguisher | COL-W-OBSOLETE | Fire Prevention,Extinguisher |  | 42605 | FEQ | x | Obsolete Entity | Col West Obsolete Entities
| COL-PBY-GDR-0001 | Grinder, Comminutor | COL-PBY-MISC | Screen |  |  | GDR | http://www.toronto.ca/TWONTO#00405 | Mechanical Equipment | Miscellaneous Equipment
| COL-PBY-GDR-0001 | Grinder, Comminutor | COL-PCU-MISC | Screen |  |  | GDR | http://www.toronto.ca/TWONTO#00405 | Mechanical Equipment | Miscellaneous Equipment
| COL-PBY-GDR-0001 | Grinder, Comminutor | COL-PCU | Screen |  |  | GDR | http://www.toronto.ca/TWONTO#00405 | Mechanical Equipment | Cumber Pumping Station
| COL-PBY-LSH-0103 | Switch, Level-High | COL-PBY | Switch,Level |  |  | LSH | http://www.toronto.ca/TWONTO#00466 | Instrumentation Equipment | Brick Yard Sewage Pumping Station
| COL-PBY-LSH-0103 | Switch, Level-High | COL-PBY-MISC | Switch,Level |  |  | LSH | http://www.toronto.ca/TWONTO#00466 | Instrumentation Equipment | Miscellaneous Equipment
| COL-PBY-LSH-0104 | Switch, Level High | COL-PBY-MISC | Switch,Level |  |  | LSH | http://www.toronto.ca/TWONTO#00466 | Instrumentation Equipment | Miscellaneous Equipment
| COL-PBY-LSHH-0104 | Switch, Level High-High | COL-PBY-MISC | Switch,Level |  |  | LSHH | http://www.toronto.ca/TWONTO#00466 | Instrumentation Equipment | Miscellaneous Equipment
| COL-PBY-LSHH-0104 | Switch, Level High-High | COL-PBY | Switch,Level |  |  | LSHH | http://www.toronto.ca/TWONTO#00466 | Instrumentation Equipment | Brick Yard Sewage Pumping Station
| COL-PBY-LSHH-0105 | Switch, Level High-High | COL-PBY-MISC | Switch,Level |  |  | LSHH | http://www.toronto.ca/TWONTO#00466 | Instrumentation Equipment | Miscellaneous Equipment
| COL-PBY-LSL-0102 | Switch, Level-Low | COL-PBY | Switch |  |  | LSL | http://www.toronto.ca/TWONTO#00466 | Instrumentation Equipment | Brick Yard Sewage Pumping Station
| COL-PBY-LSL-0102 | Switch, Level-Low | COL-PBY-MISC | Switch |  |  | LSL | http://www.toronto.ca/TWONTO#00466 | Instrumentation Equipment | Miscellaneous Equipment
| COL-PBY-LSLL-0101 | Switch, Level Low-Low | COL-PBY-MISC | Switch,Level |  |  | LSLL | http://www.toronto.ca/TWONTO#00466 | Instrumentation Equipment | Miscellaneous Equipment
| COL-PBY-LSLL-0101 | Switch, Level Low-Low | COL-PBY | Switch,Level |  |  | LSLL | http://www.toronto.ca/TWONTO#00466 | Instrumentation Equipment | Brick Yard Sewage Pumping Station
| FCL-GRK | Buildings and Grounds | FCL WORK AREA 2 |  |  |  |  | http://www.toronto.ca/TWONTO#00260 | Process | Plant Services
| COL-PBY-P-0100 | Pump, Centrifugal | COL-PBY | Pump |  |  | P | http://www.toronto.ca/TWONTO#00626 | Mechanical Equipment | Brick Yard Sewage Pumping Station
| COL-PBY-P-0200 | Pump, Centrifugal | COL-PBY | Pump |  |  | P | http://www.toronto.ca/TWONTO#00626 | Mechanical Equipment | Brick Yard Sewage Pumping Station
| COL-PBY-RPU-0001 | Remote Processing Unit | COL-PBY-MISC | RPU |  |  | RPU | http://www.toronto.ca/TWONTO#00122 | Electrical Equipment | Miscellaneous Equipment
| COL-PBY-TS-0001 | Switch, Transfer | COL-PBY-MISC | Switch |  |  | TS | http://www.toronto.ca/TWONTO#00754 | Electrical Equipment | Miscellaneous Equipment
| COL-PBY-WEL-0100 | Wet Well | COL-PBY | Well |  |  | WEL | http://www.toronto.ca/TWONTO#00811 | Mechanical Equipment | Brick Yard Sewage Pumping Station
| COL-PBY-WEL-0100 | Wet Well | COL-PBY-MISC | Well |  |  | WEL | http://www.toronto.ca/TWONTO#00811 | Mechanical Equipment | Miscellaneous Equipment
| YTF-GRK | Buildings and Grounds | YTF-BLDG |  |  |  |  | http://www.toronto.ca/TWONTO#00260 | Process | Bullding Services
| COL-PCF-TS-0001 | Switch, Transfer | COL-PCF-MISC | Switch |  |  | TS | http://www.toronto.ca/TWONTO#00754 | Electrical Equipment | Miscellaneous Equipment
| COL-PCP-BFP-0002 | Back Flow Preventer | COL-PCP | Valve,Backflow Preventer |  | 33591 | BFP | x | Mechanical Equipment | Copeland Pumping Station
| COL-PCP-BFP-0002 | Back Flow Preventer | COL-PCP-MISC | Valve,Backflow Preventer |  | 33591 | BFP | x | Mechanical Equipment | Miscellaneous Equipment
| COL-PCP-CB-0001 | Circuit Breaker, Transformer Feed | COL-PCP | Circuit Breaker |  |  | CB | http://www.toronto.ca/TWONTO#00186 | Electrical Equipment | Copeland Pumping Station
| COL-PCP-CB-0001 | Circuit Breaker, Transformer Feed | COL-PCP-MISC | Circuit Breaker |  |  | CB | http://www.toronto.ca/TWONTO#00186 | Electrical Equipment | Miscellaneous Equipment
| COL-PCP-CB-0002 | Circuit Breaker, Generator | COL-PCP | Circuit Breaker |  |  | CB | http://www.toronto.ca/TWONTO#00186 | Electrical Equipment | Copeland Pumping Station
| COL-PCP-CB-0002 | Circuit Breaker, Generator | COL-PCP-MISC | Circuit Breaker |  |  | CB | http://www.toronto.ca/TWONTO#00186 | Electrical Equipment | Miscellaneous Equipment
| MAIN-134 | Main 134 | WTR-MT1 |  |  |  |  | http://www.toronto.ca/TWONTO#00804 | Sub-Process | Work Area 1 EAST Mains and Chambers
| MAIN-140 | Main 140 | WTR-LWA |  |  |  |  | http://www.toronto.ca/TWONTO#00804 | Sub-Process | Work Area 2 Central Mains and Chambers
| COL-PCP-CH-0002 | Force Main Valve Chamber 2 | COL-PBF-MISC |  |  | 34014 | CH | x | Mechanical Equipment | Miscellaneous Equipment
| COL-PCP-FEQ-0001S | Fire Prevention, Extinguisher | COL-PCP-MISC | Fire Prevention,Extinguisher |  | 41316 | FEQ | x | Obsolete Entity | Miscellaneous Equipment
| COL-PCP-FEQ-0001S | Fire Prevention, Extinguisher | COL-W-OBSOLETE | Fire Prevention,Extinguisher |  | 41316 | FEQ | x | Obsolete Entity | Col West Obsolete Entities
| COL-PCP-FEQ-0001S | Fire Prevention, Extinguisher | COL-PCP | Fire Prevention,Extinguisher |  | 41316 | FEQ | x | Obsolete Entity | Copeland Pumping Station
| COL-PCP-HTR-0001 | Heater, Panel | COL-PCP | Heater |  |  | HTR | http://www.toronto.ca/TWONTO#00418 | Electrical Equipment | Copeland Pumping Station
| COL-PCP-HTR-0001 | Heater, Panel | COL-PCP-MISC | Heater |  |  | HTR | http://www.toronto.ca/TWONTO#00418 | Electrical Equipment | Miscellaneous Equipment
| COL-PCP-HTR-0002 | Heater, Valve Chamber | COL-PCP-MISC | Heater |  |  | HTR | http://www.toronto.ca/TWONTO#00418 | Mechanical Equipment | Miscellaneous Equipment
| COL-PCP-HTR-0002 | Heater, Valve Chamber | COL-PCP | Heater |  |  | HTR | http://www.toronto.ca/TWONTO#00418 | Mechanical Equipment | Copeland Pumping Station
| MAIN-141 | Main 141 | WTR-LWA |  |  |  |  | http://www.toronto.ca/TWONTO#00804 | Sub-Process | Work Area 2 Central Mains and Chambers
| MAIN-141 | Main 141 | WTR-MT1 |  |  |  |  | http://www.toronto.ca/TWONTO#00804 | Sub-Process | Work Area 1 EAST Mains and Chambers
| COL-PCP-LIT-0100 | Transmitter, Level | COL-PCP-MISC | Transmitter,Level |  |  | LIT | http://www.toronto.ca/TWONTO#00467 | Instrumentation Equipment | Miscellaneous Equipment
| COL-PCP-LIT-0101 | Transmitter, Level | COL-PCP | Transmitter,Level |  |  | LIT | http://www.toronto.ca/TWONTO#00467 | Instrumentation Equipment | Copeland Pumping Station
| COL-PCP-LIT-0101 | Transmitter, Level | COL-PCP-MISC | Transmitter,Level |  |  | LIT | http://www.toronto.ca/TWONTO#00467 | Instrumentation Equipment | Miscellaneous Equipment
| COL-PCP-LP-0001 | Control Panel, Lighting | COL-PCP | Control Panel |  |  | LP | http://www.toronto.ca/TWONTO#00477 | Electrical Equipment | Copeland Pumping Station
| COL-PCP-LP-0001 | Control Panel, Lighting | COL-PCP-MISC | Control Panel |  |  | LP | http://www.toronto.ca/TWONTO#00477 | Electrical Equipment | Miscellaneous Equipment
| COL-PCP-LSH-0103 | Switch, Level-High | COL-PCP | Switch,Level |  |  | LSH | http://www.toronto.ca/TWONTO#00466 | Instrumentation Equipment | Copeland Pumping Station
| COL-PCP-LSH-0103 | Switch, Level-High | COL-PCP-MISC | Switch,Level |  |  | LSH | http://www.toronto.ca/TWONTO#00466 | Instrumentation Equipment | Miscellaneous Equipment
| COL-PCP-LSH-0104 | Switch, Level-High | COL-PCP | Switch,Level |  |  | LSH | http://www.toronto.ca/TWONTO#00466 | Instrumentation Equipment | Copeland Pumping Station
| COL-PCP-LSH-0104 | Switch, Level-High | COL-PCP-MISC | Switch,Level |  |  | LSH | http://www.toronto.ca/TWONTO#00466 | Instrumentation Equipment | Miscellaneous Equipment
| COL-PCP-LSH-0105 | Switch, Level-High | COL-PCP | Switch,Level |  |  | LSH | http://www.toronto.ca/TWONTO#00466 | Instrumentation Equipment | Copeland Pumping Station
| COL-PCP-LSH-0105 | Switch, Level-High | COL-PCP-MISC | Switch,Level |  |  | LSH | http://www.toronto.ca/TWONTO#00466 | Instrumentation Equipment | Miscellaneous Equipment
| COL-PCP-LSH-0106 | Switch, Level-High | COL-PCP-MISC | Switch,Level |  |  | LSH | http://www.toronto.ca/TWONTO#00466 | Instrumentation Equipment | Miscellaneous Equipment
| COL-PCP-LSL-0102 | Switch, Level-Low | COL-PCP-MISC | Switch |  |  | LSL | http://www.toronto.ca/TWONTO#00466 | Instrumentation Equipment | Miscellaneous Equipment
| COL-PCP-LSL-0102 | Switch, Level-Low | COL-PCP | Switch |  |  | LSL | http://www.toronto.ca/TWONTO#00466 | Instrumentation Equipment | Copeland Pumping Station
| COL-PCP-LSLL-0101 | Switch, Level Low-Low | COL-PCP | Switch,Level |  |  | LSLL | http://www.toronto.ca/TWONTO#00466 | Instrumentation Equipment | Copeland Pumping Station
| COL-PCP-LSLL-0101 | Switch, Level Low-Low | COL-PCP-MISC | Switch,Level |  |  | LSLL | http://www.toronto.ca/TWONTO#00466 | Instrumentation Equipment | Miscellaneous Equipment
| COL-PCP-LTG-0001 | Lighting | COL-PCP-MISC | Control Panel |  |  | LTG | http://www.toronto.ca/TWONTO#OWLClass_bf4a19ed_88a8_4fe8_b294_bb31702c646f | Electrical Equipment | Miscellaneous Equipment
| COL-PCP-MCC-0001 | Motor Control Centre | COL-PCP | Control Panel,MCC |  |  | MCC | http://www.toronto.ca/TWONTO#00110 | Electrical Equipment | Copeland Pumping Station
| COL-PCP-MCC-0001 | Motor Control Centre | COL-PCP-MISC | Control Panel,MCC |  |  | MCC | http://www.toronto.ca/TWONTO#00110 | Electrical Equipment | Miscellaneous Equipment
| MAIN-147 | Main 147 | WTR-LWA |  |  |  |  | http://www.toronto.ca/TWONTO#00804 | Sub-Process | Work Area 2 Central Mains and Chambers
| COL-PCP-P-0100 | Pump, Centrifugal | COL-PCP | Pump |  |  | P | http://www.toronto.ca/TWONTO#00626 | Mechanical Equipment | Copeland Pumping Station
| COL-PCP-P-0200 | Pump, Centrifugal | COL-PCP | Pump |  |  | P | http://www.toronto.ca/TWONTO#00626 | Mechanical Equipment | Copeland Pumping Station
| COL-PCP-PIP-0001 | Piping | COL-PCP-MISC | Pump |  |  | PIP | http://www.toronto.ca/TWONTO#00569 | Mechanical Equipment | Miscellaneous Equipment
| THR-PRM-BH | Bulk Head, Channel Gate Stop/Block, Primary | THR-PRM |  |  |  |  | http://www.toronto.ca/TWONTO#00260 | Equipment Location | Primary Treatment
| COL-PCP-RPU-0001 | Control Panel, Operator | COL-PCP-MISC | Control Panel |  |  | RPU | http://www.toronto.ca/TWONTO#00122 | Electrical Equipment | Miscellaneous Equipment
| COL-PCP-RPU-0001 | Control Panel, Operator | COL-PCP | Control Panel |  |  | RPU | http://www.toronto.ca/TWONTO#00122 | Electrical Equipment | Copeland Pumping Station
| COL-PCP-SS-0001 | Security System | COL-PCP | Security System |  |  | SS | http://www.toronto.ca/TWONTO#00673 | Electrical Equipment | Copeland Pumping Station
| COL-PCP-SS-0001 | Security System | COL-PCP-MISC | Security System |  |  | SS | http://www.toronto.ca/TWONTO#00673 | Electrical Equipment | Miscellaneous Equipment
| COL-PCP-TR-0001 | Control Panel, Electrical | COL-PCP-MISC | Transformer |  |  | TR | http://www.toronto.ca/TWONTO#00110 | Electrical Equipment | Miscellaneous Equipment
| COL-PCP-TR-0001 | Control Panel, Electrical | COL-PCP | Transformer |  |  | TR | http://www.toronto.ca/TWONTO#00110 | Electrical Equipment | Copeland Pumping Station
| COL-PCP-TS-0001 | Switch, Transfer | COL-PCP-MISC | Switch |  |  | TS | http://www.toronto.ca/TWONTO#00754 | Electrical Equipment | Miscellaneous Equipment
| COL-PCP-TS-0001 | Switch, Transfer | COL-PCP | Switch |  |  | TS | http://www.toronto.ca/TWONTO#00754 | Electrical Equipment | Copeland Pumping Station
| COL-PCP-UPS-0001 | UPS, Control Panel | COL-PCP | Uninterruptible Power Supply |  |  | UPS | http://www.toronto.ca/TWONTO#00124 | Electrical Equipment | Copeland Pumping Station
| COL-PCP-UPS-0001 | UPS, Control Panel | COL-PCP-MISC | Uninterruptible Power Supply |  |  | UPS | http://www.toronto.ca/TWONTO#00124 | Electrical Equipment | Miscellaneous Equipment
| COL-PCP-WEL-0100 | Wet Well | COL-PCP | Well |  |  | WEL | http://www.toronto.ca/TWONTO#00811 | Mechanical Equipment | Copeland Pumping Station
| COL-PCP-WEL-0100 | Wet Well | COL-PCP-MISC | Well |  |  | WEL | http://www.toronto.ca/TWONTO#00811 | Mechanical Equipment | Miscellaneous Equipment
| COL-PCP-WEL-0200 | Well, Dry | COL-PCP-MISC | Well |  |  | WEL | http://www.toronto.ca/TWONTO#00811 | Mechanical Equipment | Miscellaneous Equipment
| YTF-BLDG | Bullding Services | YTF |  |  |  |  | http://www.toronto.ca/TWONTO#00260 | Work Area | Tiffield Data Center
| BOM ADMIN | Business Operation Management | BOM |  |  |  |  | http://www.toronto.ca/TWONTO#00260 | Facility | Business Operations Management
| BOM | Business Operations Management | TW |  |  |  |  | http://www.toronto.ca/TWONTO#00260 | Section | Toronto Water
| BUS | Business Unit Support | TW |  |  |  |  | http://www.toronto.ca/TWONTO#00260 | Section | Toronto Water
| COL-PCU-CP-0002 | Control Panel, Operator, PLC, Cumber PS | COL-PCU-MISC | Control Panel |  | 34984 | CP | x | Electrical Equipment | Miscellaneous Equipment
| COL-PCU-CP-0002 | Control Panel, Operator, PLC, Cumber PS | COL-PCU-SUSPENDED | Control Panel |  | 34984 | CP | x | Electrical Equipment | Cumber P.S.suspended entities
| COL-PCU-CP-0002 | Control Panel, Operator, PLC, Cumber PS | COL-PCU | Control Panel |  | 34984 | CP | x | Electrical Equipment | Cumber Pumping Station
| COL-PCU-CP-0003 | Control Panel, Operator, Lighting and Transformer, Cumber PS | COL-PCU | Control Panel |  | 34985 | CP | x | Electrical Equipment | Cumber Pumping Station
| COL-PCU-CP-0003 | Control Panel, Operator, Lighting and Transformer, Cumber PS | COL-PCU-SUSPENDED | Control Panel |  | 34985 | CP | x | Electrical Equipment | Cumber P.S.suspended entities
| COL-PCU-CP-0003 | Control Panel, Operator, Lighting and Transformer, Cumber PS | COL-PCU-MISC | Control Panel |  | 34985 | CP | x | Electrical Equipment | Miscellaneous Equipment
| COL-PCU-CP-0004 | Control Panel, Operator, Alarm Reset, Cumber PS | COL-PCU-SUSPENDED | Control Panel |  | 34986 | CP | x | Electrical Equipment | Cumber P.S.suspended entities
| COL-PCU-CP-0004 | Control Panel, Operator, Alarm Reset, Cumber PS | COL-PCU | Control Panel |  | 34986 | CP | x | Electrical Equipment | Cumber Pumping Station
| COL-PCU-CP-0004 | Control Panel, Operator, Alarm Reset, Cumber PS | COL-PCU-MISC | Control Panel |  | 34986 | CP | x | Electrical Equipment | Miscellaneous Equipment
| COL-PCU-CP-0005 | Control Panel, Operator, Power Indicating, Cumber PS | COL-PCU-MISC | Control Panel |  | 34987 | CP | x | Electrical Equipment | Miscellaneous Equipment
| COL-PCU-CP-0005 | Control Panel, Operator, Power Indicating, Cumber PS | COL-PCU-SUSPENDED | Control Panel |  | 34987 | CP | x | Electrical Equipment | Cumber P.S.suspended entities
| COL-PCU-CP-0005 | Control Panel, Operator, Power Indicating, Cumber PS | COL-PCU | Control Panel |  | 34987 | CP | x | Electrical Equipment | Cumber Pumping Station
| COL-PCU-CP-0006 | Control Panel, Operator, Pumps, Cumber PS | COL-PCU | Control Panel |  | 34988 | CP | x | Electrical Equipment | Cumber Pumping Station
| COL-PCU-CP-0006 | Control Panel, Operator, Pumps, Cumber PS | COL-PCU-MISC | Control Panel |  | 34988 | CP | x | Electrical Equipment | Miscellaneous Equipment
| COL-PCU-CP-0006 | Control Panel, Operator, Pumps, Cumber PS | COL-PCU-SUSPENDED | Control Panel |  | 34988 | CP | x | Electrical Equipment | Cumber P.S.suspended entities
| COL-PCU-CP-0007 | Control Panel, Operator, Battery Charger, Cumber PS115VAC/11AMP/60HZ, 24VDC/30AMP. Cell: 20N1-CA | COL-PCU | Control Panel |  | 34989 | CP | x | Electrical Equipment | Cumber Pumping Station
| COL-PCU-CP-0007 | Control Panel, Operator, Battery Charger, Cumber PS115VAC/11AMP/60HZ, 24VDC/30AMP. Cell: 20N1-CA | COL-PCU-MISC | Control Panel |  | 34989 | CP | x | Electrical Equipment | Miscellaneous Equipment
| COL-PCU-CP-0007 | Control Panel, Operator, Battery Charger, Cumber PS115VAC/11AMP/60HZ, 24VDC/30AMP. Cell: 20N1-CA | COL-PCU-SUSPENDED | Control Panel |  | 34989 | CP | x | Electrical Equipment | Cumber P.S.suspended entities
| COL-PCU-DM-0001 | Damper/Louver, Main Floor | COL-PCU-MISC | Damper/Louver |  | 34990 | DM | x | Mechanical Equipment | Miscellaneous Equipment
| COL-PCU-DM-0001 | Damper/Louver, Main Floor | COL-PCU-SUSPENDED | Damper/Louver |  | 34990 | DM | x | Mechanical Equipment | Cumber P.S.suspended entities
| COL-PCU-DM-0001 | Damper/Louver, Main Floor | COL-PCU | Damper/Louver |  | 34990 | DM | x | Mechanical Equipment | Cumber Pumping Station
| COL-PCU-DM-0002 | Damper/Louver, Diesel Room | COL-PCU-MISC | Damper/Louver |  | 34991 | DM | x | Mechanical Equipment | Miscellaneous Equipment
| COL-PCU-DM-0002 | Damper/Louver, Diesel Room | COL-PCU-SUSPENDED | Damper/Louver |  | 34991 | DM | x | Mechanical Equipment | Cumber P.S.suspended entities
| COL-PCU-DM-0002 | Damper/Louver, Diesel Room | COL-PCU | Damper/Louver |  | 34991 | DM | x | Mechanical Equipment | Cumber Pumping Station
| COL-PCU-DR-5332 | Door Entry System | COL-PCU |  |  | 35002 | DR | x | Electrical Equipment | Cumber Pumping Station
| COL-PCU-DR-5332 | Door Entry System | COL-PCU-SUSPENDED |  |  | 35002 | DR | x | Electrical Equipment | Cumber P.S.suspended entities
| COL-PCU-DR-5332 | Door Entry System | COL-PCU-MISC |  |  | 35002 | DR | x | Electrical Equipment | Miscellaneous Equipment
| COL-PCU-FE-5331 | Flow Element | COL-PCU | Switch,Flow |  | 34992 | FE | x | Instrumentation Equipment | Cumber Pumping Station
| COL-PCU-FE-5331 | Flow Element | COL-PCU-MISC | Switch,Flow |  | 34992 | FE | x | Instrumentation Equipment | Miscellaneous Equipment
| COL-PCU-FE-5331 | Flow Element | COL-PCU-SUSPENDED | Switch,Flow |  | 34992 | FE | x | Instrumentation Equipment | Cumber P.S.suspended entities
| COL-PCU-FEQ-0005 | Fire Prevention, Extinguisher | COL-PCU-MISC | Fire Prevention,Extinguisher |  | 34993 | FEQ | x | Mechanical Equipment | Miscellaneous Equipment
| COL-PCU-FEQ-0005 | Fire Prevention, Extinguisher | COL-PCU-SUSPENDED | Fire Prevention,Extinguisher |  | 34993 | FEQ | x | Mechanical Equipment | Cumber P.S.suspended entities
| COL-PCU-FEQ-0005 | Fire Prevention, Extinguisher | COL-PCU | Fire Prevention,Extinguisher |  | 34993 | FEQ | x | Mechanical Equipment | Cumber Pumping Station
| COL-PCU-FIT-5003 | Transmitter, Flow | COL-PCU-SUSPENDED | Transmitter |  | 34938 | FIT | x | Instrumentation Equipment | Cumber P.S.suspended entities
| COL-PCU-FIT-5003 | Transmitter, Flow | COL-PCU | Transmitter |  | 34938 | FIT | x | Instrumentation Equipment | Cumber Pumping Station
| COL-PCU-FIT-5003 | Transmitter, Flow | COL-PCU-MISC | Transmitter |  | 34938 | FIT | x | Instrumentation Equipment | Miscellaneous Equipment
| COL-PCU-FIT-5118 | Transmitter, Flow | COL-PCU-SUSPENDED | Transmitter |  | 34950 | FIT | x | Instrumentation Equipment | Cumber P.S.suspended entities
| COL-PCU-FIT-5118 | Transmitter, Flow | COL-PCU | Transmitter |  | 34950 | FIT | x | Instrumentation Equipment | Cumber Pumping Station
| COL-PCU-FIT-5118 | Transmitter, Flow | COL-PCU-MISC | Transmitter |  | 34950 | FIT | x | Instrumentation Equipment | Miscellaneous Equipment
| COL-PCU-FIT-5138 | Transmitter, Flow | COL-PCU-SUSPENDED | Transmitter |  | 34952 | FIT | x | Instrumentation Equipment | Cumber P.S.suspended entities
| COL-PCU-FIT-5138 | Transmitter, Flow | COL-PCU | Transmitter |  | 34952 | FIT | x | Instrumentation Equipment | Cumber Pumping Station
| COL-PCU-FIT-5138 | Transmitter, Flow | COL-PCU-MISC | Transmitter |  | 34952 | FIT | x | Instrumentation Equipment | Miscellaneous Equipment
| COL-PCU-FIT-5158 | Transmitter, Flow | COL-PCU-MISC | Transmitter |  | 34953 | FIT | x | Instrumentation Equipment | Miscellaneous Equipment
| COL-PCU-FIT-5158 | Transmitter, Flow | COL-PCU-SUSPENDED | Transmitter |  | 34953 | FIT | x | Instrumentation Equipment | Cumber P.S.suspended entities
| COL-PCU-FIT-5158 | Transmitter, Flow | COL-PCU | Transmitter |  | 34953 | FIT | x | Instrumentation Equipment | Cumber Pumping Station
| COL-PCU-FSL-5113 | Flow switch, Low | COL-PCU | Switch,Flow-Low |  | 34961 | FSL | x | Instrumentation Equipment | Cumber Pumping Station
| COL-PCU-FSL-5113 | Flow switch, Low | COL-PCU-SUSPENDED | Switch,Flow-Low |  | 34961 | FSL | x | Instrumentation Equipment | Cumber P.S.suspended entities
| COL-PCU-FSL-5113 | Flow switch, Low | COL-PCU-MISC | Switch,Flow-Low |  | 34961 | FSL | x | Instrumentation Equipment | Miscellaneous Equipment
| COL-PCU-FSL-5133 | Flow switch, Low | COL-PCU-SUSPENDED | Switch,Flow-Low |  | 34962 | FSL | x | Instrumentation Equipment | Cumber P.S.suspended entities
| COL-PCU-FSL-5133 | Flow switch, Low | COL-PCU | Switch,Flow-Low |  | 34962 | FSL | x | Instrumentation Equipment | Cumber Pumping Station
| COL-PCU-FSL-5133 | Flow switch, Low | COL-PCU-MISC | Switch,Flow-Low |  | 34962 | FSL | x | Instrumentation Equipment | Miscellaneous Equipment
| COL-PCU-FSL-5153 | Flow switch, Low | COL-PCU | Switch,Flow-Low |  | 34963 | FSL | x | Instrumentation Equipment | Cumber Pumping Station
| COL-PCU-FSL-5153 | Flow switch, Low | COL-PCU-MISC | Switch,Flow-Low |  | 34963 | FSL | x | Instrumentation Equipment | Miscellaneous Equipment
| COL-PCU-FSL-5153 | Flow switch, Low | COL-PCU-SUSPENDED | Switch,Flow-Low |  | 34963 | FSL | x | Instrumentation Equipment | Cumber P.S.suspended entities
| COL-PCU-GDR-5100 | Grinder, Comminutor | COL-PCU-MISC | Grinder |  | 34939 | GDR | x | Mechanical Equipment | Miscellaneous Equipment
| COL-PCU-GDR-5100 | Grinder, Comminutor | COL-PCU-SUSPENDED | Grinder |  | 34939 | GDR | x | Mechanical Equipment | Cumber P.S.suspended entities
| COL-PCU-GDR-5100 | Grinder, Comminutor | COL-PCU | Grinder |  | 34939 | GDR | x | Mechanical Equipment | Cumber Pumping Station
| COL-PCU-GEN-5200 | Generator, Electricity | COL-PCU-MISC | Generator |  | 34940 | GEN | x | Electrical Equipment | Miscellaneous Equipment
| COL-PCU-GEN-5200 | Generator, Electricity | COL-PCU-SUSPENDED | Generator |  | 34940 | GEN | x | Electrical Equipment | Cumber P.S.suspended entities
| COL-PCU-GEN-5200 | Generator, Electricity | COL-PCU | Generator |  | 34940 | GEN | x | Electrical Equipment | Cumber Pumping Station
| COL-PCU-HS-5335 | Transfer switch position | COL-PCU-SUSPENDED | Switch |  | 34994 | HS | x | Electrical Equipment | Cumber P.S.suspended entities
| COL-PCU-HS-5335 | Transfer switch position | COL-PCU | Switch |  | 34994 | HS | x | Electrical Equipment | Cumber Pumping Station
| COL-PCU-HS-5335 | Transfer switch position | COL-PCU-MISC | Switch |  | 34994 | HS | x | Electrical Equipment | Miscellaneous Equipment
| COL-PCU-HTR-0003 | Heater, Pump Floor | COL-PCU-MISC | Heater |  | 34995 | HTR | x | Mechanical Equipment | Miscellaneous Equipment
| COL-PCU-HTR-0003 | Heater, Pump Floor | COL-PCU-SUSPENDED | Heater |  | 34995 | HTR | x | Mechanical Equipment | Cumber P.S.suspended entities
| COL-PCU-HTR-0003 | Heater, Pump Floor | COL-PCU | Heater |  | 34995 | HTR | x | Mechanical Equipment | Cumber Pumping Station
| COL-PCU-JSL-5336 | Power failure alarm | COL-PCU | Switch |  | 34996 | JSL | x | Electrical Equipment | Cumber Pumping Station
| COL-PCU-JSL-5336 | Power failure alarm | COL-PCU-MISC | Switch |  | 34996 | JSL | x | Electrical Equipment | Miscellaneous Equipment
| COL-PCU-JSL-5336 | Power failure alarm | COL-PCU-SUSPENDED | Switch |  | 34996 | JSL | x | Electrical Equipment | Cumber P.S.suspended entities
| COL-PCU-JSL-5337 | RPU Power failure alarm | COL-PCU-MISC | Switch |  | 34997 | JSL | x | Electrical Equipment | Miscellaneous Equipment
| COL-PCU-JSL-5337 | RPU Power failure alarm | COL-PCU | Switch |  | 34997 | JSL | x | Electrical Equipment | Cumber Pumping Station
| COL-PCU-JSL-5337 | RPU Power failure alarm | COL-PCU-SUSPENDED | Switch |  | 34997 | JSL | x | Electrical Equipment | Cumber P.S.suspended entities
| COL-PCU-LIT-0101 | Transmitter, Level | COL-PCU | Transmitter,Level |  | 34941 | LIT | x | Instrumentation Equipment | Cumber Pumping Station
| COL-PCU-LIT-0101 | Transmitter, Level | COL-PCU-MISC | Transmitter,Level |  | 34941 | LIT | x | Instrumentation Equipment | Miscellaneous Equipment
| COL-PCU-LIT-0101 | Transmitter, Level | COL-PCU-SUSPENDED | Transmitter,Level |  | 34941 | LIT | x | Instrumentation Equipment | Cumber P.S.suspended entities
| COL-PCU-LIT-0201 | Transmitter, Level | COL-PCU-MISC | Transmitter,Level |  | 34942 | LIT | x | Instrumentation Equipment | Miscellaneous Equipment
| COL-PCU-LIT-0201 | Transmitter, Level | COL-PCU-SUSPENDED | Transmitter,Level |  | 34942 | LIT | x | Instrumentation Equipment | Cumber P.S.suspended entities
| COL-PCU-LIT-0201 | Transmitter, Level | COL-PCU | Transmitter,Level |  | 34942 | LIT | x | Instrumentation Equipment | Cumber Pumping Station
| COL-PCU-LSH-0102 | Switch, Level-High | COL-PCU-SUSPENDED | Switch,Level |  | 34968 | LSH | x | Instrumentation Equipment | Cumber P.S.suspended entities
| COL-PCU-LSH-0102 | Switch, Level-High | COL-PCU | Switch,Level |  | 34968 | LSH | x | Instrumentation Equipment | Cumber Pumping Station
| COL-PCU-LSH-0102 | Switch, Level-High | COL-PCU-MISC | Switch,Level |  | 34968 | LSH | x | Instrumentation Equipment | Miscellaneous Equipment
| COL-PCU-LSH-0202 | Switch, Level-High | COL-PCU | Switch,Level |  | 34969 | LSH | x | Instrumentation Equipment | Cumber Pumping Station
| COL-PCU-LSH-0202 | Switch, Level-High | COL-PCU-MISC | Switch,Level |  | 34969 | LSH | x | Instrumentation Equipment | Miscellaneous Equipment
| COL-PCU-LSH-0202 | Switch, Level-High | COL-PCU-SUSPENDED | Switch,Level |  | 34969 | LSH | x | Instrumentation Equipment | Cumber P.S.suspended entities
| COL-PCU-LSH-5004 | Switch, Level-High | COL-PCU | Switch,Level |  | 34970 | LSH | x | Instrumentation Equipment | Cumber Pumping Station
| COL-PCU-LSH-5004 | Switch, Level-High | COL-PCU-MISC | Switch,Level |  | 34970 | LSH | x | Instrumentation Equipment | Miscellaneous Equipment
| COL-PCU-LSH-5004 | Switch, Level-High | COL-PCU-SUSPENDED | Switch,Level |  | 34970 | LSH | x | Instrumentation Equipment | Cumber P.S.suspended entities
| COL-PCU-LSH-5005 | Switch, Level-High | COL-PCU-MISC | Switch,Level |  | 34971 | LSH | x | Instrumentation Equipment | Miscellaneous Equipment
| COL-PCU-LSH-5005 | Switch, Level-High | COL-PCU | Switch,Level |  | 34971 | LSH | x | Instrumentation Equipment | Cumber Pumping Station
| COL-PCU-LSH-5005 | Switch, Level-High | COL-PCU-SUSPENDED | Switch,Level |  | 34971 | LSH | x | Instrumentation Equipment | Cumber P.S.suspended entities
| COL-PCU-LSH-5006 | Switch, Level-High | COL-PCU | Switch,Level |  | 34972 | LSH | x | Instrumentation Equipment | Cumber Pumping Station
| COL-PCU-LSH-5006 | Switch, Level-High | COL-PCU-MISC | Switch,Level |  | 34972 | LSH | x | Instrumentation Equipment | Miscellaneous Equipment
| COL-PCU-LSH-5006 | Switch, Level-High | COL-PCU-SUSPENDED | Switch,Level |  | 34972 | LSH | x | Instrumentation Equipment | Cumber P.S.suspended entities
| COL-PCU-LSH-5334 | Switch, Level-High | COL-PCU | Switch,Level |  | 34973 | LSH | x | Instrumentation Equipment | Cumber Pumping Station
| COL-PCU-LSH-5334 | Switch, Level-High | COL-PCU-SUSPENDED | Switch,Level |  | 34973 | LSH | x | Instrumentation Equipment | Cumber P.S.suspended entities
| COL-PCU-LSH-5334 | Switch, Level-High | COL-PCU-MISC | Switch,Level |  | 34973 | LSH | x | Instrumentation Equipment | Miscellaneous Equipment
| COL-PCU-LSL-0103 | Switch, Level-Low | COL-PCU | Switch |  | 34974 | LSL | x | Instrumentation Equipment | Cumber Pumping Station
| COL-PCU-LSL-0103 | Switch, Level-Low | COL-PCU-MISC | Switch |  | 34974 | LSL | x | Instrumentation Equipment | Miscellaneous Equipment
| COL-PCU-LSL-0103 | Switch, Level-Low | COL-PCU-SUSPENDED | Switch |  | 34974 | LSL | x | Instrumentation Equipment | Cumber P.S.suspended entities
| COL-PCU-LSL-0203 | Switch, Level-Low | COL-PCU | Switch |  | 34975 | LSL | x | Instrumentation Equipment | Cumber Pumping Station
| COL-PCU-LSL-0203 | Switch, Level-Low | COL-PCU-MISC | Switch |  | 34975 | LSL | x | Instrumentation Equipment | Miscellaneous Equipment
| COL-PCU-LSL-0203 | Switch, Level-Low | COL-PCU-SUSPENDED | Switch |  | 34975 | LSL | x | Instrumentation Equipment | Cumber P.S.suspended entities
| COL-PCU-LSL-5201 | Switch, Level-Low | COL-PCU | Switch |  | 34976 | LSL | x | Instrumentation Equipment | Cumber Pumping Station
| COL-PCU-LSL-5201 | Switch, Level-Low | COL-PCU-MISC | Switch |  | 34976 | LSL | x | Instrumentation Equipment | Miscellaneous Equipment
| COL-PCU-LSL-5201 | Switch, Level-Low | COL-PCU-SUSPENDED | Switch |  | 34976 | LSL | x | Instrumentation Equipment | Cumber P.S.suspended entities
| COL-PCU-LSLL-5201 | Level Switch, Low Low | COL-PCU-SUSPENDED | Switch,Level |  | 34967 | LSLL | x | Instrumentation Equipment | Cumber P.S.suspended entities
| COL-PCU-LSLL-5201 | Level Switch, Low Low | COL-PCU | Switch,Level |  | 34967 | LSLL | x | Instrumentation Equipment | Cumber Pumping Station
| COL-PCU-LSLL-5201 | Level Switch, Low Low | COL-PCU-MISC | Switch,Level |  | 34967 | LSLL | x | Instrumentation Equipment | Miscellaneous Equipment
| COL-PCU-MCC-0001 | Motor Control Centre | COL-PCU | Control Panel,MCC |  | 34924 | MCC | x | Electrical Equipment | Cumber Pumping Station
| COL-PCU-MCC-0001 | Motor Control Centre | COL-PCU-MISC | Control Panel,MCC |  | 34924 | MCC | x | Electrical Equipment | Miscellaneous Equipment
| COL-PCU-MCC-0001 | Motor Control Centre | COL-PCU-SUSPENDED | Control Panel,MCC |  | 34924 | MCC | x | Electrical Equipment | Cumber P.S.suspended entities
| COL-PCU-MCC-0002 | Motor Control Centre | COL-PCU-SUSPENDED | Control Panel,MCC |  | 34925 | MCC | x | Electrical Equipment | Cumber P.S.suspended entities
| COL-PCU-MCC-0002 | Motor Control Centre | COL-PCU | Control Panel,MCC |  | 34925 | MCC | x | Electrical Equipment | Cumber Pumping Station
| COL-PCU-MCC-0002 | Motor Control Centre | COL-PCU-MISC | Control Panel,MCC |  | 34925 | MCC | x | Electrical Equipment | Miscellaneous Equipment
| COL-PCU-MISC | Miscellaneous Equipment | COL-PCU |  |  | 35008 |  | x | Obsolete Entity | Cumber Pumping Station
| COL-PCU-MISC | Miscellaneous Equipment | COL-PCU-SUSPENDED |  |  | 35008 |  | x | Obsolete Entity | Cumber P.S.suspended entities
| COL-PCU-OIT-0001 | Operator Interface Terminal | COL-PCU | Computer Equipment,Monitor |  |  | OIT | http://www.toronto.ca/TWONTO#00548 | Electrical Equipment | Cumber Pumping Station
| COL-PCU-P-5110 | Pump, Centrifugal | COL-PCU | Pump |  | 35904 | P | x | Mechanical Equipment | Cumber Pumping Station
| COL-PCU-P-5110 | Pump, Centrifugal | COL-PCU-SUSPENDED | Pump |  | 35904 | P | x | Mechanical Equipment | Cumber P.S.suspended entities
| COL-PCU-P-5130 | Pump, Centrifugal | COL-PCU-SUSPENDED | Pump |  | 34933 | P | x | Mechanical Equipment | Cumber P.S.suspended entities
| COL-PCU-P-5130 | Pump, Centrifugal | COL-PCU | Pump |  | 34933 | P | x | Mechanical Equipment | Cumber Pumping Station
| COL-PCU-PSL-5183 | Switch, Pressure-Low, Drain Pump 5170, Cumber PS | COL-PCU | Switch |  | 34999 | PSL | x | Instrumentation Equipment | Cumber Pumping Station
| COL-PCU-PSL-5183 | Switch, Pressure-Low, Drain Pump 5170, Cumber PS | COL-PCU-SUSPENDED | Switch |  | 34999 | PSL | x | Instrumentation Equipment | Cumber P.S.suspended entities
| COL-PCU-PSL-5183 | Switch, Pressure-Low, Drain Pump 5170, Cumber PS | COL-PCU-MISC | Switch |  | 34999 | PSL | x | Instrumentation Equipment | Miscellaneous Equipment
| MTMH160 | CADORNA CTS | TRK-DON |  |  |  |  | http://www.toronto.ca/TWONTO#00260 | Sub-Process | DON DRAINAGE AREA
| COL-PCU-RPU-0102 | Remote Processor Unit, Diesel Room | COL-PCU-MISC | RPU |  | 34998 | RPU | x | Electrical Equipment | Miscellaneous Equipment
| COL-PCU-RPU-0102 | Remote Processor Unit, Diesel Room | COL-PCU-SUSPENDED | RPU |  | 34998 | RPU | x | Electrical Equipment | Cumber P.S.suspended entities
| COL-PCU-RPU-0102 | Remote Processor Unit, Diesel Room | COL-PCU | RPU |  | 34998 | RPU | x | Electrical Equipment | Cumber Pumping Station
| COL-PCU-SS-5300 | Security System | COL-PCU-SUSPENDED | Security System |  | 35001 | SS | x | Electrical Equipment | Cumber P.S.suspended entities
| COL-PCU-SS-5300 | Security System | COL-PCU | Security System |  | 35001 | SS | x | Electrical Equipment | Cumber Pumping Station
| COL-PCU-SS-5300 | Security System | COL-PCU-MISC | Security System |  | 35001 | SS | x | Electrical Equipment | Miscellaneous Equipment
| COL-PCU-SS-5332 | Door entry system | COL-PCU | Security System |  | 35003 | SS | x | Electrical Equipment | Cumber Pumping Station
| COL-PCU-SS-5332 | Door entry system | COL-PCU-MISC | Security System |  | 35003 | SS | x | Electrical Equipment | Miscellaneous Equipment
| COL-PCU-SS-5332 | Door entry system | COL-PCU-SUSPENDED | Security System |  | 35003 | SS | x | Electrical Equipment | Cumber P.S.suspended entities
| COL-PCU-SS-5333 | Door open acknowledge | COL-PCU | Security System |  | 35004 | SS | x | Electrical Equipment | Cumber Pumping Station
| COL-PCU-SS-5333 | Door open acknowledge | COL-PCU-MISC | Security System |  | 35004 | SS | x | Electrical Equipment | Miscellaneous Equipment
| COL-PCU-SS-5333 | Door open acknowledge | COL-PCU-SUSPENDED | Security System |  | 35004 | SS | x | Electrical Equipment | Cumber P.S.suspended entities
| COL-PCU-SUSPENDED | Cumber P.S.suspended entities | COL-PCU |  |  |  |  | x | Obsolete Entity | Cumber Pumping Station
| COL-PCU-TR-001 | Transformer, Power | COL-PCU |  |  | 35007 | TR | x | Electrical Equipment | Cumber Pumping Station
| COL-PCU-TR-001 | Transformer, Power | COL-PCU-MISC |  |  | 35007 | TR | x | Electrical Equipment | Miscellaneous Equipment
| COL-PCU-TR-001 | Transformer, Power | COL-PCU-SUSPENDED |  |  | 35007 | TR | x | Electrical Equipment | Cumber P.S.suspended entities
| COL-PCU-TSH-5110 | Temperature switch, High | COL-PCU | Switch,Temperature-High |  | 34964 | TSH | x | Electrical Equipment | Cumber Pumping Station
| COL-PCU-TSH-5110 | Temperature switch, High | COL-PCU-SUSPENDED | Switch,Temperature-High |  | 34964 | TSH | x | Electrical Equipment | Cumber P.S.suspended entities
| COL-PCU-TSH-5110 | Temperature switch, High | COL-PCU-MISC | Switch,Temperature-High |  | 34964 | TSH | x | Electrical Equipment | Miscellaneous Equipment
| COL-PCU-TSH-5130 | Temperature switch, High | COL-PCU | Switch,Temperature-High |  | 34965 | TSH | x | Electrical Equipment | Cumber Pumping Station
| COL-PCU-TSH-5130 | Temperature switch, High | COL-PCU-MISC | Switch,Temperature-High |  | 34965 | TSH | x | Electrical Equipment | Miscellaneous Equipment
| COL-PCU-TSH-5130 | Temperature switch, High | COL-PCU-SUSPENDED | Switch,Temperature-High |  | 34965 | TSH | x | Electrical Equipment | Cumber P.S.suspended entities
| COL-PCU-TSH-5150 | Temperature switch, High | COL-PCU | Switch,Temperature-High |  | 34966 | TSH | x | Electrical Equipment | Cumber Pumping Station
| COL-PCU-TSH-5150 | Temperature switch, High | COL-PCU-MISC | Switch,Temperature-High |  | 34966 | TSH | x | Electrical Equipment | Miscellaneous Equipment
| COL-PCU-TSH-5150 | Temperature switch, High | COL-PCU-SUSPENDED | Switch,Temperature-High |  | 34966 | TSH | x | Electrical Equipment | Cumber P.S.suspended entities
| COL-PCU-TSH-5301 | Switch, Temperature-High, Building, Cumber PS | COL-PCU-MISC | Switch |  | 35005 | TSH | x | Instrumentation Equipment | Miscellaneous Equipment
| COL-PCU-TSH-5301 | Switch, Temperature-High, Building, Cumber PS | COL-PCU | Switch |  | 35005 | TSH | x | Instrumentation Equipment | Cumber Pumping Station
| COL-PCU-TSH-5301 | Switch, Temperature-High, Building, Cumber PS | COL-PCU-SUSPENDED | Switch |  | 35005 | TSH | x | Instrumentation Equipment | Cumber P.S.suspended entities
| COL-PCU-TSL-5302 | Switch, Temperature-Low, Building, Cumber PS | COL-PCU-SUSPENDED | Switch |  | 35006 | TSL | x | Instrumentation Equipment | Cumber P.S.suspended entities
| COL-PCU-TSL-5302 | Switch, Temperature-Low, Building, Cumber PS | COL-PCU | Switch |  | 35006 | TSL | x | Instrumentation Equipment | Cumber Pumping Station
| COL-PCU-TSL-5302 | Switch, Temperature-Low, Building, Cumber PS | COL-PCU-MISC | Switch |  | 35006 | TSL | x | Instrumentation Equipment | Miscellaneous Equipment
| COL-PDA-FEQ-0001S | Fire Prevention, Extinguisher | COL-W-OBSOLETE | Fire Prevention,Extinguisher |  | 42682 | FEQ | x | Obsolete Entity | Col West Obsolete Entities
| COL-PDA-FEQ-0001S | Fire Prevention, Extinguisher | COL-PDA | Fire Prevention,Extinguisher |  | 42682 | FEQ | x | Obsolete Entity | Dacotah Sewage Pumping Station (Algonquin Island PS #2)
| COL-PDA-LSH-0103 | Switch, Level High | COL-PDA | Switch,Level |  |  | LSH | http://www.toronto.ca/TWONTO#00466 | Instrumentation Equipment | Dacotah Sewage Pumping Station (Algonquin Island PS #2)
| COL-PDA-LSHH-0104 | Switch, Level High-High | COL-PDA | Switch,Level |  |  | LSHH | http://www.toronto.ca/TWONTO#00466 | Instrumentation Equipment | Dacotah Sewage Pumping Station (Algonquin Island PS #2)
| COL-PDA-LSL-0102 | Switch, Level Low | COL-PDA | Switch,Level |  |  | LSL | http://www.toronto.ca/TWONTO#00466 | Instrumentation Equipment | Dacotah Sewage Pumping Station (Algonquin Island PS #2)
| COL-PDA-LSLL-0101 | Switch, Level Low-Low | COL-PDA | Switch,Level |  |  | LSLL | http://www.toronto.ca/TWONTO#00466 | Instrumentation Equipment | Dacotah Sewage Pumping Station (Algonquin Island PS #2)
| MTMH464 | CASTLEWOOD CTS | TRK-NTO |  |  |  |  | http://www.toronto.ca/TWONTO#00260 | Sub-Process | NORTH TORONTO DRAINAGE AREA
| MAIN-147 | Main 147 | WTR-MT1 |  |  |  |  | http://www.toronto.ca/TWONTO#00804 | Sub-Process | Work Area 1 EAST Mains and Chambers
| MAIN-148 | Main 148 | WTR-LWA |  |  |  |  | http://www.toronto.ca/TWONTO#00804 | Sub-Process | Work Area 2 Central Mains and Chambers
| COL-PDG-CB-0002 | Circuit Breaker, Load | COL-PDG | Circuit Breaker |  |  | CB | http://www.toronto.ca/TWONTO#00186 | Electrical Equipment | Douglas Drive Syphon
| COL-PDG-CB-0002 | Circuit Breaker, Load | COL-PDG-MISC | Circuit Breaker |  |  | CB | http://www.toronto.ca/TWONTO#00186 | Electrical Equipment | Miscellaneous Equipment
| COL-PDG-CP-0001 | Control Panel, Operator | COL-PDG-MISC | Control Panel |  |  | CP | http://www.toronto.ca/TWONTO#00613 | Electrical Equipment | Miscellaneous Equipment
| COL-PDG-CP-0001 | Control Panel, Operator | COL-PDG | Control Panel |  |  | CP | http://www.toronto.ca/TWONTO#00613 | Electrical Equipment | Douglas Drive Syphon
| COL-PDG-LIT-0101 | Transmitter, Level | COL-PDG | Transmitter,Level |  |  | LIT | http://www.toronto.ca/TWONTO#00467 | Instrumentation Equipment | Douglas Drive Syphon
| COL-PDG-LIT-0101 | Transmitter, Level | COL-PDG-MISC | Transmitter,Level |  |  | LIT | http://www.toronto.ca/TWONTO#00467 | Instrumentation Equipment | Miscellaneous Equipment
| COL-PDG-LSH-0101 | Switch, Level-High | COL-PDG | Switch,Level |  |  | LSH | http://www.toronto.ca/TWONTO#00466 | Instrumentation Equipment | Douglas Drive Syphon
| COL-PDG-LSH-0101 | Switch, Level-High | COL-PDG-MISC | Switch,Level |  |  | LSH | http://www.toronto.ca/TWONTO#00466 | Instrumentation Equipment | Miscellaneous Equipment
| COL-CENTRAL-PS | Central Pumping Stations | COL-CENTRAL |  |  |  |  | http://www.toronto.ca/TWONTO#00260 | Sub Area | Central
| COL-PDG-T-0100 | Tank | COL-PDG | Tank |  |  | T | http://www.toronto.ca/TWONTO#00708 | Mechanical Equipment | Douglas Drive Syphon
| COL-PDG-T-0100 | Tank | COL-PDG-MISC | Tank |  |  | T | http://www.toronto.ca/TWONTO#00708 | Mechanical Equipment | Miscellaneous Equipment
| COL-PDG-UPS-0001 | UPS, Douglas Drive Syphon | COL-PDG | Uninterruptible Power Supply |  |  | UPS | http://www.toronto.ca/TWONTO#00124 | Electrical Equipment | Douglas Drive Syphon
| COL-PDG-UPS-0001 | UPS, Douglas Drive Syphon | COL-PDG-MISC | Uninterruptible Power Supply |  |  | UPS | http://www.toronto.ca/TWONTO#00124 | Electrical Equipment | Miscellaneous Equipment
| COL-PEV-ALR-0001 | Control Panel, Operator | COL-PEV | Control Panel |  |  | ALR | http://www.toronto.ca/TWONTO#00154 | Electrical Equipment | Ellis Sewage Pumping Station
| COL-PEV-ALR-0001 | Control Panel, Operator | COL-PEV-MISC | Control Panel |  |  | ALR | http://www.toronto.ca/TWONTO#00154 | Electrical Equipment | Miscellaneous Equipment
| COL-PEV-BAT-0001 | Battery, Rechargeable | COL-PEV | Battery |  |  | BAT | http://www.toronto.ca/TWONTO#00167 | Electrical Equipment | Ellis Sewage Pumping Station
| COL-PEV-BAT-0001 | Battery, Rechargeable | COL-PEV-MISC | Battery |  |  | BAT | http://www.toronto.ca/TWONTO#00167 | Electrical Equipment | Miscellaneous Equipment
| COL-PEV-CP-0001 | Control Panel, Operator | COL-PEV | Control Panel |  |  | CP | http://www.toronto.ca/TWONTO#00613 | Electrical Equipment | Ellis Sewage Pumping Station
| COL-PEV-CP-0001 | Control Panel, Operator | COL-PEV-MISC | Control Panel |  |  | CP | http://www.toronto.ca/TWONTO#00613 | Electrical Equipment | Miscellaneous Equipment
| COL-PEV-CP-0002 | Control Panel, Electrical | COL-PEV | Control Panel |  |  | CP | http://www.toronto.ca/TWONTO#00613 | Electrical Equipment | Ellis Sewage Pumping Station
| COL-PEV-CP-0002 | Control Panel, Electrical | COL-PEV-MISC | Control Panel |  |  | CP | http://www.toronto.ca/TWONTO#00613 | Electrical Equipment | Miscellaneous Equipment
| COL-PEV-CP-0003 | Control Panel, Operator | COL-PEV-MISC | Control Panel |  |  | CP | http://www.toronto.ca/TWONTO#00613 | Electrical Equipment | Miscellaneous Equipment
| COL-PEV-CP-0003 | Control Panel, Operator | COL-PEV | Control Panel |  |  | CP | http://www.toronto.ca/TWONTO#00613 | Electrical Equipment | Ellis Sewage Pumping Station
| COL-PEV-DM-0001 | Damper/Louver, Manual | COL-PEV | Damper/Louver |  |  | DM | http://www.toronto.ca/TWONTO#00142 | Mechanical Equipment | Ellis Sewage Pumping Station
| COL-PEV-DM-0001 | Damper/Louver, Manual | COL-PEV-MISC | Damper/Louver |  |  | DM | http://www.toronto.ca/TWONTO#00142 | Mechanical Equipment | Miscellaneous Equipment
| COL-PEV-DM-0002 | Damper/Louver, Manual | COL-PEV | Damper/Louver |  |  | DM | http://www.toronto.ca/TWONTO#00142 | Mechanical Equipment | Ellis Sewage Pumping Station
| COL-PEV-DM-0002 | Damper/Louver, Manual | COL-PEV-MISC | Damper/Louver |  |  | DM | http://www.toronto.ca/TWONTO#00142 | Mechanical Equipment | Miscellaneous Equipment
| COL-PEV-FEQ-0001S | Fire Prevention, Extinguisher | COL-PEV | Fire Prevention,Extinguisher |  | 42683 | FEQ | x | Obsolete Entity | Ellis Sewage Pumping Station
| COL-PEV-FEQ-0001S | Fire Prevention, Extinguisher | COL-PEV-MISC | Fire Prevention,Extinguisher |  | 42683 | FEQ | x | Obsolete Entity | Miscellaneous Equipment
| COL-PEV-FEQ-0001S | Fire Prevention, Extinguisher | COL-W-OBSOLETE | Fire Prevention,Extinguisher |  | 42683 | FEQ | x | Obsolete Entity | Col West Obsolete Entities
| COL-PEV-FN-0001 | Fan, Centrifugal | COL-PEV | Fan |  |  | FN | http://www.toronto.ca/TWONTO#OWLClass_binid-posum-pozar-motav | Mechanical Equipment | Ellis Sewage Pumping Station
| COL-PEV-FN-0001 | Fan, Centrifugal | COL-PEV-MISC | Fan |  |  | FN | http://www.toronto.ca/TWONTO#OWLClass_binid-posum-pozar-motav | Mechanical Equipment | Miscellaneous Equipment
| COL-PEV-FN-0002 | Fan, Centrifugal | COL-PEV | Fan |  |  | FN | http://www.toronto.ca/TWONTO#OWLClass_binid-posum-pozar-motav | Mechanical Equipment | Ellis Sewage Pumping Station
| COL-PEV-FN-0002 | Fan, Centrifugal | COL-PEV-MISC | Fan |  |  | FN | http://www.toronto.ca/TWONTO#OWLClass_binid-posum-pozar-motav | Mechanical Equipment | Miscellaneous Equipment
| COL-PEV-FN-0003 | Fan, Centrifugal | COL-PEV-MISC | Fan |  |  | FN | http://www.toronto.ca/TWONTO#OWLClass_binid-posum-pozar-motav | Mechanical Equipment | Miscellaneous Equipment
| COL-PEV-FN-0003 | Fan, Centrifugal | COL-PEV | Fan |  |  | FN | http://www.toronto.ca/TWONTO#OWLClass_binid-posum-pozar-motav | Mechanical Equipment | Ellis Sewage Pumping Station
| COL-PEV-FQ-0001 | Meter, Flow | COL-PEV-MISC | Meter,Flow |  |  | FQ | http://www.toronto.ca/TWONTO#00369 | Instrumentation Equipment | Miscellaneous Equipment
| COL-PEV-FQ-0001 | Meter, Flow | COL-PEV | Meter,Flow |  |  | FQ | http://www.toronto.ca/TWONTO#00369 | Instrumentation Equipment | Ellis Sewage Pumping Station
| COL-PEV-GC-0001 | Grit Chamber | COL-PEV-MISC |  |  | 34396 | GC | x | Sub-sub-process | Miscellaneous Equipment
| COL-PEV-GC-0001 | Grit Chamber | COL-PSK-MISC |  |  | 34396 | GC | x | Sub-sub-process | Miscellaneous Equipment
| COL-PEV-GC-0001 | Grit Chamber | COL-PEV |  |  | 34396 | GC | x | Sub-sub-process | Ellis Sewage Pumping Station
| COL-PEV-GRF-0001 | Indicator, Ground Fault | COL-PEV |  |  |  | GRF | http://www.toronto.ca/TWONTO#00406 | Electrical Equipment | Ellis Sewage Pumping Station
| COL-PEV-GRF-0001 | Indicator, Ground Fault | COL-PEV-MISC |  |  |  | GRF | http://www.toronto.ca/TWONTO#00406 | Electrical Equipment | Miscellaneous Equipment
| COL-PEV-HTR-0002 | Heater, Duct | COL-PEV | Heater |  |  | HTR | http://www.toronto.ca/TWONTO#00418 | Mechanical Equipment | Ellis Sewage Pumping Station
| COL-PEV-HTR-0002 | Heater, Duct | COL-PEV-MISC | Heater |  |  | HTR | http://www.toronto.ca/TWONTO#00418 | Mechanical Equipment | Miscellaneous Equipment
| MAIN-148 | Main 148 | WTR-MT1 |  |  |  |  | http://www.toronto.ca/TWONTO#00804 | Sub-Process | Work Area 1 EAST Mains and Chambers
| MAIN-150 | Main 150 | WTR-LWA |  |  |  |  | http://www.toronto.ca/TWONTO#00804 | Sub-Process | Work Area 2 Central Mains and Chambers
| COL-PEV-LIT-0100 | Transmitter, Level | COL-PEV-MISC | Transmitter,Level |  |  | LIT | http://www.toronto.ca/TWONTO#00467 | Instrumentation Equipment | Miscellaneous Equipment
| COL-PEV-LIT-0101 | Transmitter, Level | COL-PEV | Transmitter,Level |  |  | LIT | http://www.toronto.ca/TWONTO#00467 | Instrumentation Equipment | Ellis Sewage Pumping Station
| COL-PEV-LIT-0101 | Transmitter, Level | COL-PEV-MISC | Transmitter,Level |  |  | LIT | http://www.toronto.ca/TWONTO#00467 | Instrumentation Equipment | Miscellaneous Equipment
| COL-PEV-LP-0001 | Control Panel, Lighting | COL-PEV | Control Panel |  |  | LP | http://www.toronto.ca/TWONTO#00477 | Electrical Equipment | Ellis Sewage Pumping Station
| COL-PEV-LP-0001 | Control Panel, Lighting | COL-PEV-MISC | Control Panel |  |  | LP | http://www.toronto.ca/TWONTO#00477 | Electrical Equipment | Miscellaneous Equipment
| COL-PEV-LSH-0001 | Switch, Level-High | COL-PEV | Switch,Level |  |  | LSH | http://www.toronto.ca/TWONTO#00466 | Instrumentation Equipment | Ellis Sewage Pumping Station
| COL-PEV-LSH-0001 | Switch, Level-High | COL-PEV-MISC | Switch,Level |  |  | LSH | http://www.toronto.ca/TWONTO#00466 | Instrumentation Equipment | Miscellaneous Equipment
| COL-PEV-LSH-0002 | Switch, Level High | COL-PEV-MISC | Switch,Level |  |  | LSH | http://www.toronto.ca/TWONTO#00466 | Instrumentation Equipment | Miscellaneous Equipment
| COL-PEV-LSH-0002 | Switch, Level High | COL-PEV | Switch,Level |  |  | LSH | http://www.toronto.ca/TWONTO#00466 | Instrumentation Equipment | Ellis Sewage Pumping Station
| COL-PEV-LSH-0103 | Switch, Level-High | COL-PEV | Switch,Level |  |  | LSH | http://www.toronto.ca/TWONTO#00466 | Instrumentation Equipment | Ellis Sewage Pumping Station
| COL-PEV-LSH-0103 | Switch, Level-High | COL-PEV-MISC | Switch,Level |  |  | LSH | http://www.toronto.ca/TWONTO#00466 | Instrumentation Equipment | Miscellaneous Equipment
| COL-PEV-LSHH-0104 | Switch, Level High-High | COL-PEV | Switch,Level |  |  | LSHH | http://www.toronto.ca/TWONTO#00466 | Instrumentation Equipment | Ellis Sewage Pumping Station
| COL-PEV-LSHH-0104 | Switch, Level High-High | COL-PEV-MISC | Switch,Level |  |  | LSHH | http://www.toronto.ca/TWONTO#00466 | Instrumentation Equipment | Miscellaneous Equipment
| COL-PEV-LSHH-0105 | Switch, Level High-High | COL-PEV | Switch,Level |  |  | LSHH | http://www.toronto.ca/TWONTO#00466 | Instrumentation Equipment | Ellis Sewage Pumping Station
| COL-PEV-LSHH-0105 | Switch, Level High-High | COL-PEV-MISC | Switch,Level |  |  | LSHH | http://www.toronto.ca/TWONTO#00466 | Instrumentation Equipment | Miscellaneous Equipment
| COL-PEV-LSL-0102 | Switch, Level-Low | COL-PEV | Switch |  |  | LSL | http://www.toronto.ca/TWONTO#00466 | Instrumentation Equipment | Ellis Sewage Pumping Station
| COL-PEV-LSL-0102 | Switch, Level-Low | COL-PEV-MISC | Switch |  |  | LSL | http://www.toronto.ca/TWONTO#00466 | Instrumentation Equipment | Miscellaneous Equipment
| COL-PEV-LSLL-0101 | Switch, Level Low-Low | COL-PEV | Switch,Level |  |  | LSLL | http://www.toronto.ca/TWONTO#00466 | Instrumentation Equipment | Ellis Sewage Pumping Station
| COL-PEV-LSLL-0101 | Switch, Level Low-Low | COL-PEV-MISC | Switch,Level |  |  | LSLL | http://www.toronto.ca/TWONTO#00466 | Instrumentation Equipment | Miscellaneous Equipment
| CENTRATE | Centrate Collection | TAB-DEW CENTRATE |  |  |  |  | http://www.toronto.ca/TWONTO#00260 | Sub-Process | Centrate Systems
| COL-PEV-MON-0002 | Monitor | COL-PEV |  |  |  | MON | http://www.toronto.ca/TWONTO#00279 | Electrical Equipment | Ellis Sewage Pumping Station
| COL-PEV-MON-0002 | Monitor | COL-PEV-MISC |  |  |  | MON | http://www.toronto.ca/TWONTO#00279 | Electrical Equipment | Miscellaneous Equipment
| COL-PEV-MON-0002 | Monitor | COL-PSP-MISC |  |  |  | MON | http://www.toronto.ca/TWONTO#00279 | Electrical Equipment | Miscellaneous Equipment
| COL-PEV-SC-0001 | Screen, Bar | COL-PEV | Screen |  |  | SC | http://www.toronto.ca/TWONTO#00166 | Mechanical Equipment | Ellis Sewage Pumping Station
| COL-PEV-SC-0001 | Screen, Bar | COL-PEV-MISC | Screen |  |  | SC | http://www.toronto.ca/TWONTO#00166 | Mechanical Equipment | Miscellaneous Equipment
| MAIN-151 | Main 151 | WTR-LWA |  |  |  |  | http://www.toronto.ca/TWONTO#00804 | Sub-Process | Work Area 2 Central Mains and Chambers
| MAIN-152 | Main 152 | WTR-LWA |  |  |  |  | http://www.toronto.ca/TWONTO#00804 | Sub-Process | Work Area 2 Central Mains and Chambers
| COL-PEV-SW-0002 | Switch, Unit Heater | COL-PEV | Switch |  |  | SW | http://www.toronto.ca/TWONTO#00594 | Electrical Equipment | Ellis Sewage Pumping Station
| COL-PEV-SW-0002 | Switch, Unit Heater | COL-PEV-MISC | Switch |  |  | SW | http://www.toronto.ca/TWONTO#00594 | Electrical Equipment | Miscellaneous Equipment
| COL-PEV-SW-0003 | Switch, Transformer | COL-PEV-MISC | Switch |  |  | SW | http://www.toronto.ca/TWONTO#00594 | Electrical Equipment | Miscellaneous Equipment
| COL-PEV-SW-0003 | Switch, Transformer | COL-PEV | Switch |  |  | SW | http://www.toronto.ca/TWONTO#00594 | Electrical Equipment | Ellis Sewage Pumping Station
| COL-PEV-SW-0004 | Switch, Distribution | COL-PEV-MISC | Switch |  |  | SW | http://www.toronto.ca/TWONTO#00594 | Electrical Equipment | Miscellaneous Equipment
| COL-PEV-SW-0004 | Switch, Distribution | COL-PEV | Switch |  |  | SW | http://www.toronto.ca/TWONTO#00594 | Electrical Equipment | Ellis Sewage Pumping Station
| COL-PEV-TS-0001 | Switch, Transfer | COL-PEV | Switch |  |  | TS | http://www.toronto.ca/TWONTO#00754 | Electrical Equipment | Ellis Sewage Pumping Station
| COL-PEV-TS-0001 | Switch, Transfer | COL-PEV-MISC | Switch |  |  | TS | http://www.toronto.ca/TWONTO#00754 | Electrical Equipment | Miscellaneous Equipment
| COL-PEV-WEL-0500 | Wet well | COL-PEV |  |  |  | WEL | http://www.toronto.ca/TWONTO#00811 | Sub-sub-process | Ellis Sewage Pumping Station
| COL-PEV-WEL-0500 | Wet well | COL-PEV-MISC |  |  |  | WEL | http://www.toronto.ca/TWONTO#00811 | Sub-sub-process | Miscellaneous Equipment
| COL-PEV-WEL-0500 | Wet well | COL-PHP-MISC |  |  |  | WEL | http://www.toronto.ca/TWONTO#00811 | Sub-sub-process | Miscellaneous Equipment
| COL-PEV-WEL-0600 | Dry Well | COL-PEV-MISC |  |  |  | WEL | http://www.toronto.ca/TWONTO#00811 | Sub-sub-process | Miscellaneous Equipment
| COL-PEV-WEL-0600 | Dry Well | COL-PEV |  |  |  | WEL | http://www.toronto.ca/TWONTO#00811 | Sub-sub-process | Ellis Sewage Pumping Station
| COL-PEV-WEL-0600 | Dry Well | COL-PSK-MISC |  |  |  | WEL | http://www.toronto.ca/TWONTO#00811 | Sub-sub-process | Miscellaneous Equipment
| COL-PFB-CP-0001 | Control Panel, Operator | COL-PFB | Control Panel |  |  | CP | http://www.toronto.ca/TWONTO#00613 | Electrical Equipment | Fallingbrook Pumping Station
| COL-PFB-CP-0001 | Control Panel, Operator | COL-PFB-MISC | Control Panel |  |  | CP | http://www.toronto.ca/TWONTO#00613 | Electrical Equipment | Miscellaneous Equipment
| COL-PFB-GRF-0001 | Indicator, Ground Fault | COL-PFB | Indicator,Ground Fault |  |  | GRF | http://www.toronto.ca/TWONTO#00406 | Electrical Equipment | Fallingbrook Pumping Station
| COL-PFB-GRF-0001 | Indicator, Ground Fault | COL-PFB-MISC | Indicator,Ground Fault |  |  | GRF | http://www.toronto.ca/TWONTO#00406 | Electrical Equipment | Miscellaneous Equipment
| COL-PFB-HTR-0001 | Heater, Wet Well | COL-PFB-MISC | Heater |  |  | HTR | http://www.toronto.ca/TWONTO#00418 | Mechanical Equipment | Miscellaneous Equipment
| COL-PFB-HTR-0001 | Heater, Wet Well | COL-PFB | Heater |  |  | HTR | http://www.toronto.ca/TWONTO#00418 | Mechanical Equipment | Fallingbrook Pumping Station
| MAIN-153 | Main 153 | WTR-LWA |  |  |  |  | http://www.toronto.ca/TWONTO#00804 | Sub-Process | Work Area 2 Central Mains and Chambers
| MAIN-153 | Main 153 | WTR-MT1 |  |  |  |  | http://www.toronto.ca/TWONTO#00804 | Sub-Process | Work Area 1 EAST Mains and Chambers
| COL-PFB-LIT-0101 | Transmitter, Level | COL-PFB | Transmitter,Level |  |  | LIT | http://www.toronto.ca/TWONTO#00467 | Instrumentation Equipment | Fallingbrook Pumping Station
| COL-PFB-LIT-0101 | Transmitter, Level | COL-PFB-MISC | Transmitter,Level |  |  | LIT | http://www.toronto.ca/TWONTO#00467 | Instrumentation Equipment | Miscellaneous Equipment
| COL-PFB-LP-0001 | Control Panel, Electrical | COL-PFB | Control Panel |  |  | LP | http://www.toronto.ca/TWONTO#00477 | Electrical Equipment | Fallingbrook Pumping Station
| COL-PFB-LP-0001 | Control Panel, Electrical | COL-PFB-MISC | Control Panel |  |  | LP | http://www.toronto.ca/TWONTO#00477 | Electrical Equipment | Miscellaneous Equipment
| COL-PFB-LSH-0103 | Switch, Level-High | COL-PFB | Switch,Level |  |  | LSH | http://www.toronto.ca/TWONTO#00466 | Instrumentation Equipment | Fallingbrook Pumping Station
| COL-PFB-LSH-0103 | Switch, Level-High | COL-PFB-MISC | Switch,Level |  |  | LSH | http://www.toronto.ca/TWONTO#00466 | Instrumentation Equipment | Miscellaneous Equipment
| COL-PFB-LSHH-0104 | Switch, Level High-High | COL-PFB | Switch,Level |  |  | LSHH | http://www.toronto.ca/TWONTO#00466 | Instrumentation Equipment | Fallingbrook Pumping Station
| COL-PFB-LSHH-0104 | Switch, Level High-High | COL-PFB-MISC | Switch,Level |  |  | LSHH | http://www.toronto.ca/TWONTO#00466 | Instrumentation Equipment | Miscellaneous Equipment
| COL-PFB-LSL-0102 | Switch, Level-Low | COL-PFB | Switch |  |  | LSL | http://www.toronto.ca/TWONTO#00466 | Instrumentation Equipment | Fallingbrook Pumping Station
| COL-PFB-LSL-0102 | Switch, Level-Low | COL-PFB-MISC | Switch |  |  | LSL | http://www.toronto.ca/TWONTO#00466 | Instrumentation Equipment | Miscellaneous Equipment
| COL-PFB-LSLL-0101 | Switch, Level Low-Low | COL-PFB-MISC | Switch,Level |  |  | LSLL | http://www.toronto.ca/TWONTO#00466 | Instrumentation Equipment | Miscellaneous Equipment
| COL-PFB-LSLL-0101 | Switch, Level Low-Low | COL-PFB | Switch,Level |  |  | LSLL | http://www.toronto.ca/TWONTO#00466 | Instrumentation Equipment | Fallingbrook Pumping Station
| COL-PFB-M-0101 | Motor | COL-PFB-MISC |  |  |  | M | http://www.toronto.ca/TWONTO#00531 | Electrical Equipment | Miscellaneous Equipment
| COL-PFB-M-0201 | Motor | COL-PFB-MISC |  |  |  | M | http://www.toronto.ca/TWONTO#00531 | Electrical Equipment | Miscellaneous Equipment
| THC-DEW-CENTRATE | Centrate System Dewatering | THC-DEW |  |  |  |  | http://www.toronto.ca/TWONTO#00260 | Sub-Process | Dewatering Process
| MAIN-154 | Main 154 | WTR-LWA |  |  |  |  | http://www.toronto.ca/TWONTO#00804 | Sub-Process | Work Area 2 Central Mains and Chambers
| MAIN-154 | Main 154 | WTR-MT1 |  |  |  |  | http://www.toronto.ca/TWONTO#00804 | Sub-Process | Work Area 1 EAST Mains and Chambers
| COL-PFB-SW-0002 | Switch, Transformer | COL-PFB-MISC | Switch |  |  | SW | http://www.toronto.ca/TWONTO#00594 | Electrical Equipment | Miscellaneous Equipment
| COL-PFB-SW-0002 | Switch, Transformer | COL-PFB | Switch |  |  | SW | http://www.toronto.ca/TWONTO#00594 | Electrical Equipment | Fallingbrook Pumping Station
| COL-PFB-TR-0001 | Transformer, Power | COL-PFB | Transformer |  |  | TR | http://www.toronto.ca/TWONTO#00755 | Electrical Equipment | Fallingbrook Pumping Station
| COL-PFB-TR-0001 | Transformer, Power | COL-PFB-MISC | Transformer |  |  | TR | http://www.toronto.ca/TWONTO#00755 | Electrical Equipment | Miscellaneous Equipment
| COL-PFB-TS-0001 | Switch, Transfer | COL-PFB | Switch |  |  | TS | http://www.toronto.ca/TWONTO#00754 | Electrical Equipment | Fallingbrook Pumping Station
| COL-PFB-TS-0001 | Switch, Transfer | COL-PFB-MISC | Switch |  |  | TS | http://www.toronto.ca/TWONTO#00754 | Electrical Equipment | Miscellaneous Equipment
| COL-PFB-UPS-0001 | UPS | COL-PFB-MISC | Uninterruptible Power Supply |  |  | UPS | http://www.toronto.ca/TWONTO#00124 | Electrical Equipment | Miscellaneous Equipment
| COL-PFB-UPS-0001 | UPS | COL-PFB | Uninterruptible Power Supply |  |  | UPS | http://www.toronto.ca/TWONTO#00124 | Electrical Equipment | Fallingbrook Pumping Station
| COL-PFH-LSLL-0101 | Switch, Level Low-Low | COL-PFH | Switch,Level |  |  | LSLL | http://www.toronto.ca/TWONTO#00466 | Instrumentation Equipment | Fire Hall Sewage Pumping Station (Wards Island PS#4)
| COL-PFH-LSLL-0102 | Switch, Level Low-Low | COL-PFH | Switch,Level |  |  | LSLL | http://www.toronto.ca/TWONTO#00466 | Instrumentation Equipment | Fire Hall Sewage Pumping Station (Wards Island PS#4)
| COL-PFH-LSLL-0103 | Switch, Level Low-Low | COL-PFH | Switch,Level |  |  | LSLL | http://www.toronto.ca/TWONTO#00466 | Instrumentation Equipment | Fire Hall Sewage Pumping Station (Wards Island PS#4)
| COL-PFH-LSLL-0104 | Switch, Level Low-Low | COL-PFH | Switch,Level |  |  | LSLL | http://www.toronto.ca/TWONTO#00466 | Instrumentation Equipment | Fire Hall Sewage Pumping Station (Wards Island PS#4)
| TAB-DEW CENTRATE | Centrate Systems | TAB-WORK-AREA-3 |  |  |  |  | http://www.toronto.ca/TWONTO#00260 | Process | Work Area 3
| COL-PFI-LSLL-0101 | Switch, Level Low-Low | COL-PFI | Switch,Level |  |  | LSLL | http://www.toronto.ca/TWONTO#00466 | Instrumentation Equipment | Fifth Street Sewage Pumping Station (Wards Island PS #8)
| COL-PFI-LSLL-0102 | Switch, Level Low-Low | COL-PFI | Switch,Level |  |  | LSLL | http://www.toronto.ca/TWONTO#00466 | Instrumentation Equipment | Fifth Street Sewage Pumping Station (Wards Island PS #8)
| COL-PFI-LSLL-0103 | Switch, Level Low-Low | COL-PFI | Switch,Level |  |  | LSLL | http://www.toronto.ca/TWONTO#00466 | Instrumentation Equipment | Fifth Street Sewage Pumping Station (Wards Island PS #8)
| COL-PFI-LSLL-0104 | Switch, Level Low-Low | COL-PFI | Switch,Level |  |  | LSLL | http://www.toronto.ca/TWONTO#00466 | Instrumentation Equipment | Fifth Street Sewage Pumping Station (Wards Island PS #8)
| TAB-DEW CENTRATE | Centrate Systems | TAB-WORK-AREA-SOL |  |  |  |  | http://www.toronto.ca/TWONTO#00260 | Process | TAB Work Area Sol
| COL-PFO-LSLL-0101 | Switch, Level Low-Low | COL-PFO | Switch,Level |  |  | LSLL | http://www.toronto.ca/TWONTO#00466 | Instrumentation Equipment | Fourth Street Sewage Pumping Station (Wards Island PS#9)
| COL-PFO-LSLL-0102 | Switch, Level Low-Low | COL-PFO | Switch,Level |  |  | LSLL | http://www.toronto.ca/TWONTO#00466 | Instrumentation Equipment | Fourth Street Sewage Pumping Station (Wards Island PS#9)
| COL-PFO-LSLL-0103 | Switch, Level Low-Low | COL-PFO | Switch,Level |  |  | LSLL | http://www.toronto.ca/TWONTO#00466 | Instrumentation Equipment | Fourth Street Sewage Pumping Station (Wards Island PS#9)
| COL-PFO-LSLL-0104 | Switch, Level Low-Low | COL-PFO | Switch,Level |  |  | LSLL | http://www.toronto.ca/TWONTO#00466 | Instrumentation Equipment | Fourth Street Sewage Pumping Station (Wards Island PS#9)
| THR-THK-P-CENT | Centrate Transfer Pumps & Tanks | THR-THK |  |  |  |  | http://www.toronto.ca/TWONTO#00260 | Equipment Location | Sludge Thickening
| COL-PGA-CP-0001 | Control Panel, Operator | COL-PGA-MISC | Control Panel |  |  | CP | http://www.toronto.ca/TWONTO#00613 | Electrical Equipment | Miscellaneous Equipment
| COL-PGA-CP-0001 | Control Panel, Operator | COL-PGA | Control Panel |  |  | CP | http://www.toronto.ca/TWONTO#00613 | Electrical Equipment | Greyabbey Sewage Pumping Station
| COL-PGA-GEN-0001 | Generator, Electricity | COL-PGA | Generator |  |  | GEN | http://www.toronto.ca/TWONTO#00397 | Electrical Equipment | Greyabbey Sewage Pumping Station
| COL-PGA-GEN-0001 | Generator, Electricity | COL-PGA-MISC | Generator |  |  | GEN | http://www.toronto.ca/TWONTO#00397 | Electrical Equipment | Miscellaneous Equipment
| COL-PGA-GRF-0001 | Indicator, Ground Fault | COL-PGA-MISC |  |  |  | GRF | http://www.toronto.ca/TWONTO#00406 | Electrical Equipment | Miscellaneous Equipment
| COL-PGA-GRF-0001 | Indicator, Ground Fault | COL-PGA |  |  |  | GRF | http://www.toronto.ca/TWONTO#00406 | Electrical Equipment | Greyabbey Sewage Pumping Station
| COL-PGA-HTR-0001 | Heater, MCC Room | COL-PGA | Heater |  |  | HTR | http://www.toronto.ca/TWONTO#00418 | Mechanical Equipment | Greyabbey Sewage Pumping Station
| COL-PGA-HTR-0001 | Heater, MCC Room | COL-PGA-MISC | Heater |  |  | HTR | http://www.toronto.ca/TWONTO#00418 | Mechanical Equipment | Miscellaneous Equipment
| COL-PGA-HTR-0002 | Heater, Hot Water | COL-PGA | Heater |  |  | HTR | http://www.toronto.ca/TWONTO#00418 | Mechanical Equipment | Greyabbey Sewage Pumping Station
| COL-PGA-HTR-0002 | Heater, Hot Water | COL-PGA-MISC | Heater |  |  | HTR | http://www.toronto.ca/TWONTO#00418 | Mechanical Equipment | Miscellaneous Equipment
| MAIN-155 | Main 155 | WTR-LWA |  |  |  |  | http://www.toronto.ca/TWONTO#00804 | Sub-Process | Work Area 2 Central Mains and Chambers
| MAIN-155 | Main 155 | WTR-MT1 |  |  |  |  | http://www.toronto.ca/TWONTO#00804 | Sub-Process | Work Area 1 EAST Mains and Chambers
| COL-PGA-LIT-0101 | Transmitter, Level | COL-PGA-MISC | Transmitter,Level |  |  | LIT | http://www.toronto.ca/TWONTO#00467 | Instrumentation Equipment | Miscellaneous Equipment
| COL-PGA-LIT-0101 | Transmitter, Level | COL-PGA | Transmitter,Level |  |  | LIT | http://www.toronto.ca/TWONTO#00467 | Instrumentation Equipment | Greyabbey Sewage Pumping Station
| COL-PGA-MCC-0001 | Motor Control Centre | COL-PGA | Control Panel,MCC |  |  | MCC | http://www.toronto.ca/TWONTO#00110 | Electrical Equipment | Greyabbey Sewage Pumping Station
| COL-PGA-MCC-0001 | Motor Control Centre | COL-PGA-MISC | Control Panel,MCC |  |  | MCC | http://www.toronto.ca/TWONTO#00110 | Electrical Equipment | Miscellaneous Equipment
| TAB-DEW-WEL | Centrate Wet Wells | TAB-DEW CENTRATE |  |  |  |  | http://www.toronto.ca/TWONTO#00260 | Sub-Process | Centrate Systems
| TAB-DEW-V-C01 | Centrifuge 1 Centrate Line | CENTRATE |  |  |  |  | http://www.toronto.ca/TWONTO#00260 | Equipment Location | Centrate Collection
| COL-PGA-RPU-0001 | Remote Processing Unit | COL-PGA-MISC | RPU |  |  | RPU | http://www.toronto.ca/TWONTO#00122 | Electrical Equipment | Miscellaneous Equipment
| COL-PGA-RPU-0001 | Remote Processing Unit | COL-PGA | RPU |  |  | RPU | http://www.toronto.ca/TWONTO#00122 | Electrical Equipment | Greyabbey Sewage Pumping Station
| COL-PGA-SS-0001 | Security System | COL-PGA | Security System |  |  | SS | http://www.toronto.ca/TWONTO#00673 | Electrical Equipment | Greyabbey Sewage Pumping Station
| COL-PGA-SS-0001 | Security System | COL-PGA-MISC | Security System |  |  | SS | http://www.toronto.ca/TWONTO#00673 | Electrical Equipment | Miscellaneous Equipment
| COL-PGA-UPS-0001 | UPS | COL-PGA | Uninterruptible Power Supply |  |  | UPS | http://www.toronto.ca/TWONTO#00124 | Electrical Equipment | Greyabbey Sewage Pumping Station
| COL-PGA-UPS-0001 | UPS | COL-PGA-MISC | Uninterruptible Power Supply |  |  | UPS | http://www.toronto.ca/TWONTO#00124 | Electrical Equipment | Miscellaneous Equipment
| COL-PGA-WEL-0100 | Wet Well | COL-PGA | Well |  |  | WEL | http://www.toronto.ca/TWONTO#00811 | Mechanical Equipment | Greyabbey Sewage Pumping Station
| COL-PGA-WEL-0100 | Wet Well | COL-PGA-MISC | Well |  |  | WEL | http://www.toronto.ca/TWONTO#00811 | Mechanical Equipment | Miscellaneous Equipment
| COL-PGB-CP-0001 | Control Panel, Operator | COL-PGB | Control Panel |  |  | CP | http://www.toronto.ca/TWONTO#00613 | Electrical Equipment | Governors Bridge Sewage Pumping Station
| COL-PGB-CP-0001 | Control Panel, Operator | COL-PGB-MISC | Control Panel |  |  | CP | http://www.toronto.ca/TWONTO#00613 | Electrical Equipment | Miscellaneous Equipment
| COL-PGB-FEQ-0001S | Fire Prevention, Extinguisher | COL-PGB | Fire Prevention,Extinguisher |  | 40170 | FEQ | x | Obsolete Entity | Governors Bridge Sewage Pumping Station
| COL-PGB-FEQ-0001S | Fire Prevention, Extinguisher | COL-PGB-MISC | Fire Prevention,Extinguisher |  | 40170 | FEQ | x | Obsolete Entity | Miscellaneous Equipment
| COL-PGB-FEQ-0001S | Fire Prevention, Extinguisher | COL-W-OBSOLETE | Fire Prevention,Extinguisher |  | 40170 | FEQ | x | Obsolete Entity | Col West Obsolete Entities
| COL-PGB-HTR-0001 | Heater, Control Panel | COL-PGB | Heater |  |  | HTR | http://www.toronto.ca/TWONTO#00418 | Mechanical Equipment | Governors Bridge Sewage Pumping Station
| COL-PGB-HTR-0001 | Heater, Control Panel | COL-PGB-MISC | Heater |  |  | HTR | http://www.toronto.ca/TWONTO#00418 | Mechanical Equipment | Miscellaneous Equipment
| COL-PGB-HTR-0002 | Heater, Control Panel | COL-PGB-MISC | Heater |  |  | HTR | http://www.toronto.ca/TWONTO#00418 | Mechanical Equipment | Miscellaneous Equipment
| MAIN-156 | Main 156 | WTR-LWA |  |  |  |  | http://www.toronto.ca/TWONTO#00804 | Sub-Process | Work Area 2 Central Mains and Chambers
| MAIN-157 | Main 157 | WTR-LWA |  |  |  |  | http://www.toronto.ca/TWONTO#00804 | Sub-Process | Work Area 2 Central Mains and Chambers
| COL-PGB-LIT-0100 | Transmitter, Level | COL-PGB-MISC | Transmitter,Level |  |  | LIT | http://www.toronto.ca/TWONTO#00467 | Instrumentation Equipment | Miscellaneous Equipment
| COL-PGB-LIT-0101 | Transmitter, Level | COL-PGB | Transmitter,Level |  |  | LIT | http://www.toronto.ca/TWONTO#00467 | Instrumentation Equipment | Governors Bridge Sewage Pumping Station
| COL-PGB-LIT-0101 | Transmitter, Level | COL-PGB-MISC | Transmitter,Level |  |  | LIT | http://www.toronto.ca/TWONTO#00467 | Instrumentation Equipment | Miscellaneous Equipment
| COL-PGB-LP-0001 | Control Panel, Lighting | COL-PGB-MISC | Control Panel |  |  | LP | http://www.toronto.ca/TWONTO#00477 | Electrical Equipment | Miscellaneous Equipment
| COL-PGB-LP-0001 | Control Panel, Lighting | COL-PGB | Control Panel |  |  | LP | http://www.toronto.ca/TWONTO#00477 | Electrical Equipment | Governors Bridge Sewage Pumping Station
| COL-PGB-LSH-0103 | Switch, Level-High | COL-PGB | Switch,Level |  |  | LSH | http://www.toronto.ca/TWONTO#00466 | Instrumentation Equipment | Governors Bridge Sewage Pumping Station
| COL-PGB-LSH-0103 | Switch, Level-High | COL-PGB-MISC | Switch,Level |  |  | LSH | http://www.toronto.ca/TWONTO#00466 | Instrumentation Equipment | Miscellaneous Equipment
| COL-PGB-LSH-0104 | Switch, Level High | COL-PGB-MISC | Switch,Level |  |  | LSH | http://www.toronto.ca/TWONTO#00466 | Instrumentation Equipment | Miscellaneous Equipment
| COL-PGB-LSHH-0104 | Switch, Level High-High | COL-PGB | Switch,Level |  |  | LSHH | http://www.toronto.ca/TWONTO#00466 | Instrumentation Equipment | Governors Bridge Sewage Pumping Station
| COL-PGB-LSHH-0104 | Switch, Level High-High | COL-PGB-MISC | Switch,Level |  |  | LSHH | http://www.toronto.ca/TWONTO#00466 | Instrumentation Equipment | Miscellaneous Equipment
| COL-PGB-LSHH-0105 | Switch, Level High-High | COL-PGB-MISC | Switch,Level |  |  | LSHH | http://www.toronto.ca/TWONTO#00466 | Instrumentation Equipment | Miscellaneous Equipment
| COL-PGB-LSL-0102 | Switch, Level-Low | COL-PGB | Switch |  |  | LSL | http://www.toronto.ca/TWONTO#00466 | Instrumentation Equipment | Governors Bridge Sewage Pumping Station
| COL-PGB-LSL-0102 | Switch, Level-Low | COL-PGB-MISC | Switch |  |  | LSL | http://www.toronto.ca/TWONTO#00466 | Instrumentation Equipment | Miscellaneous Equipment
| COL-PGB-LSLL-0101 | Switch, Level Low-Low | COL-PGB | Switch,Level |  |  | LSLL | http://www.toronto.ca/TWONTO#00466 | Instrumentation Equipment | Governors Bridge Sewage Pumping Station
| COL-PGB-LSLL-0101 | Switch, Level Low-Low | COL-PGB-MISC | Switch,Level |  |  | LSLL | http://www.toronto.ca/TWONTO#00466 | Instrumentation Equipment | Miscellaneous Equipment
| TAB-DEW-V-C02 | Centrifuge 2 Centrate Line | TAB-WORK-AREA-SOL |  |  |  |  | http://www.toronto.ca/TWONTO#00260 | Equipment Location | TAB Work Area Sol
| COL-PGB-P-0100 | Pump, Centrifugal | COL-PGB | Pump |  |  | P | http://www.toronto.ca/TWONTO#00626 | Mechanical Equipment | Governors Bridge Sewage Pumping Station
| COL-PGB-P-0200 | Pump, Centrifugal | COL-PGB | Pump |  |  | P | http://www.toronto.ca/TWONTO#00626 | Mechanical Equipment | Governors Bridge Sewage Pumping Station
| COL-PGB-PIP-0001 | Piping | COL-PGB-MISC | Pump |  |  | PIP | http://www.toronto.ca/TWONTO#00569 | Mechanical Equipment | Miscellaneous Equipment
| COL-PGB-RPU-0001 | Remote Processing Unit | COL-PGB | RPU |  |  | RPU | http://www.toronto.ca/TWONTO#00122 | Electrical Equipment | Governors Bridge Sewage Pumping Station
| COL-PGB-RPU-0001 | Remote Processing Unit | COL-PGB-MISC | RPU |  |  | RPU | http://www.toronto.ca/TWONTO#00122 | Electrical Equipment | Miscellaneous Equipment
| MAIN-157 | Main 157 | WTR-MT1 |  |  |  |  | http://www.toronto.ca/TWONTO#00804 | Sub-Process | Work Area 1 EAST Mains and Chambers
| MAIN-158 | Main 158 | WTR-LWA |  |  |  |  | http://www.toronto.ca/TWONTO#00804 | Sub-Process | Work Area 2 Central Mains and Chambers
| COL-PGB-TS-0001 | Switch, Transfer | COL-PGB | Switch |  |  | TS | http://www.toronto.ca/TWONTO#00754 | Electrical Equipment | Governors Bridge Sewage Pumping Station
| COL-PGB-TS-0001 | Switch, Transfer | COL-PGB-MISC | Switch |  |  | TS | http://www.toronto.ca/TWONTO#00754 | Electrical Equipment | Miscellaneous Equipment
| COL-PGB-WEL-0100 | Wet Well | COL-PGB | Well |  |  | WEL | http://www.toronto.ca/TWONTO#00811 | Mechanical Equipment | Governors Bridge Sewage Pumping Station
| COL-PGB-WEL-0100 | Wet Well | COL-PGB-MISC | Well |  |  | WEL | http://www.toronto.ca/TWONTO#00811 | Mechanical Equipment | Miscellaneous Equipment
| COL-PGR-BFP-0001 | Back Flow Preventer | COL-PGR-MISC | Valve,Backflow Preventer |  |  | BFP | http://www.toronto.ca/TWONTO#00165 | Mechanical Equipment | Miscellaneous Equipment
| COL-PGR-COM-0001 | Control Panel, Operator | COL-PGR | Control Panel |  |  | COM | http://www.toronto.ca/TWONTO#00613 | Electrical Equipment | Grand River Sewage Pumping Station
| COL-PGR-COM-0001 | Control Panel, Operator | COL-PGR-MISC | Control Panel |  |  | COM | http://www.toronto.ca/TWONTO#00613 | Electrical Equipment | Miscellaneous Equipment
| COL-PGR-CP-0001 | Control Panel, Operator | COL-PGR | Control Panel |  |  | CP | http://www.toronto.ca/TWONTO#00613 | Electrical Equipment | Grand River Sewage Pumping Station
| COL-PGR-CP-0001 | Control Panel, Operator | COL-PGR-MISC | Control Panel |  |  | CP | http://www.toronto.ca/TWONTO#00613 | Electrical Equipment | Miscellaneous Equipment
| COL-PGR-CP-0002 | Control Panel, Operator | COL-PGR-MISC | Control Panel |  |  | CP | http://www.toronto.ca/TWONTO#00613 | Electrical Equipment | Miscellaneous Equipment
| COL-PGR-FEQ-0001S | Fire Prevention, Extinguisher | COL-PGR-MISC | Fire Prevention,Extinguisher |  | 42684 | FEQ | x | Obsolete Entity | Miscellaneous Equipment
| COL-PGR-FEQ-0001S | Fire Prevention, Extinguisher | COL-W-OBSOLETE | Fire Prevention,Extinguisher |  | 42684 | FEQ | x | Obsolete Entity | Col West Obsolete Entities
| COL-PGR-FQ-0001 | Meter, Flow | COL-PGR | Meter,Flow |  |  | FQ | http://www.toronto.ca/TWONTO#00369 | Instrumentation Equipment | Grand River Sewage Pumping Station
| COL-PGR-FQ-0001 | Meter, Flow | COL-PGR-MISC | Meter,Flow |  |  | FQ | http://www.toronto.ca/TWONTO#00369 | Instrumentation Equipment | Miscellaneous Equipment
| MAIN-158 | Main 158 | WTR-MT1 |  |  |  |  | http://www.toronto.ca/TWONTO#00804 | Sub-Process | Work Area 1 EAST Mains and Chambers
| MAIN-026 | Main 160 | WTR-LWA |  |  |  |  | http://www.toronto.ca/TWONTO#00804 | Sub-Process | Work Area 2 Central Mains and Chambers
| COL-PGR-LSH-0103 | Switch, Level | COL-PGR | Switch,Level |  |  | LSH | http://www.toronto.ca/TWONTO#00466 | Instrumentation Equipment | Grand River Sewage Pumping Station
| COL-PGR-LSH-0103 | Switch, Level | COL-PGR-MISC | Switch,Level |  |  | LSH | http://www.toronto.ca/TWONTO#00466 | Instrumentation Equipment | Miscellaneous Equipment
| COL-PGR-LSH-0104 | Switch, Level | COL-PGR-MISC | Switch,Level |  |  | LSH | http://www.toronto.ca/TWONTO#00466 | Instrumentation Equipment | Miscellaneous Equipment
| COL-PGR-LSHH-0104 | Switch, Level | COL-PGR | Switch,Level |  |  | LSHH | http://www.toronto.ca/TWONTO#00466 | Instrumentation Equipment | Grand River Sewage Pumping Station
| COL-PGR-LSHH-0104 | Switch, Level | COL-PGR-MISC | Switch,Level |  |  | LSHH | http://www.toronto.ca/TWONTO#00466 | Instrumentation Equipment | Miscellaneous Equipment
| COL-PGR-LSHH-0105 | Switch, Level-High | COL-PGR | Switch,Level |  |  | LSHH | http://www.toronto.ca/TWONTO#00466 | Instrumentation Equipment | Grand River Sewage Pumping Station
| COL-PGR-LSHH-0105 | Switch, Level-High | COL-PGR-MISC | Switch,Level |  |  | LSHH | http://www.toronto.ca/TWONTO#00466 | Instrumentation Equipment | Miscellaneous Equipment
| COL-PGR-LSL-0102 | Switch, Level | COL-PGR | Switch,Level |  |  | LSL | http://www.toronto.ca/TWONTO#00466 | Instrumentation Equipment | Grand River Sewage Pumping Station
| COL-PGR-LSL-0102 | Switch, Level | COL-PGR-MISC | Switch,Level |  |  | LSL | http://www.toronto.ca/TWONTO#00466 | Instrumentation Equipment | Miscellaneous Equipment
| COL-PGR-LSLL-0101 | Switch, Level | COL-PGR | Switch,Level |  |  | LSLL | http://www.toronto.ca/TWONTO#00466 | Instrumentation Equipment | Grand River Sewage Pumping Station
| COL-PGR-LSLL-0101 | Switch, Level | COL-PGR-MISC | Switch,Level |  |  | LSLL | http://www.toronto.ca/TWONTO#00466 | Instrumentation Equipment | Miscellaneous Equipment
| COL-PGR-LTG-0001 | Lighting | COL-PGR-MISC | Control Panel |  |  | LTG | http://www.toronto.ca/TWONTO#OWLClass_bf4a19ed_88a8_4fe8_b294_bb31702c646f | Electrical Equipment | Miscellaneous Equipment
| TAB-DEW-V-C02 | Centrifuge 2 Centrate Line | CENTRATE |  |  |  |  | http://www.toronto.ca/TWONTO#00260 | Equipment Location | Centrate Collection
| COL-PGR-P-0100 | Pump, Centrifugal | COL-PGR | Pump |  |  | P | http://www.toronto.ca/TWONTO#00626 | Mechanical Equipment | Grand River Sewage Pumping Station
| COL-PGR-P-0200 | Pump, Centrifugal | COL-PGR | Pump |  |  | P | http://www.toronto.ca/TWONTO#00626 | Mechanical Equipment | Grand River Sewage Pumping Station
| COL-PGR-RPU-0001 | Control Panel, Electrical | COL-PGR | Control Panel |  |  | RPU | http://www.toronto.ca/TWONTO#00122 | Electrical Equipment | Grand River Sewage Pumping Station
| COL-PGR-RPU-0001 | Control Panel, Electrical | COL-PGR-MISC | Control Panel |  |  | RPU | http://www.toronto.ca/TWONTO#00122 | Electrical Equipment | Miscellaneous Equipment
| COL-PGR-SS-0001 | Security System | COL-PGR | Security System |  |  | SS | http://www.toronto.ca/TWONTO#00673 | Electrical Equipment | Grand River Sewage Pumping Station
| COL-PGR-SS-0001 | Security System | COL-PGR-MISC | Security System |  |  | SS | http://www.toronto.ca/TWONTO#00673 | Electrical Equipment | Miscellaneous Equipment
| COL-PGR-SW-0001 | Switch, Fused | COL-PGR | Switch |  |  | SW | http://www.toronto.ca/TWONTO#00594 | Electrical Equipment | Grand River Sewage Pumping Station
| COL-PGR-SW-0001 | Switch, Fused | COL-PGR-MISC | Switch |  |  | SW | http://www.toronto.ca/TWONTO#00594 | Electrical Equipment | Miscellaneous Equipment
| COL-PGR-TS-0001 | Switch, Transfer | COL-PGR | Switch |  |  | TS | http://www.toronto.ca/TWONTO#00754 | Electrical Equipment | Grand River Sewage Pumping Station
| COL-PGR-TS-0001 | Switch, Transfer | COL-PGR-MISC | Switch |  |  | TS | http://www.toronto.ca/TWONTO#00754 | Electrical Equipment | Miscellaneous Equipment
| COL-PGR-WEL-0100 | Wet Well | COL-PGR-MISC | Well |  |  | WEL | http://www.toronto.ca/TWONTO#00811 | Mechanical Equipment | Miscellaneous Equipment
| COL-PGR-WEL-0100 | Wet Well | COL-PGR | Well |  |  | WEL | http://www.toronto.ca/TWONTO#00811 | Mechanical Equipment | Grand River Sewage Pumping Station
| COL-PHA-AHU-0001 | Air Handling Unit | COL-PHA-MISC |  |  |  | AHU | http://www.toronto.ca/TWONTO#00147 | Mechanical Equipment | Miscellaneous Equipment
| COL-PHA-GA-0101 | Gauge | COL-PHA-MISC |  |  |  | GA | http://www.toronto.ca/TWONTO#punol-kujib-zolom-dolav | Mechanical Equipment | Miscellaneous Equipment
| COL-PHA-GA-0201 | Gauge | COL-PHA-MISC |  |  |  | GA | http://www.toronto.ca/TWONTO#punol-kujib-zolom-dolav | Mechanical Equipment | Miscellaneous Equipment
| COL-PHA-GA-0301 | Gauge | COL-PHA-MISC |  |  |  | GA | http://www.toronto.ca/TWONTO#punol-kujib-zolom-dolav | Mechanical Equipment | Miscellaneous Equipment
| COL-PHA-GEN-0001 | Generator | COL-PHA-MISC |  |  |  | GEN | http://www.toronto.ca/TWONTO#00397 | Electrical Equipment | Miscellaneous Equipment
| TAB-DEW-V-C03 | Centrifuge 3 Centrate Line | CENTRATE |  |  |  |  | http://www.toronto.ca/TWONTO#00260 | Equipment Location | Centrate Collection
| COL-PHA-MON-0001 | Gas Monitor | COL-PHA-MISC |  |  |  | MON | http://www.toronto.ca/TWONTO#00359 | Electrical Equipment | Miscellaneous Equipment
| COL-PHA-MON-0002 | Gas Monitor | COL-PHA-MISC |  |  |  | MON | http://www.toronto.ca/TWONTO#00359 | Electrical Equipment | Miscellaneous Equipment
| COL-PHA-P-0100 | Pump | COL-PHA |  |  |  | P | http://www.toronto.ca/TWONTO#00626 | Mechanical Equipment | Hanlan's Point Sewage Pumping Station
| COL-PHA-P-0200 | Pump | COL-PHA |  |  |  | P | http://www.toronto.ca/TWONTO#00626 | Mechanical Equipment | Hanlan's Point Sewage Pumping Station
| COL-PHA-P-0300 | Pump | COL-PHA |  |  |  | P | http://www.toronto.ca/TWONTO#00626 | Mechanical Equipment | Hanlan's Point Sewage Pumping Station
| COL-PHA-V-0001 | Valve | COL-PHA-MISC |  |  |  | V | http://www.toronto.ca/TWONTO#00781 | Mechanical Equipment | Miscellaneous Equipment
| COL-PHA-V-0002 | Valve | COL-PHA-MISC |  |  |  | V | http://www.toronto.ca/TWONTO#00781 | Mechanical Equipment | Miscellaneous Equipment
| COL-PHA-V-0003 | Valve | COL-PHA-MISC |  |  |  | V | http://www.toronto.ca/TWONTO#00781 | Mechanical Equipment | Miscellaneous Equipment
| COL-PHA-V-0004 | Valve | COL-PHA-MISC |  |  |  | V | http://www.toronto.ca/TWONTO#00781 | Mechanical Equipment | Miscellaneous Equipment
| COL-PHA-V-0005 | Valve | COL-PHA-MISC |  |  |  | V | http://www.toronto.ca/TWONTO#00781 | Mechanical Equipment | Miscellaneous Equipment
| COL-PHA-V-0006 | Valve | COL-PHA-MISC |  |  |  | V | http://www.toronto.ca/TWONTO#00781 | Mechanical Equipment | Miscellaneous Equipment
| COL-PHA-V-0007 | Valve | COL-PHA-MISC |  |  |  | V | http://www.toronto.ca/TWONTO#00781 | Mechanical Equipment | Miscellaneous Equipment
| COL-PHA-V-0008 | Valve | COL-PHA-MISC |  |  |  | V | http://www.toronto.ca/TWONTO#00781 | Mechanical Equipment | Miscellaneous Equipment
| COL-PHA-V-0009 | Valve | COL-PHA-MISC |  |  |  | V | http://www.toronto.ca/TWONTO#00781 | Mechanical Equipment | Miscellaneous Equipment
| COL-PHA-V-0010 | Valve | COL-PHA-MISC |  |  |  | V | http://www.toronto.ca/TWONTO#00781 | Mechanical Equipment | Miscellaneous Equipment
| COL-PHA-V-0011 | Valve | COL-PHA-MISC |  |  |  | V | http://www.toronto.ca/TWONTO#00781 | Mechanical Equipment | Miscellaneous Equipment
| COL-PHA-V-0012 | Valve | COL-PHA-MISC |  |  |  | V | http://www.toronto.ca/TWONTO#00781 | Mechanical Equipment | Miscellaneous Equipment
| COL-PHA-V-0101 | Valve | COL-PHA-P-0100 |  |  |  | V | http://www.toronto.ca/TWONTO#00781 | Mechanical Equipment | Pump
| COL-PHA-V-0102 | Valve | COL-PHA-P-0100 |  |  |  | V | http://www.toronto.ca/TWONTO#00781 | Mechanical Equipment | Pump
| COL-PHA-V-0103 | Valve | COL-PHA-P-0100 |  |  |  | V | http://www.toronto.ca/TWONTO#00781 | Mechanical Equipment | Pump
| COL-PHA-V-0201 | Valve | COL-PHA-P-0200 |  |  |  | V | http://www.toronto.ca/TWONTO#00781 | Mechanical Equipment | Pump
| COL-PHA-V-0202 | Valve | COL-PHA-P-0200 |  |  |  | V | http://www.toronto.ca/TWONTO#00781 | Mechanical Equipment | Pump
| COL-PHA-V-0203 | Valve | COL-PHA-P-0200 |  |  |  | V | http://www.toronto.ca/TWONTO#00781 | Mechanical Equipment | Pump
| COL-PHA-V-0301 | Valve | COL-PHA-P-0300 |  |  |  | V | http://www.toronto.ca/TWONTO#00781 | Mechanical Equipment | Pump
| COL-PHA-V-0302 | Valve | COL-PHA-P-0300 |  |  |  | V | http://www.toronto.ca/TWONTO#00781 | Mechanical Equipment | Pump
| COL-PHA-V-0303 | Valve | COL-PHA-P-0300 |  |  |  | V | http://www.toronto.ca/TWONTO#00781 | Mechanical Equipment | Pump
| COL-PHB-AIT-0001 | Transmitter, Gas | COL-PHB-MISC | Transmitter |  |  | AIT | http://www.toronto.ca/TWONTO#00359 | Instrumentation Equipment | Miscellaneous Equipment
| COL-PHB-AIT-0002 | Transmitter, Gas | COL-PHB-MISC | Transmitter |  |  | AIT | http://www.toronto.ca/TWONTO#00359 | Instrumentation Equipment | Miscellaneous Equipment
| TAB-DEW-V-C03 | Centrifuge 3 Centrate Line | TAB-WORK-AREA-SOL |  |  |  |  | http://www.toronto.ca/TWONTO#00260 | Equipment Location | TAB Work Area Sol
| COL-PHB-OIT-0001 | Operator Interface Terminal | COL-PHB-MISC | Computer Equipment,Monitor |  |  | OIT | http://www.toronto.ca/TWONTO#00548 | Electrical Equipment | Miscellaneous Equipment
| COL-PHB-OIT-0001 | Operator Interface Terminal | COL-PHB | Computer Equipment,Monitor |  |  | OIT | http://www.toronto.ca/TWONTO#00548 | Electrical Equipment | Humber Sewage Pumping Station
| COL-PHB-SUSPENDED | Humber Bay P.S.suspended entities | COL-PHB |  |  |  |  | x | Obsolete Entity | Humber Sewage Pumping Station
| COL-PHF-CB-0001 | Circuit Breaker | COL-PHF | Circuit Breaker |  |  | CB | http://www.toronto.ca/TWONTO#00186 | Electrical Equipment | Highfield Sewage Pumping Station
| COL-PHF-CB-0001 | Circuit Breaker | COL-PHF-MISC | Circuit Breaker |  |  | CB | http://www.toronto.ca/TWONTO#00186 | Electrical Equipment | Miscellaneous Equipment
| COL-PHF-CH-0001 | Chamber | COL-PHF-MISC | Chamber |  |  | CH | http://www.toronto.ca/TWONTO#00318 | Mechanical Equipment | Miscellaneous Equipment
| COL-PHF-CH-0001 | Chamber | COL-PHF | Chamber |  |  | CH | http://www.toronto.ca/TWONTO#00318 | Mechanical Equipment | Highfield Sewage Pumping Station
| COL-PHF-CP-0001 | Control Panel, Alarm | COL-PHF | Control Panel |  |  | CP | http://www.toronto.ca/TWONTO#00154 | Electrical Equipment | Highfield Sewage Pumping Station
| COL-PHF-CP-0001 | Control Panel, Alarm | COL-PHF-MISC | Control Panel |  |  | CP | http://www.toronto.ca/TWONTO#00154 | Electrical Equipment | Miscellaneous Equipment
| COL-PHF-FEQ-0001S | Fire Prevention, Extinguisher | COL-PHF | Fire Prevention,Extinguisher |  | 42685 | FEQ | x | Obsolete Entity | Highfield Sewage Pumping Station
| COL-PHF-FEQ-0001S | Fire Prevention, Extinguisher | COL-PHF-MISC | Fire Prevention,Extinguisher |  | 42685 | FEQ | x | Obsolete Entity | Miscellaneous Equipment
| COL-PHF-FEQ-0001S | Fire Prevention, Extinguisher | COL-W-OBSOLETE | Fire Prevention,Extinguisher |  | 42685 | FEQ | x | Obsolete Entity | Col West Obsolete Entities
| MAIN-160 | Main 160 | WTR-LWA |  |  |  |  | http://www.toronto.ca/TWONTO#00804 | Sub-Process | Work Area 2 Central Mains and Chambers
| MAIN-160 | Main 160 | WTR-MT1 |  |  |  |  | http://www.toronto.ca/TWONTO#00804 | Sub-Process | Work Area 1 EAST Mains and Chambers
| COL-PHF-LSH-0102 | Switch, Level-High | COL-PHF | Switch,Level |  |  | LSH | http://www.toronto.ca/TWONTO#00466 | Instrumentation Equipment | Highfield Sewage Pumping Station
| COL-PHF-LSH-0102 | Switch, Level-High | COL-PHF-MISC | Switch,Level |  |  | LSH | http://www.toronto.ca/TWONTO#00466 | Instrumentation Equipment | Miscellaneous Equipment
| COL-PHF-LSHH-0103 | Switch, Level High-High | COL-PHF | Switch,Level |  |  | LSHH | http://www.toronto.ca/TWONTO#00466 | Instrumentation Equipment | Highfield Sewage Pumping Station
| COL-PHF-LSHH-0103 | Switch, Level High-High | COL-PHF-MISC | Switch,Level |  |  | LSHH | http://www.toronto.ca/TWONTO#00466 | Instrumentation Equipment | Miscellaneous Equipment
| COL-PHF-LSL-0101 | Switch, Level-Low | COL-PHF | Switch |  |  | LSL | http://www.toronto.ca/TWONTO#00466 | Instrumentation Equipment | Highfield Sewage Pumping Station
| COL-PHF-LSL-0101 | Switch, Level-Low | COL-PHF-MISC | Switch |  |  | LSL | http://www.toronto.ca/TWONTO#00466 | Instrumentation Equipment | Miscellaneous Equipment
| TAB-DEW-V-C04 | Centrifuge 4 Centrate Line | CENTRATE |  |  |  |  | http://www.toronto.ca/TWONTO#00260 | Equipment Location | Centrate Collection
| COL-PHF-PIP-0001 | Piping | COL-PHF-MISC | Pump |  |  | PIP | http://www.toronto.ca/TWONTO#00569 | Mechanical Equipment | Miscellaneous Equipment
| COL-PHF-RPU-0001 | Remote Processing Unit | COL-PHF-MISC | RPU |  |  | RPU | http://www.toronto.ca/TWONTO#00122 | Electrical Equipment | Miscellaneous Equipment
| COL-PHP-ALR-0001 | Control Panel, Gas Alarm | COL-PHP | Control Panel |  |  | ALR | http://www.toronto.ca/TWONTO#00154 | Electrical Equipment | High Park Sewage Pumping Station
| COL-PHP-ALR-0001 | Control Panel, Gas Alarm | COL-PHP-MISC | Control Panel |  |  | ALR | http://www.toronto.ca/TWONTO#00154 | Electrical Equipment | Miscellaneous Equipment
| COL-PHP-ALR-0002 | Control Panel, Operator | COL-PHP | Control Panel |  |  | ALR | http://www.toronto.ca/TWONTO#00154 | Electrical Equipment | High Park Sewage Pumping Station
| COL-PHP-ALR-0002 | Control Panel, Operator | COL-PHP-MISC | Control Panel |  |  | ALR | http://www.toronto.ca/TWONTO#00154 | Electrical Equipment | Miscellaneous Equipment
| MAIN-161 | Main 161 | WTR-LWA |  |  |  |  | http://www.toronto.ca/TWONTO#00804 | Sub-Process | Work Area 2 Central Mains and Chambers
| MAIN-162 | Main 162 | WTR-LWA |  |  |  |  | http://www.toronto.ca/TWONTO#00804 | Sub-Process | Work Area 2 Central Mains and Chambers
| COL-PHP-CB-0002 | Circuit Breaker, Transformer 0001 | COL-PHP | Circuit Breaker |  |  | CB | http://www.toronto.ca/TWONTO#00186 | Electrical Equipment | High Park Sewage Pumping Station
| COL-PHP-CB-0002 | Circuit Breaker, Transformer 0001 | COL-PHP-MISC | Circuit Breaker |  |  | CB | http://www.toronto.ca/TWONTO#00186 | Electrical Equipment | Miscellaneous Equipment
| COL-PHP-CP-0001 | Control Panel, Operator | COL-PHP | Control Panel |  |  | CP | http://www.toronto.ca/TWONTO#00613 | Electrical Equipment | High Park Sewage Pumping Station
| COL-PHP-CP-0001 | Control Panel, Operator | COL-PHP-MISC | Control Panel |  |  | CP | http://www.toronto.ca/TWONTO#00613 | Electrical Equipment | Miscellaneous Equipment
| COL-PHP-CP-0002 | Control Panel, Operator | COL-PHP-MISC | Control Panel |  |  | CP | http://www.toronto.ca/TWONTO#00613 | Electrical Equipment | Miscellaneous Equipment
| COL-PHP-CP-0002 | Control Panel, Operator | COL-PHP | Control Panel |  |  | CP | http://www.toronto.ca/TWONTO#00613 | Electrical Equipment | High Park Sewage Pumping Station
| COL-PHP-DM-0001 | Damper, Manual | COL-PHP | Damper/Louver |  |  | DM | http://www.toronto.ca/TWONTO#00142 | Mechanical Equipment | High Park Sewage Pumping Station
| COL-PHP-DM-0001 | Damper, Manual | COL-PHP-MISC | Damper/Louver |  |  | DM | http://www.toronto.ca/TWONTO#00142 | Mechanical Equipment | Miscellaneous Equipment
| COL-PHP-FEQ-0001S | Fire Prevention, Extinguisher | COL-PHP | Fire Prevention,Extinguisher |  | 42686 | FEQ | x | Mechanical Equipment | High Park Sewage Pumping Station
| COL-PHP-FEQ-0001S | Fire Prevention, Extinguisher | COL-PHP-MISC | Fire Prevention,Extinguisher |  | 42686 | FEQ | x | Mechanical Equipment | Miscellaneous Equipment
| COL-PHP-FEQ-0001S | Fire Prevention, Extinguisher | COL-W-OBSOLETE | Fire Prevention,Extinguisher |  | 42686 | FEQ | x | Mechanical Equipment | Col West Obsolete Entities
| COL-PHP-FN-0001 | Fan, Centrifugal | COL-PHP | Fan |  |  | FN | http://www.toronto.ca/TWONTO#OWLClass_binid-posum-pozar-motav | Mechanical Equipment | High Park Sewage Pumping Station
| COL-PHP-FN-0001 | Fan, Centrifugal | COL-PHP-MISC | Fan |  |  | FN | http://www.toronto.ca/TWONTO#OWLClass_binid-posum-pozar-motav | Mechanical Equipment | Miscellaneous Equipment
| COL-PHP-FN-0002 | Fan, Centrifugal | COL-PHP | Fan |  |  | FN | http://www.toronto.ca/TWONTO#OWLClass_binid-posum-pozar-motav | Mechanical Equipment | High Park Sewage Pumping Station
| COL-PHP-FN-0002 | Fan, Centrifugal | COL-PHP-MISC | Fan |  |  | FN | http://www.toronto.ca/TWONTO#OWLClass_binid-posum-pozar-motav | Mechanical Equipment | Miscellaneous Equipment
| COL-PHP-FN-0003 | Fan, Centrifugal | COL-PHP | Fan |  |  | FN | http://www.toronto.ca/TWONTO#OWLClass_binid-posum-pozar-motav | Mechanical Equipment | High Park Sewage Pumping Station
| COL-PHP-FN-0003 | Fan, Centrifugal | COL-PHP-MISC | Fan |  |  | FN | http://www.toronto.ca/TWONTO#OWLClass_binid-posum-pozar-motav | Mechanical Equipment | Miscellaneous Equipment
| COL-PHP-GC-0001 | Grit Chamber | COL-PHP |  |  |  | GC | http://www.toronto.ca/TWONTO#00675 | Sub-sub-process | High Park Sewage Pumping Station
| COL-PHP-GC-0001 | Grit Chamber | COL-PHP-MISC |  |  |  | GC | http://www.toronto.ca/TWONTO#00675 | Sub-sub-process | Miscellaneous Equipment
| COL-PHP-GRF-0001 | Indicator, Ground Fault | COL-PHP |  |  |  | GRF | http://www.toronto.ca/TWONTO#00406 | Electrical Equipment | High Park Sewage Pumping Station
| COL-PHP-GRF-0001 | Indicator, Ground Fault | COL-PHP-MISC |  |  |  | GRF | http://www.toronto.ca/TWONTO#00406 | Electrical Equipment | Miscellaneous Equipment
| COL-PHP-HTR-0002 | Heater, Duct | COL-PHP | Heater |  |  | HTR | http://www.toronto.ca/TWONTO#00418 | Mechanical Equipment | High Park Sewage Pumping Station
| COL-PHP-HTR-0002 | Heater, Duct | COL-PHP-MISC | Heater |  |  | HTR | http://www.toronto.ca/TWONTO#00418 | Mechanical Equipment | Miscellaneous Equipment
| COL-PHP-LIT-0100 | Transmitter, Level | COL-PHP-MISC | Transmitter,Level |  |  | LIT | http://www.toronto.ca/TWONTO#00467 | Instrumentation Equipment | Miscellaneous Equipment
| COL-PHP-LIT-0201 | Transmitter, Level | COL-PHP-MISC | Transmitter,Level |  |  | LIT | http://www.toronto.ca/TWONTO#00467 | Instrumentation Equipment | Miscellaneous Equipment
| COL-PHP-LIT-0201 | Transmitter, Level | COL-PHP | Transmitter,Level |  |  | LIT | http://www.toronto.ca/TWONTO#00467 | Instrumentation Equipment | High Park Sewage Pumping Station
| COL-PHP-LP-0001 | Control Panel, Lighting | COL-PHP | Control Panel |  |  | LP | http://www.toronto.ca/TWONTO#00477 | Electrical Equipment | High Park Sewage Pumping Station
| COL-PHP-LP-0001 | Control Panel, Lighting | COL-PHP-MISC | Control Panel |  |  | LP | http://www.toronto.ca/TWONTO#00477 | Electrical Equipment | Miscellaneous Equipment
| COL-PHP-LSH-0203 | Switch, Level-High | COL-PHP-MISC | Switch,Level |  |  | LSH | http://www.toronto.ca/TWONTO#00466 | Instrumentation Equipment | Miscellaneous Equipment
| COL-PHP-LSH-0203 | Switch, Level-High | COL-PHP | Switch,Level |  |  | LSH | http://www.toronto.ca/TWONTO#00466 | Instrumentation Equipment | High Park Sewage Pumping Station
| COL-PHP-LSHH-0001 | Switch, Level High-High | COL-PHP-MISC | Switch,Level |  |  | LSHH | http://www.toronto.ca/TWONTO#00466 | Instrumentation Equipment | Miscellaneous Equipment
| COL-PHP-LSHH-0001 | Switch, Level High-High | COL-PHP | Switch,Level |  |  | LSHH | http://www.toronto.ca/TWONTO#00466 | Instrumentation Equipment | High Park Sewage Pumping Station
| COL-PHP-LSHH-0101 | Switch, Level High-High | COL-PHP-MISC | Switch,Level |  |  | LSHH | http://www.toronto.ca/TWONTO#00466 | Instrumentation Equipment | Miscellaneous Equipment
| COL-PHP-LSHH-0101 | Switch, Level High-High | COL-PHP | Switch,Level |  |  | LSHH | http://www.toronto.ca/TWONTO#00466 | Instrumentation Equipment | High Park Sewage Pumping Station
| COL-PHP-LSL-0202 | Switch, Level-Low | COL-PHP | Switch |  |  | LSL | http://www.toronto.ca/TWONTO#00466 | Instrumentation Equipment | High Park Sewage Pumping Station
| COL-PHP-LSL-0202 | Switch, Level-Low | COL-PHP-MISC | Switch |  |  | LSL | http://www.toronto.ca/TWONTO#00466 | Instrumentation Equipment | Miscellaneous Equipment
| COL-PHP-LSLL-0201 | Switch, Level Low-Low | COL-PHP | Switch,Level |  |  | LSLL | http://www.toronto.ca/TWONTO#00466 | Instrumentation Equipment | High Park Sewage Pumping Station
| COL-PHP-LSLL-0201 | Switch, Level Low-Low | COL-PHP-MISC | Switch,Level |  |  | LSLL | http://www.toronto.ca/TWONTO#00466 | Instrumentation Equipment | Miscellaneous Equipment
| TAB-DEW-V-C04 | Centrifuge 4 Centrate Line | TAB-WORK-AREA-SOL |  |  |  |  | http://www.toronto.ca/TWONTO#00260 | Equipment Location | TAB Work Area Sol
| COL-PHP-MON-0002 | Monitor | COL-PHP |  |  |  | MON | http://www.toronto.ca/TWONTO#00279 | Electrical Equipment | High Park Sewage Pumping Station
| COL-PHP-MON-0002 | Monitor | COL-PHP-MISC |  |  |  | MON | http://www.toronto.ca/TWONTO#00279 | Electrical Equipment | Miscellaneous Equipment
| COL-PHP-MON-0002 | Monitor | COL-PSS-MISC |  |  |  | MON | http://www.toronto.ca/TWONTO#00279 | Electrical Equipment | Miscellaneous Equipment
| COL-PHP-P-0002 | Pump, Centrifugal | COL-PHP | Pump |  | 34122 | P | x | Mechanical Equipment | High Park Sewage Pumping Station
| COL-PHP-P-0002 | Pump, Centrifugal | COL-PHP-MISC | Pump |  | 34122 | P | x | Mechanical Equipment | Miscellaneous Equipment
| COL-PHP-SC-0001 | Screen, Bar | COL-PHP | Screen |  |  | SC | http://www.toronto.ca/TWONTO#00166 | Mechanical Equipment | High Park Sewage Pumping Station
| COL-PHP-SC-0001 | Screen, Bar | COL-PHP-MISC | Screen |  |  | SC | http://www.toronto.ca/TWONTO#00166 | Mechanical Equipment | Miscellaneous Equipment
| COL-PHP-WEL-0500 | Wet well | COL-PHP-MISC |  |  |  | WEL | http://www.toronto.ca/TWONTO#00811 | Sub-sub-process | Miscellaneous Equipment
| COL-PHP-WEL-0500 | Wet well | COL-PHP |  |  |  | WEL | http://www.toronto.ca/TWONTO#00811 | Sub-sub-process | High Park Sewage Pumping Station
| COL-PHP-WEL-0500 | Wet well | COL-PSS-MISC |  |  |  | WEL | http://www.toronto.ca/TWONTO#00811 | Sub-sub-process | Miscellaneous Equipment
| COL-PHP-WEL-0600 | Dry Well | COL-PHP |  |  |  | WEL | http://www.toronto.ca/TWONTO#00811 | Sub-sub-process | High Park Sewage Pumping Station
| COL-PHP-WEL-0600 | Dry Well | COL-PHP-MISC |  |  |  | WEL | http://www.toronto.ca/TWONTO#00811 | Sub-sub-process | Miscellaneous Equipment
| COL-PHP-WEL-0600 | Dry Well | COL-PSK-MISC |  |  |  | WEL | http://www.toronto.ca/TWONTO#00811 | Sub-sub-process | Miscellaneous Equipment
| COL-PIR-BFP-0001 | Back Flow Preventer | COL-PIR-MISC | Valve,Backflow Preventer |  |  | BFP | http://www.toronto.ca/TWONTO#00165 | Mechanical Equipment | Miscellaneous Equipment
| COL-PIR-CP-0001 | Control Panel, Operator | COL-PIR | Control Panel |  |  | CP | http://www.toronto.ca/TWONTO#00613 | Electrical Equipment | Island Road Sewage Pumping Station
| COL-PIR-CP-0001 | Control Panel, Operator | COL-PIR-MISC | Control Panel |  |  | CP | http://www.toronto.ca/TWONTO#00613 | Electrical Equipment | Miscellaneous Equipment
| COL-PIR-FEQ-0001S | Fire Prevention, Extinguisher | COL-PIR-MISC | Fire Prevention,Extinguisher |  | 42687 | FEQ | x | Obsolete Entity | Miscellaneous Equipment
| COL-PIR-FEQ-0001S | Fire Prevention, Extinguisher | COL-W-OBSOLETE | Fire Prevention,Extinguisher |  | 42687 | FEQ | x | Obsolete Entity | Col West Obsolete Entities
| COL-PIR-FQ-0001 | Meter, Flow | COL-PIR | Meter,Flow |  |  | FQ | http://www.toronto.ca/TWONTO#00369 | Instrumentation Equipment | Island Road Sewage Pumping Station
| COL-PIR-FQ-0001 | Meter, Flow | COL-PIR-MISC | Meter,Flow |  |  | FQ | http://www.toronto.ca/TWONTO#00369 | Instrumentation Equipment | Miscellaneous Equipment
| COL-PIR-GEN-0001 | Generator, Electricity | COL-PIR-MISC | Generator |  |  | GEN | http://www.toronto.ca/TWONTO#00397 | Electrical Equipment | Miscellaneous Equipment
| COL-PIR-GEN-0001 | Generator, Electricity | COL-PIR | Generator |  |  | GEN | http://www.toronto.ca/TWONTO#00397 | Electrical Equipment | Island Road Sewage Pumping Station
| COL-PIR-GRF-0001 | Indicator, Ground Fault | COL-PIR-MISC |  |  |  | GRF | http://www.toronto.ca/TWONTO#00406 | Electrical Equipment | Miscellaneous Equipment
| COL-PIR-GRF-0001 | Indicator, Ground Fault | COL-PIR |  |  |  | GRF | http://www.toronto.ca/TWONTO#00406 | Electrical Equipment | Island Road Sewage Pumping Station
| COL-PIR-HTR-0001 | Heater | COL-PIR-MISC | Heater |  |  | HTR | http://www.toronto.ca/TWONTO#00418 | Mechanical Equipment | Miscellaneous Equipment
| COL-PIR-HTR-0001 | Heater | COL-PIR | Heater |  |  | HTR | http://www.toronto.ca/TWONTO#00418 | Mechanical Equipment | Island Road Sewage Pumping Station
| MAIN-162 | Main 162 | WTR-MT1 |  |  |  |  | http://www.toronto.ca/TWONTO#00804 | Sub-Process | Work Area 1 EAST Mains and Chambers
| MAIN-164 | Main 164 | WTR-LWA |  |  |  |  | http://www.toronto.ca/TWONTO#00804 | Sub-Process | Work Area 2 Central Mains and Chambers
| COL-PIR-LIT-0100 | Transmitter, Level | COL-PIR | Transmitter,Level |  |  | LIT | http://www.toronto.ca/TWONTO#00467 | Instrumentation Equipment | Island Road Sewage Pumping Station
| COL-PIR-LIT-0100 | Transmitter, Level | COL-PIR-MISC | Transmitter,Level |  |  | LIT | http://www.toronto.ca/TWONTO#00467 | Instrumentation Equipment | Miscellaneous Equipment
| COL-PIR-LP-0001 | Control Panel, Lighting | COL-PIR | Control Panel |  |  | LP | http://www.toronto.ca/TWONTO#00477 | Electrical Equipment | Island Road Sewage Pumping Station
| COL-PIR-LP-0001 | Control Panel, Lighting | COL-PIR-MISC | Control Panel |  |  | LP | http://www.toronto.ca/TWONTO#00477 | Electrical Equipment | Miscellaneous Equipment
| COL-PIR-LSH-0103 | Switch, Level-High | COL-PIR | Switch,Level |  |  | LSH | http://www.toronto.ca/TWONTO#00466 | Instrumentation Equipment | Island Road Sewage Pumping Station
| COL-PIR-LSH-0103 | Switch, Level-High | COL-PIR-MISC | Switch,Level |  |  | LSH | http://www.toronto.ca/TWONTO#00466 | Instrumentation Equipment | Miscellaneous Equipment
| COL-PIR-LSH-0104 | Switch, Level-High | COL-PIR-MISC | Switch,Level |  |  | LSH | http://www.toronto.ca/TWONTO#00466 | Instrumentation Equipment | Miscellaneous Equipment
| COL-PIR-LSHH-0104 | Switch, Level High-High | COL-PIR-MISC | Switch,Level |  |  | LSHH | http://www.toronto.ca/TWONTO#00466 | Instrumentation Equipment | Miscellaneous Equipment
| COL-PIR-LSHH-0104 | Switch, Level High-High | COL-PIR | Switch,Level |  |  | LSHH | http://www.toronto.ca/TWONTO#00466 | Instrumentation Equipment | Island Road Sewage Pumping Station
| COL-PIR-LSHH-0105 | Switch, Level High-High | COL-PIR-MISC | Switch,Level |  |  | LSHH | http://www.toronto.ca/TWONTO#00466 | Instrumentation Equipment | Miscellaneous Equipment
| COL-PIR-LSL-0102 | Switch, Level-Low | COL-PIR | Switch |  |  | LSL | http://www.toronto.ca/TWONTO#00466 | Instrumentation Equipment | Island Road Sewage Pumping Station
| COL-PIR-LSL-0102 | Switch, Level-Low | COL-PIR-MISC | Switch |  |  | LSL | http://www.toronto.ca/TWONTO#00466 | Instrumentation Equipment | Miscellaneous Equipment
| COL-PIR-LSLL-0101 | Switch, Level Low-Low | COL-PIR-MISC | Switch,Level |  |  | LSLL | http://www.toronto.ca/TWONTO#00466 | Instrumentation Equipment | Miscellaneous Equipment
| COL-PIR-LSLL-0101 | Switch, Level Low-Low | COL-PIR | Switch,Level |  |  | LSLL | http://www.toronto.ca/TWONTO#00466 | Instrumentation Equipment | Island Road Sewage Pumping Station
| COL-PIR-LTG-0001 | Lighting | COL-PIR-MISC | Control Panel |  |  | LTG | http://www.toronto.ca/TWONTO#OWLClass_bf4a19ed_88a8_4fe8_b294_bb31702c646f | Electrical Equipment | Miscellaneous Equipment
| TAB-DEW-V-C05 | Centrifuge 5 Centrate Line | CENTRATE |  |  |  |  | http://www.toronto.ca/TWONTO#00260 | Equipment Location | Centrate Collection
| COL-PIR-P-0100 | Pump, Centrifugal | COL-PIR | Pump |  |  | P | http://www.toronto.ca/TWONTO#00626 | Mechanical Equipment | Island Road Sewage Pumping Station
| COL-PIR-P-0200 | Pump, Centrifugal | COL-PIR | Pump |  |  | P | http://www.toronto.ca/TWONTO#00626 | Mechanical Equipment | Island Road Sewage Pumping Station
| COL-PIR-RPU-0001 | Control Panel, Electrical | COL-PIR-MISC | Control Panel |  |  | RPU | http://www.toronto.ca/TWONTO#00122 | Electrical Equipment | Miscellaneous Equipment
| COL-PIR-RPU-0001 | Control Panel, Electrical | COL-PIR | Control Panel |  |  | RPU | http://www.toronto.ca/TWONTO#00122 | Electrical Equipment | Island Road Sewage Pumping Station
| COL-PIR-SS-0001 | Security System | COL-PIR-MISC | Security System |  |  | SS | http://www.toronto.ca/TWONTO#00673 | Electrical Equipment | Miscellaneous Equipment
| COL-PIR-SS-0001 | Security System | COL-PIR | Security System |  |  | SS | http://www.toronto.ca/TWONTO#00673 | Electrical Equipment | Island Road Sewage Pumping Station
| COL-PIR-SW-0001 | Switch, Fused | COL-PIR-MISC | Switch |  |  | SW | http://www.toronto.ca/TWONTO#00594 | Electrical Equipment | Miscellaneous Equipment
| COL-PIR-SW-0001 | Switch, Fused | COL-PIR | Switch |  |  | SW | http://www.toronto.ca/TWONTO#00594 | Electrical Equipment | Island Road Sewage Pumping Station
| COL-PIR-SW-0002 | Switch, Ground Fault Indicator | COL-PIR | Switch |  |  | SW | http://www.toronto.ca/TWONTO#00594 | Electrical Equipment | Island Road Sewage Pumping Station
| COL-PIR-SW-0002 | Switch, Ground Fault Indicator | COL-PIR-MISC | Switch |  |  | SW | http://www.toronto.ca/TWONTO#00594 | Electrical Equipment | Miscellaneous Equipment
| COL-PIR-SW-0003 | Switch, Lighting Transformer | COL-PIR | Switch |  |  | SW | http://www.toronto.ca/TWONTO#00594 | Electrical Equipment | Island Road Sewage Pumping Station
| COL-PIR-SW-0003 | Switch, Lighting Transformer | COL-PIR-MISC | Switch |  |  | SW | http://www.toronto.ca/TWONTO#00594 | Electrical Equipment | Miscellaneous Equipment
| COL-PIR-SW-0004 | Switch, Unit Heater 0001 | COL-PIR-MISC | Switch |  |  | SW | http://www.toronto.ca/TWONTO#00594 | Electrical Equipment | Miscellaneous Equipment
| COL-PIR-SW-0004 | Switch, Unit Heater 0001 | COL-PIR | Switch |  |  | SW | http://www.toronto.ca/TWONTO#00594 | Electrical Equipment | Island Road Sewage Pumping Station
| COL-PIR-TR-0001 | Transformer, Power | COL-PIR | Transformer |  |  | TR | http://www.toronto.ca/TWONTO#00755 | Electrical Equipment | Island Road Sewage Pumping Station
| COL-PIR-TR-0001 | Transformer, Power | COL-PIR-MISC | Transformer |  |  | TR | http://www.toronto.ca/TWONTO#00755 | Electrical Equipment | Miscellaneous Equipment
| COL-PIR-TS-0001 | Switch, Transfer | COL-PIR | Switch |  |  | TS | http://www.toronto.ca/TWONTO#00754 | Electrical Equipment | Island Road Sewage Pumping Station
| COL-PIR-TS-0001 | Switch, Transfer | COL-PIR-MISC | Switch |  |  | TS | http://www.toronto.ca/TWONTO#00754 | Electrical Equipment | Miscellaneous Equipment
| COL-PIR-UPS-0001 | UPS | COL-PIR | Uninterruptible Power Supply |  |  | UPS | http://www.toronto.ca/TWONTO#00124 | Electrical Equipment | Island Road Sewage Pumping Station
| COL-PIR-UPS-0001 | UPS | COL-PIR-MISC | Uninterruptible Power Supply |  |  | UPS | http://www.toronto.ca/TWONTO#00124 | Electrical Equipment | Miscellaneous Equipment
| COL-PIR-WEL-0100 | Wet well | COL-PIR | Well |  |  | WEL | http://www.toronto.ca/TWONTO#00811 | Mechanical Equipment | Island Road Sewage Pumping Station
| COL-PIR-WEL-0100 | Wet well | COL-PIR-MISC | Well |  |  | WEL | http://www.toronto.ca/TWONTO#00811 | Mechanical Equipment | Miscellaneous Equipment
| COL-PKG-ALR-0001 | Control Panel, Electrical | COL-PKG | Control Panel |  |  | ALR | http://www.toronto.ca/TWONTO#00154 | Electrical Equipment | Kingston Rd Pumping Station
| COL-PKG-ALR-0001 | Control Panel, Electrical | COL-PKG-MISC | Control Panel |  |  | ALR | http://www.toronto.ca/TWONTO#00154 | Electrical Equipment | Miscellaneous Equipment
| MAIN-164 | Main 164 | WTR-MT1 |  |  |  |  | http://www.toronto.ca/TWONTO#00804 | Sub-Process | Work Area 1 EAST Mains and Chambers
| MAIN-165 | Main 165 | WTR-LWA |  |  |  |  | http://www.toronto.ca/TWONTO#00804 | Sub-Process | Work Area 2 Central Mains and Chambers
| COL-PKG-COM-0001 | Control Panel, Operator | COL-PKG-MISC | Control Panel |  |  | COM | http://www.toronto.ca/TWONTO#00613 | Electrical Equipment | Miscellaneous Equipment
| COL-PKG-COM-0001 | Control Panel, Operator | COL-PKG | Control Panel |  |  | COM | http://www.toronto.ca/TWONTO#00613 | Electrical Equipment | Kingston Rd Pumping Station
| COL-PKG-CP-0001 | Control Panel, Operator | COL-PKG-MISC | Control Panel |  |  | CP | http://www.toronto.ca/TWONTO#00613 | Electrical Equipment | Miscellaneous Equipment
| COL-PKG-CP-0001 | Control Panel, Operator | COL-PKG | Control Panel |  |  | CP | http://www.toronto.ca/TWONTO#00613 | Electrical Equipment | Kingston Rd Pumping Station
| COL-PKG-DM-0001 | Damper/Louver, Generator Room | COL-PKG | Damper/Louver |  |  | DM | http://www.toronto.ca/TWONTO#00142 | Mechanical Equipment | Kingston Rd Pumping Station
| COL-PKG-DM-0001 | Damper/Louver, Generator Room | COL-PKG-MISC | Damper/Louver |  |  | DM | http://www.toronto.ca/TWONTO#00142 | Mechanical Equipment | Miscellaneous Equipment
| COL-PKG-DM-0002 | Damper/Louver, Generator Room | COL-PKG | Damper/Louver |  |  | DM | http://www.toronto.ca/TWONTO#00142 | Mechanical Equipment | Kingston Rd Pumping Station
| COL-PKG-DM-0002 | Damper/Louver, Generator Room | COL-PKG-MISC | Damper/Louver |  |  | DM | http://www.toronto.ca/TWONTO#00142 | Mechanical Equipment | Miscellaneous Equipment
| COL-PKG-DM-0003 | Damper/Louver, Dry Well | COL-PKG | Damper/Louver |  |  | DM | http://www.toronto.ca/TWONTO#00142 | Mechanical Equipment | Kingston Rd Pumping Station
| COL-PKG-DM-0003 | Damper/Louver, Dry Well | COL-PKG-MISC | Damper/Louver |  |  | DM | http://www.toronto.ca/TWONTO#00142 | Mechanical Equipment | Miscellaneous Equipment
| COL-PKG-FEQ-0001S | Fire Prevention, Extinguisher | COL-W-OBSOLETE | Fire Prevention,Extinguisher |  | 42688 | FEQ | x | Obsolete Entity | Col West Obsolete Entities
| COL-PKG-FEQ-0001S | Fire Prevention, Extinguisher | COL-PKG | Fire Prevention,Extinguisher |  | 42688 | FEQ | x | Obsolete Entity | Kingston Rd Pumping Station
| COL-PKG-FEQ-0001S | Fire Prevention, Extinguisher | COL-PKG-MISC | Fire Prevention,Extinguisher |  | 42688 | FEQ | x | Obsolete Entity | Miscellaneous Equipment
| COL-PKG-FEQ-0002S | Fire Prevention, Extinguisher | COL-PKG | Fire Prevention,Extinguisher |  | 42689 | FEQ | x | Obsolete Entity | Kingston Rd Pumping Station
| COL-PKG-FEQ-0002S | Fire Prevention, Extinguisher | COL-PKG-MISC | Fire Prevention,Extinguisher |  | 42689 | FEQ | x | Obsolete Entity | Miscellaneous Equipment
| COL-PKG-FEQ-0002S | Fire Prevention, Extinguisher | COL-W-OBSOLETE | Fire Prevention,Extinguisher |  | 42689 | FEQ | x | Obsolete Entity | Col West Obsolete Entities
| COL-PKG-FN-0001 | Fan, Exhaust | COL-PKG | Fan |  |  | FN | http://www.toronto.ca/TWONTO#OWLClass_binid-posum-pozar-motav | Mechanical Equipment | Kingston Rd Pumping Station
| COL-PKG-FN-0001 | Fan, Exhaust | COL-PKG-MISC | Fan |  |  | FN | http://www.toronto.ca/TWONTO#OWLClass_binid-posum-pozar-motav | Mechanical Equipment | Miscellaneous Equipment
| COL-PKG-FN-0002 | Fan, Centrifugal | COL-PKG | Fan |  |  | FN | http://www.toronto.ca/TWONTO#OWLClass_binid-posum-pozar-motav | Mechanical Equipment | Kingston Rd Pumping Station
| COL-PKG-FN-0002 | Fan, Centrifugal | COL-PKG-MISC | Fan |  |  | FN | http://www.toronto.ca/TWONTO#OWLClass_binid-posum-pozar-motav | Mechanical Equipment | Miscellaneous Equipment
| COL-PKG-FQ-0001 | Meter, Flow | COL-PKG | Meter,Flow |  |  | FQ | http://www.toronto.ca/TWONTO#00369 | Instrumentation Equipment | Kingston Rd Pumping Station
| COL-PKG-FQ-0001 | Meter, Flow | COL-PKG-MISC | Meter,Flow |  |  | FQ | http://www.toronto.ca/TWONTO#00369 | Instrumentation Equipment | Miscellaneous Equipment
| COL-PKG-GDR-0300 | Grinder, Comminutor | COL-PKG-MISC | Grinder |  |  | GDR | http://www.toronto.ca/TWONTO#00405 | Mechanical Equipment | Miscellaneous Equipment
| COL-PKG-GRF-0001 | Indicator, Ground Fault | COL-PKG |  |  |  | GRF | http://www.toronto.ca/TWONTO#00406 | Electrical Equipment | Kingston Rd Pumping Station
| COL-PKG-GRF-0001 | Indicator, Ground Fault | COL-PKG-MISC |  |  |  | GRF | http://www.toronto.ca/TWONTO#00406 | Electrical Equipment | Miscellaneous Equipment
| COL-PKG-HTR-0001 | Heater, Dry Well | COL-PKG | Heater |  |  | HTR | http://www.toronto.ca/TWONTO#00418 | Mechanical Equipment | Kingston Rd Pumping Station
| COL-PKG-HTR-0001 | Heater, Dry Well | COL-PKG-MISC | Heater |  |  | HTR | http://www.toronto.ca/TWONTO#00418 | Mechanical Equipment | Miscellaneous Equipment
| COL-PKG-HTR-0002 | Heater, Dry Well | COL-PKG | Heater |  |  | HTR | http://www.toronto.ca/TWONTO#00418 | Mechanical Equipment | Kingston Rd Pumping Station
| COL-PKG-HTR-0002 | Heater, Dry Well | COL-PKG-MISC | Heater |  |  | HTR | http://www.toronto.ca/TWONTO#00418 | Mechanical Equipment | Miscellaneous Equipment
| COL-PKG-HTR-0003 | Heater, Dry Well | COL-PKG | Heater |  |  | HTR | http://www.toronto.ca/TWONTO#00418 | Mechanical Equipment | Kingston Rd Pumping Station
| COL-PKG-HTR-0003 | Heater, Dry Well | COL-PKG-MISC | Heater |  |  | HTR | http://www.toronto.ca/TWONTO#00418 | Mechanical Equipment | Miscellaneous Equipment
| COL-PKG-JIT-0001 | Meter, Power Indicating Transmitter | COL-PKG-MISC | Meter |  |  | JIT | http://www.toronto.ca/TWONTO#00302 | Instrumentation Equipment | Miscellaneous Equipment
| COL-PKG-JIT-0001 | Meter, Power Indicating Transmitter | COL-PKG | Meter |  |  | JIT | http://www.toronto.ca/TWONTO#00302 | Instrumentation Equipment | Kingston Rd Pumping Station
| COL-PKG-LIT-0100 | Transmitter, Level | COL-PKG-MISC | Transmitter,Level |  |  | LIT | http://www.toronto.ca/TWONTO#00467 | Instrumentation Equipment | Miscellaneous Equipment
| COL-PKG-LIT-0200 | Transmitter, Level | COL-PKG-MISC | Transmitter,Level |  |  | LIT | http://www.toronto.ca/TWONTO#00467 | Instrumentation Equipment | Miscellaneous Equipment
| COL-PKG-LIT-0300 | Transmitter, Level | COL-PKG-MISC | Transmitter,Level |  |  | LIT | http://www.toronto.ca/TWONTO#00467 | Instrumentation Equipment | Miscellaneous Equipment
| COL-PKG-LP-0001 | Control Panel, Lighting | COL-PKG | Control Panel |  |  | LP | http://www.toronto.ca/TWONTO#00477 | Electrical Equipment | Kingston Rd Pumping Station
| COL-PKG-LP-0001 | Control Panel, Lighting | COL-PKG-MISC | Control Panel |  |  | LP | http://www.toronto.ca/TWONTO#00477 | Electrical Equipment | Miscellaneous Equipment
| COL-PKG-LSH-0002 | Switch, Level-High | COL-PKG-MISC | Switch,Level |  |  | LSH | http://www.toronto.ca/TWONTO#00466 | Instrumentation Equipment | Miscellaneous Equipment
| COL-PKG-LSH-0103 | Switch, Level-High | COL-PKG-MISC | Switch,Level |  |  | LSH | http://www.toronto.ca/TWONTO#00466 | Instrumentation Equipment | Miscellaneous Equipment
| COL-PKG-LSH-0203 | Switch, Level-High | COL-PKG-MISC | Switch,Level |  |  | LSH | http://www.toronto.ca/TWONTO#00466 | Instrumentation Equipment | Miscellaneous Equipment
| COL-PKG-LSHH-0001 | Switch, Level High-High | COL-PKG | Switch,Level |  |  | LSHH | http://www.toronto.ca/TWONTO#00466 | Instrumentation Equipment | Kingston Rd Pumping Station
| COL-PKG-LSHH-0001 | Switch, Level High-High | COL-PKG-MISC | Switch,Level |  |  | LSHH | http://www.toronto.ca/TWONTO#00466 | Instrumentation Equipment | Miscellaneous Equipment
| COL-PKG-LSHH-0104 | Switch, Level High-High | COL-PKG-MISC | Switch,Level |  |  | LSHH | http://www.toronto.ca/TWONTO#00466 | Instrumentation Equipment | Miscellaneous Equipment
| COL-PKG-LSHH-0204 | Switch, Level High-High | COL-PKG-MISC | Switch,Level |  |  | LSHH | http://www.toronto.ca/TWONTO#00466 | Instrumentation Equipment | Miscellaneous Equipment
| COL-PKG-LSL-0102 | Switch, Level-Low | COL-PKG-MISC | Switch |  |  | LSL | http://www.toronto.ca/TWONTO#00466 | Instrumentation Equipment | Miscellaneous Equipment
| COL-PKG-LSL-0202 | Switch, Level | COL-PKG-MISC | Switch,Level |  |  | LSL | http://www.toronto.ca/TWONTO#00466 | Instrumentation Equipment | Miscellaneous Equipment
| COL-PKG-LSLL-0101 | Switch, Level Low-Low | COL-PKG-MISC | Switch,Level |  |  | LSLL | http://www.toronto.ca/TWONTO#00466 | Instrumentation Equipment | Miscellaneous Equipment
| COL-PKG-LSLL-0201 | Switch, Level Low-Low | COL-PKG-MISC | Switch,Level |  |  | LSLL | http://www.toronto.ca/TWONTO#00466 | Instrumentation Equipment | Miscellaneous Equipment
| COL-PKG-MCC-0002 | Motor Control Centre, New | COL-PKG | Control Panel,MCC |  |  | MCC | http://www.toronto.ca/TWONTO#00110 | Electrical Equipment | Kingston Rd Pumping Station
| COL-PKG-MCC-0002 | Motor Control Centre, New | COL-PKG-MISC | Control Panel,MCC |  |  | MCC | http://www.toronto.ca/TWONTO#00110 | Electrical Equipment | Miscellaneous Equipment
| TAB-DEW-V-C05 | Centrifuge 5 Centrate Line | TAB-WORK-AREA-SOL |  |  |  |  | http://www.toronto.ca/TWONTO#00260 | Equipment Location | TAB Work Area Sol
| TAB-DEW-V-C06 | Centrifuge 6 Centrate Line | TAB-WORK-AREA-SOL |  |  |  |  | http://www.toronto.ca/TWONTO#00260 | Equipment Location | TAB Work Area Sol
| COL-PKG-P-0001 | Pump, Submersible | COL-PKG | Pump |  |  | P | http://www.toronto.ca/TWONTO#00626 | Mechanical Equipment | Kingston Rd Pumping Station
| COL-PKG-P-0001 | Pump, Submersible | COL-PKG-MISC | Pump |  |  | P | http://www.toronto.ca/TWONTO#00626 | Mechanical Equipment | Miscellaneous Equipment
| COL-PKG-T-0001 | Tank, Domestic Hot Water | COL-PKG-MISC | Tank |  |  | T | http://www.toronto.ca/TWONTO#00427 | Mechanical Equipment | Miscellaneous Equipment
| COL-PKG-T-0001 | Tank, Domestic Hot Water | COL-PKG | Tank |  |  | T | http://www.toronto.ca/TWONTO#00427 | Mechanical Equipment | Kingston Rd Pumping Station
| COL-PKG-T-0002 | Tank, Diesel Fuel | COL-PKG-MISC | Tank |  |  | T | http://www.toronto.ca/TWONTO#00379 | Mechanical Equipment | Miscellaneous Equipment
| COL-PKG-T-0002 | Tank, Diesel Fuel | COL-PKG | Tank |  |  | T | http://www.toronto.ca/TWONTO#00379 | Mechanical Equipment | Kingston Rd Pumping Station
| COL-PKG-TR-0001 | Transformer, Power | COL-PKG | Transformer |  |  | TR | http://www.toronto.ca/TWONTO#00755 | Electrical Equipment | Kingston Rd Pumping Station
| COL-PKG-TR-0001 | Transformer, Power | COL-PKG-MISC | Transformer |  |  | TR | http://www.toronto.ca/TWONTO#00755 | Electrical Equipment | Miscellaneous Equipment
| COL-PKG-TS-0001 | Switch, Transfer | COL-PKG-MISC | Switch |  |  | TS | http://www.toronto.ca/TWONTO#00754 | Electrical Equipment | Miscellaneous Equipment
| COL-PKG-WEL-0100 | Wet well | COL-PKG | Well |  |  | WEL | http://www.toronto.ca/TWONTO#00811 | Mechanical Equipment | Kingston Rd Pumping Station
| COL-PKG-WEL-0100 | Wet well | COL-PKG-MISC | Well |  |  | WEL | http://www.toronto.ca/TWONTO#00811 | Mechanical Equipment | Miscellaneous Equipment
| COL-PKG-WEL-0200 | Wet well | COL-PKG | Well |  |  | WEL | http://www.toronto.ca/TWONTO#00811 | Mechanical Equipment | Kingston Rd Pumping Station
| COL-PKG-WEL-0200 | Wet well | COL-PKG-MISC | Well |  |  | WEL | http://www.toronto.ca/TWONTO#00811 | Mechanical Equipment | Miscellaneous Equipment
| COL-PKG-WEL-0300 | Well | COL-PKG-MISC | Well |  |  | WEL | http://www.toronto.ca/TWONTO#00811 | Mechanical Equipment | Miscellaneous Equipment
| COL-PKP-AIT-0001 | Transmitter, Gas | COL-PKP-MISC | Transmitter |  |  | AIT | http://www.toronto.ca/TWONTO#00359 | Instrumentation Equipment | Miscellaneous Equipment
| COL-PKP-AIT-0002 | Transmitter, Gas | COL-PKP-MISC | Transmitter |  |  | AIT | http://www.toronto.ca/TWONTO#00359 | Instrumentation Equipment | Miscellaneous Equipment
| COL-PKP-AIT-0003 | Transmitter, Gas | COL-PKP-MISC | Transmitter |  |  | AIT | http://www.toronto.ca/TWONTO#00359 | Instrumentation Equipment | Miscellaneous Equipment
| TAB-DEW-V-C06 | Centrifuge 6 Centrate Line | CENTRATE |  |  |  |  | http://www.toronto.ca/TWONTO#00260 | Equipment Location | Centrate Collection
| COL-PKS-CP-0001 | Control Panel, Operator | COL-PKS | Control Panel |  |  | CP | http://www.toronto.ca/TWONTO#00613 | Electrical Equipment | King St West Sewage Pumping Station
| COL-PKS-CP-0001 | Control Panel, Operator | COL-PKS-MISC | Control Panel |  |  | CP | http://www.toronto.ca/TWONTO#00613 | Electrical Equipment | Miscellaneous Equipment
| COL-PKS-G-0001 | Gate, Sluice | COL-PKS | Valve |  |  | G | http://www.toronto.ca/TWONTO#00202 | Mechanical Equipment | King St West Sewage Pumping Station
| COL-PKS-G-0001 | Gate, Sluice | COL-PKS-MISC | Valve |  |  | G | http://www.toronto.ca/TWONTO#00202 | Mechanical Equipment | Miscellaneous Equipment
| TAB-DEW-V-C07 | Centrifuge 7 Centrate Line | CENTRATE |  |  |  |  | http://www.toronto.ca/TWONTO#00260 | Equipment Location | Centrate Collection
| TAB-DEW-V-C07 | Centrifuge 7 Centrate Line | TAB-WORK-AREA-SOL |  |  |  |  | http://www.toronto.ca/TWONTO#00260 | Equipment Location | TAB Work Area Sol
| TAB-DEW-V-C08 | Centrifuge 8 Centrate Line | CENTRATE |  |  |  |  | http://www.toronto.ca/TWONTO#00260 | Equipment Location | Centrate Collection
| TAB-DEW-V-C08 | Centrifuge 8 Centrate Line | TAB-WORK-AREA-SOL |  |  |  |  | http://www.toronto.ca/TWONTO#00260 | Equipment Location | TAB Work Area Sol
105825 | TAB-ACC-3000 | Centrifuge Bldg. Space Heating,(Item #7) | TAB-ACC |  | HVAC |  | ACC | http://www.toronto.ca/TWONTO#00260 |  | Plant HVAC Equipment
38587 | TAB-ACC-2800 | Centrifuge Bldg. Space Heating,(Item #7) | TAB-ACC |  | HVAC |  | ACC | http://www.toronto.ca/TWONTO#00260 |  | Plant HVAC Equipment
| THR-THK-P-CF | Centrifuge Feed Pumps | THR-THK |  |  |  |  | http://www.toronto.ca/TWONTO#00260 | Equipment Location | Sludge Thickening
| TAB-DEW CENTRIFUGES | Centrifuge Systems | TAB-WORK-AREA-3 |  |  |  |  | http://www.toronto.ca/TWONTO#00260 | Process | Work Area 3
| COL-PLB-OIT-0001 | Operator Interface Terminal | COL-PLB | Computer Equipment,Monitor |  |  | OIT | http://www.toronto.ca/TWONTO#00548 | Electrical Equipment | Long Branch Pumping Station
| COL-PLB-P-0121B | Indicator, Pressure | COL-PLB-P-0121 | Meter |  | 34533 | P | x | Instrumentation Equipment | Pump, Centrifugal, Discharge Pump #2, Pump Floor
| COL-PLB-P-0121B | Indicator, Pressure | COL-PLB-SUSPENDED | Meter |  | 34533 | P | x | Instrumentation Equipment | Longbranch P.S.suspended entities
| TAB-DEW CENTRIFUGES | Centrifuge Systems | TAB-WORK-AREA-SOL |  |  |  |  | http://www.toronto.ca/TWONTO#00260 | Process | TAB Work Area Sol
| COL-PLB-SUSPENDED | Longbranch P.S.suspended entities | COL-PLB |  |  |  |  | x | Obsolete Entity | Long Branch Pumping Station
| COL-PLV-CB-0001 | Circuit Breaker, | COL-PLV | Circuit Breaker |  |  | CB | http://www.toronto.ca/TWONTO#00186 | Electrical Equipment | Livingston Road Pumping Station
| COL-PLV-CB-0001 | Circuit Breaker, | COL-PLV-MISC | Circuit Breaker |  |  | CB | http://www.toronto.ca/TWONTO#00186 | Electrical Equipment | Miscellaneous Equipment
| COL-PLV-COM-0001 | Control Panel | COL-PLV | Control Panel |  |  | COM | http://www.toronto.ca/TWONTO#00613 | Electrical Equipment | Livingston Road Pumping Station
| COL-PLV-COM-0001 | Control Panel | COL-PLV-MISC | Control Panel |  |  | COM | http://www.toronto.ca/TWONTO#00613 | Electrical Equipment | Miscellaneous Equipment
| COL-PLV-CP-0001 | Control Panel | COL-PLV-MISC | Control Panel |  |  | CP | http://www.toronto.ca/TWONTO#00613 | Electrical Equipment | Miscellaneous Equipment
| COL-PLV-CP-0001 | Control Panel | COL-PLV | Control Panel |  |  | CP | http://www.toronto.ca/TWONTO#00613 | Electrical Equipment | Livingston Road Pumping Station
| COL-PLV-CP-0002 | Control Panel | COL-PLV | Control Panel |  |  | CP | http://www.toronto.ca/TWONTO#00613 | Electrical Equipment | Livingston Road Pumping Station
| COL-PLV-CP-0002 | Control Panel | COL-PLV-MISC | Control Panel |  |  | CP | http://www.toronto.ca/TWONTO#00613 | Electrical Equipment | Miscellaneous Equipment
| COL-PLV-CRN-0001 | Crane, | COL-PLV | Crane |  |  | CRN | http://www.toronto.ca/TWONTO#00251 | Mechanical Equipment | Livingston Road Pumping Station
| COL-PLV-CRN-0001 | Crane, | COL-PLV-MISC | Crane |  |  | CRN | http://www.toronto.ca/TWONTO#00251 | Mechanical Equipment | Miscellaneous Equipment
| COL-PLV-DM-0001 | Damper/Louver | COL-PLV | Damper/Louver |  |  | DM | http://www.toronto.ca/TWONTO#00142 | Mechanical Equipment | Livingston Road Pumping Station
| COL-PLV-DM-0001 | Damper/Louver | COL-PLV-MISC | Damper/Louver |  |  | DM | http://www.toronto.ca/TWONTO#00142 | Mechanical Equipment | Miscellaneous Equipment
| COL-PLV-DM-0002 | Damper/Louver | COL-PLV | Damper/Louver |  |  | DM | http://www.toronto.ca/TWONTO#00142 | Mechanical Equipment | Livingston Road Pumping Station
| COL-PLV-DM-0002 | Damper/Louver | COL-PLV-MISC | Damper/Louver |  |  | DM | http://www.toronto.ca/TWONTO#00142 | Mechanical Equipment | Miscellaneous Equipment
| COL-PLV-FEQ-0001S | Fire Prevention, Extinguisher | COL-PLV | Fire Prevention,Extinguisher |  | 42696 | FEQ | x | Obsolete Entity | Livingston Road Pumping Station
| COL-PLV-FEQ-0001S | Fire Prevention, Extinguisher | COL-PLV-MISC | Fire Prevention,Extinguisher |  | 42696 | FEQ | x | Obsolete Entity | Miscellaneous Equipment
| COL-PLV-FEQ-0001S | Fire Prevention, Extinguisher | COL-W-OBSOLETE | Fire Prevention,Extinguisher |  | 42696 | FEQ | x | Obsolete Entity | Col West Obsolete Entities
| COL-PLV-FN-0001 | Fan, Centrifugal | COL-PLV | Fan |  |  | FN | http://www.toronto.ca/TWONTO#OWLClass_binid-posum-pozar-motav | Mechanical Equipment | Livingston Road Pumping Station
| COL-PLV-FN-0001 | Fan, Centrifugal | COL-PLV-MISC | Fan |  |  | FN | http://www.toronto.ca/TWONTO#OWLClass_binid-posum-pozar-motav | Mechanical Equipment | Miscellaneous Equipment
| COL-PLV-FN-0002 | Fan, Centrifugal | COL-PLV | Fan |  |  | FN | http://www.toronto.ca/TWONTO#OWLClass_binid-posum-pozar-motav | Mechanical Equipment | Livingston Road Pumping Station
| COL-PLV-FN-0002 | Fan, Centrifugal | COL-PLV-MISC | Fan |  |  | FN | http://www.toronto.ca/TWONTO#OWLClass_binid-posum-pozar-motav | Mechanical Equipment | Miscellaneous Equipment
| COL-PLV-FN-0003 | Fan, Exhaust | COL-PLV | Fan |  |  | FN | http://www.toronto.ca/TWONTO#OWLClass_binid-posum-pozar-motav | Mechanical Equipment | Livingston Road Pumping Station
| COL-PLV-FN-0003 | Fan, Exhaust | COL-PLV-MISC | Fan |  |  | FN | http://www.toronto.ca/TWONTO#OWLClass_binid-posum-pozar-motav | Mechanical Equipment | Miscellaneous Equipment
| COL-PLV-FQ-0001 | Meter, Flow | COL-PLV-MISC | Meter,Flow |  |  | FQ | http://www.toronto.ca/TWONTO#00369 | Instrumentation Equipment | Miscellaneous Equipment
| COL-PLV-FQ-0001 | Meter, Flow | COL-PLV | Meter,Flow |  |  | FQ | http://www.toronto.ca/TWONTO#00369 | Instrumentation Equipment | Livingston Road Pumping Station
| COL-PLV-GEN-0001 | Generator | COL-PLV | Generator |  |  | GEN | http://www.toronto.ca/TWONTO#00397 | Electrical Equipment | Livingston Road Pumping Station
| COL-PLV-GEN-0001 | Generator | COL-PLV-MISC | Generator |  |  | GEN | http://www.toronto.ca/TWONTO#00397 | Electrical Equipment | Miscellaneous Equipment
| COL-PLV-HTR-0001 | Heater | COL-PLV | Heater |  |  | HTR | http://www.toronto.ca/TWONTO#00418 | Mechanical Equipment | Livingston Road Pumping Station
| COL-PLV-HTR-0001 | Heater | COL-PLV-MISC | Heater |  |  | HTR | http://www.toronto.ca/TWONTO#00418 | Mechanical Equipment | Miscellaneous Equipment
| COL-PLV-HTR-0002 | Heater | COL-PLV-MISC | Heater |  |  | HTR | http://www.toronto.ca/TWONTO#00418 | Mechanical Equipment | Miscellaneous Equipment
| COL-PLV-HTR-0002 | Heater | COL-PLV | Heater |  |  | HTR | http://www.toronto.ca/TWONTO#00418 | Mechanical Equipment | Livingston Road Pumping Station
| COL-PLV-HTR-0003 | Heater | COL-PLV | Heater |  |  | HTR | http://www.toronto.ca/TWONTO#00418 | Mechanical Equipment | Livingston Road Pumping Station
| COL-PLV-HTR-0003 | Heater | COL-PLV-MISC | Heater |  |  | HTR | http://www.toronto.ca/TWONTO#00418 | Mechanical Equipment | Miscellaneous Equipment
| COL-PLV-LIT-0101 | Transmitter, Level | COL-PLV | Transmitter,Level |  |  | LIT | http://www.toronto.ca/TWONTO#00467 | Instrumentation Equipment | Livingston Road Pumping Station
| COL-PLV-LIT-0101 | Transmitter, Level | COL-PLV-MISC | Transmitter,Level |  |  | LIT | http://www.toronto.ca/TWONTO#00467 | Instrumentation Equipment | Miscellaneous Equipment
| COL-PLV-LIT-0201 | Transmitter, Level | COL-PLV-MISC | Transmitter,Level |  |  | LIT | http://www.toronto.ca/TWONTO#00467 | Instrumentation Equipment | Miscellaneous Equipment
| COL-PLV-LIT-0201 | Transmitter, Level | COL-PLV | Transmitter,Level |  |  | LIT | http://www.toronto.ca/TWONTO#00467 | Instrumentation Equipment | Livingston Road Pumping Station
| COL-PLV-LSH-0001 | Switch, Level-High | COL-PLV | Switch,Level |  |  | LSH | http://www.toronto.ca/TWONTO#00466 | Electrical Equipment | Livingston Road Pumping Station
| COL-PLV-LSH-0001 | Switch, Level-High | COL-PLV-MISC | Switch,Level |  |  | LSH | http://www.toronto.ca/TWONTO#00466 | Electrical Equipment | Miscellaneous Equipment
| COL-PLV-LSH-0103 | Switch, Level-High | COL-PLV-MISC | Switch,Level |  |  | LSH | http://www.toronto.ca/TWONTO#00466 | Electrical Equipment | Miscellaneous Equipment
| COL-PLV-LSH-0103 | Switch, Level-High | COL-PLV | Switch,Level |  |  | LSH | http://www.toronto.ca/TWONTO#00466 | Electrical Equipment | Livingston Road Pumping Station
| COL-PLV-LSH-0203 | Switch, Level-High | COL-PLV | Switch,Level |  |  | LSH | http://www.toronto.ca/TWONTO#00466 | Electrical Equipment | Livingston Road Pumping Station
| COL-PLV-LSH-0203 | Switch, Level-High | COL-PLV-MISC | Switch,Level |  |  | LSH | http://www.toronto.ca/TWONTO#00466 | Electrical Equipment | Miscellaneous Equipment
| COL-PLV-LSHH-0002 | Switch, Level High-High | COL-PLV-MISC | Switch,Level |  |  | LSHH | http://www.toronto.ca/TWONTO#00466 | Electrical Equipment | Miscellaneous Equipment
| COL-PLV-LSHH-0002 | Switch, Level High-High | COL-PLV | Switch,Level |  |  | LSHH | http://www.toronto.ca/TWONTO#00466 | Electrical Equipment | Livingston Road Pumping Station
| COL-PLV-LSHH-0104 | Switch, Level High-High | COL-PLV | Switch,Level |  |  | LSHH | http://www.toronto.ca/TWONTO#00466 | Electrical Equipment | Livingston Road Pumping Station
| COL-PLV-LSHH-0104 | Switch, Level High-High | COL-PLV-MISC | Switch,Level |  |  | LSHH | http://www.toronto.ca/TWONTO#00466 | Electrical Equipment | Miscellaneous Equipment
| COL-PLV-LSHH-0204 | Switch, Level High-High | COL-PLV | Switch,Level |  |  | LSHH | http://www.toronto.ca/TWONTO#00466 | Electrical Equipment | Livingston Road Pumping Station
| COL-PLV-LSHH-0204 | Switch, Level High-High | COL-PLV-MISC | Switch,Level |  |  | LSHH | http://www.toronto.ca/TWONTO#00466 | Electrical Equipment | Miscellaneous Equipment
| COL-PLV-LSL-0102 | Switch, Level-Low | COL-PLV | Switch,Level |  |  | LSL | http://www.toronto.ca/TWONTO#00466 | Electrical Equipment | Livingston Road Pumping Station
| COL-PLV-LSL-0102 | Switch, Level-Low | COL-PLV-MISC | Switch,Level |  |  | LSL | http://www.toronto.ca/TWONTO#00466 | Electrical Equipment | Miscellaneous Equipment
| COL-PLV-LSL-0202 | Switch, Level-Low | COL-PLV-MISC | Switch,Level |  |  | LSL | http://www.toronto.ca/TWONTO#00466 | Electrical Equipment | Miscellaneous Equipment
| COL-PLV-LSL-0202 | Switch, Level-Low | COL-PLV | Switch,Level |  |  | LSL | http://www.toronto.ca/TWONTO#00466 | Electrical Equipment | Livingston Road Pumping Station
| COL-PLV-LSLL-0101 | Switch, Level Low-Low | COL-PLV | Switch,Level |  |  | LSLL | http://www.toronto.ca/TWONTO#00466 | Electrical Equipment | Livingston Road Pumping Station
| COL-PLV-LSLL-0101 | Switch, Level Low-Low | COL-PLV-MISC | Switch,Level |  |  | LSLL | http://www.toronto.ca/TWONTO#00466 | Electrical Equipment | Miscellaneous Equipment
| COL-PLV-LSLL-0201 | Switch, Level Low-Low | COL-PLV-MISC | Switch,Level |  |  | LSLL | http://www.toronto.ca/TWONTO#00466 | Electrical Equipment | Miscellaneous Equipment
| COL-PLV-LSLL-0201 | Switch, Level Low-Low | COL-PLV | Switch,Level |  |  | LSLL | http://www.toronto.ca/TWONTO#00466 | Electrical Equipment | Livingston Road Pumping Station
| COL-PLV-MCC-0001 | Motor Control Centre | COL-PLV | Control Panel,MCC |  |  | MCC | http://www.toronto.ca/TWONTO#00110 | Electrical Equipment | Livingston Road Pumping Station
| COL-PLV-MCC-0001 | Motor Control Centre | COL-PLV-MISC | Control Panel,MCC |  |  | MCC | http://www.toronto.ca/TWONTO#00110 | Electrical Equipment | Miscellaneous Equipment
| FHA-WWW-CENTRIF | Centrifuges | FHA-WWW |  |  |  |  | http://www.toronto.ca/TWONTO#00260 | Sub-Process | Residue Management / Waste Water System
| MTMH331 | CHAPMAN STS | TRK-HMR |  |  |  |  | http://www.toronto.ca/TWONTO#00260 | Sub-Process | HUMBER DRAINAGE AREA
| COL-PLV-P-0001 | Pump, Centrifugal, Sump | COL-PLV | Pump |  | 34126 | P | x | Mechanical Equipment | Livingston Road Pumping Station
| COL-PLV-P-0001 | Pump, Centrifugal, Sump | COL-PLV-MISC | Pump |  | 34126 | P | x | Mechanical Equipment | Miscellaneous Equipment
| COL-PLV-P-0200 | Pump, Centrifugal | COL-PLV | Pump |  |  | P | http://www.toronto.ca/TWONTO#00626 | Mechanical Equipment | Livingston Road Pumping Station
| COL-PLV-RPU-0001 | Control Panel | COL-PLV-MISC | Control Panel |  |  | RPU | http://www.toronto.ca/TWONTO#00122 | Electrical Equipment | Miscellaneous Equipment
| COL-PLV-RPU-0001 | Control Panel | COL-PLV | Control Panel |  |  | RPU | http://www.toronto.ca/TWONTO#00122 | Electrical Equipment | Livingston Road Pumping Station
| COL-PLV-SS-0001 | Security System | COL-PLV-MISC | Security System |  |  | SS | http://www.toronto.ca/TWONTO#00673 | Electrical Equipment | Miscellaneous Equipment
| COL-PLV-SS-0001 | Security System | COL-PLV | Security System |  |  | SS | http://www.toronto.ca/TWONTO#00673 | Electrical Equipment | Livingston Road Pumping Station
| COL-PLV-T-0001 | Tank, Diesel Fuel | COL-PLV-MISC | Tank |  |  | T | http://www.toronto.ca/TWONTO#00379 | Mechanical Equipment | Miscellaneous Equipment
| COL-PLV-T-0001 | Tank, Diesel Fuel | COL-PLV | Tank |  |  | T | http://www.toronto.ca/TWONTO#00379 | Mechanical Equipment | Livingston Road Pumping Station
| COL-PLV-TR-0001 | Transformer | COL-PLV | Transformer |  |  | TR | http://www.toronto.ca/TWONTO#00755 | Electrical Equipment | Livingston Road Pumping Station
| COL-PLV-TR-0001 | Transformer | COL-PLV-MISC | Transformer |  |  | TR | http://www.toronto.ca/TWONTO#00755 | Electrical Equipment | Miscellaneous Equipment
| COL-PLV-WEL-0100 | Wet well, West | COL-PLV | Well |  |  | WEL | http://www.toronto.ca/TWONTO#00811 | Mechanical Equipment | Livingston Road Pumping Station
| COL-PLV-WEL-0100 | Wet well, West | COL-PLV-MISC | Well |  |  | WEL | http://www.toronto.ca/TWONTO#00811 | Mechanical Equipment | Miscellaneous Equipment
| COL-PLV-WEL-0200 | Wet well, East | COL-PLV | Well |  |  | WEL | http://www.toronto.ca/TWONTO#00811 | Mechanical Equipment | Livingston Road Pumping Station
| COL-PLV-WEL-0200 | Wet well, East | COL-PLV-MISC | Well |  |  | WEL | http://www.toronto.ca/TWONTO#00811 | Mechanical Equipment | Miscellaneous Equipment
| MAIN-166 | Main 166 | WTR-LWA |  |  |  |  | http://www.toronto.ca/TWONTO#00804 | Sub-Process | Work Area 2 Central Mains and Chambers
| MAIN-166 | Main 166 | WTR-MT1 |  |  |  |  | http://www.toronto.ca/TWONTO#00804 | Sub-Process | Work Area 1 EAST Mains and Chambers
| COL-PMD-CH-0001 | Chamber, Inlet | COL-PMD | Chamber |  |  | CH | http://www.toronto.ca/TWONTO#00318 | Mechanical Equipment | Midland Pumping Station
| COL-PMD-CH-0001 | Chamber, Inlet | COL-PMD-MISC | Chamber |  |  | CH | http://www.toronto.ca/TWONTO#00318 | Mechanical Equipment | Miscellaneous Equipment
| COL-PMD-CH-0002 | Chamber, Overflow | COL-PMD | Chamber |  |  | CH | http://www.toronto.ca/TWONTO#00318 | Mechanical Equipment | Midland Pumping Station
| COL-PMD-CH-0002 | Chamber, Overflow | COL-PMD-MISC | Chamber |  |  | CH | http://www.toronto.ca/TWONTO#00318 | Mechanical Equipment | Miscellaneous Equipment
| COL-PMD-COM-0001 | Control Panel, Operator | COL-PMD | Control Panel |  |  | COM | http://www.toronto.ca/TWONTO#00613 | Electrical Equipment | Midland Pumping Station
| COL-PMD-COM-0001 | Control Panel, Operator | COL-PMD-MISC | Control Panel |  |  | COM | http://www.toronto.ca/TWONTO#00613 | Electrical Equipment | Miscellaneous Equipment
| COL-PMD-DM-0001 | Damper/Louver, Exhaust | COL-PMD | Damper/Louver |  |  | DM | http://www.toronto.ca/TWONTO#00142 | Mechanical Equipment | Midland Pumping Station
| COL-PMD-DM-0001 | Damper/Louver, Exhaust | COL-PMD-MISC | Damper/Louver |  |  | DM | http://www.toronto.ca/TWONTO#00142 | Mechanical Equipment | Miscellaneous Equipment
| COL-PMD-DM-0002 | Damper/Louver, Supply Air | COL-PMD-MISC | Damper/Louver |  |  | DM | http://www.toronto.ca/TWONTO#00142 | Mechanical Equipment | Miscellaneous Equipment
| COL-PMD-DM-0002 | Damper/Louver, Supply Air | COL-PMD | Damper/Louver |  |  | DM | http://www.toronto.ca/TWONTO#00142 | Mechanical Equipment | Midland Pumping Station
| COL-PMD-DM-0003 | Damper/Louver, Supply Air | COL-PMD | Damper/Louver |  |  | DM | http://www.toronto.ca/TWONTO#00142 | Mechanical Equipment | Midland Pumping Station
| COL-PMD-DM-0003 | Damper/Louver, Supply Air | COL-PMD-MISC | Damper/Louver |  |  | DM | http://www.toronto.ca/TWONTO#00142 | Mechanical Equipment | Miscellaneous Equipment
| COL-PMD-DM-0004 | Damper/Louver, Exhaust | COL-PMD | Damper/Louver |  |  | DM | http://www.toronto.ca/TWONTO#00142 | Mechanical Equipment | Midland Pumping Station
| COL-PMD-DM-0004 | Damper/Louver, Exhaust | COL-PMD-MISC | Damper/Louver |  |  | DM | http://www.toronto.ca/TWONTO#00142 | Mechanical Equipment | Miscellaneous Equipment
| COL-PMD-FN-0001 | Fan, Supply | COL-PMD | Fan |  |  | FN | http://www.toronto.ca/TWONTO#OWLClass_binid-posum-pozar-motav | Mechanical Equipment | Midland Pumping Station
| COL-PMD-FN-0001 | Fan, Supply | COL-PMD-MISC | Fan |  |  | FN | http://www.toronto.ca/TWONTO#OWLClass_binid-posum-pozar-motav | Mechanical Equipment | Miscellaneous Equipment
| COL-PMD-FN-0002 | Fan, Exhaust | COL-PMD | Fan |  |  | FN | http://www.toronto.ca/TWONTO#OWLClass_binid-posum-pozar-motav | Mechanical Equipment | Midland Pumping Station
| COL-PMD-FN-0002 | Fan, Exhaust | COL-PMD-MISC | Fan |  |  | FN | http://www.toronto.ca/TWONTO#OWLClass_binid-posum-pozar-motav | Mechanical Equipment | Miscellaneous Equipment
| COL-PMD-FQ-0001 | Meter, Flow | COL-PMD-MISC | Meter,Flow |  |  | FQ | http://www.toronto.ca/TWONTO#00369 | Instrumentation Equipment | Miscellaneous Equipment
| COL-PMD-FQ-0001 | Meter, Flow | COL-PMD | Meter,Flow |  |  | FQ | http://www.toronto.ca/TWONTO#00369 | Instrumentation Equipment | Midland Pumping Station
| COL-PMD-GRF-0001 | Indicator, Ground Fault | COL-PMD | Indicator,Ground Fault |  |  | GRF | http://www.toronto.ca/TWONTO#00406 | Electrical Equipment | Midland Pumping Station
| COL-PMD-GRF-0001 | Indicator, Ground Fault | COL-PMD-MISC | Indicator,Ground Fault |  |  | GRF | http://www.toronto.ca/TWONTO#00406 | Electrical Equipment | Miscellaneous Equipment
| COL-PMD-HTR-0001 | Heater | COL-PMD | Heater |  |  | HTR | http://www.toronto.ca/TWONTO#00418 | Mechanical Equipment | Midland Pumping Station
| COL-PMD-HTR-0001 | Heater | COL-PMD-MISC | Heater |  |  | HTR | http://www.toronto.ca/TWONTO#00418 | Mechanical Equipment | Miscellaneous Equipment
| COL-PMD-HTR-0002 | Heater | COL-PMD | Heater |  |  | HTR | http://www.toronto.ca/TWONTO#00418 | Mechanical Equipment | Midland Pumping Station
| COL-PMD-HTR-0002 | Heater | COL-PMD-MISC | Heater |  |  | HTR | http://www.toronto.ca/TWONTO#00418 | Mechanical Equipment | Miscellaneous Equipment
| MAIN-172 | Main 172 | WTR-MT1 |  |  |  |  | http://www.toronto.ca/TWONTO#00804 | Sub-Process | Work Area 1 EAST Mains and Chambers
| MAIN-172 | Main 172 | WTR-LWA |  |  |  |  | http://www.toronto.ca/TWONTO#00804 | Sub-Process | Work Area 2 Central Mains and Chambers
| COL-PMD-LIT-0101 | Transmitter, Level | COL-PMD | Transmitter,Level |  |  | LIT | http://www.toronto.ca/TWONTO#00467 | Instrumentation Equipment | Midland Pumping Station
| COL-PMD-LIT-0101 | Transmitter, Level | COL-PMD-MISC | Transmitter,Level |  |  | LIT | http://www.toronto.ca/TWONTO#00467 | Instrumentation Equipment | Miscellaneous Equipment
| COL-PMD-LIT-0201 | Transmitter, Level | COL-PMD | Transmitter,Level |  |  | LIT | http://www.toronto.ca/TWONTO#00467 | Instrumentation Equipment | Midland Pumping Station
| COL-PMD-LIT-0201 | Transmitter, Level | COL-PMD-MISC | Transmitter,Level |  |  | LIT | http://www.toronto.ca/TWONTO#00467 | Instrumentation Equipment | Miscellaneous Equipment
| COL-PMD-LP-0001 | Control Panel, Lighting | COL-PMD | Control Panel |  |  | LP | http://www.toronto.ca/TWONTO#00477 | Electrical Equipment | Midland Pumping Station
| COL-PMD-LP-0001 | Control Panel, Lighting | COL-PMD-MISC | Control Panel |  |  | LP | http://www.toronto.ca/TWONTO#00477 | Electrical Equipment | Miscellaneous Equipment
| COL-PMD-LSH-0001 | Switch, Level-High | COL-PMD | Switch,Level |  |  | LSH | http://www.toronto.ca/TWONTO#00466 | Instrumentation Equipment | Midland Pumping Station
| COL-PMD-LSH-0001 | Switch, Level-High | COL-PMD-MISC | Switch,Level |  |  | LSH | http://www.toronto.ca/TWONTO#00466 | Instrumentation Equipment | Miscellaneous Equipment
| COL-PMD-LSH-0103 | Switch, Level-High | COL-PMD | Switch,Level |  |  | LSH | http://www.toronto.ca/TWONTO#00466 | Instrumentation Equipment | Midland Pumping Station
| COL-PMD-LSH-0103 | Switch, Level-High | COL-PMD-MISC | Switch,Level |  |  | LSH | http://www.toronto.ca/TWONTO#00466 | Instrumentation Equipment | Miscellaneous Equipment
| COL-PMD-LSHH-0104 | Switch, Level High-High | COL-PMD | Switch,Level |  |  | LSHH | http://www.toronto.ca/TWONTO#00466 | Instrumentation Equipment | Midland Pumping Station
| COL-PMD-LSHH-0104 | Switch, Level High-High | COL-PMD-MISC | Switch,Level |  |  | LSHH | http://www.toronto.ca/TWONTO#00466 | Instrumentation Equipment | Miscellaneous Equipment
| COL-PMD-LSHH-0204 | Switch, Level High-High | COL-PMD | Switch,Level |  |  | LSHH | http://www.toronto.ca/TWONTO#00466 | Instrumentation Equipment | Midland Pumping Station
| COL-PMD-LSHH-0204 | Switch, Level High-High | COL-PMD-MISC | Switch,Level |  |  | LSHH | http://www.toronto.ca/TWONTO#00466 | Instrumentation Equipment | Miscellaneous Equipment
| COL-PMD-LSL-0102 | Switch, Level-Low | COL-PMD | Switch |  |  | LSL | http://www.toronto.ca/TWONTO#00466 | Instrumentation Equipment | Midland Pumping Station
| COL-PMD-LSL-0102 | Switch, Level-Low | COL-PMD-MISC | Switch |  |  | LSL | http://www.toronto.ca/TWONTO#00466 | Instrumentation Equipment | Miscellaneous Equipment
| COL-PMD-LSL-0202 | Switch, Level-Low | COL-PMD | Switch |  |  | LSL | http://www.toronto.ca/TWONTO#00466 | Instrumentation Equipment | Midland Pumping Station
| COL-PMD-LSL-0202 | Switch, Level-Low | COL-PMD-MISC | Switch |  |  | LSL | http://www.toronto.ca/TWONTO#00466 | Instrumentation Equipment | Miscellaneous Equipment
| COL-PMD-LSLL-0101 | Switch, Level Low-Low | COL-PMD-MISC | Switch,Level |  |  | LSLL | http://www.toronto.ca/TWONTO#00466 | Instrumentation Equipment | Miscellaneous Equipment
| COL-PMD-LSLL-0101 | Switch, Level Low-Low | COL-PMD | Switch,Level |  |  | LSLL | http://www.toronto.ca/TWONTO#00466 | Instrumentation Equipment | Midland Pumping Station
| COL-PMD-LSLL-0201 | Switch, Level Low-Low | COL-PMD | Switch,Level |  |  | LSLL | http://www.toronto.ca/TWONTO#00466 | Instrumentation Equipment | Midland Pumping Station
| COL-PMD-LSLL-0201 | Switch, Level Low-Low | COL-PMD-MISC | Switch,Level |  |  | LSLL | http://www.toronto.ca/TWONTO#00466 | Instrumentation Equipment | Miscellaneous Equipment
2747 | COL-CCC | Charles Caccia Park Storm Sanitary Combined Water Tank | COL |  | Tank |  |  | http://www.toronto.ca/TWONTO#00260 |  | Complex Systems
| COL-PMD-T-0001 | Tank, Diesel Fuel | COL-PMD | Tank |  |  | T | http://www.toronto.ca/TWONTO#00379 | Mechanical Equipment | Midland Pumping Station
| COL-PMD-T-0001 | Tank, Diesel Fuel | COL-PMD-MISC | Tank |  |  | T | http://www.toronto.ca/TWONTO#00379 | Mechanical Equipment | Miscellaneous Equipment
| COL-PMD-T-0002 | Tank, Domestic Hot Water | COL-PMD-MISC | Tank |  |  | T | http://www.toronto.ca/TWONTO#00427 | Mechanical Equipment | Miscellaneous Equipment
| COL-PMD-T-0002 | Tank, Domestic Hot Water | COL-PMD | Tank |  |  | T | http://www.toronto.ca/TWONTO#00427 | Mechanical Equipment | Midland Pumping Station
| COL-PMD-TR-0001 | Transformer, Power | COL-PMD-MISC | Transformer |  |  | TR | http://www.toronto.ca/TWONTO#00755 | Electrical Equipment | Miscellaneous Equipment
| COL-PMD-TR-0001 | Transformer, Power | COL-PMD | Transformer |  |  | TR | http://www.toronto.ca/TWONTO#00755 | Electrical Equipment | Midland Pumping Station
| COL-PMD-TS-0001 | Switch, Transfer | COL-PMD | Switch |  |  | TS | http://www.toronto.ca/TWONTO#00754 | Electrical Equipment | Midland Pumping Station
| COL-PMD-TS-0001 | Switch, Transfer | COL-PMD-MISC | Switch |  |  | TS | http://www.toronto.ca/TWONTO#00754 | Electrical Equipment | Miscellaneous Equipment
| TAB-PRS-P-TRANSFER | Chemical Transfer Pumps | TAB-PRS2 |  |  |  |  | http://www.toronto.ca/TWONTO#00260 | Equipment Location | Phosphorus Removal System
| COL-PMM-OIT-0001 | Operator Interface Terminal | COL-PMM | Computer Equipment,Monitor |  |  | OIT | http://www.toronto.ca/TWONTO#00548 | Electrical Equipment | Mimico Pumping Station
| MAIN-173 | Main 173 | WTR-LWA |  |  |  |  | http://www.toronto.ca/TWONTO#00804 | Sub-Process | Work Area 2 Central Mains and Chambers
| MAIN-173 | Main 173 | WTR-MT1 |  |  |  |  | http://www.toronto.ca/TWONTO#00804 | Sub-Process | Work Area 1 EAST Mains and Chambers
| COL-PMP-CP-0001 | Control Panel, Operator | COL-PMP | Control Panel |  |  | CP | http://www.toronto.ca/TWONTO#00613 | Electrical Equipment | Mount Pleasant Sewage Pumping Station
| COL-PMP-FEQ-0001S | Fire Prevention, Extinguisher | COL-PMP | Fire Prevention,Extinguisher |  | 40171 | FEQ | x | Obsolete Entity | Mount Pleasant Sewage Pumping Station
| COL-PMP-FEQ-0001S | Fire Prevention, Extinguisher | COL-W-OBSOLETE | Fire Prevention,Extinguisher |  | 40171 | FEQ | x | Obsolete Entity | Col West Obsolete Entities
| COL-PMP-FN-0001 | Fan, Centrifugal | COL-PMP | Fan |  |  | FN | http://www.toronto.ca/TWONTO#OWLClass_binid-posum-pozar-motav | Mechanical Equipment | Mount Pleasant Sewage Pumping Station
| COL-PMP-HTR-0001 | Heater, Drywell | COL-PMP | Heater |  |  | HTR | http://www.toronto.ca/TWONTO#00418 | Mechanical Equipment | Mount Pleasant Sewage Pumping Station
| COL-PMP-P-0100 | Pump, Centrifugal | COL-PMP | Pump |  |  | P | http://www.toronto.ca/TWONTO#00626 | Mechanical Equipment | Mount Pleasant Sewage Pumping Station
| COL-PMP-P-0200 | Pump, Centrifugal | COL-PMP | Pump |  |  | P | http://www.toronto.ca/TWONTO#00626 | Mechanical Equipment | Mount Pleasant Sewage Pumping Station
| COL-PMP-WEL-0100 | Wet Well | COL-PMP | Well |  |  | WEL | http://www.toronto.ca/TWONTO#00811 | Mechanical Equipment | Mount Pleasant Sewage Pumping Station
| COL-PMT-BFP-0001 | Back Flow Preventer | COL-PMT-MISC | Valve,Backflow Preventer |  |  | BFP | http://www.toronto.ca/TWONTO#00165 | Mechanical Equipment | Miscellaneous Equipment
| COL-PMT-COM-0001 | Control Panel, Operator | COL-PMT-MISC | Control Panel |  |  | COM | http://www.toronto.ca/TWONTO#00613 | Electrical Equipment | Miscellaneous Equipment
| COL-PMT-COM-0001 | Control Panel, Operator | COL-PMT | Control Panel |  |  | COM | http://www.toronto.ca/TWONTO#00613 | Electrical Equipment | Military Trail Sewage Pumping Station
| COL-PMT-CP-0001 | Control Panel, Operator | COL-PMT-MISC | Control Panel |  |  | CP | http://www.toronto.ca/TWONTO#00613 | Electrical Equipment | Miscellaneous Equipment
| COL-PMT-CP-0001 | Control Panel, Operator | COL-PMT | Control Panel |  |  | CP | http://www.toronto.ca/TWONTO#00613 | Electrical Equipment | Military Trail Sewage Pumping Station
| COL-PMT-CP-0002 | Control Panel, Electrical | COL-PMT | Control Panel |  |  | CP | http://www.toronto.ca/TWONTO#00613 | Electrical Equipment | Military Trail Sewage Pumping Station
| COL-PMT-CP-0002 | Control Panel, Electrical | COL-PMT-MISC | Control Panel |  |  | CP | http://www.toronto.ca/TWONTO#00613 | Electrical Equipment | Miscellaneous Equipment
| COL-PMT-FQ-0001 | Meter, Flow | COL-PMT | Meter,Flow |  |  | FQ | http://www.toronto.ca/TWONTO#00369 | Instrumentation Equipment | Military Trail Sewage Pumping Station
| COL-PMT-FQ-0001 | Meter, Flow | COL-PMT-MISC | Meter,Flow |  |  | FQ | http://www.toronto.ca/TWONTO#00369 | Instrumentation Equipment | Miscellaneous Equipment
| COL-PMT-HTR-0001 | Heater | COL-PMT-MISC | Heater |  |  | HTR | http://www.toronto.ca/TWONTO#00418 | Mechanical Equipment | Miscellaneous Equipment
| MAIN-175 | Main 175 | WTR-LWA |  |  |  |  | http://www.toronto.ca/TWONTO#00804 | Sub-Process | Work Area 2 Central Mains and Chambers
| MAIN-178 | Main 178 | WTR-LWA |  |  |  |  | http://www.toronto.ca/TWONTO#00804 | Sub-Process | Work Area 2 Central Mains and Chambers
| COL-PMT-LSH-0103 | Switch, Level-High | COL-PMT | Switch,Level |  |  | LSH | http://www.toronto.ca/TWONTO#00466 | Instrumentation Equipment | Military Trail Sewage Pumping Station
| COL-PMT-LSH-0103 | Switch, Level-High | COL-PMT-MISC | Switch,Level |  |  | LSH | http://www.toronto.ca/TWONTO#00466 | Instrumentation Equipment | Miscellaneous Equipment
| COL-PMT-LSHH-0104 | Switch, Level High-High | COL-PMT | Switch,Level |  |  | LSHH | http://www.toronto.ca/TWONTO#00466 | Instrumentation Equipment | Military Trail Sewage Pumping Station
| COL-PMT-LSHH-0104 | Switch, Level High-High | COL-PMT-MISC | Switch,Level |  |  | LSHH | http://www.toronto.ca/TWONTO#00466 | Instrumentation Equipment | Miscellaneous Equipment
| COL-PMT-LSHH-0105 | Switch, Level High-High | COL-PMT-MISC | Switch,Level |  |  | LSHH | http://www.toronto.ca/TWONTO#00466 | Instrumentation Equipment | Miscellaneous Equipment
| COL-PMT-LSL-0102 | Switch, Level-Low | COL-PMT | Switch |  |  | LSL | http://www.toronto.ca/TWONTO#00466 | Instrumentation Equipment | Military Trail Sewage Pumping Station
| COL-PMT-LSL-0102 | Switch, Level-Low | COL-PMT-MISC | Switch |  |  | LSL | http://www.toronto.ca/TWONTO#00466 | Instrumentation Equipment | Miscellaneous Equipment
| COL-PMT-LSLL-0101 | Switch, Level Low-Low | COL-PMT | Switch,Level |  |  | LSLL | http://www.toronto.ca/TWONTO#00466 | Instrumentation Equipment | Military Trail Sewage Pumping Station
| COL-PMT-LSLL-0101 | Switch, Level Low-Low | COL-PMT-MISC | Switch,Level |  |  | LSLL | http://www.toronto.ca/TWONTO#00466 | Instrumentation Equipment | Miscellaneous Equipment
| TAB-ACC-CI | Chiller and Air Coolers | TAB-WORK-AREA-6 |  |  |  |  | http://www.toronto.ca/TWONTO#00260 | Process | Work Area 6
| COL-PMT-P-0100 | Pump, Centrifugal | COL-PMT | Pump |  |  | P | http://www.toronto.ca/TWONTO#00626 | Mechanical Equipment | Military Trail Sewage Pumping Station
| COL-PMT-P-0200 | Pump, Centrifugal | COL-PMT | Pump |  |  | P | http://www.toronto.ca/TWONTO#00626 | Mechanical Equipment | Military Trail Sewage Pumping Station
| COL-PMT-RPU-0001 | Remote Processing Unit | COL-PMT-MISC | RPU |  |  | RPU | http://www.toronto.ca/TWONTO#00122 | Electrical Equipment | Miscellaneous Equipment
| COL-PMT-SS-0001 | Security System | COL-PMT | Security System |  |  | SS | http://www.toronto.ca/TWONTO#00673 | Electrical Equipment | Military Trail Sewage Pumping Station
| COL-PMT-SS-0001 | Security System | COL-PMT-MISC | Security System |  |  | SS | http://www.toronto.ca/TWONTO#00673 | Electrical Equipment | Miscellaneous Equipment
| MAIN-179 | Main 179 | WTR-LWA |  |  |  |  | http://www.toronto.ca/TWONTO#00804 | Sub-Process | Work Area 2 Central Mains and Chambers
| MAIN-181 | Main 181 | WTR-MT1 |  |  |  |  | http://www.toronto.ca/TWONTO#00804 | Sub-Process | Work Area 1 EAST Mains and Chambers
| COL-PMT-TS-0001 | Switch, Power Transfer | COL-PMT | Switch |  |  | TS | http://www.toronto.ca/TWONTO#00754 | Electrical Equipment | Military Trail Sewage Pumping Station
| COL-PMT-TS-0001 | Switch, Power Transfer | COL-PMT-MISC | Switch |  |  | TS | http://www.toronto.ca/TWONTO#00754 | Electrical Equipment | Miscellaneous Equipment
| COL-PMT-WEL-0100 | Wet well | COL-PMT-MISC | Well |  |  | WEL | http://www.toronto.ca/TWONTO#00811 | Mechanical Equipment | Miscellaneous Equipment
| COL-PMT-WEL-0100 | Wet well | COL-PMT | Well |  |  | WEL | http://www.toronto.ca/TWONTO#00811 | Mechanical Equipment | Military Trail Sewage Pumping Station
| COL-PMY-AHU-0001 | Air Handling Unit | COL-PMY | Air Handling Unit |  |  | AHU | http://www.toronto.ca/TWONTO#00147 | Electrical Equipment | Maryport Sewage Pumping Station
| COL-PMY-AHU-0001 | Air Handling Unit | COL-PMY-MISC | Air Handling Unit |  |  | AHU | http://www.toronto.ca/TWONTO#00147 | Electrical Equipment | Miscellaneous Equipment
| TAB-ACC-CI | Chiller and Air Coolers | TAB-WORK-AREA-SEO |  |  |  |  | http://www.toronto.ca/TWONTO#00260 | Process | TAB Work Area SEO
| MTMH128 | CHIPPING ROAD STS | TRK-DON |  |  |  |  | http://www.toronto.ca/TWONTO#00260 | Sub-Process | DON DRAINAGE AREA
| TAB-DIS-CHL | Chlorination Process | TAB-DIS |  |  |  |  | http://www.toronto.ca/TWONTO#00260 | Sub-Process | Disinfection
| TAB-DIS-CHL1 | Chlorination Process | TAB-DIS-CHL |  |  |  |  | http://www.toronto.ca/TWONTO#00260 | Equipment Location | Chlorination Process
| COL-PMY-C-0001 | Compressor, Air | COL-PMY | Compressor |  |  | C | http://www.toronto.ca/TWONTO#00233 | Mechanical Equipment | Maryport Sewage Pumping Station
| COL-PMY-C-0001 | Compressor, Air | COL-PMY-MISC | Compressor |  |  | C | http://www.toronto.ca/TWONTO#00233 | Mechanical Equipment | Miscellaneous Equipment
| COL-PMY-CAP-0001 | Capacitor, MCC-0001 | COL-PMY | Capacitor |  |  | CAP | http://www.toronto.ca/TWONTO#00194 | Electrical Equipment | Maryport Sewage Pumping Station
| COL-PMY-CAP-0001 | Capacitor, MCC-0001 | COL-PMY-MISC | Capacitor |  |  | CAP | http://www.toronto.ca/TWONTO#00194 | Electrical Equipment | Miscellaneous Equipment
| COL-PMY-CAP-0002 | Capacitor, MCC-0001 | COL-PMY | Capacitor |  |  | CAP | http://www.toronto.ca/TWONTO#00194 | Electrical Equipment | Maryport Sewage Pumping Station
| COL-PMY-CAP-0002 | Capacitor, MCC-0001 | COL-PMY-MISC | Capacitor |  |  | CAP | http://www.toronto.ca/TWONTO#00194 | Electrical Equipment | Miscellaneous Equipment
| COL-PMY-CAP-0003 | Capacitor, MCC-0002 | COL-PMY | Capacitor |  |  | CAP | http://www.toronto.ca/TWONTO#00194 | Electrical Equipment | Maryport Sewage Pumping Station
| COL-PMY-CAP-0003 | Capacitor, MCC-0002 | COL-PMY-MISC | Capacitor |  |  | CAP | http://www.toronto.ca/TWONTO#00194 | Electrical Equipment | Miscellaneous Equipment
| COL-PMY-CAP-0004 | Capacitor, MCC-0002 | COL-PMY | Capacitor |  |  | CAP | http://www.toronto.ca/TWONTO#00194 | Electrical Equipment | Maryport Sewage Pumping Station
| COL-PMY-CAP-0004 | Capacitor, MCC-0002 | COL-PMY-MISC | Capacitor |  |  | CAP | http://www.toronto.ca/TWONTO#00194 | Electrical Equipment | Miscellaneous Equipment
| COL-PMY-CAP-0005 | Capacitor, MCC-0002 | COL-PMY | Capacitor |  |  | CAP | http://www.toronto.ca/TWONTO#00194 | Electrical Equipment | Maryport Sewage Pumping Station
| COL-PMY-CAP-0005 | Capacitor, MCC-0002 | COL-PMY-MISC | Capacitor |  |  | CAP | http://www.toronto.ca/TWONTO#00194 | Electrical Equipment | Miscellaneous Equipment
| MAIN-181 | Main 181 | WTR-LWA |  |  |  |  | http://www.toronto.ca/TWONTO#00804 | Sub-Process | Work Area 2 Central Mains and Chambers
| MAIN-182 | Main 182 | WTR-LWA |  |  |  |  | http://www.toronto.ca/TWONTO#00804 | Sub-Process | Work Area 2 Central Mains and Chambers
| COL-PMY-CB-0002 | Breaker, Emergency Power Supply | COL-PMY | Circuit Breaker |  |  | CB | http://www.toronto.ca/TWONTO#00186 | Electrical Equipment | Maryport Sewage Pumping Station
| COL-PMY-CB-0002 | Breaker, Emergency Power Supply | COL-PMY-MISC | Circuit Breaker |  |  | CB | http://www.toronto.ca/TWONTO#00186 | Electrical Equipment | Miscellaneous Equipment
| COL-PMY-CB-0003 | Breaker, Power Supply | COL-PMY-MISC | Circuit Breaker |  |  | CB | http://www.toronto.ca/TWONTO#00186 | Electrical Equipment | Miscellaneous Equipment
| COL-PMY-CB-0003 | Breaker, Power Supply | COL-PMY | Circuit Breaker |  |  | CB | http://www.toronto.ca/TWONTO#00186 | Electrical Equipment | Maryport Sewage Pumping Station
| COL-PMY-CP-0001 | Control Panel. Instrumentation, Instrument Air Pressure Control | COL-PMY | Control Panel |  |  | CP | http://www.toronto.ca/TWONTO#00613 | Electrical Equipment | Maryport Sewage Pumping Station
| COL-PMY-CP-0001 | Control Panel. Instrumentation, Instrument Air Pressure Control | COL-PMY-MISC | Control Panel |  |  | CP | http://www.toronto.ca/TWONTO#00613 | Electrical Equipment | Miscellaneous Equipment
| COL-PMY-CP-0002 | Control Panel, Fire Alarm | COL-PMY | Control Panel |  |  | CP | http://www.toronto.ca/TWONTO#OWLClass_tinik-gifim-dijov-zonav | Electrical Equipment | Maryport Sewage Pumping Station
| COL-PMY-CP-0002 | Control Panel, Fire Alarm | COL-PMY-MISC | Control Panel |  |  | CP | http://www.toronto.ca/TWONTO#OWLClass_tinik-gifim-dijov-zonav | Electrical Equipment | Miscellaneous Equipment
| COL-PMY-CP-0003 | Control Panel, Instrumentation | COL-PMY | Control Panel |  |  | CP | http://www.toronto.ca/TWONTO#00613 | Electrical Equipment | Maryport Sewage Pumping Station
| COL-PMY-CP-0003 | Control Panel, Instrumentation | COL-PMY-MISC | Control Panel |  |  | CP | http://www.toronto.ca/TWONTO#00613 | Electrical Equipment | Miscellaneous Equipment
| COL-PMY-CP-0004 | Control Panel, Electrical | COL-PMY | Control Panel |  |  | CP | http://www.toronto.ca/TWONTO#00613 | Electrical Equipment | Maryport Sewage Pumping Station
| COL-PMY-CP-0004 | Control Panel, Electrical | COL-PMY-MISC | Control Panel |  |  | CP | http://www.toronto.ca/TWONTO#00613 | Electrical Equipment | Miscellaneous Equipment
| COL-PMY-CP-0005 | Control Panel, Combination Starter | COL-PMY-MISC | Control Panel |  |  | CP | http://www.toronto.ca/TWONTO#00613 | Electrical Equipment | Miscellaneous Equipment
| COL-PMY-CP-0005 | Control Panel, Combination Starter | COL-PMY | Control Panel |  |  | CP | http://www.toronto.ca/TWONTO#00613 | Electrical Equipment | Maryport Sewage Pumping Station
| COL-PMY-CRN-0001 | Crane, Shaft 8A | COL-PMY | Crane |  |  | CRN | http://www.toronto.ca/TWONTO#00251 | Mechanical Equipment | Maryport Sewage Pumping Station
| COL-PMY-CRN-0001 | Crane, Shaft 8A | COL-PMY-MISC | Crane |  |  | CRN | http://www.toronto.ca/TWONTO#00251 | Mechanical Equipment | Miscellaneous Equipment
| COL-PMY-DM-0001 | Damper, Gas | COL-PMY | Damper/Louver |  |  | DM | http://www.toronto.ca/TWONTO#00142 | Mechanical Equipment | Maryport Sewage Pumping Station
| COL-PMY-DM-0001 | Damper, Gas | COL-PMY-MISC | Damper/Louver |  |  | DM | http://www.toronto.ca/TWONTO#00142 | Mechanical Equipment | Miscellaneous Equipment
| COL-PMY-DM-0002 | Damper, Gas | COL-PMY | Damper/Louver |  |  | DM | http://www.toronto.ca/TWONTO#00142 | Mechanical Equipment | Maryport Sewage Pumping Station
| COL-PMY-DM-0002 | Damper, Gas | COL-PMY-MISC | Damper/Louver |  |  | DM | http://www.toronto.ca/TWONTO#00142 | Mechanical Equipment | Miscellaneous Equipment
| COL-PMY-DM-0003 | Damper, Gas | COL-PMY | Damper/Louver |  |  | DM | http://www.toronto.ca/TWONTO#00142 | Mechanical Equipment | Maryport Sewage Pumping Station
| COL-PMY-DM-0003 | Damper, Gas | COL-PMY-MISC | Damper/Louver |  |  | DM | http://www.toronto.ca/TWONTO#00142 | Mechanical Equipment | Miscellaneous Equipment
| COL-PMY-DM-0004 | Damper, Gas | COL-PMY | Damper/Louver |  |  | DM | http://www.toronto.ca/TWONTO#00142 | Mechanical Equipment | Maryport Sewage Pumping Station
| COL-PMY-DM-0004 | Damper, Gas | COL-PMY-MISC | Damper/Louver |  |  | DM | http://www.toronto.ca/TWONTO#00142 | Mechanical Equipment | Miscellaneous Equipment
| COL-PMY-DM-0005 | Damper, Gas | COL-PMY-MISC | Damper/Louver |  |  | DM | http://www.toronto.ca/TWONTO#00142 | Mechanical Equipment | Miscellaneous Equipment
| COL-PMY-DM-0005 | Damper, Gas | COL-PMY | Damper/Louver |  |  | DM | http://www.toronto.ca/TWONTO#00142 | Mechanical Equipment | Maryport Sewage Pumping Station
| COL-PMY-DM-0006 | Damper, Gas | COL-PMY | Damper/Louver |  |  | DM | http://www.toronto.ca/TWONTO#00142 | Mechanical Equipment | Maryport Sewage Pumping Station
| COL-PMY-DM-0006 | Damper, Gas | COL-PMY-MISC | Damper/Louver |  |  | DM | http://www.toronto.ca/TWONTO#00142 | Mechanical Equipment | Miscellaneous Equipment
| COL-PMY-DM-0007 | Damper, Gas | COL-PMY | Damper/Louver |  |  | DM | http://www.toronto.ca/TWONTO#00142 | Mechanical Equipment | Maryport Sewage Pumping Station
| COL-PMY-DM-0007 | Damper, Gas | COL-PMY-MISC | Damper/Louver |  |  | DM | http://www.toronto.ca/TWONTO#00142 | Mechanical Equipment | Miscellaneous Equipment
| COL-PMY-DM-0008 | Damper, Gas | COL-PMY | Damper/Louver |  |  | DM | http://www.toronto.ca/TWONTO#00142 | Mechanical Equipment | Maryport Sewage Pumping Station
| COL-PMY-DM-0008 | Damper, Gas | COL-PMY-MISC | Damper/Louver |  |  | DM | http://www.toronto.ca/TWONTO#00142 | Mechanical Equipment | Miscellaneous Equipment
| COL-PMY-DM-0009 | Damper, Gas | COL-PMY | Damper/Louver |  |  | DM | http://www.toronto.ca/TWONTO#00142 | Mechanical Equipment | Maryport Sewage Pumping Station
| COL-PMY-DM-0009 | Damper, Gas | COL-PMY-MISC | Damper/Louver |  |  | DM | http://www.toronto.ca/TWONTO#00142 | Mechanical Equipment | Miscellaneous Equipment
| COL-PMY-DM-0010 | Damper, Gas | COL-PMY | Damper/Louver |  |  | DM | http://www.toronto.ca/TWONTO#00142 | Mechanical Equipment | Maryport Sewage Pumping Station
| COL-PMY-DM-0010 | Damper, Gas | COL-PMY-MISC | Damper/Louver |  |  | DM | http://www.toronto.ca/TWONTO#00142 | Mechanical Equipment | Miscellaneous Equipment
| COL-PMY-DM-0011 | Damper, Gas | COL-PMY | Damper/Louver |  |  | DM | http://www.toronto.ca/TWONTO#00142 | Mechanical Equipment | Maryport Sewage Pumping Station
| COL-PMY-DM-0011 | Damper, Gas | COL-PMY-MISC | Damper/Louver |  |  | DM | http://www.toronto.ca/TWONTO#00142 | Mechanical Equipment | Miscellaneous Equipment
| COL-PMY-DM-0012 | Damper, Gas | COL-PMY | Damper/Louver |  |  | DM | http://www.toronto.ca/TWONTO#00142 | Mechanical Equipment | Maryport Sewage Pumping Station
| COL-PMY-DM-0012 | Damper, Gas | COL-PMY-MISC | Damper/Louver |  |  | DM | http://www.toronto.ca/TWONTO#00142 | Mechanical Equipment | Miscellaneous Equipment
| COL-PMY-DM-0013 | Damper, Gas | COL-PMY | Damper/Louver |  |  | DM | http://www.toronto.ca/TWONTO#00142 | Mechanical Equipment | Maryport Sewage Pumping Station
| COL-PMY-DM-0013 | Damper, Gas | COL-PMY-MISC | Damper/Louver |  |  | DM | http://www.toronto.ca/TWONTO#00142 | Mechanical Equipment | Miscellaneous Equipment
| COL-PMY-DM-0014 | Damper, Gas | COL-PMY | Damper/Louver |  |  | DM | http://www.toronto.ca/TWONTO#00142 | Mechanical Equipment | Maryport Sewage Pumping Station
| COL-PMY-DM-0014 | Damper, Gas | COL-PMY-MISC | Damper/Louver |  |  | DM | http://www.toronto.ca/TWONTO#00142 | Mechanical Equipment | Miscellaneous Equipment
| COL-PMY-DM-0015 | Damper, Gas | COL-PMY-MISC | Damper/Louver |  |  | DM | http://www.toronto.ca/TWONTO#00142 | Mechanical Equipment | Miscellaneous Equipment
| COL-PMY-DM-0015 | Damper, Gas | COL-PMY | Damper/Louver |  |  | DM | http://www.toronto.ca/TWONTO#00142 | Mechanical Equipment | Maryport Sewage Pumping Station
| COL-PMY-DR-0001 | Switch, Door | COL-PMY | Switch |  |  | DR | http://www.toronto.ca/TWONTO#00590 | Electrical Equipment | Maryport Sewage Pumping Station
| COL-PMY-DR-0001 | Switch, Door | COL-PMY-MISC | Switch |  |  | DR | http://www.toronto.ca/TWONTO#00590 | Electrical Equipment | Miscellaneous Equipment
| COL-PMY-DR-0002 | Switch, Door | COL-PMY | Switch |  |  | DR | http://www.toronto.ca/TWONTO#00590 | Electrical Equipment | Maryport Sewage Pumping Station
| COL-PMY-DR-0002 | Switch, Door | COL-PMY-MISC | Switch |  |  | DR | http://www.toronto.ca/TWONTO#00590 | Electrical Equipment | Miscellaneous Equipment
| COL-PMY-DR-0003 | Switch, Door | COL-PMY | Switch |  |  | DR | http://www.toronto.ca/TWONTO#00590 | Electrical Equipment | Maryport Sewage Pumping Station
| COL-PMY-DR-0003 | Switch, Door | COL-PMY-MISC | Switch |  |  | DR | http://www.toronto.ca/TWONTO#00590 | Electrical Equipment | Miscellaneous Equipment
| COL-PMY-F-0001 | Filter, Activated Carbon | COL-PMY | Fan |  |  | F | http://www.toronto.ca/TWONTO#00146 | Mechanical Equipment | Maryport Sewage Pumping Station
| COL-PMY-F-0001 | Filter, Activated Carbon | COL-PMY-MISC | Fan |  |  | F | http://www.toronto.ca/TWONTO#00146 | Mechanical Equipment | Miscellaneous Equipment
| COL-PMY-F-0002 | Filter, Compressed Air | COL-PMY-MISC | Filter |  |  | F | http://www.toronto.ca/TWONTO#00277 | Mechanical Equipment | Miscellaneous Equipment
| COL-PMY-F-0002 | Filter, Compressed Air | COL-PMY | Filter |  |  | F | http://www.toronto.ca/TWONTO#00277 | Mechanical Equipment | Maryport Sewage Pumping Station
| COL-PMY-FA-0001S | Fire Alarm System, above EL 171.50m | COL-W-OBSOLETE | Building Service,Fire Alarm |  | 42919 | FA | x | Obsolete Entity | Col West Obsolete Entities
| COL-PMY-FA-0001S | Fire Alarm System, above EL 171.50m | COL-PMY | Building Service,Fire Alarm |  | 42919 | FA | x | Obsolete Entity | Maryport Sewage Pumping Station
| COL-PMY-FA-0001S | Fire Alarm System, above EL 171.50m | COL-PMY-MISC | Building Service,Fire Alarm |  | 42919 | FA | x | Obsolete Entity | Miscellaneous Equipment
| COL-PMY-FA-0002S | Fire Alarm System, Electrical Room | COL-W-OBSOLETE | Building Service,Fire Alarm |  | 42920 | FA | x | Obsolete Entity | Col West Obsolete Entities
| COL-PMY-FA-0002S | Fire Alarm System, Electrical Room | COL-PMY | Building Service,Fire Alarm |  | 42920 | FA | x | Obsolete Entity | Maryport Sewage Pumping Station
| COL-PMY-FA-0002S | Fire Alarm System, Electrical Room | COL-PMY-MISC | Building Service,Fire Alarm |  | 42920 | FA | x | Obsolete Entity | Miscellaneous Equipment
| COL-PMY-FA-0003S | Fire Alarm System, Fan Room | COL-PMY | Building Service,Fire Alarm |  | 42921 | FA | x | Obsolete Entity | Maryport Sewage Pumping Station
| COL-PMY-FA-0003S | Fire Alarm System, Fan Room | COL-PMY-MISC | Building Service,Fire Alarm |  | 42921 | FA | x | Obsolete Entity | Miscellaneous Equipment
| COL-PMY-FA-0003S | Fire Alarm System, Fan Room | COL-W-OBSOLETE | Building Service,Fire Alarm |  | 42921 | FA | x | Obsolete Entity | Col West Obsolete Entities
| COL-PMY-FA-0004S | Fire Alarm System, RPU-0001 | COL-PMY | Building Service,Fire Alarm |  | 42922 | FA | x | Obsolete Entity | Maryport Sewage Pumping Station
| COL-PMY-FA-0004S | Fire Alarm System, RPU-0001 | COL-PMY-MISC | Building Service,Fire Alarm |  | 42922 | FA | x | Obsolete Entity | Miscellaneous Equipment
| COL-PMY-FA-0004S | Fire Alarm System, RPU-0001 | COL-W-OBSOLETE | Building Service,Fire Alarm |  | 42922 | FA | x | Obsolete Entity | Col West Obsolete Entities
| COL-PMY-FA-0005S | Fire Alarm System, Shaft 8B | COL-PMY-MISC | Building Service,Fire Alarm |  | 42923 | FA | x | Obsolete Entity | Miscellaneous Equipment
| COL-PMY-FA-0005S | Fire Alarm System, Shaft 8B | COL-W-OBSOLETE | Building Service,Fire Alarm |  | 42923 | FA | x | Obsolete Entity | Col West Obsolete Entities
| COL-PMY-FA-0005S | Fire Alarm System, Shaft 8B | COL-PMY | Building Service,Fire Alarm |  | 42923 | FA | x | Obsolete Entity | Maryport Sewage Pumping Station
| COL-PMY-FEQ-0001S | Fire Prevention, Extinguisher | COL-PMY-MISC | Fire Prevention,Extinguisher |  | 40919 | FEQ | x | Obsolete Entity | Miscellaneous Equipment
| COL-PMY-FEQ-0001S | Fire Prevention, Extinguisher | COL-W-OBSOLETE | Fire Prevention,Extinguisher |  | 40919 | FEQ | x | Obsolete Entity | Col West Obsolete Entities
| COL-PMY-FEQ-0001S | Fire Prevention, Extinguisher | COL-PMY | Fire Prevention,Extinguisher |  | 40919 | FEQ | x | Obsolete Entity | Maryport Sewage Pumping Station
| COL-PMY-FEQ-0002S | Fire Prevention, Extinguisher | COL-PMY-MISC | Fire Prevention,Extinguisher |  | 40921 | FEQ | x | Obsolete Entity | Miscellaneous Equipment
| COL-PMY-FEQ-0002S | Fire Prevention, Extinguisher | COL-W-OBSOLETE | Fire Prevention,Extinguisher |  | 40921 | FEQ | x | Obsolete Entity | Col West Obsolete Entities
| COL-PMY-FEQ-0002S | Fire Prevention, Extinguisher | COL-PMY | Fire Prevention,Extinguisher |  | 40921 | FEQ | x | Obsolete Entity | Maryport Sewage Pumping Station
| COL-PMY-FEQ-0003S | Fire Prevention, Extinguisher | COL-PMY | Fire Prevention,Extinguisher |  | 40922 | FEQ | x | Obsolete Entity | Maryport Sewage Pumping Station
| COL-PMY-FEQ-0003S | Fire Prevention, Extinguisher | COL-PMY-MISC | Fire Prevention,Extinguisher |  | 40922 | FEQ | x | Obsolete Entity | Miscellaneous Equipment
| COL-PMY-FEQ-0003S | Fire Prevention, Extinguisher | COL-W-OBSOLETE | Fire Prevention,Extinguisher |  | 40922 | FEQ | x | Obsolete Entity | Col West Obsolete Entities
| COL-PMY-FEQ-0004S | Fire Prevention, Extinguisher | COL-PMY | Fire Prevention,Extinguisher |  | 40923 | FEQ | x | Obsolete Entity | Maryport Sewage Pumping Station
| COL-PMY-FEQ-0004S | Fire Prevention, Extinguisher | COL-W-OBSOLETE | Fire Prevention,Extinguisher |  | 40923 | FEQ | x | Obsolete Entity | Col West Obsolete Entities
| COL-PMY-FEQ-0004S | Fire Prevention, Extinguisher | COL-PMY-MISC | Fire Prevention,Extinguisher |  | 40923 | FEQ | x | Obsolete Entity | Miscellaneous Equipment
| COL-PMY-FEQ-0005S | Fire Prevention, Extinguisher | COL-PMY | Fire Prevention,Extinguisher |  | 40924 | FEQ | x | Obsolete Entity | Maryport Sewage Pumping Station
| COL-PMY-FEQ-0005S | Fire Prevention, Extinguisher | COL-PMY-MISC | Fire Prevention,Extinguisher |  | 40924 | FEQ | x | Obsolete Entity | Miscellaneous Equipment
| COL-PMY-FEQ-0005S | Fire Prevention, Extinguisher | COL-W-OBSOLETE | Fire Prevention,Extinguisher |  | 40924 | FEQ | x | Obsolete Entity | Col West Obsolete Entities
| COL-PMY-FEQ-0006S | Fire Prevention, Extinguisher | COL-W-OBSOLETE | Fire Prevention,Extinguisher |  | 40925 | FEQ | x | Obsolete Entity | Col West Obsolete Entities
| COL-PMY-FEQ-0006S | Fire Prevention, Extinguisher | COL-PMY | Fire Prevention,Extinguisher |  | 40925 | FEQ | x | Obsolete Entity | Maryport Sewage Pumping Station
| COL-PMY-FEQ-0006S | Fire Prevention, Extinguisher | COL-PMY-MISC | Fire Prevention,Extinguisher |  | 40925 | FEQ | x | Obsolete Entity | Miscellaneous Equipment
| COL-PMY-FIT-0101 | Transmitter, Flow | COL-PMY | Transmitter |  |  | FIT | http://www.toronto.ca/TWONTO#00369 | Instrumentation Equipment | Maryport Sewage Pumping Station
| COL-PMY-FIT-0101 | Transmitter, Flow | COL-PMY-MISC | Transmitter |  |  | FIT | http://www.toronto.ca/TWONTO#00369 | Instrumentation Equipment | Miscellaneous Equipment
| COL-PMY-FIT-0201 | Transmitter, Flow | COL-PMY | Transmitter |  |  | FIT | http://www.toronto.ca/TWONTO#00369 | Instrumentation Equipment | Maryport Sewage Pumping Station
| COL-PMY-FIT-0201 | Transmitter, Flow | COL-PMY-MISC | Transmitter |  |  | FIT | http://www.toronto.ca/TWONTO#00369 | Instrumentation Equipment | Miscellaneous Equipment
| COL-PMY-FN-0001 | Fan, Low Volume Supply | COL-PMY-MISC | Fan |  |  | FN | http://www.toronto.ca/TWONTO#OWLClass_binid-posum-pozar-motav | Mechanical Equipment | Miscellaneous Equipment
| COL-PMY-FN-0001 | Fan, Low Volume Supply | COL-PMY | Fan |  |  | FN | http://www.toronto.ca/TWONTO#OWLClass_binid-posum-pozar-motav | Mechanical Equipment | Maryport Sewage Pumping Station
| COL-PMY-FN-0002 | Fan, High Volume Supply | COL-PMY | Fan |  |  | FN | http://www.toronto.ca/TWONTO#OWLClass_binid-posum-pozar-motav | Mechanical Equipment | Maryport Sewage Pumping Station
| COL-PMY-FN-0002 | Fan, High Volume Supply | COL-PMY-MISC | Fan |  |  | FN | http://www.toronto.ca/TWONTO#OWLClass_binid-posum-pozar-motav | Mechanical Equipment | Miscellaneous Equipment
| COL-PMY-FN-0003 | Fan, Low Volume Exhaust | COL-PMY | Fan |  |  | FN | http://www.toronto.ca/TWONTO#OWLClass_binid-posum-pozar-motav | Mechanical Equipment | Maryport Sewage Pumping Station
| COL-PMY-FN-0003 | Fan, Low Volume Exhaust | COL-PMY-MISC | Fan |  |  | FN | http://www.toronto.ca/TWONTO#OWLClass_binid-posum-pozar-motav | Mechanical Equipment | Miscellaneous Equipment
| COL-PMY-FN-0004 | Fan, High Volume Exhaust | COL-PMY | Fan |  |  | FN | http://www.toronto.ca/TWONTO#OWLClass_binid-posum-pozar-motav | Mechanical Equipment | Maryport Sewage Pumping Station
| COL-PMY-FN-0004 | Fan, High Volume Exhaust | COL-PMY-MISC | Fan |  |  | FN | http://www.toronto.ca/TWONTO#OWLClass_binid-posum-pozar-motav | Mechanical Equipment | Miscellaneous Equipment
| COL-PMY-FN-0005 | Fan, Drywell Ventilation | COL-PMY | Fan |  |  | FN | http://www.toronto.ca/TWONTO#OWLClass_binid-posum-pozar-motav | Mechanical Equipment | Maryport Sewage Pumping Station
| COL-PMY-FN-0005 | Fan, Drywell Ventilation | COL-PMY-MISC | Fan |  |  | FN | http://www.toronto.ca/TWONTO#OWLClass_binid-posum-pozar-motav | Mechanical Equipment | Miscellaneous Equipment
| COL-PMY-FN-0006 | Fan, Drywell Exhaust | COL-PMY | Fan |  |  | FN | http://www.toronto.ca/TWONTO#OWLClass_binid-posum-pozar-motav | Mechanical Equipment | Maryport Sewage Pumping Station
| COL-PMY-FN-0006 | Fan, Drywell Exhaust | COL-PMY-MISC | Fan |  |  | FN | http://www.toronto.ca/TWONTO#OWLClass_binid-posum-pozar-motav | Mechanical Equipment | Miscellaneous Equipment
| COL-PMY-FN-0008 | Fan, Shaft 8B | COL-PMY | Fan |  |  | FN | http://www.toronto.ca/TWONTO#OWLClass_binid-posum-pozar-motav | Mechanical Equipment | Maryport Sewage Pumping Station
| COL-PMY-FN-0008 | Fan, Shaft 8B | COL-PMY-MISC | Fan |  |  | FN | http://www.toronto.ca/TWONTO#OWLClass_binid-posum-pozar-motav | Mechanical Equipment | Miscellaneous Equipment
| COL-PMY-FSL-0001 | Switch, Flow-Low | COL-PMY | Switch |  |  | FSL | http://www.toronto.ca/TWONTO#00367 | Instrumentation Equipment | Maryport Sewage Pumping Station
| COL-PMY-FSL-0001 | Switch, Flow-Low | COL-PMY-MISC | Switch |  |  | FSL | http://www.toronto.ca/TWONTO#00367 | Instrumentation Equipment | Miscellaneous Equipment
| COL-PMY-FSL-0002 | Switch, Flow-Low | COL-PMY | Switch |  |  | FSL | http://www.toronto.ca/TWONTO#00367 | Instrumentation Equipment | Maryport Sewage Pumping Station
| COL-PMY-FSL-0002 | Switch, Flow-Low | COL-PMY-MISC | Switch |  |  | FSL | http://www.toronto.ca/TWONTO#00367 | Instrumentation Equipment | Miscellaneous Equipment
| COL-PMY-FSL-0003 | Switch, Flow-Low | COL-PMY | Switch |  |  | FSL | http://www.toronto.ca/TWONTO#00367 | Instrumentation Equipment | Maryport Sewage Pumping Station
| COL-PMY-FSL-0003 | Switch, Flow-Low | COL-PMY-MISC | Switch |  |  | FSL | http://www.toronto.ca/TWONTO#00367 | Instrumentation Equipment | Miscellaneous Equipment
| COL-PMY-FSL-0004 | Switch, Flow-Low | COL-PMY-MISC | Switch |  |  | FSL | http://www.toronto.ca/TWONTO#00367 | Instrumentation Equipment | Miscellaneous Equipment
| COL-PMY-FSL-0004 | Switch, Flow-Low | COL-PMY | Switch |  |  | FSL | http://www.toronto.ca/TWONTO#00367 | Instrumentation Equipment | Maryport Sewage Pumping Station
| COL-PMY-FSL-0005 | Switch, Flow-Low | COL-PMY | Switch |  |  | FSL | http://www.toronto.ca/TWONTO#00367 | Instrumentation Equipment | Maryport Sewage Pumping Station
| COL-PMY-FSL-0005 | Switch, Flow-Low | COL-PMY-MISC | Switch |  |  | FSL | http://www.toronto.ca/TWONTO#00367 | Instrumentation Equipment | Miscellaneous Equipment
| COL-PMY-FSL-0006 | Switch, Flow-Low | COL-PMY | Switch |  |  | FSL | http://www.toronto.ca/TWONTO#00367 | Instrumentation Equipment | Maryport Sewage Pumping Station
| COL-PMY-FSL-0006 | Switch, Flow-Low | COL-PMY-MISC | Switch |  |  | FSL | http://www.toronto.ca/TWONTO#00367 | Instrumentation Equipment | Miscellaneous Equipment
| COL-PMY-FSL-0007 | Switch, Flow-Low | COL-PMY | Switch |  |  | FSL | http://www.toronto.ca/TWONTO#00367 | Instrumentation Equipment | Maryport Sewage Pumping Station
| COL-PMY-FSL-0007 | Switch, Flow-Low | COL-PMY-MISC | Switch |  |  | FSL | http://www.toronto.ca/TWONTO#00367 | Instrumentation Equipment | Miscellaneous Equipment
| COL-PMY-HTR-0001 | Heater, Unit | COL-PMY | Heater |  |  | HTR | http://www.toronto.ca/TWONTO#00418 | Mechanical Equipment | Maryport Sewage Pumping Station
| COL-PMY-HTR-0001 | Heater, Unit | COL-PMY-MISC | Heater |  |  | HTR | http://www.toronto.ca/TWONTO#00418 | Mechanical Equipment | Miscellaneous Equipment
| COL-PMY-HTR-0002 | Heater, Unit | COL-PMY | Heater |  |  | HTR | http://www.toronto.ca/TWONTO#00418 | Mechanical Equipment | Maryport Sewage Pumping Station
| COL-PMY-HTR-0002 | Heater, Unit | COL-PMY-MISC | Heater |  |  | HTR | http://www.toronto.ca/TWONTO#00418 | Mechanical Equipment | Miscellaneous Equipment
| COL-PMY-HTR-0003 | Heater, Unit | COL-PMY | Heater |  |  | HTR | http://www.toronto.ca/TWONTO#00418 | Mechanical Equipment | Maryport Sewage Pumping Station
| COL-PMY-HTR-0003 | Heater, Unit | COL-PMY-MISC | Heater |  |  | HTR | http://www.toronto.ca/TWONTO#00418 | Mechanical Equipment | Miscellaneous Equipment
| COL-PMY-HTR-0004 | Heater, Unit | COL-PMY | Heater |  |  | HTR | http://www.toronto.ca/TWONTO#00418 | Mechanical Equipment | Maryport Sewage Pumping Station
| COL-PMY-HTR-0004 | Heater, Unit | COL-PMY-MISC | Heater |  |  | HTR | http://www.toronto.ca/TWONTO#00418 | Mechanical Equipment | Miscellaneous Equipment
| COL-PMY-JIT-0001 | Meter, Power Indicating Transmitter | COL-PMY | Meter |  |  | JIT | http://www.toronto.ca/TWONTO#00302 | Instrumentation Equipment | Maryport Sewage Pumping Station
| COL-PMY-JIT-0001 | Meter, Power Indicating Transmitter | COL-PMY-MISC | Meter |  |  | JIT | http://www.toronto.ca/TWONTO#00302 | Instrumentation Equipment | Miscellaneous Equipment
| COL-PMY-JIT-0002 | Meter, Power Indicating Transmitter | COL-PMY-MISC | Meter |  |  | JIT | http://www.toronto.ca/TWONTO#00302 | Instrumentation Equipment | Miscellaneous Equipment
| COL-PMY-JIT-0002 | Meter, Power Indicating Transmitter | COL-PMY | Meter |  |  | JIT | http://www.toronto.ca/TWONTO#00302 | Instrumentation Equipment | Maryport Sewage Pumping Station
| COL-PMY-JIT-0003 | Meter, Voltage | COL-PMY | Meter |  |  | JIT | http://www.toronto.ca/TWONTO#00302 | Instrumentation Equipment | Maryport Sewage Pumping Station
| COL-PMY-JIT-0003 | Meter, Voltage | COL-PMY-MISC | Meter |  |  | JIT | http://www.toronto.ca/TWONTO#00302 | Instrumentation Equipment | Miscellaneous Equipment
| COL-PMY-JIT-0004 | Meter, Voltage | COL-PMY-MISC | Meter |  |  | JIT | http://www.toronto.ca/TWONTO#00302 | Instrumentation Equipment | Miscellaneous Equipment
| COL-PMY-JIT-0004 | Meter, Voltage | COL-PMY | Meter |  |  | JIT | http://www.toronto.ca/TWONTO#00302 | Instrumentation Equipment | Maryport Sewage Pumping Station
| COL-PMY-LIT-0101 | Transmitter, Level | COL-PMY | Transmitter,Level |  |  | LIT | http://www.toronto.ca/TWONTO#00467 | Instrumentation Equipment | Maryport Sewage Pumping Station
| COL-PMY-LIT-0101 | Transmitter, Level | COL-PMY-MISC | Transmitter,Level |  |  | LIT | http://www.toronto.ca/TWONTO#00467 | Instrumentation Equipment | Miscellaneous Equipment
| COL-PMY-LP-0001 | Control Panel, Lighting | COL-PMY | Control Panel |  |  | LP | http://www.toronto.ca/TWONTO#00477 | Electrical Equipment | Maryport Sewage Pumping Station
| COL-PMY-LP-0001 | Control Panel, Lighting | COL-PMY-MISC | Control Panel |  |  | LP | http://www.toronto.ca/TWONTO#00477 | Electrical Equipment | Miscellaneous Equipment
| COL-PMY-LP-0002 | Control Panel, Lighting | COL-PMY | Control Panel |  |  | LP | http://www.toronto.ca/TWONTO#00477 | Electrical Equipment | Maryport Sewage Pumping Station
| COL-PMY-LP-0002 | Control Panel, Lighting | COL-PMY-MISC | Control Panel |  |  | LP | http://www.toronto.ca/TWONTO#00477 | Electrical Equipment | Miscellaneous Equipment
| COL-PMY-LP-0003 | Control Panel, Lighting | COL-PMY | Control Panel |  |  | LP | http://www.toronto.ca/TWONTO#00477 | Electrical Equipment | Maryport Sewage Pumping Station
| COL-PMY-LP-0003 | Control Panel, Lighting | COL-PMY-MISC | Control Panel |  |  | LP | http://www.toronto.ca/TWONTO#00477 | Electrical Equipment | Miscellaneous Equipment
| COL-PMY-LS-0201 | Switch, Level | COL-PMY-MISC | Switch,Level |  |  | LS | http://www.toronto.ca/TWONTO#00466 | Instrumentation Equipment | Miscellaneous Equipment
| COL-PMY-LS-0201 | Switch, Level | COL-PMY | Switch,Level |  |  | LS | http://www.toronto.ca/TWONTO#00466 | Instrumentation Equipment | Maryport Sewage Pumping Station
| COL-PMY-LSH-0001 | Switch, Level-High | COL-PMY-MISC | Switch |  |  | LSH | http://www.toronto.ca/TWONTO#00466 | Instrumentation Equipment | Miscellaneous Equipment
| COL-PMY-LSH-0103 | Switch, Level-High | COL-PMY-MISC | Switch |  |  | LSH | http://www.toronto.ca/TWONTO#00466 | Instrumentation Equipment | Miscellaneous Equipment
| COL-PMY-LSH-0105 | Switch, Level-High | COL-PMY-MISC | Switch |  |  | LSH | http://www.toronto.ca/TWONTO#00466 | Instrumentation Equipment | Miscellaneous Equipment
| COL-PMY-LSHH-0104 | Switch, Level-High High | COL-PMY-MISC | Switch |  |  | LSHH | http://www.toronto.ca/TWONTO#00466 | Instrumentation Equipment | Miscellaneous Equipment
| COL-PMY-LSL-0102 | Switch, Level-Low | COL-PMY-MISC | Switch |  |  | LSL | http://www.toronto.ca/TWONTO#00466 | Instrumentation Equipment | Miscellaneous Equipment
| COL-PMY-LSL-0102 | Switch, Level-Low | COL-PMY | Switch |  |  | LSL | http://www.toronto.ca/TWONTO#00466 | Instrumentation Equipment | Maryport Sewage Pumping Station
| COL-PMY-LSLL-0101 | Switch, Level-Low Low | COL-PMY | Switch |  |  | LSLL | http://www.toronto.ca/TWONTO#00466 | Instrumentation Equipment | Maryport Sewage Pumping Station
| COL-PMY-LSLL-0101 | Switch, Level-Low Low | COL-PMY-MISC | Switch |  |  | LSLL | http://www.toronto.ca/TWONTO#00466 | Instrumentation Equipment | Miscellaneous Equipment
| COL-PMY-LTG-0001S | Lighting, Emergency Lighting | COL-PMY-MISC | Lighting |  | 42948 | LTG | x | Obsolete Entity | Miscellaneous Equipment
| COL-PMY-LTG-0001S | Lighting, Emergency Lighting | COL-W-OBSOLETE | Lighting |  | 42948 | LTG | x | Obsolete Entity | Col West Obsolete Entities
| COL-PMY-LTG-0001S | Lighting, Emergency Lighting | COL-PMY | Lighting |  | 42948 | LTG | x | Obsolete Entity | Maryport Sewage Pumping Station
| COL-PMY-LTG-0002S | Lighting, Emergency Lighting | COL-PMY | Lighting |  | 42949 | LTG | x | Obsolete Entity | Maryport Sewage Pumping Station
| COL-PMY-LTG-0002S | Lighting, Emergency Lighting | COL-PMY-MISC | Lighting |  | 42949 | LTG | x | Obsolete Entity | Miscellaneous Equipment
| COL-PMY-LTG-0002S | Lighting, Emergency Lighting | COL-W-OBSOLETE | Lighting |  | 42949 | LTG | x | Obsolete Entity | Col West Obsolete Entities
| COL-PMY-MCC-0001 | Motor Control Center, Shaft 8A | COL-PMY | Control Panel,MCC |  |  | MCC | http://www.toronto.ca/TWONTO#00110 | Electrical Equipment | Maryport Sewage Pumping Station
| COL-PMY-MCC-0001 | Motor Control Center, Shaft 8A | COL-PMY-MISC | Control Panel,MCC |  |  | MCC | http://www.toronto.ca/TWONTO#00110 | Electrical Equipment | Miscellaneous Equipment
| COL-PMY-MCC-0002 | Motor Control Centre, Emergency Power | COL-PMY-MISC | Control Panel,MCC |  |  | MCC | http://www.toronto.ca/TWONTO#00110 | Electrical Equipment | Miscellaneous Equipment
| COL-PMY-MCC-0002 | Motor Control Centre, Emergency Power | COL-PMY | Control Panel,MCC |  |  | MCC | http://www.toronto.ca/TWONTO#00110 | Electrical Equipment | Maryport Sewage Pumping Station
| TAB-DIS-MEQ | Chlorine - Building Mechanical, Sump Pumps | TAB-DIS |  |  |  |  | http://www.toronto.ca/TWONTO#00260 | Equipment Location | Disinfection
| TAB-DIS-ELS | Chlorine Building Electrical | TAB-DIS |  |  |  |  | http://www.toronto.ca/TWONTO#00260 | Equipment Location | Disinfection
| COL-PMY-P-0100 | Pump, Centrifugal | COL-PMY | Pump |  |  | P | http://www.toronto.ca/TWONTO#00626 | Mechanical Equipment | Maryport Sewage Pumping Station
| COL-PMY-P-0200 | Pump, Centrifugal | COL-PMY | Pump |  |  | P | http://www.toronto.ca/TWONTO#00626 | Mechanical Equipment | Maryport Sewage Pumping Station
| COL-PMY-PI-0001 | Indicator, Pressure | COL-PMY | Meter |  |  | PI | http://www.toronto.ca/TWONTO#punol-kujib-zolom-dolav | Instrumentation Equipment | Maryport Sewage Pumping Station
| COL-PMY-PI-0001 | Indicator, Pressure | COL-PMY-MISC | Meter |  |  | PI | http://www.toronto.ca/TWONTO#punol-kujib-zolom-dolav | Instrumentation Equipment | Miscellaneous Equipment
| COL-PMY-PIT-0001 | Transmitter, Pressure | COL-PMY-MISC | Transmitter |  |  | PIT | http://www.toronto.ca/TWONTO#00605 | Instrumentation Equipment | Miscellaneous Equipment
| COL-PMY-PIT-0001 | Transmitter, Pressure | COL-PMY | Transmitter |  |  | PIT | http://www.toronto.ca/TWONTO#00605 | Instrumentation Equipment | Maryport Sewage Pumping Station
| COL-PMY-PIT-0002 | Transmitter, Pressure | COL-PMY-MISC | Transmitter |  |  | PIT | http://www.toronto.ca/TWONTO#00605 | Instrumentation Equipment | Miscellaneous Equipment
| COL-PMY-PIT-0002 | Transmitter, Pressure | COL-PMY | Transmitter |  |  | PIT | http://www.toronto.ca/TWONTO#00605 | Instrumentation Equipment | Maryport Sewage Pumping Station
| COL-PMY-PSL-0001 | Switch, Level-Pressure | COL-PMY | Switch |  |  | PSL | http://www.toronto.ca/TWONTO#00604 | Instrumentation Equipment | Maryport Sewage Pumping Station
| COL-PMY-PSL-0001 | Switch, Level-Pressure | COL-PMY-MISC | Switch |  |  | PSL | http://www.toronto.ca/TWONTO#00604 | Instrumentation Equipment | Miscellaneous Equipment
| COL-PMY-RPU-0001 | Remote Processing Unit, Shaft 8A | COL-PMY | RPU |  |  | RPU | http://www.toronto.ca/TWONTO#00122 | Electrical Equipment | Maryport Sewage Pumping Station
| COL-PMY-RPU-0001 | Remote Processing Unit, Shaft 8A | COL-PMY-MISC | RPU |  |  | RPU | http://www.toronto.ca/TWONTO#00122 | Electrical Equipment | Miscellaneous Equipment
| COL-PMY-RPU-0002 | Remote Processing Unit | COL-PMY | RPU |  |  | RPU | http://www.toronto.ca/TWONTO#00122 | Electrical Equipment | Maryport Sewage Pumping Station
| COL-PMY-RPU-0002 | Remote Processing Unit | COL-PMY-MISC | RPU |  |  | RPU | http://www.toronto.ca/TWONTO#00122 | Electrical Equipment | Miscellaneous Equipment
| COL-PMY-SS-0001 | Security System, Shaft 8A | COL-PMY | Security System |  |  | SS | http://www.toronto.ca/TWONTO#00673 | Electrical Equipment | Maryport Sewage Pumping Station
| COL-PMY-SS-0001 | Security System, Shaft 8A | COL-PMY-MISC | Security System |  |  | SS | http://www.toronto.ca/TWONTO#00673 | Electrical Equipment | Miscellaneous Equipment
| COL-PMY-SS-0002 | Security System | COL-PMY | Security System |  |  | SS | http://www.toronto.ca/TWONTO#00673 | Electrical Equipment | Maryport Sewage Pumping Station
| COL-PMY-SS-0002 | Security System | COL-PMY-MISC | Security System |  |  | SS | http://www.toronto.ca/TWONTO#00673 | Electrical Equipment | Miscellaneous Equipment
| COL-PMY-SW-0001 | Switch, Disconnect | COL-PMY | Switch |  |  | SW | http://www.toronto.ca/TWONTO#00594 | Electrical Equipment | Maryport Sewage Pumping Station
| COL-PMY-SW-0001 | Switch, Disconnect | COL-PMY-MISC | Switch |  |  | SW | http://www.toronto.ca/TWONTO#00594 | Electrical Equipment | Miscellaneous Equipment
| COL-PMY-T-0001 | Tank, Domestic Hot Water | COL-PMY | Tank |  |  | T | http://www.toronto.ca/TWONTO#00427 | Mechanical Equipment | Maryport Sewage Pumping Station
| COL-PMY-T-0001 | Tank, Domestic Hot Water | COL-PMY-MISC | Tank |  |  | T | http://www.toronto.ca/TWONTO#00427 | Mechanical Equipment | Miscellaneous Equipment
| COL-PMY-TR-0001 | Transformer, Power Metering | COL-PMY-MISC | Transformer |  |  | TR | http://www.toronto.ca/TWONTO#00755 | Electrical Equipment | Miscellaneous Equipment
| COL-PMY-TR-0001 | Transformer, Power Metering | COL-PMY | Transformer |  |  | TR | http://www.toronto.ca/TWONTO#00755 | Electrical Equipment | Maryport Sewage Pumping Station
| COL-PMY-TR-0002 | Transformer, Lighting | COL-PMY | Transformer |  |  | TR | http://www.toronto.ca/TWONTO#00755 | Electrical Equipment | Maryport Sewage Pumping Station
| COL-PMY-TR-0002 | Transformer, Lighting | COL-PMY-MISC | Transformer |  |  | TR | http://www.toronto.ca/TWONTO#00755 | Electrical Equipment | Miscellaneous Equipment
| COL-PMY-TR-0003 | Transformer, Lighting | COL-PMY | Transformer |  |  | TR | http://www.toronto.ca/TWONTO#00755 | Electrical Equipment | Maryport Sewage Pumping Station
| COL-PMY-TR-0003 | Transformer, Lighting | COL-PMY-MISC | Transformer |  |  | TR | http://www.toronto.ca/TWONTO#00755 | Electrical Equipment | Miscellaneous Equipment
| COL-PMY-TS-0001 | Switch, Transfer | COL-PMY | Switch |  |  | TS | http://www.toronto.ca/TWONTO#00754 | Electrical Equipment | Maryport Sewage Pumping Station
| COL-PMY-TS-0001 | Switch, Transfer | COL-PMY-MISC | Switch |  |  | TS | http://www.toronto.ca/TWONTO#00754 | Electrical Equipment | Miscellaneous Equipment
| COL-PMY-TS-0002 | Switch, Transfer | COL-PMY | Switch |  |  | TS | http://www.toronto.ca/TWONTO#00754 | Electrical Equipment | Maryport Sewage Pumping Station
| COL-PMY-TS-0002 | Switch, Transfer | COL-PMY-MISC | Switch |  |  | TS | http://www.toronto.ca/TWONTO#00754 | Electrical Equipment | Miscellaneous Equipment
| COL-PMY-WEL-0100 | Wet Well | COL-PMY | Well |  |  | WEL | http://www.toronto.ca/TWONTO#00811 | Mechanical Equipment | Maryport Sewage Pumping Station
| COL-PMY-WEL-0100 | Wet Well | COL-PMY-MISC | Well |  |  | WEL | http://www.toronto.ca/TWONTO#00811 | Mechanical Equipment | Miscellaneous Equipment
| COL-PNO-LSLL-0101 | Switch, Level Low-Low | COL-PNO | Switch,Level |  |  | LSLL | http://www.toronto.ca/TWONTO#00466 | Instrumentation Equipment | Nottawa Sewage Pumping Station (Algonquin Island PS#3)
| COL-PNO-LSLL-0102 | Switch, Level Low-Low | COL-PNO | Switch,Level |  |  | LSLL | http://www.toronto.ca/TWONTO#00466 | Instrumentation Equipment | Nottawa Sewage Pumping Station (Algonquin Island PS#3)
| COL-PNO-LSLL-0103 | Switch, Level Low-Low | COL-PNO | Switch,Level |  |  | LSLL | http://www.toronto.ca/TWONTO#00466 | Instrumentation Equipment | Nottawa Sewage Pumping Station (Algonquin Island PS#3)
| COL-PNO-LSLL-0104 | Switch, Level Low-Low | COL-PNO | Switch,Level |  |  | LSLL | http://www.toronto.ca/TWONTO#00466 | Instrumentation Equipment | Nottawa Sewage Pumping Station (Algonquin Island PS#3)
112263 | TAB-DIS-SQ | Chlorine Building Safety Equipment | TAB-DIS |  | Safety Equipment |  |  | http://www.toronto.ca/TWONTO#00260 |  | Disinfection
| TAB-DIS-SS-25 | Chlorine Process - Pumps, Chlorine Residual, Circulating, Spray, Return | TAB-DIS-CHL |  |  |  | SS | http://www.toronto.ca/TWONTO#00260 | Equipment Location | Chlorination Process
| COL-PNT-OIT-0001 | Operator Interface Terminal | COL-PNT | Computer Equipment,Monitor |  |  | OIT | http://www.toronto.ca/TWONTO#00548 | Electrical Equipment | New Toronto Pumping Station
| TAB-DIS-SS-35 | Chlorine Process - Scrubber System | TAB-DIS-CHL |  |  |  | SS | http://www.toronto.ca/TWONTO#00260 | Equipment Location | Chlorination Process
| COL-POM-OIT-0001 | Operator Interface Terminal | COL-POM | Computer Equipment,Monitor |  |  | OIT | http://www.toronto.ca/TWONTO#00548 | Electrical Equipment | Old Mill Sewage Pumping Station
| COL-POM-OIT-0001 | Operator Interface Terminal | COL-POM-MISC | Computer Equipment,Monitor |  |  | OIT | http://www.toronto.ca/TWONTO#00548 | Electrical Equipment | Miscellaneous Equipment
| COL-POM-PIP-0001 | Piping | COL-POM-MISC | Pump |  |  | PIP | http://www.toronto.ca/TWONTO#00569 | Mechanical Equipment | Miscellaneous Equipment
| COL-PPU-ALR-0001 | Control Panel, Electrical | COL-PPU | Control Panel |  |  | ALR | http://www.toronto.ca/TWONTO#00154 | Electrical Equipment | Port Union Road Sewage Pumping Station
| COL-PPU-ALR-0001 | Control Panel, Electrical | COL-PPU-MISC | Control Panel |  |  | ALR | http://www.toronto.ca/TWONTO#00154 | Electrical Equipment | Miscellaneous Equipment
| COL-PPU-COM-0001 | Control Panel, Operator | COL-PPU | Control Panel |  |  | COM | http://www.toronto.ca/TWONTO#00613 | Electrical Equipment | Port Union Road Sewage Pumping Station
| COL-PPU-COM-0001 | Control Panel, Operator | COL-PPU-MISC | Control Panel |  |  | COM | http://www.toronto.ca/TWONTO#00613 | Electrical Equipment | Miscellaneous Equipment
| COL-PPU-CP-0001 | Control Panel, Operator | COL-PPU | Control Panel |  |  | CP | http://www.toronto.ca/TWONTO#00613 | Electrical Equipment | Port Union Road Sewage Pumping Station
| COL-PPU-CP-0001 | Control Panel, Operator | COL-PPU-MISC | Control Panel |  |  | CP | http://www.toronto.ca/TWONTO#00613 | Electrical Equipment | Miscellaneous Equipment
| COL-PPU-CP-0002 | Control Panel, Operator | COL-PPU | Control Panel |  |  | CP | http://www.toronto.ca/TWONTO#00613 | Electrical Equipment | Port Union Road Sewage Pumping Station
| COL-PPU-CP-0002 | Control Panel, Operator | COL-PPU-MISC | Control Panel |  |  | CP | http://www.toronto.ca/TWONTO#00613 | Electrical Equipment | Miscellaneous Equipment
| COL-PPU-DM-0001 | Damper/Louver, Generator Room | COL-PPU | Damper/Louver |  |  | DM | http://www.toronto.ca/TWONTO#00142 | Mechanical Equipment | Port Union Road Sewage Pumping Station
| COL-PPU-DM-0001 | Damper/Louver, Generator Room | COL-PPU-MISC | Damper/Louver |  |  | DM | http://www.toronto.ca/TWONTO#00142 | Mechanical Equipment | Miscellaneous Equipment
| COL-PPU-DM-0002 | Damper/Louver, Generator Room | COL-PPU | Damper/Louver |  |  | DM | http://www.toronto.ca/TWONTO#00142 | Mechanical Equipment | Port Union Road Sewage Pumping Station
| COL-PPU-DM-0002 | Damper/Louver, Generator Room | COL-PPU-MISC | Damper/Louver |  |  | DM | http://www.toronto.ca/TWONTO#00142 | Mechanical Equipment | Miscellaneous Equipment
| COL-PPU-DM-0003 | Damper/Louver, Generator Room | COL-PPU | Damper/Louver |  |  | DM | http://www.toronto.ca/TWONTO#00142 | Mechanical Equipment | Port Union Road Sewage Pumping Station
| COL-PPU-DM-0003 | Damper/Louver, Generator Room | COL-PPU-MISC | Damper/Louver |  |  | DM | http://www.toronto.ca/TWONTO#00142 | Mechanical Equipment | Miscellaneous Equipment
| COL-PPU-DM-0004 | Damper/Louver, Generator Room | COL-PPU | Damper/Louver |  |  | DM | http://www.toronto.ca/TWONTO#00142 | Mechanical Equipment | Port Union Road Sewage Pumping Station
| COL-PPU-DM-0004 | Damper/Louver, Generator Room | COL-PPU-MISC | Damper/Louver |  |  | DM | http://www.toronto.ca/TWONTO#00142 | Mechanical Equipment | Miscellaneous Equipment
| COL-PPU-FN-0001 | Fan, Centrifugal | COL-PPU | Fan |  |  | FN | http://www.toronto.ca/TWONTO#OWLClass_binid-posum-pozar-motav | Mechanical Equipment | Port Union Road Sewage Pumping Station
| COL-PPU-FN-0001 | Fan, Centrifugal | COL-PPU-MISC | Fan |  |  | FN | http://www.toronto.ca/TWONTO#OWLClass_binid-posum-pozar-motav | Mechanical Equipment | Miscellaneous Equipment
| COL-PPU-FQ-0001 | Meter, Flow | COL-PPU | Meter,Flow |  |  | FQ | http://www.toronto.ca/TWONTO#00369 | Instrumentation Equipment | Port Union Road Sewage Pumping Station
| COL-PPU-FQ-0001 | Meter, Flow | COL-PPU-MISC | Meter,Flow |  |  | FQ | http://www.toronto.ca/TWONTO#00369 | Instrumentation Equipment | Miscellaneous Equipment
| COL-PPU-GEN-0001 | Generator, Electricity | COL-PPU | Generator |  |  | GEN | http://www.toronto.ca/TWONTO#00397 | Electrical Equipment | Port Union Road Sewage Pumping Station
| COL-PPU-GEN-0001 | Generator, Electricity | COL-PPU-MISC | Generator |  |  | GEN | http://www.toronto.ca/TWONTO#00397 | Electrical Equipment | Miscellaneous Equipment
| COL-PPU-HTR-0001 | Heater, Generator Room | COL-PPU | Heater |  |  | HTR | http://www.toronto.ca/TWONTO#00418 | Electrical Equipment | Port Union Road Sewage Pumping Station
| COL-PPU-HTR-0001 | Heater, Generator Room | COL-PPU-MISC | Heater |  |  | HTR | http://www.toronto.ca/TWONTO#00418 | Electrical Equipment | Miscellaneous Equipment
| COL-PPU-LIT-0001 | Transmitter, Level | COL-PPU | Transmitter,Level |  |  | LIT | http://www.toronto.ca/TWONTO#00467 | Instrumentation Equipment | Port Union Road Sewage Pumping Station
| COL-PPU-LIT-0001 | Transmitter, Level | COL-PPU-MISC | Transmitter,Level |  |  | LIT | http://www.toronto.ca/TWONTO#00467 | Instrumentation Equipment | Miscellaneous Equipment
| COL-PPU-LIT-0100 | Transmitter, Level | COL-PPU-MISC | Transmitter,Level |  |  | LIT | http://www.toronto.ca/TWONTO#00467 | Instrumentation Equipment | Miscellaneous Equipment
| COL-PPU-LP-0001 | Control Panel, Lighting | COL-PPU | Control Panel |  |  | LP | http://www.toronto.ca/TWONTO#00477 | Electrical Equipment | Port Union Road Sewage Pumping Station
| COL-PPU-LP-0001 | Control Panel, Lighting | COL-PPU-MISC | Control Panel |  |  | LP | http://www.toronto.ca/TWONTO#00477 | Electrical Equipment | Miscellaneous Equipment
| COL-PPU-LSH-0102 | Switch, Level-High | COL-PPU | Switch,Level |  |  | LSH | http://www.toronto.ca/TWONTO#00466 | Instrumentation Equipment | Port Union Road Sewage Pumping Station
| COL-PPU-LSH-0102 | Switch, Level-High | COL-PPU-MISC | Switch,Level |  |  | LSH | http://www.toronto.ca/TWONTO#00466 | Instrumentation Equipment | Miscellaneous Equipment
| COL-PPU-LSLL-0101 | Switch, Level Low-Low | COL-PPU | Switch,Level |  |  | LSLL | http://www.toronto.ca/TWONTO#00466 | Instrumentation Equipment | Port Union Road Sewage Pumping Station
| COL-PPU-LSLL-0101 | Switch, Level Low-Low | COL-PPU-MISC | Switch,Level |  |  | LSLL | http://www.toronto.ca/TWONTO#00466 | Instrumentation Equipment | Miscellaneous Equipment
| COL-PPU-LTG-0001 | Control Panel, Electrical | COL-PPU | Control Panel |  |  | LTG | http://www.toronto.ca/TWONTO#00110 | Electrical Equipment | Port Union Road Sewage Pumping Station
| COL-PPU-LTG-0001 | Control Panel, Electrical | COL-PPU-MISC | Control Panel |  |  | LTG | http://www.toronto.ca/TWONTO#00110 | Electrical Equipment | Miscellaneous Equipment
| THR-CW | City Water | THR WORK AREA 3 |  |  |  |  | http://www.toronto.ca/TWONTO#00260 | Process | Plant Services
| COL-PPU-P-0100 | Pump, Centrifugal | COL-PPU | Pump |  |  | P | http://www.toronto.ca/TWONTO#00626 | Mechanical Equipment | Port Union Road Sewage Pumping Station
| COL-PPU-P-0200 | Pump, Centrifugal | COL-PPU | Pump |  |  | P | http://www.toronto.ca/TWONTO#00626 | Mechanical Equipment | Port Union Road Sewage Pumping Station
| COL-PPU-P-0300 | Pump, Centrifugal | COL-PPU | Pump |  |  | P | http://www.toronto.ca/TWONTO#00626 | Mechanical Equipment | Port Union Road Sewage Pumping Station
| COL-PPU-RPU-0001 | Remote Processing Unit | COL-PPU-MISC | RPU |  |  | RPU | http://www.toronto.ca/TWONTO#00122 | Electrical Equipment | Miscellaneous Equipment
| COL-PPU-SS-0001 | Security System | COL-PPU | Security System |  |  | SS | http://www.toronto.ca/TWONTO#00673 | Electrical Equipment | Port Union Road Sewage Pumping Station
| COL-PPU-SS-0001 | Security System | COL-PPU-MISC | Security System |  |  | SS | http://www.toronto.ca/TWONTO#00673 | Electrical Equipment | Miscellaneous Equipment
| MAIN-182 | Main 182 | WTR-MT3 |  |  |  |  | http://www.toronto.ca/TWONTO#00804 | Sub-Process | Work Area 3 WEST Mains and Chambers
| MAIN-183 | Main 183 | WTR-LWA |  |  |  |  | http://www.toronto.ca/TWONTO#00804 | Sub-Process | Work Area 2 Central Mains and Chambers
| COL-PPU-SW-0002 | Switch, Lighting Transformer | COL-PPU | Switch |  |  | SW | http://www.toronto.ca/TWONTO#00594 | Electrical Equipment | Port Union Road Sewage Pumping Station
| COL-PPU-SW-0002 | Switch, Lighting Transformer | COL-PPU-MISC | Switch |  |  | SW | http://www.toronto.ca/TWONTO#00594 | Electrical Equipment | Miscellaneous Equipment
| COL-PPU-T-0001 | Tank, Diesel Fuel | COL-PPU-MISC | Tank |  |  | T | http://www.toronto.ca/TWONTO#00379 | Mechanical Equipment | Miscellaneous Equipment
| COL-PPU-T-0001 | Tank, Diesel Fuel | COL-PPU | Tank |  |  | T | http://www.toronto.ca/TWONTO#00379 | Mechanical Equipment | Port Union Road Sewage Pumping Station
| COL-PPU-T-0002 | Tank, Domestic Hot Water | COL-PPU | Tank |  |  | T | http://www.toronto.ca/TWONTO#00427 | Mechanical Equipment | Port Union Road Sewage Pumping Station
| COL-PPU-T-0002 | Tank, Domestic Hot Water | COL-PPU-MISC | Tank |  |  | T | http://www.toronto.ca/TWONTO#00427 | Mechanical Equipment | Miscellaneous Equipment
| COL-PPU-TR-0001 | Transformer, Power | COL-PPU | Transformer |  |  | TR | http://www.toronto.ca/TWONTO#00755 | Electrical Equipment | Port Union Road Sewage Pumping Station
| COL-PPU-TR-0001 | Transformer, Power | COL-PPU-MISC | Transformer |  |  | TR | http://www.toronto.ca/TWONTO#00755 | Electrical Equipment | Miscellaneous Equipment
| COL-PPU-TS-0001 | Switch, Transfer | COL-PPU-MISC | Switch |  |  | TS | http://www.toronto.ca/TWONTO#00754 | Electrical Equipment | Miscellaneous Equipment
| COL-PPU-WEL-0100 | Wet Well | COL-PPU | Well |  |  | WEL | http://www.toronto.ca/TWONTO#00811 | Mechanical Equipment | Port Union Road Sewage Pumping Station
| COL-PPU-WEL-0100 | Wet Well | COL-PPU-MISC | Well |  |  | WEL | http://www.toronto.ca/TWONTO#00811 | Mechanical Equipment | Miscellaneous Equipment
| TNT-CW | City Water | TNT WORK AREA 9 |  |  |  |  | http://www.toronto.ca/TWONTO#00260 | Process | North Toronto Treatment Plant
| COL-PQW-OIT-0001 | Operator Interface Terminal | COL-PQW | Computer Equipment,Monitor |  |  | OIT | http://www.toronto.ca/TWONTO#00548 | Electrical Equipment | Queensway Sewage Pumping Station
| COL-PQW-OIT-0001 | Operator Interface Terminal | COL-PQW-MISC | Computer Equipment,Monitor |  |  | OIT | http://www.toronto.ca/TWONTO#00548 | Electrical Equipment | Miscellaneous Equipment
| COL-PRC-LSLL-0101 | Switch, Level Low-Low | COL-PRC | Switch,Level |  |  | LSLL | http://www.toronto.ca/TWONTO#00466 | Instrumentation Equipment | Rectory Café Sewage Pumping Station (Wards Island PS #5)
| COL-PRC-LSLL-0102 | Switch, Level Low-Low | COL-PRC | Switch,Level |  |  | LSLL | http://www.toronto.ca/TWONTO#00466 | Instrumentation Equipment | Rectory Café Sewage Pumping Station (Wards Island PS #5)
| COL-PRC-LSLL-0103 | Switch, Level Low-Low | COL-PRC | Switch,Level |  |  | LSLL | http://www.toronto.ca/TWONTO#00466 | Instrumentation Equipment | Rectory Café Sewage Pumping Station (Wards Island PS #5)
| COL-PRC-LSLL-0104 | Switch, Level Low-Low | COL-PRC | Switch,Level |  |  | LSLL | http://www.toronto.ca/TWONTO#00466 | Instrumentation Equipment | Rectory Café Sewage Pumping Station (Wards Island PS #5)
| YTF-CW | City Water | YTF-BLDG |  |  |  |  | http://www.toronto.ca/TWONTO#00260 | Process | Bullding Services
| MAIN-183 | Main 183 | WTR-MT1 |  |  |  |  | http://www.toronto.ca/TWONTO#00804 | Sub-Process | Work Area 1 EAST Mains and Chambers
| MAIN-184 | Main 184 | WTR-LWA |  |  |  |  | http://www.toronto.ca/TWONTO#00804 | Sub-Process | Work Area 2 Central Mains and Chambers
| COL-PRD-CH-0001 | Chamber, Inlet | COL-PRD | Chamber |  |  | CH | http://www.toronto.ca/TWONTO#00318 | Mechanical Equipment | Redland Pumping Station
| COL-PRD-CH-0001 | Chamber, Inlet | COL-PRD-MISC | Chamber |  |  | CH | http://www.toronto.ca/TWONTO#00318 | Mechanical Equipment | Miscellaneous Equipment
| COL-PRD-CH-0002 | Chamber, Overflow | COL-PRD | Chamber |  |  | CH | http://www.toronto.ca/TWONTO#00318 | Mechanical Equipment | Redland Pumping Station
| COL-PRD-CH-0002 | Chamber, Overflow | COL-PRD-MISC | Chamber |  |  | CH | http://www.toronto.ca/TWONTO#00318 | Mechanical Equipment | Miscellaneous Equipment
| COL-PRD-CH-0003 | Force main Chamber 1 | COL-PRD-MISC | Chamber |  | 34027 | CH | x | Mechanical Equipment | Miscellaneous Equipment
| COL-PRD-CH-0004 | Force main Chamber 2 | COL-PRD-MISC | Chamber |  | 34028 | CH | x | Mechanical Equipment | Miscellaneous Equipment
| COL-PRD-CH-0005 | Force main Chamber 3 | COL-PRD-MISC | Chamber |  | 34029 | CH | x | Mechanical Equipment | Miscellaneous Equipment
| COL-PRD-CH-0006 | Force main Chamber 4 | COL-PRD-MISC | Chamber |  | 34030 | CH | x | Mechanical Equipment | Miscellaneous Equipment
| COL-PRD-CH-0007 | Force main Chamber 5 | COL-PRD-MISC | Chamber |  | 34031 | CH | x | Mechanical Equipment | Miscellaneous Equipment
| COL-PRD-CH-0008 | Force main Chamber 6 | COL-PRD-MISC | Chamber |  | 34032 | CH | x | Mechanical Equipment | Miscellaneous Equipment
| COL-PRD-CH-0009 | Force main Chamber 7 | COL-PRD-MISC | Chamber |  | 34033 | CH | x | Mechanical Equipment | Miscellaneous Equipment
| COL-PRD-CH-0010 | Force main Chamber 8 | COL-PRD-MISC | Chamber |  | 34034 | CH | x | Mechanical Equipment | Miscellaneous Equipment
| COL-PRD-CH-0011 | Force main Chamber 9 | COL-PRD-MISC | Chamber |  | 34035 | CH | x | Mechanical Equipment | Miscellaneous Equipment
| COL-PRD-CH-0012 | Force main Chamber 10 | COL-PRD-MISC | Chamber |  | 34036 | CH | x | Mechanical Equipment | Miscellaneous Equipment
| COL-PRD-COM-0001 | Control Panel, Operator | COL-PRD | Control Panel |  |  | COM | http://www.toronto.ca/TWONTO#00613 | Electrical Equipment | Redland Pumping Station
| COL-PRD-COM-0001 | Control Panel, Operator | COL-PRD-MISC | Control Panel |  |  | COM | http://www.toronto.ca/TWONTO#00613 | Electrical Equipment | Miscellaneous Equipment
| COL-PRD-CP-0001 | Control Panel, Electrical | COL-PRD | Control Panel |  |  | CP | http://www.toronto.ca/TWONTO#00613 | Electrical Equipment | Redland Pumping Station
| COL-PRD-CP-0001 | Control Panel, Electrical | COL-PRD-MISC | Control Panel |  |  | CP | http://www.toronto.ca/TWONTO#00613 | Electrical Equipment | Miscellaneous Equipment
| COL-PRD-CP-0002 | Control Panel, Electrical | COL-PRD | Control Panel |  |  | CP | http://www.toronto.ca/TWONTO#00613 | Electrical Equipment | Redland Pumping Station
| COL-PRD-CP-0002 | Control Panel, Electrical | COL-PRD-MISC | Control Panel |  |  | CP | http://www.toronto.ca/TWONTO#00613 | Electrical Equipment | Miscellaneous Equipment
| COL-PRD-CRN-0001 | Crane, 1T Overhead | COL-PRD | Crane |  |  | CRN | http://www.toronto.ca/TWONTO#00251 | Mechanical Equipment | Redland Pumping Station
| COL-PRD-CRN-0001 | Crane, 1T Overhead | COL-PRD-MISC | Crane |  |  | CRN | http://www.toronto.ca/TWONTO#00251 | Mechanical Equipment | Miscellaneous Equipment
| COL-PRD-DM-0001 | Damper/Louver | COL-PRD | Damper/Louver |  |  | DM | http://www.toronto.ca/TWONTO#00142 | Mechanical Equipment | Redland Pumping Station
| COL-PRD-DM-0001 | Damper/Louver | COL-PRD-MISC | Damper/Louver |  |  | DM | http://www.toronto.ca/TWONTO#00142 | Mechanical Equipment | Miscellaneous Equipment
| COL-PRD-FEQ-0001S | Fire Prevention, Extinguisher | COL-PRD | Fire Prevention,Extinguisher |  | 42713 | FEQ | x | Obsolete Entity | Redland Pumping Station
| COL-PRD-FEQ-0001S | Fire Prevention, Extinguisher | COL-PRD-MISC | Fire Prevention,Extinguisher |  | 42713 | FEQ | x | Obsolete Entity | Miscellaneous Equipment
| COL-PRD-FEQ-0001S | Fire Prevention, Extinguisher | COL-W-OBSOLETE | Fire Prevention,Extinguisher |  | 42713 | FEQ | x | Obsolete Entity | Col West Obsolete Entities
| COL-PRD-FN-0001 | Fan, Dry well supply air | COL-PRD | Fan |  |  | FN | http://www.toronto.ca/TWONTO#OWLClass_binid-posum-pozar-motav | Mechanical Equipment | Redland Pumping Station
| COL-PRD-FN-0001 | Fan, Dry well supply air | COL-PRD-MISC | Fan |  |  | FN | http://www.toronto.ca/TWONTO#OWLClass_binid-posum-pozar-motav | Mechanical Equipment | Miscellaneous Equipment
| COL-PRD-FN-0002 | Fan, Dry well exhaust air | COL-PRD-MISC | Fan |  |  | FN | http://www.toronto.ca/TWONTO#OWLClass_binid-posum-pozar-motav | Mechanical Equipment | Miscellaneous Equipment
| COL-PRD-FN-0002 | Fan, Dry well exhaust air | COL-PRD | Fan |  |  | FN | http://www.toronto.ca/TWONTO#OWLClass_binid-posum-pozar-motav | Mechanical Equipment | Redland Pumping Station
| COL-PRD-FQ-0001 | Meter, Flow | COL-PRD | Meter,Flow |  |  | FQ | http://www.toronto.ca/TWONTO#00369 | Instrumentation Equipment | Redland Pumping Station
| COL-PRD-FQ-0001 | Meter, Flow | COL-PRD-MISC | Meter,Flow |  |  | FQ | http://www.toronto.ca/TWONTO#00369 | Instrumentation Equipment | Miscellaneous Equipment
| COL-PRD-GEN-0002 | Portable Generator, Electricity | COL-PRD | Generator |  |  | GEN | http://www.toronto.ca/TWONTO#00397 | Electrical Equipment | Redland Pumping Station
| COL-PRD-HTR-0001 | Heater, Generator Room | COL-PRD | Heater |  |  | HTR | http://www.toronto.ca/TWONTO#00418 | Electrical Equipment | Redland Pumping Station
| COL-PRD-HTR-0001 | Heater, Generator Room | COL-PRD-MISC | Heater |  |  | HTR | http://www.toronto.ca/TWONTO#00418 | Electrical Equipment | Miscellaneous Equipment
| COL-PRD-HTR-0002 | Heater, MCC Room | COL-PRD | Heater |  |  | HTR | http://www.toronto.ca/TWONTO#00418 | Electrical Equipment | Redland Pumping Station
| COL-PRD-HTR-0002 | Heater, MCC Room | COL-PRD-MISC | Heater |  |  | HTR | http://www.toronto.ca/TWONTO#00418 | Electrical Equipment | Miscellaneous Equipment
| COL-PRD-HTR-0003 | Heater, Basement | COL-PRD | Heater |  |  | HTR | http://www.toronto.ca/TWONTO#00418 | Electrical Equipment | Redland Pumping Station
| COL-PRD-HTR-0003 | Heater, Basement | COL-PRD-MISC | Heater |  |  | HTR | http://www.toronto.ca/TWONTO#00418 | Electrical Equipment | Miscellaneous Equipment
| MAIN-184 | Main 184 | WTR-MT1 |  |  |  |  | http://www.toronto.ca/TWONTO#00804 | Sub-Process | Work Area 1 EAST Mains and Chambers
| MAIN-186 | Main 186 | WTR-LWA |  |  |  |  | http://www.toronto.ca/TWONTO#00804 | Sub-Process | Work Area 2 Central Mains and Chambers
| COL-PRD-LIT-0101 | Transmitter, Level | COL-PRD | Transmitter,Level |  |  | LIT | http://www.toronto.ca/TWONTO#00467 | Instrumentation Equipment | Redland Pumping Station
| COL-PRD-LIT-0101 | Transmitter, Level | COL-PRD-MISC | Transmitter,Level |  |  | LIT | http://www.toronto.ca/TWONTO#00467 | Instrumentation Equipment | Miscellaneous Equipment
| COL-PRD-LP-0001 | Control Panel, Lighting | COL-PRD-MISC | Control Panel |  |  | LP | http://www.toronto.ca/TWONTO#00477 | Electrical Equipment | Miscellaneous Equipment
| COL-PRD-LP-0001 | Control Panel, Lighting | COL-PRD | Control Panel |  |  | LP | http://www.toronto.ca/TWONTO#00477 | Electrical Equipment | Redland Pumping Station
| COL-PRD-LSH-0001 | Switch, Level-High | COL-PRD | Switch,Level |  |  | LSH | http://www.toronto.ca/TWONTO#00466 | Instrumentation Equipment | Redland Pumping Station
| COL-PRD-LSH-0001 | Switch, Level-High | COL-PRD-MISC | Switch,Level |  |  | LSH | http://www.toronto.ca/TWONTO#00466 | Instrumentation Equipment | Miscellaneous Equipment
| COL-PRD-LSH-0002 | Switch, Level-High | COL-PRD | Switch,Level |  |  | LSH | http://www.toronto.ca/TWONTO#00466 | Instrumentation Equipment | Redland Pumping Station
| COL-PRD-LSH-0002 | Switch, Level-High | COL-PRD-MISC | Switch,Level |  |  | LSH | http://www.toronto.ca/TWONTO#00466 | Instrumentation Equipment | Miscellaneous Equipment
| COL-PRD-LSH-0003 | Switch, Level-High | COL-PRD | Switch,Level |  |  | LSH | http://www.toronto.ca/TWONTO#00466 | Instrumentation Equipment | Redland Pumping Station
| COL-PRD-LSH-0003 | Switch, Level-High | COL-PRD-MISC | Switch,Level |  |  | LSH | http://www.toronto.ca/TWONTO#00466 | Instrumentation Equipment | Miscellaneous Equipment
| COL-PRD-LSH-0104 | Switch, Level-High | COL-PRD | Switch,Level |  |  | LSH | http://www.toronto.ca/TWONTO#00466 | Instrumentation Equipment | Redland Pumping Station
| COL-PRD-LSH-0104 | Switch, Level-High | COL-PRD-MISC | Switch,Level |  |  | LSH | http://www.toronto.ca/TWONTO#00466 | Instrumentation Equipment | Miscellaneous Equipment
| COL-PRD-LSH-0105 | Switch, Level-High | COL-PRD | Switch,Level |  |  | LSH | http://www.toronto.ca/TWONTO#00466 | Instrumentation Equipment | Redland Pumping Station
| COL-PRD-LSH-0105 | Switch, Level-High | COL-PRD-MISC | Switch,Level |  |  | LSH | http://www.toronto.ca/TWONTO#00466 | Instrumentation Equipment | Miscellaneous Equipment
| COL-PRD-LSH-0204 | Switch, Level-High | COL-PRD | Switch,Level |  |  | LSH | http://www.toronto.ca/TWONTO#00466 | Instrumentation Equipment | Redland Pumping Station
| COL-PRD-LSH-0204 | Switch, Level-High | COL-PRD-MISC | Switch,Level |  |  | LSH | http://www.toronto.ca/TWONTO#00466 | Instrumentation Equipment | Miscellaneous Equipment
| COL-PRD-LSH-0205 | Switch, Level-High | COL-PRD | Switch,Level |  |  | LSH | http://www.toronto.ca/TWONTO#00466 | Instrumentation Equipment | Redland Pumping Station
| COL-PRD-LSH-0205 | Switch, Level-High | COL-PRD-MISC | Switch,Level |  |  | LSH | http://www.toronto.ca/TWONTO#00466 | Instrumentation Equipment | Miscellaneous Equipment
| COL-PRD-LSHH-0004 | Switch, Level High-High | COL-PRD | Switch,Level |  |  | LSHH | http://www.toronto.ca/TWONTO#00466 | Instrumentation Equipment | Redland Pumping Station
| COL-PRD-LSHH-0004 | Switch, Level High-High | COL-PRD-MISC | Switch,Level |  |  | LSHH | http://www.toronto.ca/TWONTO#00466 | Instrumentation Equipment | Miscellaneous Equipment
| COL-PRD-LSHH-0106 | Switch, Level High-High | COL-PRD | Switch,Level |  |  | LSHH | http://www.toronto.ca/TWONTO#00466 | Instrumentation Equipment | Redland Pumping Station
| COL-PRD-LSHH-0106 | Switch, Level High-High | COL-PRD-MISC | Switch,Level |  |  | LSHH | http://www.toronto.ca/TWONTO#00466 | Instrumentation Equipment | Miscellaneous Equipment
| COL-PRD-LSHH-0107 | Switch, Level High-High | COL-PRD | Switch,Level |  |  | LSHH | http://www.toronto.ca/TWONTO#00466 | Instrumentation Equipment | Redland Pumping Station
| COL-PRD-LSHH-0107 | Switch, Level High-High | COL-PRD-MISC | Switch,Level |  |  | LSHH | http://www.toronto.ca/TWONTO#00466 | Instrumentation Equipment | Miscellaneous Equipment
| COL-PRD-LSHH-0206 | Switch, Level High-High | COL-PRD | Switch,Level |  |  | LSHH | http://www.toronto.ca/TWONTO#00466 | Instrumentation Equipment | Redland Pumping Station
| COL-PRD-LSHH-0206 | Switch, Level High-High | COL-PRD-MISC | Switch,Level |  |  | LSHH | http://www.toronto.ca/TWONTO#00466 | Instrumentation Equipment | Miscellaneous Equipment
| COL-PRD-LSHH-0207 | Switch, Level High-High | COL-PRD-MISC | Switch,Level |  |  | LSHH | http://www.toronto.ca/TWONTO#00466 | Instrumentation Equipment | Miscellaneous Equipment
| COL-PRD-LSHH-0207 | Switch, Level High-High | COL-PRD | Switch,Level |  |  | LSHH | http://www.toronto.ca/TWONTO#00466 | Instrumentation Equipment | Redland Pumping Station
| COL-PRD-LSL-0103 | Switch, Level-Low | COL-PRD-MISC | Switch |  |  | LSL | http://www.toronto.ca/TWONTO#00466 | Instrumentation Equipment | Miscellaneous Equipment
| COL-PRD-LSL-0103 | Switch, Level-Low | COL-PRD | Switch |  |  | LSL | http://www.toronto.ca/TWONTO#00466 | Instrumentation Equipment | Redland Pumping Station
| COL-PRD-LSL-0203 | Switch, Level-Low | COL-PRD | Switch |  |  | LSL | http://www.toronto.ca/TWONTO#00466 | Instrumentation Equipment | Redland Pumping Station
| COL-PRD-LSL-0203 | Switch, Level-Low | COL-PRD-MISC | Switch |  |  | LSL | http://www.toronto.ca/TWONTO#00466 | Instrumentation Equipment | Miscellaneous Equipment
| COL-PRD-LSLL-0101 | Switch, Level Low-Low | COL-PRD | Switch,Level |  |  | LSLL | http://www.toronto.ca/TWONTO#00466 | Instrumentation Equipment | Redland Pumping Station
| COL-PRD-LSLL-0101 | Switch, Level Low-Low | COL-PRD-MISC | Switch,Level |  |  | LSLL | http://www.toronto.ca/TWONTO#00466 | Instrumentation Equipment | Miscellaneous Equipment
| COL-PRD-LSLL-0102 | Switch, Level Low-Low | COL-PRD | Switch,Level |  |  | LSLL | http://www.toronto.ca/TWONTO#00466 | Instrumentation Equipment | Redland Pumping Station
| COL-PRD-LSLL-0102 | Switch, Level Low-Low | COL-PRD-MISC | Switch,Level |  |  | LSLL | http://www.toronto.ca/TWONTO#00466 | Instrumentation Equipment | Miscellaneous Equipment
| COL-PRD-LSLL-0201 | Switch, Level Low-Low | COL-PRD | Switch,Level |  |  | LSLL | http://www.toronto.ca/TWONTO#00466 | Instrumentation Equipment | Redland Pumping Station
| COL-PRD-LSLL-0201 | Switch, Level Low-Low | COL-PRD-MISC | Switch,Level |  |  | LSLL | http://www.toronto.ca/TWONTO#00466 | Instrumentation Equipment | Miscellaneous Equipment
| COL-PRD-LSLL-0202 | Switch, Level Low-Low | COL-PRD | Switch,Level |  |  | LSLL | http://www.toronto.ca/TWONTO#00466 | Instrumentation Equipment | Redland Pumping Station
| COL-PRD-LSLL-0202 | Switch, Level Low-Low | COL-PRD-MISC | Switch,Level |  |  | LSLL | http://www.toronto.ca/TWONTO#00466 | Instrumentation Equipment | Miscellaneous Equipment
| COL-PRD-MCC-0001 | Motor Control Centre | COL-PRD | Control Panel,MCC |  |  | MCC | http://www.toronto.ca/TWONTO#00110 | Electrical Equipment | Redland Pumping Station
| COL-PRD-MCC-0001 | Motor Control Centre | COL-PRD-MISC | Control Panel,MCC |  |  | MCC | http://www.toronto.ca/TWONTO#00110 | Electrical Equipment | Miscellaneous Equipment
| THR-CW-CH | City Water & Fire Water Chambers | THR-CW |  |  |  |  | http://www.toronto.ca/TWONTO#00260 | Equipment Location | City Water
| THR-CW-CH | City Water & Fire Water Chambers | THR-SES-WA2 |  |  |  |  | http://www.toronto.ca/TWONTO#00260 | Equipment Location | Safety & Environmental Services, WA2
| COL-PRD-P-0001 | Pump, Centrifugal | COL-PRD | Pump |  | 34153 | P | x | Mechanical Equipment | Redland Pumping Station
| COL-PRD-P-0001 | Pump, Centrifugal | COL-PRD-MISC | Pump |  | 34153 | P | x | Mechanical Equipment | Miscellaneous Equipment
| COL-PRD-P-0100 | Pump, Centrifugal | COL-PRD | Pump |  |  | P | http://www.toronto.ca/TWONTO#00626 | Mechanical Equipment | Redland Pumping Station
| COL-PRD-P-0200 | Pump, Centrifugal | COL-PRD | Pump |  |  | P | http://www.toronto.ca/TWONTO#00626 | Mechanical Equipment | Redland Pumping Station
| COL-PRD-T-0001 | Tank, Diesel Fuel | COL-PRD | Tank |  |  | T | http://www.toronto.ca/TWONTO#00379 | Mechanical Equipment | Redland Pumping Station
| COL-PRD-T-0001 | Tank, Diesel Fuel | COL-PRD-MISC | Tank |  |  | T | http://www.toronto.ca/TWONTO#00379 | Mechanical Equipment | Miscellaneous Equipment
| COL-PRD-T-0002 | Tank, Heat Water Tank | COL-PRD-MISC | Tank |  |  | T | http://www.toronto.ca/TWONTO#00427 | Mechanical Equipment | Miscellaneous Equipment
| COL-PRD-T-0002 | Tank, Heat Water Tank | COL-PRD | Tank |  |  | T | http://www.toronto.ca/TWONTO#00427 | Mechanical Equipment | Redland Pumping Station
| COL-PRD-TR-0001 | Transformer, Power | COL-PRD | Transformer |  |  | TR | http://www.toronto.ca/TWONTO#00755 | Electrical Equipment | Redland Pumping Station
| COL-PRD-TR-0001 | Transformer, Power | COL-PRD-MISC | Transformer |  |  | TR | http://www.toronto.ca/TWONTO#00755 | Electrical Equipment | Miscellaneous Equipment
| COL-PRD-TS-0001 | Control Panel, Operator | COL-PRD | Control Panel |  |  | TS | http://www.toronto.ca/TWONTO#00754 | Electrical Equipment | Redland Pumping Station
| COL-PRD-TS-0001 | Control Panel, Operator | COL-PRD-MISC | Control Panel |  |  | TS | http://www.toronto.ca/TWONTO#00754 | Electrical Equipment | Miscellaneous Equipment
| COL-PRD-WEL-0100 | Wet well | COL-PRD | Well |  |  | WEL | http://www.toronto.ca/TWONTO#00811 | Mechanical Equipment | Redland Pumping Station
| COL-PRD-WEL-0100 | Wet well | COL-PRD-MISC | Well |  |  | WEL | http://www.toronto.ca/TWONTO#00811 | Mechanical Equipment | Miscellaneous Equipment
| COL-PRD-WEL-0200 | Wet well | COL-PRD | Well |  |  | WEL | http://www.toronto.ca/TWONTO#00811 | Mechanical Equipment | Redland Pumping Station
| COL-PRD-WEL-0200 | Wet well | COL-PRD-MISC | Well |  |  | WEL | http://www.toronto.ca/TWONTO#00811 | Mechanical Equipment | Miscellaneous Equipment
| COL-PRG-HTR-0001 | Heater, Electrical Panel | COL-PRG-MISC | Heater |  |  | HTR | http://www.toronto.ca/TWONTO#00418 | Mechanical Equipment | Miscellaneous Equipment
| TAB-PWA-PBLDG | City Water & Plant Water System- P Bldg | TAB-WORK-AREA-1 |  |  |  |  | http://www.toronto.ca/TWONTO#00260 | Process | Work Area 1
| COL-PRR-AIT-0001 | Transmitter, Gas | COL-PRR-MISC | Transmitter |  |  | AIT | http://www.toronto.ca/TWONTO#00359 | Instrumentation Equipment | Miscellaneous Equipment
| COL-PRR-ALR-0001 | Gas Alarm, Dry Well | COL-PRR | Fire Prevention,Alarm |  |  | ALR | http://www.toronto.ca/TWONTO#00154 | Electrical Equipment | Riverside Sewage Pumping Station
| COL-PRR-ALR-0001 | Gas Alarm, Dry Well | COL-PRR-MISC | Fire Prevention,Alarm |  |  | ALR | http://www.toronto.ca/TWONTO#00154 | Electrical Equipment | Miscellaneous Equipment
| COL-PRR-COM-0001 | Control Panel, Operator | COL-PRR | Control Panel |  |  | COM | http://www.toronto.ca/TWONTO#00613 | Electrical Equipment | Riverside Sewage Pumping Station
| COL-PRR-COM-0001 | Control Panel, Operator | COL-PRR-MISC | Control Panel |  |  | COM | http://www.toronto.ca/TWONTO#00613 | Electrical Equipment | Miscellaneous Equipment
| COL-PRR-CP-0001 | Control Panel, Operator | COL-PRR | Control Panel |  |  | CP | http://www.toronto.ca/TWONTO#00613 | Electrical Equipment | Riverside Sewage Pumping Station
| COL-PRR-CP-0001 | Control Panel, Operator | COL-PRR-MISC | Control Panel |  |  | CP | http://www.toronto.ca/TWONTO#00613 | Electrical Equipment | Miscellaneous Equipment
| COL-PRR-CP-0002 | Control Panel, Security | COL-PRR | Control Panel |  |  | CP | http://www.toronto.ca/TWONTO#00613 | Electrical Equipment | Riverside Sewage Pumping Station
| COL-PRR-CP-0002 | Control Panel, Security | COL-PRR-MISC | Control Panel |  |  | CP | http://www.toronto.ca/TWONTO#00613 | Electrical Equipment | Miscellaneous Equipment
| COL-PRR-CP-0003 | Control Panel, Operator | COL-PRR-MISC | Control Panel |  |  | CP | http://www.toronto.ca/TWONTO#00613 | Electrical Equipment | Miscellaneous Equipment
| COL-PRR-CP-0003 | Control Panel, Operator | COL-PRR | Control Panel |  |  | CP | http://www.toronto.ca/TWONTO#00613 | Electrical Equipment | Riverside Sewage Pumping Station
| COL-PRR-FEQ-0001S | Fire Prevention, Extinguisher | COL-PRR | Fire Prevention,Extinguisher |  | 40958 | FEQ | x | Obsolete Entity | Riverside Sewage Pumping Station
| COL-PRR-FEQ-0001S | Fire Prevention, Extinguisher | COL-W-OBSOLETE | Fire Prevention,Extinguisher |  | 40958 | FEQ | x | Obsolete Entity | Col West Obsolete Entities
| COL-PRR-FEQ-0001S | Fire Prevention, Extinguisher | COL-PRR-MISC | Fire Prevention,Extinguisher |  | 40958 | FEQ | x | Obsolete Entity | Miscellaneous Equipment
| COL-PRR-FN-0001 | Fan, Centrifugal | COL-PRR | Fan |  |  | FN | http://www.toronto.ca/TWONTO#OWLClass_binid-posum-pozar-motav | Mechanical Equipment | Riverside Sewage Pumping Station
| COL-PRR-FN-0001 | Fan, Centrifugal | COL-PRR-MISC | Fan |  |  | FN | http://www.toronto.ca/TWONTO#OWLClass_binid-posum-pozar-motav | Mechanical Equipment | Miscellaneous Equipment
| COL-PRR-FN-0002 | Fan, Centrifugal | COL-PRR | Fan |  |  | FN | http://www.toronto.ca/TWONTO#OWLClass_binid-posum-pozar-motav | Mechanical Equipment | Riverside Sewage Pumping Station
| COL-PRR-FN-0002 | Fan, Centrifugal | COL-PRR-MISC | Fan |  |  | FN | http://www.toronto.ca/TWONTO#OWLClass_binid-posum-pozar-motav | Mechanical Equipment | Miscellaneous Equipment
| COL-PRR-FN-0003 | Fan, Centrifugal | COL-PRR | Fan |  |  | FN | http://www.toronto.ca/TWONTO#OWLClass_binid-posum-pozar-motav | Mechanical Equipment | Riverside Sewage Pumping Station
| COL-PRR-FN-0003 | Fan, Centrifugal | COL-PRR-MISC | Fan |  |  | FN | http://www.toronto.ca/TWONTO#OWLClass_binid-posum-pozar-motav | Mechanical Equipment | Miscellaneous Equipment
| COL-PRR-FQ-0001 | Meter, Flow | COL-PRR | Meter,Flow |  |  | FQ | http://www.toronto.ca/TWONTO#00369 | Instrumentation Equipment | Riverside Sewage Pumping Station
| COL-PRR-FQ-0001 | Meter, Flow | COL-PRR-MISC | Meter,Flow |  |  | FQ | http://www.toronto.ca/TWONTO#00369 | Instrumentation Equipment | Miscellaneous Equipment
| COL-PRR-HTR-0001 | Heater, Unit | COL-PRR | Heater |  |  | HTR | http://www.toronto.ca/TWONTO#00418 | Mechanical Equipment | Riverside Sewage Pumping Station
| COL-PRR-HTR-0001 | Heater, Unit | COL-PRR-MISC | Heater |  |  | HTR | http://www.toronto.ca/TWONTO#00418 | Mechanical Equipment | Miscellaneous Equipment
| COL-PRR-LP-0001 | Control Panel, Lighting | COL-PRR | Control Panel |  |  | LP | http://www.toronto.ca/TWONTO#00477 | Electrical Equipment | Riverside Sewage Pumping Station
| COL-PRR-LP-0001 | Control Panel, Lighting | COL-PRR-MISC | Control Panel |  |  | LP | http://www.toronto.ca/TWONTO#00477 | Electrical Equipment | Miscellaneous Equipment
| COL-PRR-LSH-0001 | Switch, Level-High | COL-PRR | Switch,Level |  |  | LSH | http://www.toronto.ca/TWONTO#00466 | Instrumentation Equipment | Riverside Sewage Pumping Station
| COL-PRR-LSH-0001 | Switch, Level-High | COL-PRR-MISC | Switch,Level |  |  | LSH | http://www.toronto.ca/TWONTO#00466 | Instrumentation Equipment | Miscellaneous Equipment
| COL-PRR-LSH-0103 | Switch, Level-High | COL-PRR | Switch,Level |  |  | LSH | http://www.toronto.ca/TWONTO#00466 | Instrumentation Equipment | Riverside Sewage Pumping Station
| COL-PRR-LSH-0103 | Switch, Level-High | COL-PRR-MISC | Switch,Level |  |  | LSH | http://www.toronto.ca/TWONTO#00466 | Instrumentation Equipment | Miscellaneous Equipment
| COL-PRR-LSHH-0104 | Switch, Level High-High | COL-PRR | Switch,Level |  |  | LSHH | http://www.toronto.ca/TWONTO#00466 | Instrumentation Equipment | Riverside Sewage Pumping Station
| COL-PRR-LSHH-0104 | Switch, Level High-High | COL-PRR-MISC | Switch,Level |  |  | LSHH | http://www.toronto.ca/TWONTO#00466 | Instrumentation Equipment | Miscellaneous Equipment
| COL-PRR-LSL-0102 | Switch, Level-Low | COL-PRR | Switch |  |  | LSL | http://www.toronto.ca/TWONTO#00466 | Instrumentation Equipment | Riverside Sewage Pumping Station
| COL-PRR-LSL-0102 | Switch, Level-Low | COL-PRR-MISC | Switch |  |  | LSL | http://www.toronto.ca/TWONTO#00466 | Instrumentation Equipment | Miscellaneous Equipment
| COL-PRR-LSLL-0101 | Switch, Level Low-Low | COL-PRR | Switch,Level |  |  | LSLL | http://www.toronto.ca/TWONTO#00466 | Instrumentation Equipment | Riverside Sewage Pumping Station
| COL-PRR-LSLL-0101 | Switch, Level Low-Low | COL-PRR-MISC | Switch,Level |  |  | LSLL | http://www.toronto.ca/TWONTO#00466 | Instrumentation Equipment | Miscellaneous Equipment
| TAB-PWA-PBLDG | City Water & Plant Water System- P Bldg | TAB-WORK-AREA-LIQ |  |  |  |  | http://www.toronto.ca/TWONTO#00260 | Process | TAB Work Area Liq
| COL-PRR-P-0001 | Pump, Submersible | COL-PRR | Pump |  | 34154 | P | x | Mechanical Equipment | Riverside Sewage Pumping Station
| COL-PRR-P-0001 | Pump, Submersible | COL-PRR-MISC | Pump |  | 34154 | P | x | Mechanical Equipment | Miscellaneous Equipment
| COL-PRR-SC-0001 | Screen, Intake | COL-PRR | Screen |  |  | SC | http://www.toronto.ca/TWONTO#00665 | Mechanical Equipment | Riverside Sewage Pumping Station
| COL-PRR-SC-0001 | Screen, Intake | COL-PRR-MISC | Screen |  |  | SC | http://www.toronto.ca/TWONTO#00665 | Mechanical Equipment | Miscellaneous Equipment
| MAIN-186 | Main 186 | WTR-MT1 |  |  |  |  | http://www.toronto.ca/TWONTO#00804 | Sub-Process | Work Area 1 EAST Mains and Chambers
| MAIN-189 | Main 189 | WTR-LWA |  |  |  |  | http://www.toronto.ca/TWONTO#00804 | Sub-Process | Work Area 2 Central Mains and Chambers
| COL-PRR-SW-0002 | Switch, Transformer | COL-PRR | Switch |  |  | SW | http://www.toronto.ca/TWONTO#00594 | Electrical Equipment | Riverside Sewage Pumping Station
| COL-PRR-SW-0002 | Switch, Transformer | COL-PRR-MISC | Switch |  |  | SW | http://www.toronto.ca/TWONTO#00594 | Electrical Equipment | Miscellaneous Equipment
| COL-PRR-SW-0003 | Switch, Heater 0001 | COL-PRR | Switch |  |  | SW | http://www.toronto.ca/TWONTO#00594 | Electrical Equipment | Riverside Sewage Pumping Station
| COL-PRR-SW-0003 | Switch, Heater 0001 | COL-PRR-MISC | Switch |  |  | SW | http://www.toronto.ca/TWONTO#00594 | Electrical Equipment | Miscellaneous Equipment
| COL-PRR-TR-0001 | Transformer, Lighting | COL-PRR-MISC | Transformer |  |  | TR | http://www.toronto.ca/TWONTO#00755 | Electrical Equipment | Miscellaneous Equipment
| COL-PRR-TR-0001 | Transformer, Lighting | COL-PRR | Transformer |  |  | TR | http://www.toronto.ca/TWONTO#00755 | Electrical Equipment | Riverside Sewage Pumping Station
| COL-PRR-TS-0001 | Switch, Transfer | COL-PRR | Switch |  |  | TS | http://www.toronto.ca/TWONTO#00754 | Electrical Equipment | Riverside Sewage Pumping Station
| COL-PRR-TS-0001 | Switch, Transfer | COL-PRR-MISC | Switch |  |  | TS | http://www.toronto.ca/TWONTO#00754 | Electrical Equipment | Miscellaneous Equipment
| COL-PRR-WEL-0001 | Dry Well | COL-PRR | Well |  |  | WEL | http://www.toronto.ca/TWONTO#00811 | Mechanical Equipment | Riverside Sewage Pumping Station
| COL-PRR-WEL-0001 | Dry Well | COL-PRR-MISC | Well |  |  | WEL | http://www.toronto.ca/TWONTO#00811 | Mechanical Equipment | Miscellaneous Equipment
| COL-PRR-WEL-0100 | Wet Well | COL-PRR | Well |  |  | WEL | http://www.toronto.ca/TWONTO#00811 | Mechanical Equipment | Riverside Sewage Pumping Station
| COL-PRR-WEL-0100 | Wet Well | COL-PRR-MISC | Well |  |  | WEL | http://www.toronto.ca/TWONTO#00811 | Mechanical Equipment | Miscellaneous Equipment
| COL-PRX-CP-0001 | Control Panel, Operator | COL-PRX-MISC | Control Panel |  |  | CP | http://www.toronto.ca/TWONTO#00613 | Electrical Equipment | Miscellaneous Equipment
| COL-PRX-CP-0001 | Control Panel, Operator | COL-PRX | Control Panel |  |  | CP | http://www.toronto.ca/TWONTO#00613 | Electrical Equipment | Roxborough Sewage Pumping Station
| COL-PRX-CP-0002 | Control Panel, Remote Alarm | COL-PRX-MISC | Control Panel |  |  | CP | http://www.toronto.ca/TWONTO#00154 | Electrical Equipment | Miscellaneous Equipment
| COL-PRX-CP-0002 | Control Panel, Remote Alarm | COL-PRX | Control Panel |  |  | CP | http://www.toronto.ca/TWONTO#00154 | Electrical Equipment | Roxborough Sewage Pumping Station
| COL-PRX-FA-0001S | Fire Alarm System, | COL-PRX | Building Service,Fire Alarm |  | 42927 | FA | x | Obsolete Entity | Roxborough Sewage Pumping Station
| COL-PRX-FA-0001S | Fire Alarm System, | COL-PRX-MISC | Building Service,Fire Alarm |  | 42927 | FA | x | Obsolete Entity | Miscellaneous Equipment
| COL-PRX-FA-0001S | Fire Alarm System, | COL-W-OBSOLETE | Building Service,Fire Alarm |  | 42927 | FA | x | Obsolete Entity | Col West Obsolete Entities
| COL-PRX-FEQ-0001S | Fire Prevention, Extinguisher | COL-PRX-MISC | Fire Prevention,Extinguisher |  | 40961 | FEQ | x | Obsolete Entity | Miscellaneous Equipment
| COL-PRX-FEQ-0001S | Fire Prevention, Extinguisher | COL-W-OBSOLETE | Fire Prevention,Extinguisher |  | 40961 | FEQ | x | Obsolete Entity | Col West Obsolete Entities
| COL-PRX-FEQ-0002S | Fire Prevention, Extinguisher | COL-PRX | Fire Prevention,Extinguisher |  | 40962 | FEQ | x | Obsolete Entity | Roxborough Sewage Pumping Station
| COL-PRX-FEQ-0002S | Fire Prevention, Extinguisher | COL-PRX-MISC | Fire Prevention,Extinguisher |  | 40962 | FEQ | x | Obsolete Entity | Miscellaneous Equipment
| COL-PRX-FEQ-0002S | Fire Prevention, Extinguisher | COL-W-OBSOLETE | Fire Prevention,Extinguisher |  | 40962 | FEQ | x | Obsolete Entity | Col West Obsolete Entities
| COL-PRX-FN-0001 | Fan, Centrifugal | COL-PRX | Fan |  |  | FN | http://www.toronto.ca/TWONTO#OWLClass_binid-posum-pozar-motav | Mechanical Equipment | Roxborough Sewage Pumping Station
| COL-PRX-FN-0001 | Fan, Centrifugal | COL-PRX-MISC | Fan |  |  | FN | http://www.toronto.ca/TWONTO#OWLClass_binid-posum-pozar-motav | Mechanical Equipment | Miscellaneous Equipment
| COL-PRX-FQ-0001 | Meter, Flow | COL-PRX | Meter,Flow |  |  | FQ | http://www.toronto.ca/TWONTO#00369 | Instrumentation Equipment | Roxborough Sewage Pumping Station
| COL-PRX-FQ-0001 | Meter, Flow | COL-PRX-MISC | Meter,Flow |  |  | FQ | http://www.toronto.ca/TWONTO#00369 | Instrumentation Equipment | Miscellaneous Equipment
| COL-PRX-HTR-0001 | Heater, Drywell | COL-PRX-MISC | Heater |  |  | HTR | http://www.toronto.ca/TWONTO#00418 | Mechanical Equipment | Miscellaneous Equipment
| COL-PRX-HTR-0001 | Heater, Drywell | COL-PRX | Heater |  |  | HTR | http://www.toronto.ca/TWONTO#00418 | Mechanical Equipment | Roxborough Sewage Pumping Station
| COL-PRX-HTR-0002 | Heater | COL-PRX-MISC | Heater |  |  | HTR | http://www.toronto.ca/TWONTO#00418 | Mechanical Equipment | Miscellaneous Equipment
| MAIN-190 | Main 190 | WTR-LWA |  |  |  |  | http://www.toronto.ca/TWONTO#00804 | Sub-Process | Work Area 2 Central Mains and Chambers
| MAIN-192 | Main 192 | WTR-MT1 |  |  |  |  | http://www.toronto.ca/TWONTO#00804 | Sub-Process | Work Area 1 EAST Mains and Chambers
| COL-PRX-LP-0001 | Control Panel, Lighting | COL-PRX | Control Panel |  |  | LP | http://www.toronto.ca/TWONTO#00477 | Electrical Equipment | Roxborough Sewage Pumping Station
| COL-PRX-LP-0001 | Control Panel, Lighting | COL-PRX-MISC | Control Panel |  |  | LP | http://www.toronto.ca/TWONTO#00477 | Electrical Equipment | Miscellaneous Equipment
| COL-PRX-LSH-0001 | Switch, Level-High | COL-PRX | Switch,Level |  |  | LSH | http://www.toronto.ca/TWONTO#00466 | Instrumentation Equipment | Roxborough Sewage Pumping Station
| COL-PRX-LSH-0001 | Switch, Level-High | COL-PRX-MISC | Switch,Level |  |  | LSH | http://www.toronto.ca/TWONTO#00466 | Instrumentation Equipment | Miscellaneous Equipment
| COL-PRX-LSH-0103 | Switch, Level | COL-PRX | Switch,Level |  |  | LSH | http://www.toronto.ca/TWONTO#00466 | Instrumentation Equipment | Roxborough Sewage Pumping Station
| COL-PRX-LSH-0103 | Switch, Level | COL-PRX-MISC | Switch,Level |  |  | LSH | http://www.toronto.ca/TWONTO#00466 | Instrumentation Equipment | Miscellaneous Equipment
| COL-PRX-LSH-0104 | Switch, Level-High | COL-PRX-MISC | Switch,Level |  |  | LSH | http://www.toronto.ca/TWONTO#00466 | Instrumentation Equipment | Miscellaneous Equipment
| COL-PRX-LSHH-0104 | Switch, Level | COL-PRX | Switch,Level |  |  | LSHH | http://www.toronto.ca/TWONTO#00466 | Instrumentation Equipment | Roxborough Sewage Pumping Station
| COL-PRX-LSHH-0104 | Switch, Level | COL-PRX-MISC | Switch,Level |  |  | LSHH | http://www.toronto.ca/TWONTO#00466 | Instrumentation Equipment | Miscellaneous Equipment
| COL-PRX-LSHH-0105 | Switch, Level-High | COL-PRX | Switch,Level |  |  | LSHH | http://www.toronto.ca/TWONTO#00466 | Instrumentation Equipment | Roxborough Sewage Pumping Station
| COL-PRX-LSHH-0105 | Switch, Level-High | COL-PRX-MISC | Switch,Level |  |  | LSHH | http://www.toronto.ca/TWONTO#00466 | Instrumentation Equipment | Miscellaneous Equipment
| COL-PRX-LSHH-0106 | Switch, Level High-High | COL-PRX-MISC | Switch,Level |  |  | LSHH | http://www.toronto.ca/TWONTO#00466 | Instrumentation Equipment | Miscellaneous Equipment
| COL-PRX-LSHH-0107 | Switch, Level High-High | COL-PRX-MISC | Switch,Level |  |  | LSHH | http://www.toronto.ca/TWONTO#00466 | Instrumentation Equipment | Miscellaneous Equipment
| COL-PRX-LSL-0101 | Switch, Level-Low | COL-PRX | Switch |  |  | LSL | http://www.toronto.ca/TWONTO#00466 | Instrumentation Equipment | Roxborough Sewage Pumping Station
| COL-PRX-LSL-0101 | Switch, Level-Low | COL-PRX-MISC | Switch |  |  | LSL | http://www.toronto.ca/TWONTO#00466 | Instrumentation Equipment | Miscellaneous Equipment
| COL-PRX-LSL-0102 | Switch, Level | COL-PRX | Switch,Level |  |  | LSL | http://www.toronto.ca/TWONTO#00466 | Instrumentation Equipment | Roxborough Sewage Pumping Station
| COL-PRX-LSL-0102 | Switch, Level | COL-PRX-MISC | Switch,Level |  |  | LSL | http://www.toronto.ca/TWONTO#00466 | Instrumentation Equipment | Miscellaneous Equipment
| COL-PRX-LSLL-0101 | Switch, Level Low-Low | COL-PRX-MISC | Switch,Level |  |  | LSLL | http://www.toronto.ca/TWONTO#00466 | Instrumentation Equipment | Miscellaneous Equipment
| COL-PRX-LTG-0001 | Control Panel, Electrical | COL-PRX | Control Panel |  |  | LTG | http://www.toronto.ca/TWONTO#00110 | Electrical Equipment | Roxborough Sewage Pumping Station
| COL-PRX-LTG-0001 | Control Panel, Electrical | COL-PRX-MISC | Control Panel |  |  | LTG | http://www.toronto.ca/TWONTO#00110 | Electrical Equipment | Miscellaneous Equipment
| WTR-PAH-CW | City Water System | WTR-PAH |  |  |  |  | http://www.toronto.ca/TWONTO#00260 | Sub-Process | Armour Heights Pumping Station
| COL-PRX-P-0100 | Pump, Centrifugal | COL-PRX | Pump |  |  | P | http://www.toronto.ca/TWONTO#00626 | Mechanical Equipment | Roxborough Sewage Pumping Station
| COL-PRX-P-0200 | Pump, Centrifugal | COL-PRX | Pump |  |  | P | http://www.toronto.ca/TWONTO#00626 | Mechanical Equipment | Roxborough Sewage Pumping Station
| COL-PRX-PIP-0001 | Piping | COL-PRX-MISC | Pump |  |  | PIP | http://www.toronto.ca/TWONTO#00569 | Mechanical Equipment | Miscellaneous Equipment
| COL-PRX-RPU-0001 | Remote Processing Unit | COL-PRX-MISC | RPU |  |  | RPU | http://www.toronto.ca/TWONTO#00122 | Electrical Equipment | Miscellaneous Equipment
| COL-PRX-RPU-0001 | Remote Processing Unit | COL-PRX | RPU |  |  | RPU | http://www.toronto.ca/TWONTO#00122 | Electrical Equipment | Roxborough Sewage Pumping Station
| COL-PRX-SW-0001 | Switch, Electrical | COL-PRX | Switch |  |  | SW | http://www.toronto.ca/TWONTO#00594 | Electrical Equipment | Roxborough Sewage Pumping Station
| COL-PRX-SW-0001 | Switch, Electrical | COL-PRX-MISC | Switch |  |  | SW | http://www.toronto.ca/TWONTO#00594 | Electrical Equipment | Miscellaneous Equipment
| MAIN-192 | Main 192 | WTR-LWA |  |  |  |  | http://www.toronto.ca/TWONTO#00804 | Sub-Process | Work Area 2 Central Mains and Chambers
| MAIN-199 | Main 199 | WTR-LWA |  |  |  |  | http://www.toronto.ca/TWONTO#00804 | Sub-Process | Work Area 2 Central Mains and Chambers
| COL-PRX-SW-0003 | Switch, Unit Heater | COL-PRX | Switch |  |  | SW | http://www.toronto.ca/TWONTO#00594 | Electrical Equipment | Roxborough Sewage Pumping Station
| COL-PRX-SW-0003 | Switch, Unit Heater | COL-PRX-MISC | Switch |  |  | SW | http://www.toronto.ca/TWONTO#00594 | Electrical Equipment | Miscellaneous Equipment
| COL-PRX-SW-0004 | Switch, Transformer | COL-PRX | Switch |  |  | SW | http://www.toronto.ca/TWONTO#00594 | Electrical Equipment | Roxborough Sewage Pumping Station
| COL-PRX-SW-0004 | Switch, Transformer | COL-PRX-MISC | Switch |  |  | SW | http://www.toronto.ca/TWONTO#00594 | Electrical Equipment | Miscellaneous Equipment
| COL-PRX-TR-0001 | Transformer, Lighting | COL-PRX | Transformer |  |  | TR | http://www.toronto.ca/TWONTO#00755 | Electrical Equipment | Roxborough Sewage Pumping Station
| COL-PRX-TR-0001 | Transformer, Lighting | COL-PRX-MISC | Transformer |  |  | TR | http://www.toronto.ca/TWONTO#00755 | Electrical Equipment | Miscellaneous Equipment
| COL-PRX-TS-0001 | Switch, Transfer | COL-PRX | Switch |  |  | TS | http://www.toronto.ca/TWONTO#00754 | Electrical Equipment | Roxborough Sewage Pumping Station
| COL-PRX-TS-0001 | Switch, Transfer | COL-PRX-MISC | Switch |  |  | TS | http://www.toronto.ca/TWONTO#00754 | Electrical Equipment | Miscellaneous Equipment
| COL-PRX-WEL-0100 | Wet Well | COL-PRX | Well |  |  | WEL | http://www.toronto.ca/TWONTO#00811 | Mechanical Equipment | Roxborough Sewage Pumping Station
| COL-PRX-WEL-0100 | Wet Well | COL-PRX-MISC | Well |  |  | WEL | http://www.toronto.ca/TWONTO#00811 | Mechanical Equipment | Miscellaneous Equipment
| COL-PRX-WEL-0200 | Dry Well | COL-PRX | Well |  |  | WEL | http://www.toronto.ca/TWONTO#00811 | Mechanical Equipment | Roxborough Sewage Pumping Station
| COL-PRX-WEL-0200 | Dry Well | COL-PRX-MISC | Well |  |  | WEL | http://www.toronto.ca/TWONTO#00811 | Mechanical Equipment | Miscellaneous Equipment
| COL-PRX-WEL-0300 | Well | COL-PRX | Well |  |  | WEL | http://www.toronto.ca/TWONTO#00811 | Mechanical Equipment | Roxborough Sewage Pumping Station
| COL-PRX-WEL-0300 | Well | COL-PRX-MISC | Well |  |  | WEL | http://www.toronto.ca/TWONTO#00811 | Mechanical Equipment | Miscellaneous Equipment
| MAIN-200 | Main 200 | WTR-LWA |  |  |  |  | http://www.toronto.ca/TWONTO#00804 | Sub-Process | Work Area 2 Central Mains and Chambers
| MAIN-200 | Main 200 | WTR-MT1 |  |  |  |  | http://www.toronto.ca/TWONTO#00804 | Sub-Process | Work Area 1 EAST Mains and Chambers
| COL-PSB-CP-0001 | Control Panel, Operator | COL-PSB-MISC | Control Panel |  |  | CP | http://www.toronto.ca/TWONTO#00613 | Electrical Equipment | Miscellaneous Equipment
| COL-PSB-CP-0001 | Control Panel, Operator | COL-PSB | Control Panel |  |  | CP | http://www.toronto.ca/TWONTO#00613 | Electrical Equipment | Silverbirch Sewage Pumping Station
| COL-PSB-FEQ-0001S | Fire Prevention, Extinguisher | COL-PSB | Fire Prevention,Extinguisher |  | 42714 | FEQ | x | Obsolete Entity | Silverbirch Sewage Pumping Station
| COL-PSB-FEQ-0001S | Fire Prevention, Extinguisher | COL-PSB-MISC | Fire Prevention,Extinguisher |  | 42714 | FEQ | x | Obsolete Entity | Miscellaneous Equipment
| COL-PSB-FEQ-0001S | Fire Prevention, Extinguisher | COL-W-OBSOLETE | Fire Prevention,Extinguisher |  | 42714 | FEQ | x | Obsolete Entity | Col West Obsolete Entities
| MAIN-208 | Main 208 | WTR-LWA |  |  |  |  | http://www.toronto.ca/TWONTO#00804 | Sub-Process | Work Area 2 Central Mains and Chambers
| MAIN-208 EAST | Main 208 | WTR-LWA |  |  |  |  | http://www.toronto.ca/TWONTO#00804 | Sub-Process | Work Area 2 Central Mains and Chambers
| COL-PSB-LIT-0100 | Transmitter, Level | COL-PSB-MISC | Transmitter,Level |  |  | LIT | http://www.toronto.ca/TWONTO#00467 | Instrumentation Equipment | Miscellaneous Equipment
| COL-PSB-LIT-0101 | Transmitter, Level | COL-PSB | Transmitter,Level |  |  | LIT | http://www.toronto.ca/TWONTO#00467 | Instrumentation Equipment | Silverbirch Sewage Pumping Station
| COL-PSB-LIT-0101 | Transmitter, Level | COL-PSB-MISC | Transmitter,Level |  |  | LIT | http://www.toronto.ca/TWONTO#00467 | Instrumentation Equipment | Miscellaneous Equipment
| COL-PSB-LSH-0103 | Switch, Level-High | COL-PSB | Switch,Level |  |  | LSH | http://www.toronto.ca/TWONTO#00466 | Instrumentation Equipment | Silverbirch Sewage Pumping Station
| COL-PSB-LSH-0103 | Switch, Level-High | COL-PSB-MISC | Switch,Level |  |  | LSH | http://www.toronto.ca/TWONTO#00466 | Instrumentation Equipment | Miscellaneous Equipment
| COL-PSB-LSHH-0104 | Switch, Level High-High | COL-PSB | Switch,Level |  |  | LSHH | http://www.toronto.ca/TWONTO#00466 | Instrumentation Equipment | Silverbirch Sewage Pumping Station
| COL-PSB-LSHH-0104 | Switch, Level High-High | COL-PSB-MISC | Switch,Level |  |  | LSHH | http://www.toronto.ca/TWONTO#00466 | Instrumentation Equipment | Miscellaneous Equipment
| COL-PSB-LSL-0102 | Switch, Level-Low | COL-PSB | Switch |  |  | LSL | http://www.toronto.ca/TWONTO#00466 | Instrumentation Equipment | Silverbirch Sewage Pumping Station
| COL-PSB-LSL-0102 | Switch, Level-Low | COL-PSB-MISC | Switch |  |  | LSL | http://www.toronto.ca/TWONTO#00466 | Instrumentation Equipment | Miscellaneous Equipment
| COL-PSB-LSLL-0101 | Switch, Level Low-Low | COL-PSB-MISC | Switch |  |  | LSLL | http://www.toronto.ca/TWONTO#00466 | Instrumentation Equipment | Miscellaneous Equipment
| WTR-PEG-CW | City Water System | WTR-PEG |  |  |  |  | http://www.toronto.ca/TWONTO#00260 | Sub-Process | Eglinton Pumping Station
| COL-PSB-RPU-0001 | Remote Processor Unit, Bristol, PLC | COL-PSB | RPU |  |  | RPU | http://www.toronto.ca/TWONTO#00122 | Electrical Equipment | Silverbirch Sewage Pumping Station
| COL-PSB-RPU-0001 | Remote Processor Unit, Bristol, PLC | COL-PSB-MISC | RPU |  |  | RPU | http://www.toronto.ca/TWONTO#00122 | Electrical Equipment | Miscellaneous Equipment
| COL-PSB-SW-0001 | Switch, Generator Power Disconnect Switch | COL-PSB-MISC | Switch |  |  | SW | http://www.toronto.ca/TWONTO#00594 | Electrical Equipment | Miscellaneous Equipment
| COL-PSB-SW-0001 | Switch, Generator Power Disconnect Switch | COL-PSB | Switch |  |  | SW | http://www.toronto.ca/TWONTO#00594 | Electrical Equipment | Silverbirch Sewage Pumping Station
| COL-PSB-TS-0001 | Switch, Generator Power Transfer Switch | COL-PSB | Switch |  |  | TS | http://www.toronto.ca/TWONTO#00754 | Electrical Equipment | Silverbirch Sewage Pumping Station
| COL-PSB-TS-0001 | Switch, Generator Power Transfer Switch | COL-PSB-MISC | Switch |  |  | TS | http://www.toronto.ca/TWONTO#00754 | Electrical Equipment | Miscellaneous Equipment
| COL-PSD-CP-0001 | Control Panel, Operator | COL-PSD-MISC | Control Panel |  |  | CP | http://www.toronto.ca/TWONTO#00613 | Electrical Equipment | Miscellaneous Equipment
| COL-PSD-CP-0001 | Control Panel, Operator | COL-PSD | Control Panel |  |  | CP | http://www.toronto.ca/TWONTO#00613 | Electrical Equipment | Spadina Sewage Pumping Station
| COL-PSD-CP-0002 | Control Panel, Operator | COL-PSD | Control Panel |  |  | CP | http://www.toronto.ca/TWONTO#00613 | Electrical Equipment | Spadina Sewage Pumping Station
| COL-PSD-CP-0002 | Control Panel, Operator | COL-PSD-MISC | Control Panel |  |  | CP | http://www.toronto.ca/TWONTO#00613 | Electrical Equipment | Miscellaneous Equipment
| COL-PSD-LSH-0103 | Switch, Level-High | COL-PSD | Switch,Level |  |  | LSH | http://www.toronto.ca/TWONTO#00466 | Instrumentation Equipment | Spadina Sewage Pumping Station
| COL-PSD-LSH-0103 | Switch, Level-High | COL-PSD-MISC | Switch,Level |  |  | LSH | http://www.toronto.ca/TWONTO#00466 | Instrumentation Equipment | Miscellaneous Equipment
| COL-PSD-LSHH-0104 | Switch, Level High-High | COL-PSD | Switch,Level |  |  | LSHH | http://www.toronto.ca/TWONTO#00466 | Instrumentation Equipment | Spadina Sewage Pumping Station
| COL-PSD-LSHH-0104 | Switch, Level High-High | COL-PSD-MISC | Switch,Level |  |  | LSHH | http://www.toronto.ca/TWONTO#00466 | Instrumentation Equipment | Miscellaneous Equipment
| COL-PSD-LSL-0102 | Switch, Level-Low | COL-PSD | Switch,Level |  |  | LSL | http://www.toronto.ca/TWONTO#00466 | Instrumentation Equipment | Spadina Sewage Pumping Station
| COL-PSD-LSL-0102 | Switch, Level-Low | COL-PSD-MISC | Switch,Level |  |  | LSL | http://www.toronto.ca/TWONTO#00466 | Instrumentation Equipment | Miscellaneous Equipment
| COL-PSD-LSLL-0101 | Switch, Level Low-Low | COL-PSD | Switch,Level |  |  | LSLL | http://www.toronto.ca/TWONTO#00466 | Instrumentation Equipment | Spadina Sewage Pumping Station
| COL-PSD-LSLL-0101 | Switch, Level Low-Low | COL-PSD-MISC | Switch,Level |  |  | LSLL | http://www.toronto.ca/TWONTO#00466 | Instrumentation Equipment | Miscellaneous Equipment
| WTR-PEL-CW | City Water System | WTR-PEL |  |  |  |  | http://www.toronto.ca/TWONTO#00260 | Sub-Process | Ellesmere Pumping Station
| COL-PSD-MON-0002 | Monitor | COL-PSD |  |  |  | MON | http://www.toronto.ca/TWONTO#00279 | Electrical Equipment | Spadina Sewage Pumping Station
| COL-PSD-MON-0002 | Monitor | COL-PSD-MISC |  |  |  | MON | http://www.toronto.ca/TWONTO#00279 | Electrical Equipment | Miscellaneous Equipment
| MAIN-208 EAST | Main 208 | WTR-MT1 |  |  |  |  | http://www.toronto.ca/TWONTO#00804 | Sub-Process | Work Area 1 EAST Mains and Chambers
| MAIN-209 | Main 209 | WTR-LWA |  |  |  |  | http://www.toronto.ca/TWONTO#00804 | Sub-Process | Work Area 2 Central Mains and Chambers
| COL-PSD-WEL-0100 | Wet Well | COL-PSD-MISC | Well |  |  | WEL | http://www.toronto.ca/TWONTO#00811 | Mechanical Equipment | Miscellaneous Equipment
| COL-PSD-WEL-0100 | Wet Well | COL-PSD | Well |  |  | WEL | http://www.toronto.ca/TWONTO#00811 | Mechanical Equipment | Spadina Sewage Pumping Station
| COL-PSE-LSLL-0101 | Switch, Level Low-Low | COL-PSE | Switch,Level |  |  | LSLL | http://www.toronto.ca/TWONTO#00466 | Instrumentation Equipment | Second Street Sewage Pumping Station (Wards Island PS#10)
| COL-PSE-LSLL-0102 | Switch, Level Low-Low | COL-PSE | Switch,Level |  |  | LSLL | http://www.toronto.ca/TWONTO#00466 | Instrumentation Equipment | Second Street Sewage Pumping Station (Wards Island PS#10)
| COL-PSE-LSLL-0103 | Switch, Level Low-Low | COL-PSE | Switch,Level |  |  | LSLL | http://www.toronto.ca/TWONTO#00466 | Instrumentation Equipment | Second Street Sewage Pumping Station (Wards Island PS#10)
| COL-PSE-LSLL-0104 | Switch, Level Low-Low | COL-PSE | Switch,Level |  |  | LSLL | http://www.toronto.ca/TWONTO#00466 | Instrumentation Equipment | Second Street Sewage Pumping Station (Wards Island PS#10)
| COL-PSH-LSLL-0101 | Switch, Level Low-Low | COL-PSH | Switch,Level |  |  | LSLL | http://www.toronto.ca/TWONTO#00466 | Instrumentation Equipment | Senior’s Home Sewage Pumping Station (Wards Island PS#6)
| COL-PSH-LSLL-0102 | Switch, Level Low-Low | COL-PSH | Switch,Level |  |  | LSLL | http://www.toronto.ca/TWONTO#00466 | Instrumentation Equipment | Senior’s Home Sewage Pumping Station (Wards Island PS#6)
| COL-PSH-LSLL-0103 | Switch, Level Low-Low | COL-PSH | Switch,Level |  |  | LSLL | http://www.toronto.ca/TWONTO#00466 | Instrumentation Equipment | Senior’s Home Sewage Pumping Station (Wards Island PS#6)
| COL-PSH-LSLL-0104 | Switch, Level Low-Low | COL-PSH | Switch,Level |  |  | LSLL | http://www.toronto.ca/TWONTO#00466 | Instrumentation Equipment | Senior’s Home Sewage Pumping Station (Wards Island PS#6)
| WTR-PHL-CW | City Water System | WTR-PHL |  |  |  |  | http://www.toronto.ca/TWONTO#00260 | Sub-Process | High Level Pumping Station
| COL-PSH-P-0200 | Submersible Pump | COL-PSH |  |  |  | P | http://www.toronto.ca/TWONTO#00626 | Mechanical Equipment | Senior’s Home Sewage Pumping Station (Wards Island PS#6)
| COL-PSI-LSLL-0101 | Switch, Level Low-Low | COL-PSI | Switch,Level |  |  | LSLL | http://www.toronto.ca/TWONTO#00466 | Instrumentation Equipment | Sixth Street Sewage Pumping Station (Wards Island PS#11)
| COL-PSI-LSLL-0102 | Switch, Level Low-Low | COL-PSI | Switch,Level |  |  | LSLL | http://www.toronto.ca/TWONTO#00466 | Instrumentation Equipment | Sixth Street Sewage Pumping Station (Wards Island PS#11)
| COL-PSI-LSLL-0103 | Switch, Level Low-Low | COL-PSI | Switch,Level |  |  | LSLL | http://www.toronto.ca/TWONTO#00466 | Instrumentation Equipment | Sixth Street Sewage Pumping Station (Wards Island PS#11)
| COL-PSI-LSLL-0104 | Switch, Level Low-Low | COL-PSI | Switch,Level |  |  | LSLL | http://www.toronto.ca/TWONTO#00466 | Instrumentation Equipment | Sixth Street Sewage Pumping Station (Wards Island PS#11)
| WTR-PJO-CW | City Water System | WTR-PJO |  |  |  |  | http://www.toronto.ca/TWONTO#00260 | Sub-Process | Wm. H. Johnston Pumping Station
| COL-PSK-ALR-0001 | Control Panel, Operator | COL-PSK-MISC | Control Panel |  |  | ALR | http://www.toronto.ca/TWONTO#00154 | Electrical Equipment | Miscellaneous Equipment
| COL-PSK-ALR-0001 | Control Panel, Operator | COL-PSK | Control Panel |  |  | ALR | http://www.toronto.ca/TWONTO#00154 | Electrical Equipment | Skydome Sewage Pumping Station
| COL-PSK-DM-0001 | Damper, Mech Room | COL-PSK-MISC | Damper/Louver |  |  | DM | http://www.toronto.ca/TWONTO#00142 | Mechanical Equipment | Miscellaneous Equipment
| COL-PSK-DM-0001 | Damper, Mech Room | COL-PSK | Damper/Louver |  |  | DM | http://www.toronto.ca/TWONTO#00142 | Mechanical Equipment | Skydome Sewage Pumping Station
| COL-PSK-DM-0002 | Damper, Mech Room | COL-PSK-MISC | Damper/Louver |  |  | DM | http://www.toronto.ca/TWONTO#00142 | Mechanical Equipment | Miscellaneous Equipment
| COL-PSK-DM-0002 | Damper, Mech Room | COL-PSK | Damper/Louver |  |  | DM | http://www.toronto.ca/TWONTO#00142 | Mechanical Equipment | Skydome Sewage Pumping Station
| COL-PSK-FEQ-0001S | Fire Prevention, Extinguisher | COL-PSK | Fire Prevention,Extinguisher |  | 40966 | FEQ | x | Obsolete Entity | Skydome Sewage Pumping Station
| COL-PSK-FEQ-0001S | Fire Prevention, Extinguisher | COL-PSK-MISC | Fire Prevention,Extinguisher |  | 40966 | FEQ | x | Obsolete Entity | Miscellaneous Equipment
| COL-PSK-FEQ-0001S | Fire Prevention, Extinguisher | COL-W-OBSOLETE | Fire Prevention,Extinguisher |  | 40966 | FEQ | x | Obsolete Entity | Col West Obsolete Entities
| COL-PSK-FN-0001 | Fan, Exhaust | COL-PSK | Fan |  |  | FN | http://www.toronto.ca/TWONTO#OWLClass_binid-posum-pozar-motav | Mechanical Equipment | Skydome Sewage Pumping Station
| COL-PSK-FN-0001 | Fan, Exhaust | COL-PSK-MISC | Fan |  |  | FN | http://www.toronto.ca/TWONTO#OWLClass_binid-posum-pozar-motav | Mechanical Equipment | Miscellaneous Equipment
| COL-PSK-FN-0002 | Fan, Exhaust | COL-PSK | Fan |  |  | FN | http://www.toronto.ca/TWONTO#OWLClass_binid-posum-pozar-motav | Mechanical Equipment | Skydome Sewage Pumping Station
| COL-PSK-FN-0002 | Fan, Exhaust | COL-PSK-MISC | Fan |  |  | FN | http://www.toronto.ca/TWONTO#OWLClass_binid-posum-pozar-motav | Mechanical Equipment | Miscellaneous Equipment
| COL-PSK-FN-0003 | Fan, Exhaust | COL-PSK | Fan |  |  | FN | http://www.toronto.ca/TWONTO#OWLClass_binid-posum-pozar-motav | Mechanical Equipment | Skydome Sewage Pumping Station
| COL-PSK-FN-0003 | Fan, Exhaust | COL-PSK-MISC | Fan |  |  | FN | http://www.toronto.ca/TWONTO#OWLClass_binid-posum-pozar-motav | Mechanical Equipment | Miscellaneous Equipment
| COL-PSK-GC-0001 | Grit Chamber | COL-PSK |  |  |  | GC | http://www.toronto.ca/TWONTO#00675 | Sub-sub-process | Skydome Sewage Pumping Station
| COL-PSK-GC-0001 | Grit Chamber | COL-PSK-MISC |  |  |  | GC | http://www.toronto.ca/TWONTO#00675 | Sub-sub-process | Miscellaneous Equipment
| COL-PSK-GC-0001 | Grit Chamber | COL-PSP-MISC |  |  |  | GC | http://www.toronto.ca/TWONTO#00675 | Sub-sub-process | Miscellaneous Equipment
| COL-PSK-LIT-0100 | Transmitter, Level | COL-PSK-MISC | Transmitter,Level |  |  | LIT | http://www.toronto.ca/TWONTO#00467 | Instrumentation Equipment | Miscellaneous Equipment
| COL-PSK-LIT-0101 | Transmitter, Level | COL-PSK | Transmitter,Level |  |  | LIT | http://www.toronto.ca/TWONTO#00467 | Instrumentation Equipment | Skydome Sewage Pumping Station
| COL-PSK-LIT-0101 | Transmitter, Level | COL-PSK-MISC | Transmitter,Level |  |  | LIT | http://www.toronto.ca/TWONTO#00467 | Instrumentation Equipment | Miscellaneous Equipment
| COL-PSK-LP-0001 | Control Panel, Lighting | COL-PSK | Control Panel |  |  | LP | http://www.toronto.ca/TWONTO#00477 | Electrical Equipment | Skydome Sewage Pumping Station
| COL-PSK-LP-0001 | Control Panel, Lighting | COL-PSK-MISC | Control Panel |  |  | LP | http://www.toronto.ca/TWONTO#00477 | Electrical Equipment | Miscellaneous Equipment
| COL-PSK-LSH-0102 | Switch, Level-High | COL-PSK | Switch,Level |  |  | LSH | http://www.toronto.ca/TWONTO#00466 | Instrumentation Equipment | Skydome Sewage Pumping Station
| COL-PSK-LSH-0102 | Switch, Level-High | COL-PSK-MISC | Switch,Level |  |  | LSH | http://www.toronto.ca/TWONTO#00466 | Instrumentation Equipment | Miscellaneous Equipment
| COL-PSK-LSHH-0103 | Switch, Level High-High | COL-PSK | Switch,Level |  |  | LSHH | http://www.toronto.ca/TWONTO#00466 | Instrumentation Equipment | Skydome Sewage Pumping Station
| COL-PSK-LSHH-0103 | Switch, Level High-High | COL-PSK-MISC | Switch,Level |  |  | LSHH | http://www.toronto.ca/TWONTO#00466 | Instrumentation Equipment | Miscellaneous Equipment
| COL-PSK-LSL-0101 | Switch, Level-Low | COL-PSK-MISC | Switch,Level |  |  | LSL | http://www.toronto.ca/TWONTO#00466 | Instrumentation Equipment | Miscellaneous Equipment
| COL-PSK-LSL-0101 | Switch, Level-Low | COL-PSK | Switch,Level |  |  | LSL | http://www.toronto.ca/TWONTO#00466 | Instrumentation Equipment | Skydome Sewage Pumping Station
| WTR-PJS-CW | City Water System | WTR-PJS |  |  |  |  | http://www.toronto.ca/TWONTO#00260 | Sub-Process | John Street Pumping Station
| COL-PSK-MON-0001 | Monitor | COL-PSK |  |  |  | MON | http://www.toronto.ca/TWONTO#00279 | Electrical Equipment | Skydome Sewage Pumping Station
| COL-PSK-MON-0001 | Monitor | COL-PSS-MISC |  |  |  | MON | http://www.toronto.ca/TWONTO#00279 | Electrical Equipment | Miscellaneous Equipment
| COL-PSK-MON-0001 | Monitor | COL-PSK-MISC |  |  |  | MON | http://www.toronto.ca/TWONTO#00279 | Electrical Equipment | Miscellaneous Equipment
| COL-PSK-MON-0002 | Monitor | COL-PSK-MISC |  |  |  | MON | http://www.toronto.ca/TWONTO#00279 | Electrical Equipment | Miscellaneous Equipment
| COL-PSK-MON-0002 | Monitor | COL-PSK |  |  |  | MON | http://www.toronto.ca/TWONTO#00279 | Electrical Equipment | Skydome Sewage Pumping Station
| COL-PSK-MON-0002 | Monitor | COL-PSS-MISC |  |  |  | MON | http://www.toronto.ca/TWONTO#00279 | Electrical Equipment | Miscellaneous Equipment
| COL-PSK-RPU-0001 | Control Panel, Operator | COL-PSK | Control Panel |  |  | RPU | http://www.toronto.ca/TWONTO#00122 | Electrical Equipment | Skydome Sewage Pumping Station
| COL-PSK-RPU-0001 | Control Panel, Operator | COL-PSK-MISC | Control Panel |  |  | RPU | http://www.toronto.ca/TWONTO#00122 | Electrical Equipment | Miscellaneous Equipment
| COL-PSK-SS-0001 | Security System | COL-PSK-MISC |  |  |  | SS | http://www.toronto.ca/TWONTO#00673 | Electrical Equipment | Miscellaneous Equipment
| COL-PSK-SS-0001 | Security System | COL-PVM-MISC |  |  |  | SS | http://www.toronto.ca/TWONTO#00673 | Electrical Equipment | Miscellaneous Equipment
| COL-PSK-SS-0001 | Security System | COL-PSK |  |  |  | SS | http://www.toronto.ca/TWONTO#00673 | Electrical Equipment | Skydome Sewage Pumping Station
| COL-PSK-SW-0001 | Switch, Power Disconnect | COL-PSK | Switch |  |  | SW | http://www.toronto.ca/TWONTO#00594 | Electrical Equipment | Skydome Sewage Pumping Station
| COL-PSK-SW-0001 | Switch, Power Disconnect | COL-PSK-MISC | Switch |  |  | SW | http://www.toronto.ca/TWONTO#00594 | Electrical Equipment | Miscellaneous Equipment
| COL-PSK-WEL-0500 | Wet Well | COL-PSK |  |  |  | WEL | http://www.toronto.ca/TWONTO#00811 | Sub-sub-process | Skydome Sewage Pumping Station
| COL-PSK-WEL-0500 | Wet Well | COL-PSS-MISC |  |  |  | WEL | http://www.toronto.ca/TWONTO#00811 | Sub-sub-process | Miscellaneous Equipment
| COL-PSK-WEL-0500 | Wet Well | COL-PSK-MISC |  |  |  | WEL | http://www.toronto.ca/TWONTO#00811 | Sub-sub-process | Miscellaneous Equipment
| COL-PSK-WEL-0600 | Dry Well | COL-PSK |  |  |  | WEL | http://www.toronto.ca/TWONTO#00811 | Sub-sub-process | Skydome Sewage Pumping Station
| COL-PSK-WEL-0600 | Dry Well | COL-PSK-MISC |  |  |  | WEL | http://www.toronto.ca/TWONTO#00811 | Sub-sub-process | Miscellaneous Equipment
| MAIN-209 | Main 209 | WTR-MT1 |  |  |  |  | http://www.toronto.ca/TWONTO#00804 | Sub-Process | Work Area 1 EAST Mains and Chambers
| MAIN-211 | Main 211 | WTR-LWA |  |  |  |  | http://www.toronto.ca/TWONTO#00804 | Sub-Process | Work Area 2 Central Mains and Chambers
| COL-PSL-CH-0001 | Chamber, Inlet | COL-PSL | Chamber |  |  | CH | http://www.toronto.ca/TWONTO#00318 | Mechanical Equipment | Sewells Road Sewage Pumping Station
| COL-PSL-CH-0001 | Chamber, Inlet | COL-PSL-MISC | Chamber |  |  | CH | http://www.toronto.ca/TWONTO#00318 | Mechanical Equipment | Miscellaneous Equipment
| COL-PSL-CH-0002 | Chamber, Bypass | COL-PSL | Chamber |  |  | CH | http://www.toronto.ca/TWONTO#00318 | Mechanical Equipment | Sewells Road Sewage Pumping Station
| COL-PSL-CH-0002 | Chamber, Bypass | COL-PSL-MISC | Chamber |  |  | CH | http://www.toronto.ca/TWONTO#00318 | Mechanical Equipment | Miscellaneous Equipment
| COL-PSL-COM-0001 | Control Panel, Operator | COL-PSL-MISC | Control Panel |  |  | COM | http://www.toronto.ca/TWONTO#00613 | Electrical Equipment | Miscellaneous Equipment
| COL-PSL-COM-0001 | Control Panel, Operator | COL-PSL | Control Panel |  |  | COM | http://www.toronto.ca/TWONTO#00613 | Electrical Equipment | Sewells Road Sewage Pumping Station
| COL-PSL-CP-0001 | Control Panel, Operator | COL-PSL | Control Panel |  |  | CP | http://www.toronto.ca/TWONTO#00613 | Electrical Equipment | Sewells Road Sewage Pumping Station
| COL-PSL-CP-0001 | Control Panel, Operator | COL-PSL-MISC | Control Panel |  |  | CP | http://www.toronto.ca/TWONTO#00613 | Electrical Equipment | Miscellaneous Equipment
| COL-PSL-DM-0001 | Damper/Louver, Generator Room | COL-PSL | Damper/Louver |  |  | DM | http://www.toronto.ca/TWONTO#00142 | Mechanical Equipment | Sewells Road Sewage Pumping Station
| COL-PSL-DM-0001 | Damper/Louver, Generator Room | COL-PSL-MISC | Damper/Louver |  |  | DM | http://www.toronto.ca/TWONTO#00142 | Mechanical Equipment | Miscellaneous Equipment
| COL-PSL-DM-0002 | Damper/Louver, Generator Room | COL-PSL | Damper/Louver |  |  | DM | http://www.toronto.ca/TWONTO#00142 | Mechanical Equipment | Sewells Road Sewage Pumping Station
| COL-PSL-DM-0002 | Damper/Louver, Generator Room | COL-PSL-MISC | Damper/Louver |  |  | DM | http://www.toronto.ca/TWONTO#00142 | Mechanical Equipment | Miscellaneous Equipment
| COL-PSL-DM-0003 | Damper/Louver, Generator Room | COL-PSL | Damper/Louver |  |  | DM | http://www.toronto.ca/TWONTO#00142 | Mechanical Equipment | Sewells Road Sewage Pumping Station
| COL-PSL-DM-0003 | Damper/Louver, Generator Room | COL-PSL-MISC | Damper/Louver |  |  | DM | http://www.toronto.ca/TWONTO#00142 | Mechanical Equipment | Miscellaneous Equipment
| COL-PSL-FA-0001S | Fire Alarm System | COL-PSL-MISC | Building Service,Fire Alarm |  | 42930 | FA | x | Obsolete Entity | Miscellaneous Equipment
| COL-PSL-FA-0001S | Fire Alarm System | COL-W-OBSOLETE | Building Service,Fire Alarm |  | 42930 | FA | x | Obsolete Entity | Col West Obsolete Entities
| COL-PSL-FEQ-0001S | Fire Prevention, Extinguisher | COL-PSL | Fire Prevention,Extinguisher |  | 46865 | FEQ | x | Obsolete Entity | Sewells Road Sewage Pumping Station
| COL-PSL-FEQ-0001S | Fire Prevention, Extinguisher | COL-PSL-MISC | Fire Prevention,Extinguisher |  | 46865 | FEQ | x | Obsolete Entity | Miscellaneous Equipment
| COL-PSL-FEQ-0001S | Fire Prevention, Extinguisher | COL-W-OBSOLETE | Fire Prevention,Extinguisher |  | 46865 | FEQ | x | Obsolete Entity | Col West Obsolete Entities
| COL-PSL-FN-0001 | Fan, Exhaust | COL-PSL | Fan |  |  | FN | http://www.toronto.ca/TWONTO#OWLClass_binid-posum-pozar-motav | Mechanical Equipment | Sewells Road Sewage Pumping Station
| COL-PSL-FN-0001 | Fan, Exhaust | COL-PSL-MISC | Fan |  |  | FN | http://www.toronto.ca/TWONTO#OWLClass_binid-posum-pozar-motav | Mechanical Equipment | Miscellaneous Equipment
| COL-PSL-FN-0002 | Fan, Centrifugal | COL-PSL | Fan |  |  | FN | http://www.toronto.ca/TWONTO#OWLClass_binid-posum-pozar-motav | Mechanical Equipment | Sewells Road Sewage Pumping Station
| COL-PSL-FN-0002 | Fan, Centrifugal | COL-PSL-MISC | Fan |  |  | FN | http://www.toronto.ca/TWONTO#OWLClass_binid-posum-pozar-motav | Mechanical Equipment | Miscellaneous Equipment
| COL-PSL-FQ-0001 | Meter, Flow | COL-PSL | Meter,Flow |  |  | FQ | http://www.toronto.ca/TWONTO#00369 | Instrumentation Equipment | Sewells Road Sewage Pumping Station
| COL-PSL-FQ-0001 | Meter, Flow | COL-PSL-MISC | Meter,Flow |  |  | FQ | http://www.toronto.ca/TWONTO#00369 | Instrumentation Equipment | Miscellaneous Equipment
| COL-PSL-GEN-0001 | Generator, Electricity | COL-PSL | Generator |  |  | GEN | http://www.toronto.ca/TWONTO#00397 | Electrical Equipment | Sewells Road Sewage Pumping Station
| COL-PSL-GEN-0001 | Generator, Electricity | COL-PSL-MISC | Generator |  |  | GEN | http://www.toronto.ca/TWONTO#00397 | Electrical Equipment | Miscellaneous Equipment
| COL-PSL-GEN-0002 | Portable Generator, Electricity | COL-PSL | Generator |  |  | GEN | http://www.toronto.ca/TWONTO#00397 | Electrical Equipment | Sewells Road Sewage Pumping Station
| COL-PSL-HTR-0001 | Heater, Generator Room | COL-PSL | Heater |  |  | HTR | http://www.toronto.ca/TWONTO#00418 | Electrical Equipment | Sewells Road Sewage Pumping Station
| COL-PSL-HTR-0001 | Heater, Generator Room | COL-PSL-MISC | Heater |  |  | HTR | http://www.toronto.ca/TWONTO#00418 | Electrical Equipment | Miscellaneous Equipment
| MAIN-211 | Main 211 | WTR-MT1 |  |  |  |  | http://www.toronto.ca/TWONTO#00804 | Sub-Process | Work Area 1 EAST Mains and Chambers
| MAIN-212 | Main 212 | WTR-MT1 |  |  |  |  | http://www.toronto.ca/TWONTO#00804 | Sub-Process | Work Area 1 EAST Mains and Chambers
| COL-PSL-LIT-0100 | Transmitter, Level | COL-PSL | Transmitter,Level |  |  | LIT | http://www.toronto.ca/TWONTO#00467 | Instrumentation Equipment | Sewells Road Sewage Pumping Station
| COL-PSL-LIT-0100 | Transmitter, Level | COL-PSL-MISC | Transmitter,Level |  |  | LIT | http://www.toronto.ca/TWONTO#00467 | Instrumentation Equipment | Miscellaneous Equipment
| COL-PSL-LIT-0200 | Transmitter, Level | COL-PSL | Transmitter,Level |  |  | LIT | http://www.toronto.ca/TWONTO#00467 | Instrumentation Equipment | Sewells Road Sewage Pumping Station
| COL-PSL-LIT-0200 | Transmitter, Level | COL-PSL-MISC | Transmitter,Level |  |  | LIT | http://www.toronto.ca/TWONTO#00467 | Instrumentation Equipment | Miscellaneous Equipment
| COL-PSL-LSH-0002 | Switch, Level-High | COL-PSL-MISC | Switch,Level |  |  | LSH | http://www.toronto.ca/TWONTO#00466 | Instrumentation Equipment | Miscellaneous Equipment
| COL-PSL-LSH-0103 | Switch, Level-High | COL-PSL-MISC | Switch,Level |  |  | LSH | http://www.toronto.ca/TWONTO#00466 | Instrumentation Equipment | Miscellaneous Equipment
| COL-PSL-LSH-0103 | Switch, Level-High | COL-PSL | Switch,Level |  |  | LSH | http://www.toronto.ca/TWONTO#00466 | Instrumentation Equipment | Sewells Road Sewage Pumping Station
| COL-PSL-LSH-0203 | Switch, Level-High | COL-PSL-MISC | Switch,Level |  |  | LSH | http://www.toronto.ca/TWONTO#00466 | Instrumentation Equipment | Miscellaneous Equipment
| COL-PSL-LSH-0203 | Switch, Level-High | COL-PSL | Switch,Level |  |  | LSH | http://www.toronto.ca/TWONTO#00466 | Instrumentation Equipment | Sewells Road Sewage Pumping Station
| COL-PSL-LSHH-0104 | Switch, Level High-High | COL-PSL | Switch,Level |  |  | LSHH | http://www.toronto.ca/TWONTO#00466 | Instrumentation Equipment | Sewells Road Sewage Pumping Station
| COL-PSL-LSHH-0104 | Switch, Level High-High | COL-PSL-MISC | Switch,Level |  |  | LSHH | http://www.toronto.ca/TWONTO#00466 | Instrumentation Equipment | Miscellaneous Equipment
| COL-PSL-LSHH-0204 | Switch, Level High-High | COL-PSL | Switch,Level |  |  | LSHH | http://www.toronto.ca/TWONTO#00466 | Instrumentation Equipment | Sewells Road Sewage Pumping Station
| COL-PSL-LSHH-0204 | Switch, Level High-High | COL-PSL-MISC | Switch,Level |  |  | LSHH | http://www.toronto.ca/TWONTO#00466 | Instrumentation Equipment | Miscellaneous Equipment
| COL-PSL-LSL-0102 | Switch, Level-Low | COL-PSL | Switch,Level |  |  | LSL | http://www.toronto.ca/TWONTO#00466 | Instrumentation Equipment | Sewells Road Sewage Pumping Station
| COL-PSL-LSL-0102 | Switch, Level-Low | COL-PSL-MISC | Switch,Level |  |  | LSL | http://www.toronto.ca/TWONTO#00466 | Instrumentation Equipment | Miscellaneous Equipment
| COL-PSL-LSL-0202 | Switch, Level-Low | COL-PSL | Switch,Level |  |  | LSL | http://www.toronto.ca/TWONTO#00466 | Instrumentation Equipment | Sewells Road Sewage Pumping Station
| COL-PSL-LSL-0202 | Switch, Level-Low | COL-PSL-MISC | Switch,Level |  |  | LSL | http://www.toronto.ca/TWONTO#00466 | Instrumentation Equipment | Miscellaneous Equipment
| COL-PSL-LSLL-0101 | Switch, Level Low-Low | COL-PSL | Switch,Level |  |  | LSLL | http://www.toronto.ca/TWONTO#00466 | Instrumentation Equipment | Sewells Road Sewage Pumping Station
| COL-PSL-LSLL-0101 | Switch, Level Low-Low | COL-PSL-MISC | Switch,Level |  |  | LSLL | http://www.toronto.ca/TWONTO#00466 | Instrumentation Equipment | Miscellaneous Equipment
| COL-PSL-LSLL-0201 | Switch, Level Low-Low | COL-PSL | Switch,Level |  |  | LSLL | http://www.toronto.ca/TWONTO#00466 | Instrumentation Equipment | Sewells Road Sewage Pumping Station
| COL-PSL-LSLL-0201 | Switch, Level Low-Low | COL-PSL-MISC | Switch,Level |  |  | LSLL | http://www.toronto.ca/TWONTO#00466 | Instrumentation Equipment | Miscellaneous Equipment
| COL-PSL-LTG-0001 | Control Panel, Electrical | COL-PSL-MISC | Control Panel |  |  | LTG | http://www.toronto.ca/TWONTO#00110 | Electrical Equipment | Miscellaneous Equipment
| COL-PSL-LTG-0001 | Control Panel, Electrical | COL-PSL | Control Panel |  |  | LTG | http://www.toronto.ca/TWONTO#00110 | Electrical Equipment | Sewells Road Sewage Pumping Station
| COL-PSL-MCC-0001 | Motor Control Centre | COL-PSL | Control Panel,MCC |  |  | MCC | http://www.toronto.ca/TWONTO#00110 | Electrical Equipment | Sewells Road Sewage Pumping Station
| COL-PSL-MCC-0001 | Motor Control Centre | COL-PSL-MISC | Control Panel,MCC |  |  | MCC | http://www.toronto.ca/TWONTO#00110 | Electrical Equipment | Miscellaneous Equipment
| WTR-PKL-CW | City Water System | WTR-PKL |  |  |  |  | http://www.toronto.ca/TWONTO#00260 | Sub-Process | Keele Pumping Station
| COL-PSL-P-0100 | Pump, Centrifugal | COL-PSL | Pump |  |  | P | http://www.toronto.ca/TWONTO#00626 | Mechanical Equipment | Sewells Road Sewage Pumping Station
| COL-PSL-P-0200 | Pump, Centrifugal | COL-PSL | Pump |  |  | P | http://www.toronto.ca/TWONTO#00626 | Mechanical Equipment | Sewells Road Sewage Pumping Station
| COL-PSL-P-0300 | Pump, Centrifugal | COL-PSL | Pump |  |  | P | http://www.toronto.ca/TWONTO#00626 | Mechanical Equipment | Sewells Road Sewage Pumping Station
| COL-PSL-RC-0001 | Recorder, Flow | COL-PSL-MISC | Recorder |  |  | RC | http://www.toronto.ca/TWONTO#00255 | Instrumentation Equipment | Miscellaneous Equipment
| COL-PSL-RC-0001 | Recorder, Flow | COL-PSL | Recorder |  |  | RC | http://www.toronto.ca/TWONTO#00255 | Instrumentation Equipment | Sewells Road Sewage Pumping Station
| COL-PSL-RPU-0001 | Control Panel, Electrical | COL-PSL | Control Panel |  |  | RPU | http://www.toronto.ca/TWONTO#00122 | Electrical Equipment | Sewells Road Sewage Pumping Station
| COL-PSL-RPU-0001 | Control Panel, Electrical | COL-PSL-MISC | Control Panel |  |  | RPU | http://www.toronto.ca/TWONTO#00122 | Electrical Equipment | Miscellaneous Equipment
| COL-PSL-SS-0001 | Security System | COL-PSL | Security System |  |  | SS | http://www.toronto.ca/TWONTO#00673 | Electrical Equipment | Sewells Road Sewage Pumping Station
| COL-PSL-SS-0001 | Security System | COL-PSL-MISC | Security System |  |  | SS | http://www.toronto.ca/TWONTO#00673 | Electrical Equipment | Miscellaneous Equipment
| COL-PSL-T-0001 | Tank, Diesel Fuel | COL-PSL | Tank |  |  | T | http://www.toronto.ca/TWONTO#00379 | Mechanical Equipment | Sewells Road Sewage Pumping Station
| COL-PSL-T-0001 | Tank, Diesel Fuel | COL-PSL-MISC | Tank |  |  | T | http://www.toronto.ca/TWONTO#00379 | Mechanical Equipment | Miscellaneous Equipment
| COL-PSL-T-0002 | Tank, Domestic Hot Water | COL-PSL | Tank |  |  | T | http://www.toronto.ca/TWONTO#00427 | Mechanical Equipment | Sewells Road Sewage Pumping Station
| COL-PSL-T-0002 | Tank, Domestic Hot Water | COL-PSL-MISC | Tank |  |  | T | http://www.toronto.ca/TWONTO#00427 | Mechanical Equipment | Miscellaneous Equipment
| COL-PSL-TR-0001 | Transformer, Power | COL-PSL-MISC | Transformer |  |  | TR | http://www.toronto.ca/TWONTO#00755 | Electrical Equipment | Miscellaneous Equipment
| COL-PSL-TS-0001 | Switch, Transfer | COL-PSL-MISC | Switch |  |  | TS | http://www.toronto.ca/TWONTO#00754 | Electrical Equipment | Miscellaneous Equipment
| COL-PSL-WEL-0100 | Wet well | COL-PSL-MISC | Well |  |  | WEL | http://www.toronto.ca/TWONTO#00811 | Mechanical Equipment | Miscellaneous Equipment
| COL-PSL-WEL-0100 | Wet well | COL-PSL | Well |  |  | WEL | http://www.toronto.ca/TWONTO#00811 | Mechanical Equipment | Sewells Road Sewage Pumping Station
| COL-PSL-WEL-0200 | Wet well | COL-PSL | Well |  |  | WEL | http://www.toronto.ca/TWONTO#00811 | Mechanical Equipment | Sewells Road Sewage Pumping Station
| COL-PSL-WEL-0200 | Wet well | COL-PSL-MISC | Well |  |  | WEL | http://www.toronto.ca/TWONTO#00811 | Mechanical Equipment | Miscellaneous Equipment
| COL-PSM-ALR-0001 | Control Panel, Hazardous Gas Alarm | COL-PSM | Control Panel |  |  | ALR | http://www.toronto.ca/TWONTO#00154 | Electrical Equipment | Simcoe St Sewage Pumping Station
| COL-PSM-ALR-0001 | Control Panel, Hazardous Gas Alarm | COL-PSM-MISC | Control Panel |  |  | ALR | http://www.toronto.ca/TWONTO#00154 | Electrical Equipment | Miscellaneous Equipment
| MAIN-212 | Main 212 | WTR-LWA |  |  |  |  | http://www.toronto.ca/TWONTO#00804 | Sub-Process | Work Area 2 Central Mains and Chambers
| MAIN-213 | Main 213 | WTR-MT1 |  |  |  |  | http://www.toronto.ca/TWONTO#00804 | Sub-Process | Work Area 1 EAST Mains and Chambers
| COL-PSM-CB-0002 | Circuit Breaker, To Lighting Panel 0001 | COL-PSM | Circuit Breaker |  |  | CB | http://www.toronto.ca/TWONTO#00110 | Electrical Equipment | Simcoe St Sewage Pumping Station
| COL-PSM-CB-0002 | Circuit Breaker, To Lighting Panel 0001 | COL-PSM-MISC | Circuit Breaker |  |  | CB | http://www.toronto.ca/TWONTO#00110 | Electrical Equipment | Miscellaneous Equipment
| COL-PSM-DM-0001 | Damper/Louver, Fan 0001 | COL-PSM | Damper/Louver |  |  | DM | http://www.toronto.ca/TWONTO#00142 | Mechanical Equipment | Simcoe St Sewage Pumping Station
| COL-PSM-DM-0001 | Damper/Louver, Fan 0001 | COL-PSM-MISC | Damper/Louver |  |  | DM | http://www.toronto.ca/TWONTO#00142 | Mechanical Equipment | Miscellaneous Equipment
| COL-PSM-DM-0002 | Damper/Louver, Fan 0002 | COL-PSM | Damper/Louver |  |  | DM | http://www.toronto.ca/TWONTO#00142 | Mechanical Equipment | Simcoe St Sewage Pumping Station
| COL-PSM-DM-0002 | Damper/Louver, Fan 0002 | COL-PSM-MISC | Damper/Louver |  |  | DM | http://www.toronto.ca/TWONTO#00142 | Mechanical Equipment | Miscellaneous Equipment
| COL-PSM-DM-0003 | Damper/Louver, Fan 0004 | COL-PSM | Damper/Louver |  |  | DM | http://www.toronto.ca/TWONTO#00142 | Mechanical Equipment | Simcoe St Sewage Pumping Station
| COL-PSM-DM-0003 | Damper/Louver, Fan 0004 | COL-PSM-MISC | Damper/Louver |  |  | DM | http://www.toronto.ca/TWONTO#00142 | Mechanical Equipment | Miscellaneous Equipment
| COL-PSM-DRV-0001 | Drive, Variable Speed Drive Panel | COL-PSM | Drive |  |  | DRV | http://www.toronto.ca/TWONTO#00785 | Electrical Equipment | Simcoe St Sewage Pumping Station
| COL-PSM-DRV-0001 | Drive, Variable Speed Drive Panel | COL-PSM-MISC | Drive |  |  | DRV | http://www.toronto.ca/TWONTO#00785 | Electrical Equipment | Miscellaneous Equipment
| COL-PSM-F-0001 | Filter, Carbon | COL-PSM | Filter |  |  | F | http://www.toronto.ca/TWONTO#00146 | Mechanical Equipment | Simcoe St Sewage Pumping Station
| COL-PSM-F-0001 | Filter, Carbon | COL-PSM-MISC | Filter |  |  | F | http://www.toronto.ca/TWONTO#00146 | Mechanical Equipment | Miscellaneous Equipment
| COL-PSM-FEQ-0001S | Fire Prevention, Extinguisher | COL-PSM | Fire Prevention,Extinguisher |  | 40967 | FEQ | x | Obsolete Entity | Simcoe St Sewage Pumping Station
| COL-PSM-FEQ-0001S | Fire Prevention, Extinguisher | COL-PSM-MISC | Fire Prevention,Extinguisher |  | 40967 | FEQ | x | Obsolete Entity | Miscellaneous Equipment
| COL-PSM-FEQ-0001S | Fire Prevention, Extinguisher | COL-W-OBSOLETE | Fire Prevention,Extinguisher |  | 40967 | FEQ | x | Obsolete Entity | Col West Obsolete Entities
| COL-PSM-FEQ-0002S | Fire Prevention, Extinguisher | COL-PSM | Fire Prevention,Extinguisher |  | 40968 | FEQ | x | Obsolete Entity | Simcoe St Sewage Pumping Station
| COL-PSM-FEQ-0002S | Fire Prevention, Extinguisher | COL-PSM-MISC | Fire Prevention,Extinguisher |  | 40968 | FEQ | x | Obsolete Entity | Miscellaneous Equipment
| COL-PSM-FEQ-0002S | Fire Prevention, Extinguisher | COL-W-OBSOLETE | Fire Prevention,Extinguisher |  | 40968 | FEQ | x | Obsolete Entity | Col West Obsolete Entities
| COL-PSM-FEQ-0003S | Fire Prevention, Extinguisher | COL-PSM | Fire Prevention,Extinguisher |  | 40969 | FEQ | x | Obsolete Entity | Simcoe St Sewage Pumping Station
| COL-PSM-FEQ-0003S | Fire Prevention, Extinguisher | COL-PSM-MISC | Fire Prevention,Extinguisher |  | 40969 | FEQ | x | Obsolete Entity | Miscellaneous Equipment
| COL-PSM-FEQ-0003S | Fire Prevention, Extinguisher | COL-W-OBSOLETE | Fire Prevention,Extinguisher |  | 40969 | FEQ | x | Obsolete Entity | Col West Obsolete Entities
| COL-PSM-FIT-0001 | Transmitter, Flow | COL-PSM-MISC | Transmitter |  |  | FIT | http://www.toronto.ca/TWONTO#00369 | Instrumentation Equipment | Miscellaneous Equipment
| COL-PSM-FIT-0001 | Transmitter, Flow | COL-PSM | Transmitter |  |  | FIT | http://www.toronto.ca/TWONTO#00369 | Instrumentation Equipment | Simcoe St Sewage Pumping Station
| COL-PSM-FN-0001 | Fan, Centrifugal | COL-PSM-MISC | Fan |  |  | FN | http://www.toronto.ca/TWONTO#OWLClass_binid-posum-pozar-motav | Mechanical Equipment | Miscellaneous Equipment
| COL-PSM-FN-0001 | Fan, Centrifugal | COL-PSM | Fan |  |  | FN | http://www.toronto.ca/TWONTO#OWLClass_binid-posum-pozar-motav | Mechanical Equipment | Simcoe St Sewage Pumping Station
| COL-PSM-FN-0002 | Fan, Centrifugal | COL-PSM-MISC | Fan |  |  | FN | http://www.toronto.ca/TWONTO#OWLClass_binid-posum-pozar-motav | Mechanical Equipment | Miscellaneous Equipment
| COL-PSM-FN-0002 | Fan, Centrifugal | COL-PSM | Fan |  |  | FN | http://www.toronto.ca/TWONTO#OWLClass_binid-posum-pozar-motav | Mechanical Equipment | Simcoe St Sewage Pumping Station
| COL-PSM-FN-0003 | Fan, Centrifugal | COL-PSM-MISC | Fan |  |  | FN | http://www.toronto.ca/TWONTO#OWLClass_binid-posum-pozar-motav | Mechanical Equipment | Miscellaneous Equipment
| COL-PSM-FN-0003 | Fan, Centrifugal | COL-PSM | Fan |  |  | FN | http://www.toronto.ca/TWONTO#OWLClass_binid-posum-pozar-motav | Mechanical Equipment | Simcoe St Sewage Pumping Station
| COL-PSM-FN-0004 | Fan, Centrifugal | COL-PSM-MISC | Fan |  |  | FN | http://www.toronto.ca/TWONTO#OWLClass_binid-posum-pozar-motav | Mechanical Equipment | Miscellaneous Equipment
| COL-PSM-FN-0004 | Fan, Centrifugal | COL-PSM | Fan |  |  | FN | http://www.toronto.ca/TWONTO#OWLClass_binid-posum-pozar-motav | Mechanical Equipment | Simcoe St Sewage Pumping Station
| COL-PSM-FN-0005 | Fan, Centrifugal | COL-PSM | Fan |  |  | FN | http://www.toronto.ca/TWONTO#OWLClass_binid-posum-pozar-motav | Mechanical Equipment | Simcoe St Sewage Pumping Station
| COL-PSM-FN-0005 | Fan, Centrifugal | COL-PSM-MISC | Fan |  |  | FN | http://www.toronto.ca/TWONTO#OWLClass_binid-posum-pozar-motav | Mechanical Equipment | Miscellaneous Equipment
| COL-PSM-HTR-0002 | Heater, Unit | COL-PSM-MISC | Heater |  |  | HTR | http://www.toronto.ca/TWONTO#00418 | Mechanical Equipment | Miscellaneous Equipment
| COL-PSM-HTR-0002 | Heater, Unit | COL-PSM | Heater |  |  | HTR | http://www.toronto.ca/TWONTO#00418 | Mechanical Equipment | Simcoe St Sewage Pumping Station
| COL-PSM-HTR-0003 | Heater, Convention | COL-PSM-MISC | Heater |  |  | HTR | http://www.toronto.ca/TWONTO#00418 | Mechanical Equipment | Miscellaneous Equipment
| COL-PSM-HTR-0003 | Heater, Convention | COL-PSM | Heater |  |  | HTR | http://www.toronto.ca/TWONTO#00418 | Mechanical Equipment | Simcoe St Sewage Pumping Station
| COL-PSM-HTR-0004 | Heater, Convention | COL-PSM | Heater |  |  | HTR | http://www.toronto.ca/TWONTO#00418 | Mechanical Equipment | Simcoe St Sewage Pumping Station
| COL-PSM-HTR-0004 | Heater, Convention | COL-PSM-MISC | Heater |  |  | HTR | http://www.toronto.ca/TWONTO#00418 | Mechanical Equipment | Miscellaneous Equipment
| COL-PSM-HTR-0005 | Heater, Duct | COL-PSM | Heater |  |  | HTR | http://www.toronto.ca/TWONTO#00418 | Mechanical Equipment | Simcoe St Sewage Pumping Station
| COL-PSM-HTR-0005 | Heater, Duct | COL-PSM-MISC | Heater |  |  | HTR | http://www.toronto.ca/TWONTO#00418 | Mechanical Equipment | Miscellaneous Equipment
| COL-PSM-JIT-0001 | Meter, Hydro Revenue | COL-PSM | Meter |  |  | JIT | http://www.toronto.ca/TWONTO#00302 | Instrumentation Equipment | Simcoe St Sewage Pumping Station
| COL-PSM-JIT-0001 | Meter, Hydro Revenue | COL-PSM-MISC | Meter |  |  | JIT | http://www.toronto.ca/TWONTO#00302 | Instrumentation Equipment | Miscellaneous Equipment
| MAIN-213 | Main 213 | WTR-LWA |  |  |  |  | http://www.toronto.ca/TWONTO#00804 | Sub-Process | Work Area 2 Central Mains and Chambers
| MAIN-214 | Main 214 | WTR-LWA |  |  |  |  | http://www.toronto.ca/TWONTO#00804 | Sub-Process | Work Area 2 Central Mains and Chambers
| COL-PSM-LIT-0101 | Transmitter, Level | COL-PSM | Transmitter,Level |  |  | LIT | http://www.toronto.ca/TWONTO#00467 | Instrumentation Equipment | Simcoe St Sewage Pumping Station
| COL-PSM-LIT-0101 | Transmitter, Level | COL-PSM-MISC | Transmitter,Level |  |  | LIT | http://www.toronto.ca/TWONTO#00467 | Instrumentation Equipment | Miscellaneous Equipment
| COL-PSM-LP-0001 | Control Panel, Lighting | COL-PSM-MISC | Control Panel |  |  | LP | http://www.toronto.ca/TWONTO#00477 | Electrical Equipment | Miscellaneous Equipment
| COL-PSM-LP-0001 | Control Panel, Lighting | COL-PSM | Control Panel |  |  | LP | http://www.toronto.ca/TWONTO#00477 | Electrical Equipment | Simcoe St Sewage Pumping Station
| COL-PSM-LSH-0001 | Switch, Level-High | COL-PSM | Switch,Level |  |  | LSH | http://www.toronto.ca/TWONTO#00466 | Instrumentation Equipment | Simcoe St Sewage Pumping Station
| COL-PSM-LSH-0001 | Switch, Level-High | COL-PSM-MISC | Switch,Level |  |  | LSH | http://www.toronto.ca/TWONTO#00466 | Instrumentation Equipment | Miscellaneous Equipment
| COL-PSM-LSH-0103 | Switch, Level-High | COL-PSM-MISC | Switch,Level |  |  | LSH | http://www.toronto.ca/TWONTO#00466 | Instrumentation Equipment | Miscellaneous Equipment
| COL-PSM-LSH-0103 | Switch, Level-High | COL-PSM | Switch,Level |  |  | LSH | http://www.toronto.ca/TWONTO#00466 | Instrumentation Equipment | Simcoe St Sewage Pumping Station
| COL-PSM-LSH-0104 | Switch, Level-High | COL-PSM-MISC | Switch,Level |  |  | LSH | http://www.toronto.ca/TWONTO#00466 | Instrumentation Equipment | Miscellaneous Equipment
| COL-PSM-LSH-0104 | Switch, Level-High | COL-PSM | Switch,Level |  |  | LSH | http://www.toronto.ca/TWONTO#00466 | Instrumentation Equipment | Simcoe St Sewage Pumping Station
| COL-PSM-LSHH-0105 | Switch, Level High-High | COL-PSM | Switch,Level |  |  | LSHH | http://www.toronto.ca/TWONTO#00466 | Instrumentation Equipment | Simcoe St Sewage Pumping Station
| COL-PSM-LSHH-0105 | Switch, Level High-High | COL-PSM-MISC | Switch,Level |  |  | LSHH | http://www.toronto.ca/TWONTO#00466 | Instrumentation Equipment | Miscellaneous Equipment
| COL-PSM-LSL-0102 | Switch, Level-Low | COL-PSM | Switch,Level |  |  | LSL | http://www.toronto.ca/TWONTO#00466 | Instrumentation Equipment | Simcoe St Sewage Pumping Station
| COL-PSM-LSL-0102 | Switch, Level-Low | COL-PSM-MISC | Switch,Level |  |  | LSL | http://www.toronto.ca/TWONTO#00466 | Instrumentation Equipment | Miscellaneous Equipment
| COL-PSM-LSLL-0101 | Switch, Level Low-Low | COL-PSM | Switch,Level |  |  | LSLL | http://www.toronto.ca/TWONTO#00466 | Instrumentation Equipment | Simcoe St Sewage Pumping Station
| COL-PSM-LSLL-0101 | Switch, Level Low-Low | COL-PSM-MISC | Switch,Level |  |  | LSLL | http://www.toronto.ca/TWONTO#00466 | Instrumentation Equipment | Miscellaneous Equipment
| COL-PSM-M-0101 | Motor | COL-PSM-P-0100 |  |  |  | M | http://www.toronto.ca/TWONTO#00531 | Electrical Equipment | Pump, Submersible
| COL-PSM-M-0101 | Motor | COL-PSM-MISC |  |  |  | M | http://www.toronto.ca/TWONTO#00531 | Electrical Equipment | Miscellaneous Equipment
| COL-PSM-M-0201 | Motor | COL-PSM-P-0200 |  |  |  | M | http://www.toronto.ca/TWONTO#00531 | Electrical Equipment | Pump, Submersible
| COL-PSM-M-0201 | Motor | COL-PSM-MISC |  |  |  | M | http://www.toronto.ca/TWONTO#00531 | Electrical Equipment | Miscellaneous Equipment
| COL-PSM-M-0301 | Motor | COL-PSM-P-0300 |  |  |  | M | http://www.toronto.ca/TWONTO#00531 | Electrical Equipment | Pump, Submersible
| COL-PSM-M-0301 | Motor | COL-PSM-MISC |  |  |  | M | http://www.toronto.ca/TWONTO#00531 | Electrical Equipment | Miscellaneous Equipment
| WTR-PKN-CW | City Water System | WTR-PKN |  |  |  |  | http://www.toronto.ca/TWONTO#00260 | Sub-Process | Kennedy Pumping Station
| COL-PSM-SC-0001 | Screen, Bar | COL-PSM | Screen |  |  | SC | http://www.toronto.ca/TWONTO#00166 | Mechanical Equipment | Simcoe St Sewage Pumping Station
| COL-PSM-SC-0001 | Screen, Bar | COL-PSM-MISC | Screen |  |  | SC | http://www.toronto.ca/TWONTO#00166 | Mechanical Equipment | Miscellaneous Equipment
| COL-PSM-SW-0001 | Switch, Fused | COL-PSM | Switch |  |  | SW | http://www.toronto.ca/TWONTO#00594 | Electrical Equipment | Simcoe St Sewage Pumping Station
| COL-PSM-SW-0001 | Switch, Fused | COL-PSM-MISC | Switch |  |  | SW | http://www.toronto.ca/TWONTO#00594 | Electrical Equipment | Miscellaneous Equipment
| COL-PSM-TR-0001 | Transformer, Power | COL-PSM | Transformer |  |  | TR | http://www.toronto.ca/TWONTO#00755 | Electrical Equipment | Simcoe St Sewage Pumping Station
| COL-PSM-TR-0001 | Transformer, Power | COL-PSM-MISC | Transformer |  |  | TR | http://www.toronto.ca/TWONTO#00755 | Electrical Equipment | Miscellaneous Equipment
| COL-PSM-TS-0001 | Switch, Transfer | COL-PSM | Switch |  |  | TS | http://www.toronto.ca/TWONTO#00754 | Electrical Equipment | Simcoe St Sewage Pumping Station
| COL-PSM-TS-0001 | Switch, Transfer | COL-PSM-MISC | Switch |  |  | TS | http://www.toronto.ca/TWONTO#00754 | Electrical Equipment | Miscellaneous Equipment
| COL-PSM-UPS-0001 | UPS | COL-PSM | Uninterruptible Power Supply |  |  | UPS | http://www.toronto.ca/TWONTO#00124 | Electrical Equipment | Simcoe St Sewage Pumping Station
| COL-PSM-UPS-0001 | UPS | COL-PSM-MISC | Uninterruptible Power Supply |  |  | UPS | http://www.toronto.ca/TWONTO#00124 | Electrical Equipment | Miscellaneous Equipment
| COL-PSM-WEL-0100 | Wet Well | COL-PSM | Well |  |  | WEL | http://www.toronto.ca/TWONTO#00811 | Mechanical Equipment | Simcoe St Sewage Pumping Station
| COL-PSM-WEL-0100 | Wet Well | COL-PSM-MISC | Well |  |  | WEL | http://www.toronto.ca/TWONTO#00811 | Mechanical Equipment | Miscellaneous Equipment
| COL-PSN-MISC(S) | Miscellaneous Equipment | COL-PSN |  |  | 36941 |  | x | Sub-Process | Second Street Sewage Pumping Station (Wards Island PS#10)
| COL-PSN-P-0100 | Pump | COL-PSN |  |  | 34594 | P | x | Mechanical Equipment | Second Street Sewage Pumping Station (Wards Island PS#10)
| COL-PSN-P-0200 | Pump | COL-PSN |  |  | 34595 | P | x | Mechanical Equipment | Second Street Sewage Pumping Station (Wards Island PS#10)
| COL-PSP-ALR-0001 | Control Panel, Gas Alarm | COL-PSP | Control Panel |  |  | ALR | http://www.toronto.ca/TWONTO#00154 | Electrical Equipment | Southport Sewage Pumping Station
| COL-PSP-ALR-0001 | Control Panel, Gas Alarm | COL-PSP-MISC | Control Panel |  |  | ALR | http://www.toronto.ca/TWONTO#00154 | Electrical Equipment | Miscellaneous Equipment
| COL-PSP-CP-0001 | Control Panel, Pumps | COL-PSP-MISC | Control Panel |  |  | CP | http://www.toronto.ca/TWONTO#00613 | Electrical Equipment | Miscellaneous Equipment
| COL-PSP-CP-0001 | Control Panel, Pumps | COL-PSP | Control Panel |  |  | CP | http://www.toronto.ca/TWONTO#00613 | Electrical Equipment | Southport Sewage Pumping Station
| COL-PSP-CP-0002 | Control Panel, Fans | COL-PSP-MISC | Control Panel |  |  | CP | http://www.toronto.ca/TWONTO#00613 | Electrical Equipment | Miscellaneous Equipment
| COL-PSP-CP-0002 | Control Panel, Fans | COL-PSP | Control Panel |  |  | CP | http://www.toronto.ca/TWONTO#00613 | Electrical Equipment | Southport Sewage Pumping Station
| COL-PSP-FEQ-0001S | Fire Prevention, Extinguisher | COL-PSP | Fire Prevention,Extinguisher |  | 42716 | FEQ | x | Obsolete Entity | Southport Sewage Pumping Station
| COL-PSP-FEQ-0001S | Fire Prevention, Extinguisher | COL-W-OBSOLETE | Fire Prevention,Extinguisher |  | 42716 | FEQ | x | Obsolete Entity | Col West Obsolete Entities
| COL-PSP-FEQ-0001S | Fire Prevention, Extinguisher | COL-PSP-MISC | Fire Prevention,Extinguisher |  | 42716 | FEQ | x | Obsolete Entity | Miscellaneous Equipment
| COL-PSP-FN-0001 | Fan, Air Supply | COL-PSP-MISC | Fan |  |  | FN | http://www.toronto.ca/TWONTO#OWLClass_binid-posum-pozar-motav | Mechanical Equipment | Miscellaneous Equipment
| COL-PSP-FN-0001 | Fan, Air Supply | COL-PSP | Fan |  |  | FN | http://www.toronto.ca/TWONTO#OWLClass_binid-posum-pozar-motav | Mechanical Equipment | Southport Sewage Pumping Station
| COL-PSP-FN-0002 | Fan, Air Supply | COL-PSP-MISC | Fan |  |  | FN | http://www.toronto.ca/TWONTO#OWLClass_binid-posum-pozar-motav | Mechanical Equipment | Miscellaneous Equipment
| COL-PSP-FN-0002 | Fan, Air Supply | COL-PSP | Fan |  |  | FN | http://www.toronto.ca/TWONTO#OWLClass_binid-posum-pozar-motav | Mechanical Equipment | Southport Sewage Pumping Station
| COL-PSP-FN-0003 | Fan, Exhaust | COL-PSP-MISC | Fan |  |  | FN | http://www.toronto.ca/TWONTO#OWLClass_binid-posum-pozar-motav | Mechanical Equipment | Miscellaneous Equipment
| COL-PSP-FN-0003 | Fan, Exhaust | COL-PSP | Fan |  |  | FN | http://www.toronto.ca/TWONTO#OWLClass_binid-posum-pozar-motav | Mechanical Equipment | Southport Sewage Pumping Station
| COL-PSP-FQ-0001 | Meter, Flow | COL-PSP | Meter,Flow |  |  | FQ | http://www.toronto.ca/TWONTO#00369 | Instrumentation Equipment | Southport Sewage Pumping Station
| COL-PSP-FQ-0001 | Meter, Flow | COL-PSP-MISC | Meter,Flow |  |  | FQ | http://www.toronto.ca/TWONTO#00369 | Instrumentation Equipment | Miscellaneous Equipment
| COL-PSP-GC-0001 | Grit Chamber | COL-PSK-MISC |  |  | 34397 | GC | x | Sub-sub-process | Miscellaneous Equipment
| COL-PSP-GC-0001 | Grit Chamber | COL-PSP |  |  | 34397 | GC | x | Sub-sub-process | Southport Sewage Pumping Station
| COL-PSP-GC-0001 | Grit Chamber | COL-PSP-MISC |  |  | 34397 | GC | x | Sub-sub-process | Miscellaneous Equipment
| COL-PSP-GRF-0001 | Indicator, Ground Fault | COL-PSP |  |  |  | GRF | http://www.toronto.ca/TWONTO#00406 | Electrical Equipment | Southport Sewage Pumping Station
| COL-PSP-GRF-0001 | Indicator, Ground Fault | COL-PSP-MISC |  |  |  | GRF | http://www.toronto.ca/TWONTO#00406 | Electrical Equipment | Miscellaneous Equipment
| COL-PSP-HTR-0001 | Heater, Unit | COL-PSP | Heater |  |  | HTR | http://www.toronto.ca/TWONTO#00418 | Mechanical Equipment | Southport Sewage Pumping Station
| COL-PSP-HTR-0001 | Heater, Unit | COL-PSP-MISC | Heater |  |  | HTR | http://www.toronto.ca/TWONTO#00418 | Mechanical Equipment | Miscellaneous Equipment
| COL-PSP-HTR-0002 | Heater, Duct | COL-PSP | Heater |  |  | HTR | http://www.toronto.ca/TWONTO#00418 | Mechanical Equipment | Southport Sewage Pumping Station
| COL-PSP-HTR-0002 | Heater, Duct | COL-PSP-MISC | Heater |  |  | HTR | http://www.toronto.ca/TWONTO#00418 | Mechanical Equipment | Miscellaneous Equipment
| COL-PSP-JIT-0001 | Meter, Power Indicating Transmitter | COL-PSP-MISC | Meter |  |  | JIT | http://www.toronto.ca/TWONTO#00302 | Instrumentation Equipment | Miscellaneous Equipment
| COL-PSP-JIT-0001 | Meter, Power Indicating Transmitter | COL-PSP | Meter |  |  | JIT | http://www.toronto.ca/TWONTO#00302 | Instrumentation Equipment | Southport Sewage Pumping Station
| COL-PSP-LIT-0100 | Transmitter, Level | COL-PSP-MISC | Transmitter,Level |  |  | LIT | http://www.toronto.ca/TWONTO#00467 | Instrumentation Equipment | Miscellaneous Equipment
| COL-PSP-LIT-0101 | Transmitter, Level | COL-PSP-MISC | Transmitter,Level |  |  | LIT | http://www.toronto.ca/TWONTO#00467 | Instrumentation Equipment | Miscellaneous Equipment
| COL-PSP-LIT-0101 | Transmitter, Level | COL-PSP | Transmitter,Level |  |  | LIT | http://www.toronto.ca/TWONTO#00467 | Instrumentation Equipment | Southport Sewage Pumping Station
| COL-PSP-LP-0001 | Control Panel, Electrical | COL-PSP | Control Panel |  |  | LP | http://www.toronto.ca/TWONTO#00477 | Electrical Equipment | Southport Sewage Pumping Station
| COL-PSP-LP-0001 | Control Panel, Electrical | COL-PSP-MISC | Control Panel |  |  | LP | http://www.toronto.ca/TWONTO#00477 | Electrical Equipment | Miscellaneous Equipment
| COL-PSP-LSH-0103 | Switch, Level-High | COL-PSP-MISC | Switch,Level |  |  | LSH | http://www.toronto.ca/TWONTO#00466 | Instrumentation Equipment | Miscellaneous Equipment
| COL-PSP-LSH-0103 | Switch, Level-High | COL-PSP | Switch,Level |  |  | LSH | http://www.toronto.ca/TWONTO#00466 | Instrumentation Equipment | Southport Sewage Pumping Station
| COL-PSP-LSHH-0001 | Switch, Level High-High | COL-PSP-MISC | Switch,Level |  |  | LSHH | http://www.toronto.ca/TWONTO#00466 | Instrumentation Equipment | Miscellaneous Equipment
| COL-PSP-LSHH-0001 | Switch, Level High-High | COL-PSP | Switch,Level |  |  | LSHH | http://www.toronto.ca/TWONTO#00466 | Instrumentation Equipment | Southport Sewage Pumping Station
| COL-PSP-LSHH-0104 | Switch, Level High-High | COL-PSP | Switch,Level |  |  | LSHH | http://www.toronto.ca/TWONTO#00466 | Instrumentation Equipment | Southport Sewage Pumping Station
| COL-PSP-LSHH-0104 | Switch, Level High-High | COL-PSP-MISC | Switch,Level |  |  | LSHH | http://www.toronto.ca/TWONTO#00466 | Instrumentation Equipment | Miscellaneous Equipment
| COL-PSP-LSL-0102 | Switch, Level-Low | COL-PSP | Switch,Level |  |  | LSL | http://www.toronto.ca/TWONTO#00466 | Instrumentation Equipment | Southport Sewage Pumping Station
| COL-PSP-LSL-0102 | Switch, Level-Low | COL-PSP-MISC | Switch,Level |  |  | LSL | http://www.toronto.ca/TWONTO#00466 | Instrumentation Equipment | Miscellaneous Equipment
| COL-PSP-LSLL-0101 | Switch, Level Low-Low | COL-PSP-MISC | Switch,Level |  |  | LSLL | http://www.toronto.ca/TWONTO#00466 | Instrumentation Equipment | Miscellaneous Equipment
| COL-PSP-LSLL-0101 | Switch, Level Low-Low | COL-PSP | Switch,Level |  |  | LSLL | http://www.toronto.ca/TWONTO#00466 | Instrumentation Equipment | Southport Sewage Pumping Station
| WTR-PLW-CW | City Water System | WTR-PLW |  |  |  |  | http://www.toronto.ca/TWONTO#00260 | Sub-Process | Lawrence Pumping Station
| COL-PSP-MON-0002 | Monitor | COL-PSP-MISC |  |  |  | MON | http://www.toronto.ca/TWONTO#00279 | Electrical Equipment | Miscellaneous Equipment
| COL-PSP-MON-0002 | Monitor | COL-PSP |  |  |  | MON | http://www.toronto.ca/TWONTO#00279 | Electrical Equipment | Southport Sewage Pumping Station
| COL-PSP-MON-0002 | Monitor | COL-PSS-MISC |  |  |  | MON | http://www.toronto.ca/TWONTO#00279 | Electrical Equipment | Miscellaneous Equipment
| COL-PSP-SC-0001 | Screen, Intake | COL-PSP-MISC | Screen |  |  | SC | http://www.toronto.ca/TWONTO#00665 | Mechanical Equipment | Miscellaneous Equipment
| COL-PSP-SC-0001 | Screen, Intake | COL-PSP | Screen |  |  | SC | http://www.toronto.ca/TWONTO#00665 | Mechanical Equipment | Southport Sewage Pumping Station
| COL-PSP-SW-0001 | Switch, Power Supply | COL-PSP-MISC | Switch |  |  | SW | http://www.toronto.ca/TWONTO#00594 | Electrical Equipment | Miscellaneous Equipment
| COL-PSP-SW-0001 | Switch, Power Supply | COL-PSP | Switch |  |  | SW | http://www.toronto.ca/TWONTO#00594 | Electrical Equipment | Southport Sewage Pumping Station
| COL-PSP-SW-0002 | Switch, Power Supply | COL-PSP | Switch |  |  | SW | http://www.toronto.ca/TWONTO#00594 | Electrical Equipment | Southport Sewage Pumping Station
| COL-PSP-SW-0002 | Switch, Power Supply | COL-PSP-MISC | Switch |  |  | SW | http://www.toronto.ca/TWONTO#00594 | Electrical Equipment | Miscellaneous Equipment
| COL-PSP-SW-0003 | Switch, Distribution | COL-PSP | Switch |  |  | SW | http://www.toronto.ca/TWONTO#00594 | Electrical Equipment | Southport Sewage Pumping Station
| COL-PSP-SW-0003 | Switch, Distribution | COL-PSP-MISC | Switch |  |  | SW | http://www.toronto.ca/TWONTO#00594 | Electrical Equipment | Miscellaneous Equipment
| COL-PSP-TS-0001 | Transfer Switch, Auto | COL-PSP | Switch |  |  | TS | http://www.toronto.ca/TWONTO#00754 | Electrical Equipment | Southport Sewage Pumping Station
| COL-PSP-TS-0001 | Transfer Switch, Auto | COL-PSP-MISC | Switch |  |  | TS | http://www.toronto.ca/TWONTO#00754 | Electrical Equipment | Miscellaneous Equipment
| COL-PSP-TS-0002 | Transfer Switch, Auto | COL-PSP-MISC | Switch |  |  | TS | http://www.toronto.ca/TWONTO#00754 | Electrical Equipment | Miscellaneous Equipment
| COL-PSP-TS-0002 | Transfer Switch, Auto | COL-PSP | Switch |  |  | TS | http://www.toronto.ca/TWONTO#00754 | Electrical Equipment | Southport Sewage Pumping Station
| COL-PSP-WEL-0100 | Well wet | COL-PSP | Well |  |  | WEL | http://www.toronto.ca/TWONTO#00811 | Mechanical Equipment | Southport Sewage Pumping Station
| COL-PSP-WEL-0100 | Well wet | COL-PSP-MISC | Well |  |  | WEL | http://www.toronto.ca/TWONTO#00811 | Mechanical Equipment | Miscellaneous Equipment
| COL-PSP-WEL-0600 | Dry Well | COL-PSP-MISC |  |  |  | WEL | http://www.toronto.ca/TWONTO#00811 | Sub-sub-process | Miscellaneous Equipment
| COL-PSP-WEL-0600 | Dry Well | COL-PHP-MISC |  |  |  | WEL | http://www.toronto.ca/TWONTO#00811 | Sub-sub-process | Miscellaneous Equipment
| COL-PSP-WEL-0600 | Dry Well | COL-PSP |  |  |  | WEL | http://www.toronto.ca/TWONTO#00811 | Sub-sub-process | Southport Sewage Pumping Station
| COL-PSS-AIT-0001 | Transmitter, Gas | COL-PSS-MISC | Transmitter |  |  | AIT | http://www.toronto.ca/TWONTO#00359 | Instrumentation Equipment | Miscellaneous Equipment
| COL-PSS-AIT-0001 | Transmitter, Gas | COL-PSS | Transmitter |  |  | AIT | http://www.toronto.ca/TWONTO#00359 | Instrumentation Equipment | Scott Sewage Pumping Station
| COL-PSS-ALR-0001 | Control Panel, Operator | COL-PSS | Control Panel |  |  | ALR | http://www.toronto.ca/TWONTO#00154 | Electrical Equipment | Scott Sewage Pumping Station
| COL-PSS-ALR-0001 | Control Panel, Operator | COL-PSS-MISC | Control Panel |  |  | ALR | http://www.toronto.ca/TWONTO#00154 | Electrical Equipment | Miscellaneous Equipment
| COL-PSS-CB-0001 | Circuit Breaker, Incoming | COL-PSS | Circuit Breaker |  |  | CB | http://www.toronto.ca/TWONTO#00186 | Electrical Equipment | Scott Sewage Pumping Station
| COL-PSS-CB-0001 | Circuit Breaker, Incoming | COL-PSS-MISC | Circuit Breaker |  |  | CB | http://www.toronto.ca/TWONTO#00186 | Electrical Equipment | Miscellaneous Equipment
| COL-PSS-CB-0002 | Circuit Breaker, Lighting Panel | COL-PSS | Circuit Breaker |  |  | CB | http://www.toronto.ca/TWONTO#00110 | Electrical Equipment | Scott Sewage Pumping Station
| COL-PSS-CB-0002 | Circuit Breaker, Lighting Panel | COL-PSS-MISC | Circuit Breaker |  |  | CB | http://www.toronto.ca/TWONTO#00110 | Electrical Equipment | Miscellaneous Equipment
| COL-PSS-CH-0001 | Chamber, Inlet | COL-PSS | Chamber |  |  | CH | http://www.toronto.ca/TWONTO#00318 | Mechanical Equipment | Scott Sewage Pumping Station
| COL-PSS-CH-0001 | Chamber, Inlet | COL-PSS-MISC | Chamber |  |  | CH | http://www.toronto.ca/TWONTO#00318 | Mechanical Equipment | Miscellaneous Equipment
| COL-PSS-CH-0002 | Chamber, Discharge | COL-PSS | Chamber |  |  | CH | http://www.toronto.ca/TWONTO#00318 | Mechanical Equipment | Scott Sewage Pumping Station
| COL-PSS-CH-0002 | Chamber, Discharge | COL-PSS-MISC | Chamber |  |  | CH | http://www.toronto.ca/TWONTO#00318 | Mechanical Equipment | Miscellaneous Equipment
| COL-PSS-FEQ-0001S | Fire Prevention, Extinguisher | COL-PSS | Fire Prevention,Extinguisher |  | 42717 | FEQ | x | Obsolete Entity | Scott Sewage Pumping Station
| COL-PSS-FEQ-0001S | Fire Prevention, Extinguisher | COL-PSS-MISC | Fire Prevention,Extinguisher |  | 42717 | FEQ | x | Obsolete Entity | Miscellaneous Equipment
| COL-PSS-FEQ-0001S | Fire Prevention, Extinguisher | COL-W-OBSOLETE | Fire Prevention,Extinguisher |  | 42717 | FEQ | x | Obsolete Entity | Col West Obsolete Entities
| COL-PSS-FIT-0101 | Transmitter, Flow | COL-PSS | Transmitter |  |  | FIT | http://www.toronto.ca/TWONTO#00369 | Instrumentation Equipment | Scott Sewage Pumping Station
| COL-PSS-FIT-0101 | Transmitter, Flow | COL-PSS-MISC | Transmitter |  |  | FIT | http://www.toronto.ca/TWONTO#00369 | Instrumentation Equipment | Miscellaneous Equipment
| COL-PSS-FIT-0201 | Transmitter, Flow | COL-PSS | Transmitter |  |  | FIT | http://www.toronto.ca/TWONTO#00369 | Instrumentation Equipment | Scott Sewage Pumping Station
| COL-PSS-FIT-0201 | Transmitter, Flow | COL-PSS-MISC | Transmitter |  |  | FIT | http://www.toronto.ca/TWONTO#00369 | Instrumentation Equipment | Miscellaneous Equipment
| COL-PSS-FIT-0301 | Transmitter, Flow | COL-PSS | Transmitter |  |  | FIT | http://www.toronto.ca/TWONTO#00369 | Instrumentation Equipment | Scott Sewage Pumping Station
| COL-PSS-FIT-0301 | Transmitter, Flow | COL-PSS-MISC | Transmitter |  |  | FIT | http://www.toronto.ca/TWONTO#00369 | Instrumentation Equipment | Miscellaneous Equipment
| COL-PSS-FN-0001 | Fan, Exhaust | COL-PSS-MISC | Fan |  |  | FN | http://www.toronto.ca/TWONTO#OWLClass_binid-posum-pozar-motav | Mechanical Equipment | Miscellaneous Equipment
| COL-PSS-FN-0001 | Fan, Exhaust | COL-PSS | Fan |  |  | FN | http://www.toronto.ca/TWONTO#OWLClass_binid-posum-pozar-motav | Mechanical Equipment | Scott Sewage Pumping Station
| COL-PSS-FQ-0001 | Meter, Flow City Water | COL-PSS | Meter |  |  | FQ | http://www.toronto.ca/TWONTO#00369 | Instrumentation Equipment | Scott Sewage Pumping Station
| COL-PSS-FQ-0001 | Meter, Flow City Water | COL-PSS-MISC | Meter |  |  | FQ | http://www.toronto.ca/TWONTO#00369 | Instrumentation Equipment | Miscellaneous Equipment
| COL-PSS-GC-0001 | Grit Chamber | COL-PSS-MISC |  |  |  | GC | http://www.toronto.ca/TWONTO#00675 | Sub-sub-process | Miscellaneous Equipment
| COL-PSS-GC-0001 | Grit Chamber | COL-PSS |  |  |  | GC | http://www.toronto.ca/TWONTO#00675 | Sub-sub-process | Scott Sewage Pumping Station
| COL-PSS-HTR-0001 | Heater, Pump Floor | COL-PSS-MISC | Heater |  |  | HTR | http://www.toronto.ca/TWONTO#00418 | Mechanical Equipment | Miscellaneous Equipment
| COL-PSS-HTR-0001 | Heater, Pump Floor | COL-PSS | Heater |  |  | HTR | http://www.toronto.ca/TWONTO#00418 | Mechanical Equipment | Scott Sewage Pumping Station
| MAIN-214 | Main 214 | WTR-MT1 |  |  |  |  | http://www.toronto.ca/TWONTO#00804 | Sub-Process | Work Area 1 EAST Mains and Chambers
| MAIN-216 | Main 216 | WTR-MT1 |  |  |  |  | http://www.toronto.ca/TWONTO#00804 | Sub-Process | Work Area 1 EAST Mains and Chambers
| COL-PSS-LIT-0100 | Transmitter, Level | COL-PSS-MISC | Transmitter,Level |  |  | LIT | http://www.toronto.ca/TWONTO#00467 | Instrumentation Equipment | Miscellaneous Equipment
| COL-PSS-LIT-0101 | Transmitter, Level | COL-PSS | Transmitter,Level |  |  | LIT | http://www.toronto.ca/TWONTO#00467 | Instrumentation Equipment | Scott Sewage Pumping Station
| COL-PSS-LIT-0101 | Transmitter, Level | COL-PSS-MISC | Transmitter,Level |  |  | LIT | http://www.toronto.ca/TWONTO#00467 | Instrumentation Equipment | Miscellaneous Equipment
| COL-PSS-LP-0001 | Control Panel, Lighting | COL-PSS | Control Panel |  |  | LP | http://www.toronto.ca/TWONTO#00477 | Electrical Equipment | Scott Sewage Pumping Station
| COL-PSS-LP-0001 | Control Panel, Lighting | COL-PSS-MISC | Control Panel |  |  | LP | http://www.toronto.ca/TWONTO#00477 | Electrical Equipment | Miscellaneous Equipment
| COL-PSS-LSH-0001 | Switch, Level-High | COL-PSS | Switch,Level |  |  | LSH | http://www.toronto.ca/TWONTO#00466 | Instrumentation Equipment | Scott Sewage Pumping Station
| COL-PSS-LSH-0001 | Switch, Level-High | COL-PSS-MISC | Switch,Level |  |  | LSH | http://www.toronto.ca/TWONTO#00466 | Instrumentation Equipment | Miscellaneous Equipment
| COL-PSS-LSH-0101 | Switch, Level-High | COL-PSS | Switch,Level |  |  | LSH | http://www.toronto.ca/TWONTO#00466 | Instrumentation Equipment | Scott Sewage Pumping Station
| COL-PSS-LSH-0101 | Switch, Level-High | COL-PSS-MISC | Switch,Level |  |  | LSH | http://www.toronto.ca/TWONTO#00466 | Instrumentation Equipment | Miscellaneous Equipment
| COL-PSS-LSHH-0002 | Switch, Level-High | COL-PSS | Switch,Level |  |  | LSHH | http://www.toronto.ca/TWONTO#00466 | Instrumentation Equipment | Scott Sewage Pumping Station
| COL-PSS-LSHH-0002 | Switch, Level-High | COL-PSS-MISC | Switch,Level |  |  | LSHH | http://www.toronto.ca/TWONTO#00466 | Instrumentation Equipment | Miscellaneous Equipment
| COL-PSS-LTG-0002 | Control Panel, Electrical | COL-PSS-MISC | Control Panel |  |  | LTG | http://www.toronto.ca/TWONTO#00110 | Electrical Equipment | Miscellaneous Equipment
| COL-PSS-LTG-0002 | Control Panel, Electrical | COL-PSS | Control Panel |  |  | LTG | http://www.toronto.ca/TWONTO#00110 | Electrical Equipment | Scott Sewage Pumping Station
| COL-PSS-LTG-0003 | Control Panel, Electrical | COL-PSS-MISC | Control Panel |  |  | LTG | http://www.toronto.ca/TWONTO#00110 | Electrical Equipment | Miscellaneous Equipment
| COL-PSS-LTG-0003 | Control Panel, Electrical | COL-PSS | Control Panel |  |  | LTG | http://www.toronto.ca/TWONTO#00110 | Electrical Equipment | Scott Sewage Pumping Station
| WTR-PMI-CW | City Water System | WTR-PMI |  |  |  |  | http://www.toronto.ca/TWONTO#00260 | Sub-Process | Milliken Pumping Station
| COL-PSS-MON-0002 | Monitor | COL-PSS |  |  |  | MON | http://www.toronto.ca/TWONTO#00279 | Electrical Equipment | Scott Sewage Pumping Station
| COL-PSS-MON-0002 | Monitor | COL-PSS-MISC |  |  |  | MON | http://www.toronto.ca/TWONTO#00279 | Electrical Equipment | Miscellaneous Equipment
| COL-PSS-SW-0001 | Switch, Disconnect | COL-PSS | Switch |  |  | SW | http://www.toronto.ca/TWONTO#00594 | Electrical Equipment | Scott Sewage Pumping Station
| COL-PSS-SW-0001 | Switch, Disconnect | COL-PSS-MISC | Switch |  |  | SW | http://www.toronto.ca/TWONTO#00594 | Electrical Equipment | Miscellaneous Equipment
| COL-PSS-TS-0001 | Switch, Transfer | COL-PSS | Switch |  |  | TS | http://www.toronto.ca/TWONTO#00754 | Electrical Equipment | Scott Sewage Pumping Station
| COL-PSS-TS-0001 | Switch, Transfer | COL-PSS-MISC | Switch |  |  | TS | http://www.toronto.ca/TWONTO#00754 | Electrical Equipment | Miscellaneous Equipment
| COL-PSS-WEL-0500 | Wet Well | COL-PSS |  |  |  | WEL | http://www.toronto.ca/TWONTO#00811 | Sub-sub-process | Scott Sewage Pumping Station
| COL-PSS-WEL-0500 | Wet Well | COL-PSS-MISC |  |  |  | WEL | http://www.toronto.ca/TWONTO#00811 | Sub-sub-process | Miscellaneous Equipment
| COL-PSS-WEL-0600 | Dry Well | COL-PSS-MISC |  |  |  | WEL | http://www.toronto.ca/TWONTO#00811 | Sub-sub-process | Miscellaneous Equipment
| COL-PSS-WEL-0600 | Dry Well | COL-PSS |  |  |  | WEL | http://www.toronto.ca/TWONTO#00811 | Sub-sub-process | Scott Sewage Pumping Station
| COL-PST-CH-0001 | Chamber, Valve Chamber #1 | COL-PST | Chamber |  |  | CH | http://www.toronto.ca/TWONTO#00318 | Mechanical Equipment | Strachan Pumping Station
| COL-PST-CH-0001 | Chamber, Valve Chamber #1 | COL-PST-MISC | Chamber |  |  | CH | http://www.toronto.ca/TWONTO#00318 | Mechanical Equipment | Miscellaneous Equipment
| COL-PST-CH-0002 | Chamber, Valve Chamber #2 | COL-PST | Chamber |  |  | CH | http://www.toronto.ca/TWONTO#00318 | Mechanical Equipment | Strachan Pumping Station
| COL-PST-CH-0002 | Chamber, Valve Chamber #2 | COL-PST-MISC | Chamber |  |  | CH | http://www.toronto.ca/TWONTO#00318 | Mechanical Equipment | Miscellaneous Equipment
| COL-PST-CH-0003 | Chamber, Overflow | COL-PST-MISC | Chamber |  |  | CH | http://www.toronto.ca/TWONTO#00318 | Mechanical Equipment | Miscellaneous Equipment
| COL-PST-CH-0003 | Chamber, Overflow | COL-PST | Chamber |  |  | CH | http://www.toronto.ca/TWONTO#00318 | Mechanical Equipment | Strachan Pumping Station
| COL-PST-DM-0001 | Damper, Exhaust Fan | COL-PST-MISC | Damper/Louver |  |  | DM | http://www.toronto.ca/TWONTO#00142 | Mechanical Equipment | Miscellaneous Equipment
| COL-PST-DM-0001 | Damper, Exhaust Fan | COL-PST | Damper/Louver |  |  | DM | http://www.toronto.ca/TWONTO#00142 | Mechanical Equipment | Strachan Pumping Station
| COL-PST-DM-0002 | Damper, Inlet Chamber | COL-PST | Damper/Louver |  |  | DM | http://www.toronto.ca/TWONTO#00142 | Mechanical Equipment | Strachan Pumping Station
| COL-PST-DM-0002 | Damper, Inlet Chamber | COL-PST-MISC | Damper/Louver |  |  | DM | http://www.toronto.ca/TWONTO#00142 | Mechanical Equipment | Miscellaneous Equipment
| COL-PST-DM-0003 | Damper 1, Exhaust Fan 0001 | COL-PST | Damper/Louver |  |  | DM | http://www.toronto.ca/TWONTO#00142 | Mechanical Equipment | Strachan Pumping Station
| COL-PST-DM-0003 | Damper 1, Exhaust Fan 0001 | COL-PST-MISC | Damper/Louver |  |  | DM | http://www.toronto.ca/TWONTO#00142 | Mechanical Equipment | Miscellaneous Equipment
| COL-PST-DM-0004 | Damper 2, Exhaust Fan 0001 | COL-PST | Damper/Louver |  |  | DM | http://www.toronto.ca/TWONTO#00142 | Mechanical Equipment | Strachan Pumping Station
| COL-PST-DM-0004 | Damper 2, Exhaust Fan 0001 | COL-PST-MISC | Damper/Louver |  |  | DM | http://www.toronto.ca/TWONTO#00142 | Mechanical Equipment | Miscellaneous Equipment
| COL-PST-DM-0005 | Damper 1, Exhaust Fan 0002 | COL-PST | Damper/Louver |  |  | DM | http://www.toronto.ca/TWONTO#00142 | Mechanical Equipment | Strachan Pumping Station
| COL-PST-DM-0005 | Damper 1, Exhaust Fan 0002 | COL-PST-MISC | Damper/Louver |  |  | DM | http://www.toronto.ca/TWONTO#00142 | Mechanical Equipment | Miscellaneous Equipment
| COL-PST-DM-0006 | Damper 2, Exhaust Fan 0002 | COL-PST | Damper/Louver |  |  | DM | http://www.toronto.ca/TWONTO#00142 | Mechanical Equipment | Strachan Pumping Station
| COL-PST-DM-0006 | Damper 2, Exhaust Fan 0002 | COL-PST-MISC | Damper/Louver |  |  | DM | http://www.toronto.ca/TWONTO#00142 | Mechanical Equipment | Miscellaneous Equipment
| COL-PST-GC-0001 | Grit Chamber | COL-PSK-MISC |  |  |  | GC | http://www.toronto.ca/TWONTO#00675 | Sub-sub-process | Miscellaneous Equipment
| COL-PST-GC-0001 | Grit Chamber | COL-PST |  |  |  | GC | http://www.toronto.ca/TWONTO#00675 | Sub-sub-process | Strachan Pumping Station
| COL-PST-GC-0001 | Grit Chamber | COL-PST-MISC |  |  |  | GC | http://www.toronto.ca/TWONTO#00675 | Sub-sub-process | Miscellaneous Equipment
| COL-PST-LSH-0001 | Switch, Level-High | COL-PST | Switch,Level |  |  | LSH | http://www.toronto.ca/TWONTO#00466 | Instrumentation Equipment | Strachan Pumping Station
| COL-PST-LSH-0001 | Switch, Level-High | COL-PST-MISC | Switch,Level |  |  | LSH | http://www.toronto.ca/TWONTO#00466 | Instrumentation Equipment | Miscellaneous Equipment
| COL-PST-LSH-0103 | Switch, Level-High | COL-PST | Switch,Level |  |  | LSH | http://www.toronto.ca/TWONTO#00466 | Instrumentation Equipment | Strachan Pumping Station
| COL-PST-LSH-0103 | Switch, Level-High | COL-PST-MISC | Switch,Level |  |  | LSH | http://www.toronto.ca/TWONTO#00466 | Instrumentation Equipment | Miscellaneous Equipment
| COL-PST-LSH-0104 | Switch, Level-High | COL-PST | Switch,Level |  |  | LSH | http://www.toronto.ca/TWONTO#00466 | Instrumentation Equipment | Strachan Pumping Station
| COL-PST-LSH-0104 | Switch, Level-High | COL-PST-MISC | Switch,Level |  |  | LSH | http://www.toronto.ca/TWONTO#00466 | Instrumentation Equipment | Miscellaneous Equipment
| COL-PST-LSH-0105 | Switch, Level High-High | COL-PST-MISC | Switch,Level |  |  | LSH | http://www.toronto.ca/TWONTO#00466 | Instrumentation Equipment | Miscellaneous Equipment
| COL-PST-LSH-0105 | Switch, Level High-High | COL-PST | Switch,Level |  |  | LSH | http://www.toronto.ca/TWONTO#00466 | Instrumentation Equipment | Strachan Pumping Station
| COL-PST-LSHH-0006 | Switch, Level High-High | COL-PST-MISC | Switch,Level |  |  | LSHH | http://www.toronto.ca/TWONTO#00466 | Instrumentation Equipment | Miscellaneous Equipment
| COL-PST-LSHH-0106 | Switch, Level High-High | COL-PST | Switch,Level |  |  | LSHH | http://www.toronto.ca/TWONTO#00466 | Instrumentation Equipment | Strachan Pumping Station
| COL-PST-LSHH-0106 | Switch, Level High-High | COL-PST-MISC | Switch,Level |  |  | LSHH | http://www.toronto.ca/TWONTO#00466 | Instrumentation Equipment | Miscellaneous Equipment
| COL-PST-LSL-0102 | Switch, Level-Low | COL-PST | Switch,Level |  |  | LSL | http://www.toronto.ca/TWONTO#00466 | Instrumentation Equipment | Strachan Pumping Station
| COL-PST-LSL-0102 | Switch, Level-Low | COL-PST-MISC | Switch,Level |  |  | LSL | http://www.toronto.ca/TWONTO#00466 | Instrumentation Equipment | Miscellaneous Equipment
| COL-PST-LSLL-0101 | Switch, Level Low-Low | COL-PST-MISC | Switch,Level |  |  | LSLL | http://www.toronto.ca/TWONTO#00466 | Instrumentation Equipment | Miscellaneous Equipment
| COL-PST-LSLL-0101 | Switch, Level Low-Low | COL-PST | Switch,Level |  |  | LSLL | http://www.toronto.ca/TWONTO#00466 | Instrumentation Equipment | Strachan Pumping Station
| WTR-PPD-CW | City Water System | WTR-PPD |  |  |  |  | http://www.toronto.ca/TWONTO#00260 | Sub-Process | Parkdale Pumping Station
| COL-PST-MON-0002 | Monitor | COL-PST |  |  |  | MON | http://www.toronto.ca/TWONTO#00279 | Electrical Equipment | Strachan Pumping Station
| COL-PST-MON-0002 | Monitor | COL-PSS-P-0100 |  |  |  | MON | http://www.toronto.ca/TWONTO#00279 | Electrical Equipment | Pump
| COL-PST-MON-0002 | Monitor | COL-PST-MISC |  |  |  | MON | http://www.toronto.ca/TWONTO#00279 | Electrical Equipment | Miscellaneous Equipment
| COL-PST-WEL-0500 | Wet Well | COL-PST-MISC |  |  |  | WEL | http://www.toronto.ca/TWONTO#00811 | Sub-sub-process | Miscellaneous Equipment
| COL-PST-WEL-0500 | Wet Well | COL-PSK-MISC |  |  |  | WEL | http://www.toronto.ca/TWONTO#00811 | Sub-sub-process | Miscellaneous Equipment
| COL-PST-WEL-0500 | Wet Well | COL-PST |  |  |  | WEL | http://www.toronto.ca/TWONTO#00811 | Sub-sub-process | Strachan Pumping Station
| COL-PST-WEL-0600 | Dry Well | COL-PST-MISC |  |  |  | WEL | http://www.toronto.ca/TWONTO#00811 | Sub-sub-process | Miscellaneous Equipment
| COL-PST-WEL-0600 | Dry Well | COL-PHP-MISC |  |  |  | WEL | http://www.toronto.ca/TWONTO#00811 | Sub-sub-process | Miscellaneous Equipment
| COL-PST-WEL-0600 | Dry Well | COL-PST |  |  |  | WEL | http://www.toronto.ca/TWONTO#00811 | Sub-sub-process | Strachan Pumping Station
| COL-PSU-ALR-0001 | Control Panel, Operator | COL-PSU-MISC | Control Panel |  |  | ALR | http://www.toronto.ca/TWONTO#00154 | Electrical Equipment | Miscellaneous Equipment
| COL-PSU-ALR-0001 | Control Panel, Operator | COL-PSU | Control Panel |  |  | ALR | http://www.toronto.ca/TWONTO#00154 | Electrical Equipment | Sunnyside Pumping Station
| COL-PSU-FEQ-0001S | Fire Prevention, Extinguisher | COL-PSU | Fire Prevention,Extinguisher |  | 46866 | FEQ | x | Obsolete Entity | Sunnyside Pumping Station
| COL-PSU-FEQ-0001S | Fire Prevention, Extinguisher | COL-PSU-MISC | Fire Prevention,Extinguisher |  | 46866 | FEQ | x | Obsolete Entity | Miscellaneous Equipment
| COL-PSU-FEQ-0001S | Fire Prevention, Extinguisher | COL-W-OBSOLETE | Fire Prevention,Extinguisher |  | 46866 | FEQ | x | Obsolete Entity | Col West Obsolete Entities
| COL-PSU-FEQ-0002S | Fire Prevention, Extinguisher | COL-PSU | Fire Prevention,Extinguisher |  | 46867 | FEQ | x | Obsolete Entity | Sunnyside Pumping Station
| COL-PSU-FEQ-0002S | Fire Prevention, Extinguisher | COL-PSU-MISC | Fire Prevention,Extinguisher |  | 46867 | FEQ | x | Obsolete Entity | Miscellaneous Equipment
| COL-PSU-FEQ-0002S | Fire Prevention, Extinguisher | COL-W-OBSOLETE | Fire Prevention,Extinguisher |  | 46867 | FEQ | x | Obsolete Entity | Col West Obsolete Entities
| COL-PSU-FIT-0001 | Transmitter, Flow | COL-PSU | Transmitter |  |  | FIT | http://www.toronto.ca/TWONTO#00369 | Instrumentation Equipment | Sunnyside Pumping Station
| COL-PSU-FIT-0001 | Transmitter, Flow | COL-PSU-MISC | Transmitter |  |  | FIT | http://www.toronto.ca/TWONTO#00369 | Instrumentation Equipment | Miscellaneous Equipment
| COL-PSU-FN-0001 | Fan, Exhaust | COL-PSU-MISC | Fan |  |  | FN | http://www.toronto.ca/TWONTO#OWLClass_binid-posum-pozar-motav | Mechanical Equipment | Miscellaneous Equipment
| COL-PSU-FN-0001 | Fan, Exhaust | COL-PSU | Fan |  |  | FN | http://www.toronto.ca/TWONTO#OWLClass_binid-posum-pozar-motav | Mechanical Equipment | Sunnyside Pumping Station
| COL-PSU-FN-0002 | Fan, Exhaust | COL-PSU-MISC | Fan |  |  | FN | http://www.toronto.ca/TWONTO#OWLClass_binid-posum-pozar-motav | Mechanical Equipment | Miscellaneous Equipment
| COL-PSU-FN-0002 | Fan, Exhaust | COL-PSU | Fan |  |  | FN | http://www.toronto.ca/TWONTO#OWLClass_binid-posum-pozar-motav | Mechanical Equipment | Sunnyside Pumping Station
| COL-PSU-FN-0003 | Fan, Exhaust | COL-PSU | Fan |  |  | FN | http://www.toronto.ca/TWONTO#OWLClass_binid-posum-pozar-motav | Mechanical Equipment | Sunnyside Pumping Station
| COL-PSU-FN-0003 | Fan, Exhaust | COL-PSU-MISC | Fan |  |  | FN | http://www.toronto.ca/TWONTO#OWLClass_binid-posum-pozar-motav | Mechanical Equipment | Miscellaneous Equipment
| COL-PSU-FQ-0001 | Meter, Flow City Water | COL-PSU-MISC | Meter |  |  | FQ | http://www.toronto.ca/TWONTO#00369 | Instrumentation Equipment | Miscellaneous Equipment
| COL-PSU-FQ-0001 | Meter, Flow City Water | COL-PSU | Meter |  |  | FQ | http://www.toronto.ca/TWONTO#00369 | Instrumentation Equipment | Sunnyside Pumping Station
| COL-PSU-GC-0001 | Grit Chamber | COL-PSU-MISC |  |  |  | GC | http://www.toronto.ca/TWONTO#00675 | Sub-sub-process | Miscellaneous Equipment
| COL-PSU-GC-0001 | Grit Chamber | COL-PSK-MISC |  |  |  | GC | http://www.toronto.ca/TWONTO#00675 | Sub-sub-process | Miscellaneous Equipment
| COL-PSU-GC-0001 | Grit Chamber | COL-PSU |  |  |  | GC | http://www.toronto.ca/TWONTO#00675 | Sub-sub-process | Sunnyside Pumping Station
| COL-PSU-GRF-0001 | Indicator, Ground Fault | COL-PSU |  |  |  | GRF | http://www.toronto.ca/TWONTO#00406 | Electrical Equipment | Sunnyside Pumping Station
| COL-PSU-GRF-0001 | Indicator, Ground Fault | COL-PSU-MISC |  |  |  | GRF | http://www.toronto.ca/TWONTO#00406 | Electrical Equipment | Miscellaneous Equipment
| COL-PSU-HTR-0003 | Heater, Wet Well Room | COL-PSU | Heater |  |  | HTR | http://www.toronto.ca/TWONTO#00418 | Mechanical Equipment | Sunnyside Pumping Station
| COL-PSU-HTR-0003 | Heater, Wet Well Room | COL-PSU-MISC | Heater |  |  | HTR | http://www.toronto.ca/TWONTO#00418 | Mechanical Equipment | Miscellaneous Equipment
| MAIN-216 | Main 216 | WTR-LWA |  |  |  |  | http://www.toronto.ca/TWONTO#00804 | Sub-Process | Work Area 2 Central Mains and Chambers
| MAIN-217 | Main 217 | WTR-MT1 |  |  |  |  | http://www.toronto.ca/TWONTO#00804 | Sub-Process | Work Area 1 EAST Mains and Chambers
| COL-PSU-LIT-0101 | Transmitter, Level | COL-PSU | Transmitter,Level |  |  | LIT | http://www.toronto.ca/TWONTO#00467 | Instrumentation Equipment | Sunnyside Pumping Station
| COL-PSU-LIT-0101 | Transmitter, Level | COL-PSU-MISC | Transmitter,Level |  |  | LIT | http://www.toronto.ca/TWONTO#00467 | Instrumentation Equipment | Miscellaneous Equipment
| COL-PSU-LP-0001 | Control Panel, Lighting | COL-PSU-MISC | Control Panel |  |  | LP | http://www.toronto.ca/TWONTO#00477 | Electrical Equipment | Miscellaneous Equipment
| COL-PSU-LP-0001 | Control Panel, Lighting | COL-PSU | Control Panel |  |  | LP | http://www.toronto.ca/TWONTO#00477 | Electrical Equipment | Sunnyside Pumping Station
| COL-PSU-LP-0002 | Control Panel, Lighting | COL-PSU-MISC | Control Panel |  |  | LP | http://www.toronto.ca/TWONTO#00477 | Electrical Equipment | Miscellaneous Equipment
| COL-PSU-LP-0002 | Control Panel, Lighting | COL-PSU | Control Panel |  |  | LP | http://www.toronto.ca/TWONTO#00477 | Electrical Equipment | Sunnyside Pumping Station
| COL-PSU-LSH-0001 | Switch, Level-High | COL-PSU | Switch,Level |  |  | LSH | http://www.toronto.ca/TWONTO#00466 | Instrumentation Equipment | Sunnyside Pumping Station
| COL-PSU-LSH-0001 | Switch, Level-High | COL-PSU-MISC | Switch,Level |  |  | LSH | http://www.toronto.ca/TWONTO#00466 | Instrumentation Equipment | Miscellaneous Equipment
| COL-PSU-LSH-0002 | Switch, Level-High | COL-PSU | Switch,Level |  |  | LSH | http://www.toronto.ca/TWONTO#00466 | Instrumentation Equipment | Sunnyside Pumping Station
| COL-PSU-LSH-0002 | Switch, Level-High | COL-PSU-MISC | Switch,Level |  |  | LSH | http://www.toronto.ca/TWONTO#00466 | Instrumentation Equipment | Miscellaneous Equipment
| COL-PSU-LSH-0103 | Switch, Level-High | COL-PSU | Switch,Level |  |  | LSH | http://www.toronto.ca/TWONTO#00466 | Instrumentation Equipment | Sunnyside Pumping Station
| COL-PSU-LSH-0103 | Switch, Level-High | COL-PSU-MISC | Switch,Level |  |  | LSH | http://www.toronto.ca/TWONTO#00466 | Instrumentation Equipment | Miscellaneous Equipment
| COL-PSU-LSHH-0104 | Switch, Level High-High | COL-PSU | Switch,Level |  |  | LSHH | http://www.toronto.ca/TWONTO#00466 | Instrumentation Equipment | Sunnyside Pumping Station
| COL-PSU-LSHH-0104 | Switch, Level High-High | COL-PSU-MISC | Switch,Level |  |  | LSHH | http://www.toronto.ca/TWONTO#00466 | Instrumentation Equipment | Miscellaneous Equipment
| COL-PSU-LSL-0102 | Switch, Level-Low | COL-PSU | Switch,Level |  |  | LSL | http://www.toronto.ca/TWONTO#00466 | Instrumentation Equipment | Sunnyside Pumping Station
| COL-PSU-LSL-0102 | Switch, Level-Low | COL-PSU-MISC | Switch,Level |  |  | LSL | http://www.toronto.ca/TWONTO#00466 | Instrumentation Equipment | Miscellaneous Equipment
| COL-PSU-LSLL-0101 | Switch, Level Low-Low | COL-PSU | Switch,Level |  |  | LSLL | http://www.toronto.ca/TWONTO#00466 | Instrumentation Equipment | Sunnyside Pumping Station
| COL-PSU-LSLL-0101 | Switch, Level Low-Low | COL-PSU-MISC | Switch,Level |  |  | LSLL | http://www.toronto.ca/TWONTO#00466 | Instrumentation Equipment | Miscellaneous Equipment
| COL-PSU-LTG-0002 | Control Panel, Electrical | COL-PSU-MISC | Control Panel |  |  | LTG | http://www.toronto.ca/TWONTO#00110 | Electrical Equipment | Miscellaneous Equipment
| COL-PSU-LTG-0002 | Control Panel, Electrical | COL-PSU | Control Panel |  |  | LTG | http://www.toronto.ca/TWONTO#00110 | Electrical Equipment | Sunnyside Pumping Station
| COL-PSU-LTG-0003 | Control Panel, Electrical | COL-PSU-MISC | Control Panel |  |  | LTG | http://www.toronto.ca/TWONTO#00110 | Electrical Equipment | Miscellaneous Equipment
| COL-PSU-LTG-0003 | Control Panel, Electrical | COL-PSU | Control Panel |  |  | LTG | http://www.toronto.ca/TWONTO#00110 | Electrical Equipment | Sunnyside Pumping Station
| WTR-PRH-CW | City Water System | WTR-PRH |  |  |  |  | http://www.toronto.ca/TWONTO#00260 | Sub-Process | Rosehill Pumping Station
| COL-PSU-MON-0002 | Monitor | COL-PSU |  |  |  | MON | http://www.toronto.ca/TWONTO#00279 | Electrical Equipment | Sunnyside Pumping Station
| COL-PSU-MON-0002 | Monitor | COL-PSS-P-0200 |  |  |  | MON | http://www.toronto.ca/TWONTO#00279 | Electrical Equipment | Pump 2
| COL-PSU-MON-0002 | Monitor | COL-PSU-MISC |  |  |  | MON | http://www.toronto.ca/TWONTO#00279 | Electrical Equipment | Miscellaneous Equipment
| COL-PSU-P-0300 | Pump, Centrifugal | COL-PSU | Pump |  | 34164 | P | x | Mechanical Equipment | Sunnyside Pumping Station
| MAIN-217 | Main 217 | WTR-LWA |  |  |  |  | http://www.toronto.ca/TWONTO#00804 | Sub-Process | Work Area 2 Central Mains and Chambers
| MAIN-218 | Main 218 | WTR-LWA |  |  |  |  | http://www.toronto.ca/TWONTO#00804 | Sub-Process | Work Area 2 Central Mains and Chambers
| COL-PSU-SW-0002 | Switch, LP 0002 Power Disconnect | COL-PSU-MISC | Switch |  |  | SW | http://www.toronto.ca/TWONTO#00594 | Electrical Equipment | Miscellaneous Equipment
| COL-PSU-SW-0002 | Switch, LP 0002 Power Disconnect | COL-PSU | Switch |  |  | SW | http://www.toronto.ca/TWONTO#00594 | Electrical Equipment | Sunnyside Pumping Station
| COL-PSU-TR-0002 | Control Panel, Electrical | COL-PSU-MISC | Transformer |  |  | TR | http://www.toronto.ca/TWONTO#00110 | Electrical Equipment | Miscellaneous Equipment
| COL-PSU-TR-0002 | Control Panel, Electrical | COL-PSU | Transformer |  |  | TR | http://www.toronto.ca/TWONTO#00110 | Electrical Equipment | Sunnyside Pumping Station
| COL-PSU-TS-0001 | Switch, Power Auto Transfer | COL-PSU | Switch |  |  | TS | http://www.toronto.ca/TWONTO#00754 | Electrical Equipment | Sunnyside Pumping Station
| COL-PSU-TS-0001 | Switch, Power Auto Transfer | COL-PSU-MISC | Switch |  |  | TS | http://www.toronto.ca/TWONTO#00754 | Electrical Equipment | Miscellaneous Equipment
| MAIN-220 | Main 220 | WTR-MT1 |  |  |  |  | http://www.toronto.ca/TWONTO#00804 | Sub-Process | Work Area 1 EAST Mains and Chambers
| MAIN-220 | Main 220 | WTR-LWA |  |  |  |  | http://www.toronto.ca/TWONTO#00804 | Sub-Process | Work Area 2 Central Mains and Chambers
| COL-PSU-WEL-0500 | Wet well | COL-PSU |  |  |  | WEL | http://www.toronto.ca/TWONTO#00811 | Sub-sub-process | Sunnyside Pumping Station
| COL-PSU-WEL-0500 | Wet well | COL-PSU-MISC |  |  |  | WEL | http://www.toronto.ca/TWONTO#00811 | Sub-sub-process | Miscellaneous Equipment
| COL-PSU-WEL-0500 | Wet well | COL-PHP-MISC |  |  |  | WEL | http://www.toronto.ca/TWONTO#00811 | Sub-sub-process | Miscellaneous Equipment
| COL-PSU-WEL-0600 | Dry Well | COL-PHP-MISC |  |  |  | WEL | http://www.toronto.ca/TWONTO#00811 | Sub-sub-process | Miscellaneous Equipment
| COL-PSU-WEL-0600 | Dry Well | COL-PSU |  |  |  | WEL | http://www.toronto.ca/TWONTO#00811 | Sub-sub-process | Sunnyside Pumping Station
| COL-PSU-WEL-0600 | Dry Well | COL-PSU-MISC |  |  |  | WEL | http://www.toronto.ca/TWONTO#00811 | Sub-sub-process | Miscellaneous Equipment
| WTR-PRV-CW | City Water System | WTR-PRV |  |  |  |  | http://www.toronto.ca/TWONTO#00260 | Sub-Process | Richview Pumping Station
| COL-PTD-CP-0001 | Control Panel, Operator | COL-PTD | Control Panel |  |  | CP | http://www.toronto.ca/TWONTO#00613 | Electrical Equipment | Todmorden Sewage Pumping Station
| COL-PTD-CP-0001 | Control Panel, Operator | COL-PTD-MISC | Control Panel |  |  | CP | http://www.toronto.ca/TWONTO#00613 | Electrical Equipment | Miscellaneous Equipment
| COL-PTD-FEQ-0001S | Fire Prevention, Extinguisher | COL-PTD | Fire Prevention,Extinguisher |  | 40173 | FEQ | x | Obsolete Entity | Todmorden Sewage Pumping Station
| COL-PTD-FEQ-0001S | Fire Prevention, Extinguisher | COL-PTD-MISC | Fire Prevention,Extinguisher |  | 40173 | FEQ | x | Obsolete Entity | Miscellaneous Equipment
| COL-PTD-FEQ-0001S | Fire Prevention, Extinguisher | COL-W-OBSOLETE | Fire Prevention,Extinguisher |  | 40173 | FEQ | x | Obsolete Entity | Col West Obsolete Entities
| COL-PTD-FN-0001 | Fan, Exhaust | COL-PTD | Fan |  |  | FN | http://www.toronto.ca/TWONTO#OWLClass_binid-posum-pozar-motav | Mechanical Equipment | Todmorden Sewage Pumping Station
| COL-PTD-FN-0001 | Fan, Exhaust | COL-PTD-MISC | Fan |  |  | FN | http://www.toronto.ca/TWONTO#OWLClass_binid-posum-pozar-motav | Mechanical Equipment | Miscellaneous Equipment
| COL-PTD-FN-0002 | Fan, Centrifugal | COL-PTD | Fan |  |  | FN | http://www.toronto.ca/TWONTO#OWLClass_binid-posum-pozar-motav | Mechanical Equipment | Todmorden Sewage Pumping Station
| COL-PTD-FN-0002 | Fan, Centrifugal | COL-PTD-MISC | Fan |  |  | FN | http://www.toronto.ca/TWONTO#OWLClass_binid-posum-pozar-motav | Mechanical Equipment | Miscellaneous Equipment
| COL-PTD-HTR-0001 | Heater, RPU Panel | COL-PTD | Heater |  |  | HTR | http://www.toronto.ca/TWONTO#00418 | Mechanical Equipment | Todmorden Sewage Pumping Station
| COL-PTD-HTR-0001 | Heater, RPU Panel | COL-PTD-MISC | Heater |  |  | HTR | http://www.toronto.ca/TWONTO#00418 | Mechanical Equipment | Miscellaneous Equipment
| COL-PTD-LIT-0100 | Transmitter, Level | COL-PTD-MISC | Transmitter,Level |  |  | LIT | http://www.toronto.ca/TWONTO#00467 | Instrumentation Equipment | Miscellaneous Equipment
| COL-PTD-LIT-0101 | Transmitter, Level | COL-PTD | Transmitter,Level |  |  | LIT | http://www.toronto.ca/TWONTO#00467 | Instrumentation Equipment | Todmorden Sewage Pumping Station
| COL-PTD-LIT-0101 | Transmitter, Level | COL-PTD-MISC | Transmitter,Level |  |  | LIT | http://www.toronto.ca/TWONTO#00467 | Instrumentation Equipment | Miscellaneous Equipment
| COL-PTD-LSH-0103 | Switch, Level-High | COL-PTD | Switch,Level |  |  | LSH | http://www.toronto.ca/TWONTO#00466 | Instrumentation Equipment | Todmorden Sewage Pumping Station
| COL-PTD-LSH-0103 | Switch, Level-High | COL-PTD-MISC | Switch,Level |  |  | LSH | http://www.toronto.ca/TWONTO#00466 | Instrumentation Equipment | Miscellaneous Equipment
| COL-PTD-LSHH-0104 | Switch, Level High-High | COL-PTD | Switch,Level |  |  | LSHH | http://www.toronto.ca/TWONTO#00466 | Instrumentation Equipment | Todmorden Sewage Pumping Station
| COL-PTD-LSHH-0104 | Switch, Level High-High | COL-PTD-MISC | Switch,Level |  |  | LSHH | http://www.toronto.ca/TWONTO#00466 | Instrumentation Equipment | Miscellaneous Equipment
| COL-PTD-LSL-0102 | Switch, Level-Low | COL-PTD | Switch,Level |  |  | LSL | http://www.toronto.ca/TWONTO#00466 | Instrumentation Equipment | Todmorden Sewage Pumping Station
| COL-PTD-LSL-0102 | Switch, Level-Low | COL-PTD-MISC | Switch,Level |  |  | LSL | http://www.toronto.ca/TWONTO#00466 | Instrumentation Equipment | Miscellaneous Equipment
| COL-PTD-LSLL-0101 | Switch, Level Low-Low | COL-PTD | Switch,Level |  |  | LSLL | http://www.toronto.ca/TWONTO#00466 | Instrumentation Equipment | Todmorden Sewage Pumping Station
| COL-PTD-LSLL-0101 | Switch, Level Low-Low | COL-PTD-MISC | Switch,Level |  |  | LSLL | http://www.toronto.ca/TWONTO#00466 | Instrumentation Equipment | Miscellaneous Equipment
| WTR-PSA-CW | City Water System | WTR-PSA |  |  |  |  | http://www.toronto.ca/TWONTO#00260 | Sub-Process | St. Albans Pumping Station
| COL-PTD-P-0100 | Pump, Centrifugal | COL-PTD | Pump |  |  | P | http://www.toronto.ca/TWONTO#00626 | Mechanical Equipment | Todmorden Sewage Pumping Station
| COL-PTD-P-0200 | Pump, Centrifugal | COL-PTD | Pump |  |  | P | http://www.toronto.ca/TWONTO#00626 | Mechanical Equipment | Todmorden Sewage Pumping Station
| COL-PTD-RPU-0001 | Remote Processing Unit | COL-PTD | RPU |  |  | RPU | http://www.toronto.ca/TWONTO#00122 | Electrical Equipment | Todmorden Sewage Pumping Station
| COL-PTD-RPU-0001 | Remote Processing Unit | COL-PTD-MISC | RPU |  |  | RPU | http://www.toronto.ca/TWONTO#00122 | Electrical Equipment | Miscellaneous Equipment
| MAIN-221 | Main 221 | WTR-LWA |  |  |  |  | http://www.toronto.ca/TWONTO#00804 | Sub-Process | Work Area 2 Central Mains and Chambers
| MAIN-221 | Main 221 | WTR-MT1 |  |  |  |  | http://www.toronto.ca/TWONTO#00804 | Sub-Process | Work Area 1 EAST Mains and Chambers
| COL-PTD-TS-0001 | Switch, Transfer | COL-PTD | Switch |  |  | TS | http://www.toronto.ca/TWONTO#00754 | Electrical Equipment | Todmorden Sewage Pumping Station
| COL-PTD-TS-0001 | Switch, Transfer | COL-PTD-MISC | Switch |  |  | TS | http://www.toronto.ca/TWONTO#00754 | Electrical Equipment | Miscellaneous Equipment
| COL-PTD-UPS-0001 | UPS | COL-PTD | Uninterruptible Power Supply |  |  | UPS | http://www.toronto.ca/TWONTO#00124 | Electrical Equipment | Todmorden Sewage Pumping Station
| COL-PTD-UPS-0001 | UPS | COL-PTD-MISC | Uninterruptible Power Supply |  |  | UPS | http://www.toronto.ca/TWONTO#00124 | Electrical Equipment | Miscellaneous Equipment
| COL-PTD-WEL-0100 | Wet Well | COL-PTD | Well |  |  | WEL | http://www.toronto.ca/TWONTO#00811 | Mechanical Equipment | Todmorden Sewage Pumping Station
| COL-PTD-WEL-0100 | Wet Well | COL-PTD-MISC | Well |  |  | WEL | http://www.toronto.ca/TWONTO#00811 | Mechanical Equipment | Miscellaneous Equipment
| WTR-PSC-CW | City Water System | WTR-PSC |  |  |  |  | http://www.toronto.ca/TWONTO#00260 | Sub-Process | Scarborough Pumping Station
| COL-PTS-LSLL-0101 | Switch, Level Low-Low | COL-PTS | Switch,Level |  |  | LSLL | http://www.toronto.ca/TWONTO#00466 | Instrumentation Equipment | Third Street Sewage Pumping Station (Wards Island PS#12)
| COL-PTS-LSLL-0101 | Switch, Level Low-Low | COL-PTS(S) | Switch,Level |  |  | LSLL | http://www.toronto.ca/TWONTO#00466 | Instrumentation Equipment | Third Street Sewage Pumping Station (Wards Island PS#12)
| COL-PTS-LSLL-0102 | Switch, Level Low-Low | COL-PTS | Switch,Level |  |  | LSLL | http://www.toronto.ca/TWONTO#00466 | Instrumentation Equipment | Third Street Sewage Pumping Station (Wards Island PS#12)
| COL-PTS-LSLL-0102 | Switch, Level Low-Low | COL-PTS(S) | Switch,Level |  |  | LSLL | http://www.toronto.ca/TWONTO#00466 | Instrumentation Equipment | Third Street Sewage Pumping Station (Wards Island PS#12)
| COL-PTS-LSLL-0103 | Switch, Level Low-Low | COL-PTS | Switch,Level |  |  | LSLL | http://www.toronto.ca/TWONTO#00466 | Instrumentation Equipment | Third Street Sewage Pumping Station (Wards Island PS#12)
| COL-PTS-LSLL-0103 | Switch, Level Low-Low | COL-PTS(S) | Switch,Level |  |  | LSLL | http://www.toronto.ca/TWONTO#00466 | Instrumentation Equipment | Third Street Sewage Pumping Station (Wards Island PS#12)
| COL-PTS-LSLL-0104 | Switch, Level Low-Low | COL-PTS(S) | Switch,Level |  |  | LSLL | http://www.toronto.ca/TWONTO#00466 | Instrumentation Equipment | Third Street Sewage Pumping Station (Wards Island PS#12)
| COL-PTS-LSLL-0104 | Switch, Level Low-Low | COL-PTS | Switch,Level |  |  | LSLL | http://www.toronto.ca/TWONTO#00466 | Instrumentation Equipment | Third Street Sewage Pumping Station (Wards Island PS#12)
| COL-PTS-P-0100 | Pump Submersible | COL-W-OBSOLETE | Pump |  |  | P | x | Mechanical Equipment | Col West Obsolete Entities
| COL-PTS-P-0100 | Pump Submersible | COL-PTS | Pump |  |  | P | http://www.toronto.ca/TWONTO#00626 | Mechanical Equipment | Third Street Sewage Pumping Station (Wards Island PS#12)
| COL-PTS-P-0200 | Pump Submersible | COL-W-OBSOLETE | Pump |  |  | P | x | Mechanical Equipment | Col West Obsolete Entities
| COL-PTS-P-0200 | Pump Submersible | COL-PTS | Pump |  |  | P | http://www.toronto.ca/TWONTO#00626 | Mechanical Equipment | Third Street Sewage Pumping Station (Wards Island PS#12)
| COL-PVM-ALR-0001 | Control Panel, Operator | COL-PVM-MISC | Control Panel |  |  | ALR | http://www.toronto.ca/TWONTO#00154 | Electrical Equipment | Miscellaneous Equipment
| COL-PVM-ALR-0001 | Control Panel, Operator | COL-PVM | Control Panel |  |  | ALR | http://www.toronto.ca/TWONTO#00154 | Electrical Equipment | Valleymede Sewage Pumping Station
| COL-PVM-ALR-0002 | Gas Alarm, Exterior | COL-PVM | Fire Prevention,Alarm |  |  | ALR | http://www.toronto.ca/TWONTO#00154 | Electrical Equipment | Valleymede Sewage Pumping Station
| COL-PVM-ALR-0002 | Gas Alarm, Exterior | COL-PVM-MISC | Fire Prevention,Alarm |  |  | ALR | http://www.toronto.ca/TWONTO#00154 | Electrical Equipment | Miscellaneous Equipment
| COL-PVM-CP-0001 | Control Panel, Operator | COL-PVM | Control Panel |  |  | CP | http://www.toronto.ca/TWONTO#00613 | Electrical Equipment | Valleymede Sewage Pumping Station
| COL-PVM-CP-0001 | Control Panel, Operator | COL-PVM-MISC | Control Panel |  |  | CP | http://www.toronto.ca/TWONTO#00613 | Electrical Equipment | Miscellaneous Equipment
| COL-PVM-CP-0002 | Control Panel, Operator | COL-PVM | Control Panel |  |  | CP | http://www.toronto.ca/TWONTO#00613 | Electrical Equipment | Valleymede Sewage Pumping Station
| COL-PVM-CP-0002 | Control Panel, Operator | COL-PVM-MISC | Control Panel |  |  | CP | http://www.toronto.ca/TWONTO#00613 | Electrical Equipment | Miscellaneous Equipment
| COL-PVM-FA-0002S | Fire Alarm System, Wet Well | COL-PVM | Building Service,Fire Alarm |  | 42932 | FA | x | Obsolete Entity | Valleymede Sewage Pumping Station
| COL-PVM-FA-0002S | Fire Alarm System, Wet Well | COL-W-OBSOLETE | Building Service,Fire Alarm |  | 42932 | FA | x | Obsolete Entity | Col West Obsolete Entities
| COL-PVM-FA-0002S | Fire Alarm System, Wet Well | COL-PVM-MISC | Building Service,Fire Alarm |  | 42932 | FA | x | Obsolete Entity | Miscellaneous Equipment
| COL-PVM-FEQ-0001S | Fire Prevention, Extinguisher | COL-PVM | Fire Prevention,Extinguisher |  | 42896 | FEQ | x | Obsolete Entity | Valleymede Sewage Pumping Station
| COL-PVM-FEQ-0001S | Fire Prevention, Extinguisher | COL-PVM-MISC | Fire Prevention,Extinguisher |  | 42896 | FEQ | x | Obsolete Entity | Miscellaneous Equipment
| COL-PVM-FEQ-0001S | Fire Prevention, Extinguisher | COL-W-OBSOLETE | Fire Prevention,Extinguisher |  | 42896 | FEQ | x | Obsolete Entity | Col West Obsolete Entities
| COL-PVM-FN-0001 | Fan, Centrifugal | COL-PVM | Fan |  |  | FN | http://www.toronto.ca/TWONTO#OWLClass_binid-posum-pozar-motav | Mechanical Equipment | Valleymede Sewage Pumping Station
| COL-PVM-FN-0001 | Fan, Centrifugal | COL-PVM-MISC | Fan |  |  | FN | http://www.toronto.ca/TWONTO#OWLClass_binid-posum-pozar-motav | Mechanical Equipment | Miscellaneous Equipment
| COL-PVM-FN-0002 | Fan, Centrifugal | COL-PVM | Fan |  |  | FN | http://www.toronto.ca/TWONTO#OWLClass_binid-posum-pozar-motav | Mechanical Equipment | Valleymede Sewage Pumping Station
| COL-PVM-FN-0002 | Fan, Centrifugal | COL-PVM-MISC | Fan |  |  | FN | http://www.toronto.ca/TWONTO#OWLClass_binid-posum-pozar-motav | Mechanical Equipment | Miscellaneous Equipment
| COL-PVM-FN-0003 | Fan, Centrifugal | COL-PVM | Fan |  |  | FN | http://www.toronto.ca/TWONTO#OWLClass_binid-posum-pozar-motav | Mechanical Equipment | Valleymede Sewage Pumping Station
| COL-PVM-FN-0003 | Fan, Centrifugal | COL-PVM-MISC | Fan |  |  | FN | http://www.toronto.ca/TWONTO#OWLClass_binid-posum-pozar-motav | Mechanical Equipment | Miscellaneous Equipment
| COL-PVM-FQ-0001 | Meter, Flow | COL-PVM | Meter,Flow |  |  | FQ | http://www.toronto.ca/TWONTO#00369 | Instrumentation Equipment | Valleymede Sewage Pumping Station
| COL-PVM-FQ-0001 | Meter, Flow | COL-PVM-MISC | Meter,Flow |  |  | FQ | http://www.toronto.ca/TWONTO#00369 | Instrumentation Equipment | Miscellaneous Equipment
| COL-PVM-GRF-0001 | Indicator, Ground Fault | COL-PVM-MISC |  |  |  | GRF | http://www.toronto.ca/TWONTO#00406 | Electrical Equipment | Miscellaneous Equipment
| COL-PVM-GRF-0001 | Indicator, Ground Fault | COL-PVM |  |  |  | GRF | http://www.toronto.ca/TWONTO#00406 | Electrical Equipment | Valleymede Sewage Pumping Station
| COL-PVM-LIT-0100 | Transmitter, Level | COL-PVM-MISC | Transmitter,Level |  |  | LIT | http://www.toronto.ca/TWONTO#00467 | Instrumentation Equipment | Miscellaneous Equipment
| COL-PVM-LIT-0101 | Transmitter, Level | COL-PVM-MISC | Transmitter,Level |  |  | LIT | http://www.toronto.ca/TWONTO#00467 | Instrumentation Equipment | Miscellaneous Equipment
| COL-PVM-LIT-0101 | Transmitter, Level | COL-PVM | Transmitter,Level |  |  | LIT | http://www.toronto.ca/TWONTO#00467 | Instrumentation Equipment | Valleymede Sewage Pumping Station
| COL-PVM-LP-0001 | Control Panel, Lighting | COL-PVM-MISC | Control Panel |  |  | LP | http://www.toronto.ca/TWONTO#00477 | Electrical Equipment | Miscellaneous Equipment
| COL-PVM-LP-0001 | Control Panel, Lighting | COL-PVM | Control Panel |  |  | LP | http://www.toronto.ca/TWONTO#00477 | Electrical Equipment | Valleymede Sewage Pumping Station
| COL-PVM-LSH-0001 | Switch, Level-High | COL-PVM-MISC | Switch,Level |  |  | LSH | http://www.toronto.ca/TWONTO#00466 | Instrumentation Equipment | Miscellaneous Equipment
| COL-PVM-LSH-0001 | Switch, Level-High | COL-PVM | Switch,Level |  |  | LSH | http://www.toronto.ca/TWONTO#00466 | Instrumentation Equipment | Valleymede Sewage Pumping Station
| COL-PVM-LSH-0103 | Switch, Level-High | COL-PVM-MISC | Switch,Level |  |  | LSH | http://www.toronto.ca/TWONTO#00466 | Instrumentation Equipment | Miscellaneous Equipment
| COL-PVM-LSH-0103 | Switch, Level-High | COL-PVM | Switch,Level |  |  | LSH | http://www.toronto.ca/TWONTO#00466 | Instrumentation Equipment | Valleymede Sewage Pumping Station
| COL-PVM-LSHH-0104 | Switch, Level High-High | COL-PVM-MISC | Switch,Level |  |  | LSHH | http://www.toronto.ca/TWONTO#00466 | Instrumentation Equipment | Miscellaneous Equipment
| COL-PVM-LSHH-0104 | Switch, Level High-High | COL-PVM | Switch,Level |  |  | LSHH | http://www.toronto.ca/TWONTO#00466 | Instrumentation Equipment | Valleymede Sewage Pumping Station
| COL-PVM-LSL-0102 | Switch, Level-Low | COL-PVM | Switch,Level |  |  | LSL | http://www.toronto.ca/TWONTO#00466 | Instrumentation Equipment | Valleymede Sewage Pumping Station
| COL-PVM-LSL-0102 | Switch, Level-Low | COL-PVM-MISC | Switch,Level |  |  | LSL | http://www.toronto.ca/TWONTO#00466 | Instrumentation Equipment | Miscellaneous Equipment
| COL-PVM-LSLL-0101 | Switch, Level Low-Low | COL-PVM-MISC | Switch,Level |  |  | LSLL | http://www.toronto.ca/TWONTO#00466 | Instrumentation Equipment | Miscellaneous Equipment
| COL-PVM-LSLL-0101 | Switch, Level Low-Low | COL-PVM | Switch,Level |  |  | LSLL | http://www.toronto.ca/TWONTO#00466 | Instrumentation Equipment | Valleymede Sewage Pumping Station
| WTR-PTH-CW | City Water System | WTR-PTH |  |  |  |  | http://www.toronto.ca/TWONTO#00260 | Sub-Process | Thornhill Pumping Station
| COL-PVM-MON-0002 | Monitor | COL-PVM-MISC |  |  |  | MON | http://www.toronto.ca/TWONTO#00279 | Electrical Equipment | Miscellaneous Equipment
| COL-PVM-MON-0002 | Monitor | COL-PSS-P-0300 |  |  |  | MON | http://www.toronto.ca/TWONTO#00279 | Electrical Equipment | Pump, Centrifugal
| COL-PVM-MON-0002 | Monitor | COL-PVM |  |  |  | MON | http://www.toronto.ca/TWONTO#00279 | Electrical Equipment | Valleymede Sewage Pumping Station
| MAIN-224 | Main 224 | WTR-LWA |  |  |  |  | http://www.toronto.ca/TWONTO#00804 | Sub-Process | Work Area 2 Central Mains and Chambers
| MAIN-224 | Main 224 | WTR-MT1 |  |  |  |  | http://www.toronto.ca/TWONTO#00804 | Sub-Process | Work Area 1 EAST Mains and Chambers
| COL-PVM-SW-0002 | Switch, Heater 0001 | COL-PVM | Switch |  |  | SW | http://www.toronto.ca/TWONTO#00594 | Electrical Equipment | Valleymede Sewage Pumping Station
| COL-PVM-SW-0002 | Switch, Heater 0001 | COL-PVM-MISC | Switch |  |  | SW | http://www.toronto.ca/TWONTO#00594 | Electrical Equipment | Miscellaneous Equipment
| COL-PVM-SW-0003 | Switch, Transformer | COL-PVM | Switch |  |  | SW | http://www.toronto.ca/TWONTO#00594 | Electrical Equipment | Valleymede Sewage Pumping Station
| COL-PVM-SW-0003 | Switch, Transformer | COL-PVM-MISC | Switch |  |  | SW | http://www.toronto.ca/TWONTO#00594 | Electrical Equipment | Miscellaneous Equipment
| COL-PVM-TS-0001 | Switch, Transfer | COL-PVM-MISC | Switch |  |  | TS | http://www.toronto.ca/TWONTO#00754 | Electrical Equipment | Miscellaneous Equipment
| COL-PVM-TS-0001 | Switch, Transfer | COL-PVM | Switch |  |  | TS | http://www.toronto.ca/TWONTO#00754 | Electrical Equipment | Valleymede Sewage Pumping Station
| COL-PVM-WEL-0500 | Wet well | COL-PHP-MISC |  |  |  | WEL | http://www.toronto.ca/TWONTO#00811 | Sub-sub-process | Miscellaneous Equipment
| COL-PVM-WEL-0500 | Wet well | COL-PVM |  |  |  | WEL | http://www.toronto.ca/TWONTO#00811 | Sub-sub-process | Valleymede Sewage Pumping Station
| COL-PVM-WEL-0500 | Wet well | COL-PVM-MISC |  |  |  | WEL | http://www.toronto.ca/TWONTO#00811 | Sub-sub-process | Miscellaneous Equipment
| COL-PVM-WEL-0600 | Dry Well | COL-PVM-MISC |  |  |  | WEL | http://www.toronto.ca/TWONTO#00811 | Sub-sub-process | Miscellaneous Equipment
| COL-PVM-WEL-0600 | Dry Well | COL-PSK-MISC |  |  |  | WEL | http://www.toronto.ca/TWONTO#00811 | Sub-sub-process | Miscellaneous Equipment
| COL-PVM-WEL-0600 | Dry Well | COL-PVM |  |  |  | WEL | http://www.toronto.ca/TWONTO#00811 | Sub-sub-process | Valleymede Sewage Pumping Station
| MAIN-226 | Main 226 | WTR-LWA |  |  |  |  | http://www.toronto.ca/TWONTO#00804 | Sub-Process | Work Area 2 Central Mains and Chambers
| MAIN-227 | Main 227 | WTR-LWA |  |  |  |  | http://www.toronto.ca/TWONTO#00804 | Sub-Process | Work Area 2 Central Mains and Chambers
| COL-PWC-CH-0001 | Chamber, Inlet Chamber 1 | COL-PWC | Chamber |  |  | CH | http://www.toronto.ca/TWONTO#00318 | Mechanical Equipment | Wirral Court Sewage Pumping Station
| COL-PWC-CH-0001 | Chamber, Inlet Chamber 1 | COL-PWC-MISC | Chamber |  |  | CH | http://www.toronto.ca/TWONTO#00318 | Mechanical Equipment | Miscellaneous Equipment
| COL-PWC-CH-0002 | Chamber, Inlet Chamber 2 | COL-PWC | Chamber |  |  | CH | http://www.toronto.ca/TWONTO#00318 | Mechanical Equipment | Wirral Court Sewage Pumping Station
| COL-PWC-CH-0002 | Chamber, Inlet Chamber 2 | COL-PWC-MISC | Chamber |  |  | CH | http://www.toronto.ca/TWONTO#00318 | Mechanical Equipment | Miscellaneous Equipment
| COL-PWC-CH-0003 | Chamber, Bar Screen | COL-PWC | Chamber |  |  | CH | http://www.toronto.ca/TWONTO#00318 | Mechanical Equipment | Wirral Court Sewage Pumping Station
| COL-PWC-CH-0003 | Chamber, Bar Screen | COL-PWC-MISC | Chamber |  |  | CH | http://www.toronto.ca/TWONTO#00318 | Mechanical Equipment | Miscellaneous Equipment
| COL-PWC-CH-0004 | Chamber, Overflow | COL-PWC | Chamber |  |  | CH | http://www.toronto.ca/TWONTO#00318 | Mechanical Equipment | Wirral Court Sewage Pumping Station
| COL-PWC-CH-0004 | Chamber, Overflow | COL-PWC-MISC | Chamber |  |  | CH | http://www.toronto.ca/TWONTO#00318 | Mechanical Equipment | Miscellaneous Equipment
| COL-PWC-DM-0001 | Damper/Louver, Electrical Room | COL-PWC | Damper/Louver |  |  | DM | http://www.toronto.ca/TWONTO#00142 | Mechanical Equipment | Wirral Court Sewage Pumping Station
| COL-PWC-DM-0001 | Damper/Louver, Electrical Room | COL-PWC-MISC | Damper/Louver |  |  | DM | http://www.toronto.ca/TWONTO#00142 | Mechanical Equipment | Miscellaneous Equipment
| COL-PWC-FEQ-0001S | Fire Prevention, Extinguisher | COL-PWC-MISC | Fire Prevention,Extinguisher |  | 42897 | FEQ | x | Obsolete Entity | Miscellaneous Equipment
| COL-PWC-FEQ-0001S | Fire Prevention, Extinguisher | COL-PWC | Fire Prevention,Extinguisher |  | 42897 | FEQ | x | Obsolete Entity | Wirral Court Sewage Pumping Station
| COL-PWC-FEQ-0001S | Fire Prevention, Extinguisher | COL-W-OBSOLETE | Fire Prevention,Extinguisher |  | 42897 | FEQ | x | Obsolete Entity | Col West Obsolete Entities
| COL-PWC-FN-0001 | Fan, Centrifugal | COL-PWC-MISC | Fan |  |  | FN | http://www.toronto.ca/TWONTO#OWLClass_binid-posum-pozar-motav | Mechanical Equipment | Miscellaneous Equipment
| COL-PWC-FN-0001 | Fan, Centrifugal | COL-PWC | Fan |  |  | FN | http://www.toronto.ca/TWONTO#OWLClass_binid-posum-pozar-motav | Mechanical Equipment | Wirral Court Sewage Pumping Station
| COL-PWC-FN-0002 | Fan, Centrifugal | COL-PWC | Fan |  |  | FN | http://www.toronto.ca/TWONTO#OWLClass_binid-posum-pozar-motav | Mechanical Equipment | Wirral Court Sewage Pumping Station
| COL-PWC-FN-0002 | Fan, Centrifugal | COL-PWC-MISC | Fan |  |  | FN | http://www.toronto.ca/TWONTO#OWLClass_binid-posum-pozar-motav | Mechanical Equipment | Miscellaneous Equipment
| COL-PWC-FQ-0001 | Meter, Flow | COL-PWC | Meter,Flow |  |  | FQ | http://www.toronto.ca/TWONTO#00369 | Instrumentation Equipment | Wirral Court Sewage Pumping Station
| COL-PWC-FQ-0001 | Meter, Flow | COL-PWC-MISC | Meter,Flow |  |  | FQ | http://www.toronto.ca/TWONTO#00369 | Instrumentation Equipment | Miscellaneous Equipment
| COL-PWC-GRF-0001 | Indicator, Ground Fault | COL-PWC | Indicator,Ground Fault |  |  | GRF | http://www.toronto.ca/TWONTO#00406 | Electrical Equipment | Wirral Court Sewage Pumping Station
| COL-PWC-GRF-0001 | Indicator, Ground Fault | COL-PWC-MISC | Indicator,Ground Fault |  |  | GRF | http://www.toronto.ca/TWONTO#00406 | Electrical Equipment | Miscellaneous Equipment
| COL-PWC-HTR-0001 | Heater, Electrical Room | COL-PWC-MISC | Heater |  |  | HTR | http://www.toronto.ca/TWONTO#00418 | Electrical Equipment | Miscellaneous Equipment
| COL-PWC-HTR-0001 | Heater, Electrical Room | COL-PWC | Heater |  |  | HTR | http://www.toronto.ca/TWONTO#00418 | Electrical Equipment | Wirral Court Sewage Pumping Station
| COL-PWC-HTR-0002 | Heater, Dry Well | COL-PWC | Heater |  |  | HTR | http://www.toronto.ca/TWONTO#00418 | Electrical Equipment | Wirral Court Sewage Pumping Station
| COL-PWC-HTR-0002 | Heater, Dry Well | COL-PWC-MISC | Heater |  |  | HTR | http://www.toronto.ca/TWONTO#00418 | Electrical Equipment | Miscellaneous Equipment
| MAIN-227 | Main 227 | WTR-MT1 |  |  |  |  | http://www.toronto.ca/TWONTO#00804 | Sub-Process | Work Area 1 EAST Mains and Chambers
| MAIN-228 | Main 228 | WTR-LWA |  |  |  |  | http://www.toronto.ca/TWONTO#00804 | Sub-Process | Work Area 2 Central Mains and Chambers
| COL-PWC-LIT-0101 | Transmitter, Level | COL-PWC | Transmitter,Level |  |  | LIT | http://www.toronto.ca/TWONTO#00467 | Instrumentation Equipment | Wirral Court Sewage Pumping Station
| COL-PWC-LIT-0101 | Transmitter, Level | COL-PWC-MISC | Transmitter,Level |  |  | LIT | http://www.toronto.ca/TWONTO#00467 | Instrumentation Equipment | Miscellaneous Equipment
| COL-PWC-LP-0001 | Control Panel, Lighting | COL-PWC | Control Panel |  |  | LP | http://www.toronto.ca/TWONTO#00477 | Electrical Equipment | Wirral Court Sewage Pumping Station
| COL-PWC-LP-0001 | Control Panel, Lighting | COL-PWC-MISC | Control Panel |  |  | LP | http://www.toronto.ca/TWONTO#00477 | Electrical Equipment | Miscellaneous Equipment
| COL-PWC-LSH-0001 | Switch, Level-High | COL-PWC | Switch,Level |  |  | LSH | http://www.toronto.ca/TWONTO#00466 | Instrumentation Equipment | Wirral Court Sewage Pumping Station
| COL-PWC-LSH-0001 | Switch, Level-High | COL-PWC-MISC | Switch,Level |  |  | LSH | http://www.toronto.ca/TWONTO#00466 | Instrumentation Equipment | Miscellaneous Equipment
| COL-PWC-LSH-0103 | Switch, Level-High | COL-PWC | Switch,Level |  |  | LSH | http://www.toronto.ca/TWONTO#00466 | Instrumentation Equipment | Wirral Court Sewage Pumping Station
| COL-PWC-LSH-0103 | Switch, Level-High | COL-PWC-MISC | Switch,Level |  |  | LSH | http://www.toronto.ca/TWONTO#00466 | Instrumentation Equipment | Miscellaneous Equipment
| COL-PWC-LSHH-0104 | Switch, Level High-High | COL-PWC | Switch,Level |  |  | LSHH | http://www.toronto.ca/TWONTO#00466 | Instrumentation Equipment | Wirral Court Sewage Pumping Station
| COL-PWC-LSHH-0104 | Switch, Level High-High | COL-PWC-MISC | Switch,Level |  |  | LSHH | http://www.toronto.ca/TWONTO#00466 | Instrumentation Equipment | Miscellaneous Equipment
| COL-PWC-LSL-0102 | Switch, Level-Low | COL-PWC | Switch,Level |  |  | LSL | http://www.toronto.ca/TWONTO#00466 | Instrumentation Equipment | Wirral Court Sewage Pumping Station
| COL-PWC-LSL-0102 | Switch, Level-Low | COL-PWC-MISC | Switch,Level |  |  | LSL | http://www.toronto.ca/TWONTO#00466 | Instrumentation Equipment | Miscellaneous Equipment
| COL-PWC-LSLL-0101 | Switch, Level Low-Low | COL-PWC | Switch,Level |  |  | LSLL | http://www.toronto.ca/TWONTO#00466 | Instrumentation Equipment | Wirral Court Sewage Pumping Station
| COL-PWC-LSLL-0101 | Switch, Level Low-Low | COL-PWC-MISC | Switch,Level |  |  | LSLL | http://www.toronto.ca/TWONTO#00466 | Instrumentation Equipment | Miscellaneous Equipment
| COL-PWC-M-0101 | Motor | COL-PWC-MISC |  |  |  | M | http://www.toronto.ca/TWONTO#00531 | Electrical Equipment | Miscellaneous Equipment
| COL-PWC-M-0201 | Motor | COL-PWC-MISC |  |  |  | M | http://www.toronto.ca/TWONTO#00531 | Electrical Equipment | Miscellaneous Equipment
| WTR-PWT-CW | City Water System | WTR-PWT |  |  |  |  | http://www.toronto.ca/TWONTO#00260 | Sub-Process | West Toronto Pumping Station
| COL-PWC-SC-0001 | Screen, Bar | COL-PWC | Screen |  |  | SC | http://www.toronto.ca/TWONTO#00166 | Mechanical Equipment | Wirral Court Sewage Pumping Station
| COL-PWC-SC-0001 | Screen, Bar | COL-PWC-MISC | Screen |  |  | SC | http://www.toronto.ca/TWONTO#00166 | Mechanical Equipment | Miscellaneous Equipment
| COL-PWC-TS-0001 | Switch, Transfer | COL-PWC | Switch |  |  | TS | http://www.toronto.ca/TWONTO#00754 | Electrical Equipment | Wirral Court Sewage Pumping Station
| COL-PWC-TS-0001 | Switch, Transfer | COL-PWC-MISC | Switch |  |  | TS | http://www.toronto.ca/TWONTO#00754 | Electrical Equipment | Miscellaneous Equipment
| COL-PWE-ALR-0001 | Control Panel, Operator | COL-PWE-MISC | Control Panel |  |  | ALR | http://www.toronto.ca/TWONTO#00154 | Electrical Equipment | Miscellaneous Equipment
| COL-PWE-ALR-0001 | Control Panel, Operator | COL-PWE | Control Panel |  |  | ALR | http://www.toronto.ca/TWONTO#00154 | Electrical Equipment | Wellington Sewage Pumping Station (partial operation)
| COL-PWE-CP-0001 | Control Panel, Operator | COL-PWE | Control Panel |  |  | CP | http://www.toronto.ca/TWONTO#00613 | Electrical Equipment | Wellington Sewage Pumping Station (partial operation)
| COL-PWE-CP-0001 | Control Panel, Operator | COL-PWE-MISC | Control Panel |  |  | CP | http://www.toronto.ca/TWONTO#00613 | Electrical Equipment | Miscellaneous Equipment
| COL-PWE-LSH-0103 | Switch, Level-High | COL-PWE | Switch,Level |  |  | LSH | http://www.toronto.ca/TWONTO#00466 | Instrumentation Equipment | Wellington Sewage Pumping Station (partial operation)
| COL-PWE-LSH-0103 | Switch, Level-High | COL-PWE-MISC | Switch,Level |  |  | LSH | http://www.toronto.ca/TWONTO#00466 | Instrumentation Equipment | Miscellaneous Equipment
| COL-PWE-LSHH-0104 | Switch, Level High-High | COL-PWE | Switch,Level |  |  | LSHH | http://www.toronto.ca/TWONTO#00466 | Instrumentation Equipment | Wellington Sewage Pumping Station (partial operation)
| COL-PWE-LSHH-0104 | Switch, Level High-High | COL-PWE-MISC | Switch,Level |  |  | LSHH | http://www.toronto.ca/TWONTO#00466 | Instrumentation Equipment | Miscellaneous Equipment
| COL-PWE-LSL-0102 | Switch, Level-Low | COL-PWE-MISC | Switch,Level |  |  | LSL | http://www.toronto.ca/TWONTO#00466 | Instrumentation Equipment | Miscellaneous Equipment
| COL-PWE-LSL-0102 | Switch, Level-Low | COL-PWE | Switch,Level |  |  | LSL | http://www.toronto.ca/TWONTO#00466 | Instrumentation Equipment | Wellington Sewage Pumping Station (partial operation)
| COL-PWE-LSLL-0101 | Switch, Level Low-Low | COL-PWE | Switch,Level |  |  | LSLL | http://www.toronto.ca/TWONTO#00466 | Instrumentation Equipment | Wellington Sewage Pumping Station (partial operation)
| COL-PWE-LSLL-0101 | Switch, Level Low-Low | COL-PWE-MISC | Switch,Level |  |  | LSLL | http://www.toronto.ca/TWONTO#00466 | Instrumentation Equipment | Miscellaneous Equipment
| WTR-RBV-CW | City Water System | WTR-RBV |  |  |  |  | http://www.toronto.ca/TWONTO#00260 | Sub-Process | Bayview Reservoir
| COL-PWE-WEL-0100 | Wet well, Wellington SPS | COL-PWE |  |  |  | WEL | http://www.toronto.ca/TWONTO#00811 | Sub-sub-process | Wellington Sewage Pumping Station (partial operation)
| COL-PWE-WEL-0100 | Wet well, Wellington SPS | COL-PWE-MISC |  |  |  | WEL | http://www.toronto.ca/TWONTO#00811 | Sub-sub-process | Miscellaneous Equipment
| COL-PWL-LSLL-0101 | Switch, Level Low-Low | COL-PWL | Switch,Level |  |  | LSLL | http://www.toronto.ca/TWONTO#00466 | Instrumentation Equipment | Willow Avenue Sewage Pumping Station (Wards Island PS#7)
| COL-PWL-LSLL-0102 | Switch, Level Low-Low | COL-PWL | Switch,Level |  |  | LSLL | http://www.toronto.ca/TWONTO#00466 | Instrumentation Equipment | Willow Avenue Sewage Pumping Station (Wards Island PS#7)
| COL-PWL-LSLL-0103 | Switch, Level Low-Low | COL-PWL | Switch,Level |  |  | LSLL | http://www.toronto.ca/TWONTO#00466 | Instrumentation Equipment | Willow Avenue Sewage Pumping Station (Wards Island PS#7)
| COL-PWL-LSLL-0104 | Switch, Level Low-Low | COL-PWL | Switch,Level |  |  | LSLL | http://www.toronto.ca/TWONTO#00466 | Instrumentation Equipment | Willow Avenue Sewage Pumping Station (Wards Island PS#7)
| WTR-RDF-CW | City Water System | WTR-RDF |  |  |  |  | http://www.toronto.ca/TWONTO#00260 | Sub-Process | Dufferin Reservoir
| WTR-REG-CW | City Water System | WTR-REG |  |  |  |  | http://www.toronto.ca/TWONTO#00260 | Sub-Process | Eglinton Reservoir
| COL-PWP-COM-0001 | Control Panel, Operator | COL-PWP | Control Panel |  |  | COM | http://www.toronto.ca/TWONTO#00613 | Electrical Equipment | West Point Avenue Sewage Pumping Station
| COL-PWP-COM-0001 | Control Panel, Operator | COL-PWP-MISC | Control Panel |  |  | COM | http://www.toronto.ca/TWONTO#00613 | Electrical Equipment | Miscellaneous Equipment
| COL-PWP-CP-0001 | Control Panel, Electrical | COL-PWP | Control Panel |  |  | CP | http://www.toronto.ca/TWONTO#00613 | Electrical Equipment | West Point Avenue Sewage Pumping Station
| COL-PWP-CP-0001 | Control Panel, Electrical | COL-PWP-MISC | Control Panel |  |  | CP | http://www.toronto.ca/TWONTO#00613 | Electrical Equipment | Miscellaneous Equipment
| COL-PWP-CP-0002 | Control Panel, Operator | COL-PWP | Control Panel |  |  | CP | http://www.toronto.ca/TWONTO#00613 | Electrical Equipment | West Point Avenue Sewage Pumping Station
| COL-PWP-CP-0002 | Control Panel, Operator | COL-PWP-MISC | Control Panel |  |  | CP | http://www.toronto.ca/TWONTO#00613 | Electrical Equipment | Miscellaneous Equipment
| COL-PWP-FEQ-0001S | Fire Prevention, Extinguisher | COL-PWP-MISC | Fire Prevention,Extinguisher |  | 42899 | FEQ | x | Obsolete Entity | Miscellaneous Equipment
| COL-PWP-FEQ-0001S | Fire Prevention, Extinguisher | COL-W-OBSOLETE | Fire Prevention,Extinguisher |  | 42899 | FEQ | x | Obsolete Entity | Col West Obsolete Entities
| COL-PWP-FQ-0001 | Meter, Flow | COL-PWP | Meter,Flow |  |  | FQ | http://www.toronto.ca/TWONTO#00369 | Instrumentation Equipment | West Point Avenue Sewage Pumping Station
| COL-PWP-FQ-0001 | Meter, Flow | COL-PWP-MISC | Meter,Flow |  |  | FQ | http://www.toronto.ca/TWONTO#00369 | Instrumentation Equipment | Miscellaneous Equipment
| COL-PWP-HTR-0001 | Heater | COL-PWP-MISC | Heater |  |  | HTR | http://www.toronto.ca/TWONTO#00418 | Mechanical Equipment | Miscellaneous Equipment
| MAIN-228 | Main 228 | WTR-MT1 |  |  |  |  | http://www.toronto.ca/TWONTO#00804 | Sub-Process | Work Area 1 EAST Mains and Chambers
| MAIN-230 | Main 230 | WTR-LWA |  |  |  |  | http://www.toronto.ca/TWONTO#00804 | Sub-Process | Work Area 2 Central Mains and Chambers
| COL-PWP-LSH-0103 | Switch, Level-High | COL-PWP | Switch,Level |  |  | LSH | http://www.toronto.ca/TWONTO#00466 | Instrumentation Equipment | West Point Avenue Sewage Pumping Station
| COL-PWP-LSH-0103 | Switch, Level-High | COL-PWP-MISC | Switch,Level |  |  | LSH | http://www.toronto.ca/TWONTO#00466 | Instrumentation Equipment | Miscellaneous Equipment
| COL-PWP-LSHH-0104 | Switch, Level High-High | COL-PWP | Switch,Level |  |  | LSHH | http://www.toronto.ca/TWONTO#00466 | Instrumentation Equipment | West Point Avenue Sewage Pumping Station
| COL-PWP-LSHH-0104 | Switch, Level High-High | COL-PWP-MISC | Switch,Level |  |  | LSHH | http://www.toronto.ca/TWONTO#00466 | Instrumentation Equipment | Miscellaneous Equipment
| COL-PWP-LSL-0102 | Switch, Level-Low | COL-PWP | Switch,Level |  |  | LSL | http://www.toronto.ca/TWONTO#00466 | Instrumentation Equipment | West Point Avenue Sewage Pumping Station
| COL-PWP-LSL-0102 | Switch, Level-Low | COL-PWP-MISC | Switch,Level |  |  | LSL | http://www.toronto.ca/TWONTO#00466 | Instrumentation Equipment | Miscellaneous Equipment
| COL-PWP-LSLL-0101 | Switch, Level Low-Low | COL-PWP-MISC | Switch,Level |  |  | LSLL | http://www.toronto.ca/TWONTO#00466 | Instrumentation Equipment | Miscellaneous Equipment
| COL-PWP-LSLL-0101 | Switch, Level Low-Low | COL-PWP | Switch,Level |  |  | LSLL | http://www.toronto.ca/TWONTO#00466 | Instrumentation Equipment | West Point Avenue Sewage Pumping Station
| WTR-REL-CW | City Water System | WTR-REL |  |  |  |  | http://www.toronto.ca/TWONTO#00260 | Sub-Process | Ellesmere Reservoir
| COL-PWP-P-0100 | Pump, Centrifugal | COL-PWP | Pump |  |  | P | http://www.toronto.ca/TWONTO#00626 | Mechanical Equipment | West Point Avenue Sewage Pumping Station
| COL-PWP-P-0200 | Pump, Centrifugal | COL-PWP | Pump |  |  | P | http://www.toronto.ca/TWONTO#00626 | Mechanical Equipment | West Point Avenue Sewage Pumping Station
| COL-PWP-RPU-0001 | Remote Processing Unit | COL-PWP-MISC | RPU |  |  | RPU | http://www.toronto.ca/TWONTO#00122 | Electrical Equipment | Miscellaneous Equipment
| COL-PWP-SS-0001 | Security System | COL-PWP | Security System |  |  | SS | http://www.toronto.ca/TWONTO#00673 | Electrical Equipment | West Point Avenue Sewage Pumping Station
| COL-PWP-SS-0001 | Security System | COL-PWP-MISC | Security System |  |  | SS | http://www.toronto.ca/TWONTO#00673 | Electrical Equipment | Miscellaneous Equipment
| MAIN-231 | Main 231 | WTR-MT1 |  |  |  |  | http://www.toronto.ca/TWONTO#00804 | Sub-Process | Work Area 1 EAST Mains and Chambers
| MAIN-231 | Main 231 | WTR-LWA |  |  |  |  | http://www.toronto.ca/TWONTO#00804 | Sub-Process | Work Area 2 Central Mains and Chambers
| COL-PWP-TS-0001 | Switch, Transfer | COL-PWP | Switch |  |  | TS | http://www.toronto.ca/TWONTO#00754 | Electrical Equipment | West Point Avenue Sewage Pumping Station
| COL-PWP-TS-0001 | Switch, Transfer | COL-PWP-MISC | Switch |  |  | TS | http://www.toronto.ca/TWONTO#00754 | Electrical Equipment | Miscellaneous Equipment
| COL-PWP-WEL-0100 | Wet Well | COL-PWP | Well |  |  | WEL | http://www.toronto.ca/TWONTO#00811 | Mechanical Equipment | West Point Avenue Sewage Pumping Station
| COL-PWP-WEL-0100 | Wet Well | COL-PWP-MISC | Well |  |  | WEL | http://www.toronto.ca/TWONTO#00811 | Mechanical Equipment | Miscellaneous Equipment
| COL-PWP-WEL-0200 | Well | COL-PWP-MISC | Well |  |  | WEL | http://www.toronto.ca/TWONTO#00811 | Mechanical Equipment | Miscellaneous Equipment
| WTR-RKL-CW | City Water System | WTR-RKL |  |  |  |  | http://www.toronto.ca/TWONTO#00260 | Sub-Process | Keele Reservoir
| WTR-RLW-CW | City Water System | WTR-RLW |  |  |  |  | http://www.toronto.ca/TWONTO#00260 | Sub-Process | Lawrence Reservoir
| WTR-RMI-CW | City Water System | WTR-RMI |  |  |  |  | http://www.toronto.ca/TWONTO#00260 | Sub-Process | Milliken Reservoir
| WTR-RRG-CW | City Water System | WTR-RRG |  |  |  |  | http://www.toronto.ca/TWONTO#00260 | Sub-Process | Rouge Tank
| COL-PWR-CB-0002 | Circuit Breaker, Lighting Panel Transformer | COL-PWR-MISC | Circuit Breaker |  | 35103 | CB | x | Electrical Equipment | Miscellaneous Equipment
| COL-PWR-CB-0002 | Circuit Breaker, Lighting Panel Transformer | COL-PWR-SUSPENDED | Circuit Breaker |  | 35103 | CB | x | Electrical Equipment | West Rouge P.S.suspended entities
| COL-PWR-CB-0002 | Circuit Breaker, Lighting Panel Transformer | COL-PWR | Circuit Breaker |  | 35103 | CB | x | Electrical Equipment | West Rouge Pumping Station
| COL-PWR-CP-0001S | Control Panel, Operator | COL-PWR-MISC | Control Panel |  | 35034 | CP | x | Electrical Equipment | Miscellaneous Equipment
| COL-PWR-CP-0001S | Control Panel, Operator | COL-PWR | Control Panel |  | 35034 | CP | x | Electrical Equipment | West Rouge Pumping Station
| COL-PWR-CP-0001S | Control Panel, Operator | COL-PWR-SUSPENDED | Control Panel |  | 35034 | CP | x | Electrical Equipment | West Rouge P.S.suspended entities
| COL-PWR-FA-5731 | Control Panel, Fire Alarm | COL-PWR-MISC | Control Panel |  | 35101 | FA | x | Electrical Equipment | Miscellaneous Equipment
| COL-PWR-FA-5731 | Control Panel, Fire Alarm | COL-PWR-SUSPENDED | Control Panel |  | 35101 | FA | x | Electrical Equipment | West Rouge P.S.suspended entities
| COL-PWR-FIT-5403 | Transmitter, Flow | COL-PWR-SUSPENDED | Transmitter |  | 35035 | FIT | x | Instrumentation Equipment | West Rouge P.S.suspended entities
| COL-PWR-FIT-5403 | Transmitter, Flow | COL-PWR-MISC | Transmitter |  | 35035 | FIT | x | Instrumentation Equipment | Miscellaneous Equipment
| COL-PWR-FIT-5558 | Transmitter, Flow | COL-PWR-MISC | Transmitter |  | 35036 | FIT | x | Instrumentation Equipment | Miscellaneous Equipment
| COL-PWR-FIT-5558 | Transmitter, Flow | COL-PWR-SUSPENDED | Transmitter |  | 35036 | FIT | x | Instrumentation Equipment | West Rouge P.S.suspended entities
| COL-PWR-FN-0001S | Fan, Centrifugal | COL-PWR-MISC | Fan |  | 35100 | FN | x | Mechanical Equipment | Miscellaneous Equipment
| COL-PWR-FN-0001S | Fan, Centrifugal | COL-PWR | Fan |  | 35100 | FN | x | Mechanical Equipment | West Rouge Pumping Station
| COL-PWR-FN-0001S | Fan, Centrifugal | COL-PWR-SUSPENDED | Fan |  | 35100 | FN | x | Mechanical Equipment | West Rouge P.S.suspended entities
| COL-PWR-FN-0003 | Fan, Supply | COL-PWR | Fan |  | 35037 | FN | x | Mechanical Equipment | West Rouge Pumping Station
| COL-PWR-FN-0003 | Fan, Supply | COL-PWR-MISC | Fan |  | 35037 | FN | x | Mechanical Equipment | Miscellaneous Equipment
| COL-PWR-FN-0003 | Fan, Supply | COL-PWR-SUSPENDED | Fan |  | 35037 | FN | x | Mechanical Equipment | West Rouge P.S.suspended entities
| COL-PWR-FN-0004 | Fan, Centrifugal | COL-PWR-MISC | Fan |  | 35038 | FN | x | Mechanical Equipment | Miscellaneous Equipment
| COL-PWR-FN-0004 | Fan, Centrifugal | COL-PWR | Fan |  | 35038 | FN | x | Mechanical Equipment | West Rouge Pumping Station
| COL-PWR-FN-0004 | Fan, Centrifugal | COL-PWR-SUSPENDED | Fan |  | 35038 | FN | x | Mechanical Equipment | West Rouge P.S.suspended entities
| COL-PWR-GDR-5500 | Grinder, Comminutor | COL-PWR-SUSPENDED | Grinder |  | 35039 | GDR | x | Mechanical Equipment | West Rouge P.S.suspended entities
| COL-PWR-GDR-5500 | Grinder, Comminutor | COL-PWR | Grinder |  | 35039 | GDR | x | Mechanical Equipment | West Rouge Pumping Station
| COL-PWR-GDR-5500 | Grinder, Comminutor | COL-PWR-MISC | Grinder |  | 35039 | GDR | x | Mechanical Equipment | Miscellaneous Equipment
| COL-PWR-HS-5735 | Switch, Hand/Transfer | COL-PWR-MISC | Switch |  | 35040 | HS | x | Electrical Equipment | Miscellaneous Equipment
| COL-PWR-HS-5735 | Switch, Hand/Transfer | COL-PWR-SUSPENDED | Switch |  | 35040 | HS | x | Electrical Equipment | West Rouge P.S.suspended entities
| COL-PWR-LIT-0301 | Transmitter, Level | COL-PWR-MISC | Transmitter,Level |  | 35041 | LIT | x | Instrumentation Equipment | Miscellaneous Equipment
| COL-PWR-LIT-0301 | Transmitter, Level | COL-PWR | Transmitter,Level |  | 35041 | LIT | x | Instrumentation Equipment | West Rouge Pumping Station
| COL-PWR-LIT-0301 | Transmitter, Level | COL-PWR-SUSPENDED | Transmitter,Level |  | 35041 | LIT | x | Instrumentation Equipment | West Rouge P.S.suspended entities
| COL-PWR-LIT-0401 | Transmitter, Level | COL-PWR-SUSPENDED | Transmitter,Level |  | 35042 | LIT | x | Instrumentation Equipment | West Rouge P.S.suspended entities
| COL-PWR-LIT-0401 | Transmitter, Level | COL-PWR-MISC | Transmitter,Level |  | 35042 | LIT | x | Instrumentation Equipment | Miscellaneous Equipment
| COL-PWR-LSH-0302 | Switch, Level-High | COL-PWR | Switch,Level |  | 35091 | LSH | x | Instrumentation Equipment | West Rouge Pumping Station
| COL-PWR-LSH-0302 | Switch, Level-High | COL-PWR-MISC | Switch,Level |  | 35091 | LSH | x | Instrumentation Equipment | Miscellaneous Equipment
| COL-PWR-LSH-0302 | Switch, Level-High | COL-PWR-SUSPENDED | Switch,Level |  | 35091 | LSH | x | Instrumentation Equipment | West Rouge P.S.suspended entities
| COL-PWR-LSH-0402 | Switch, Level-High | COL-PWR | Switch,Level |  | 35092 | LSH | x | Instrumentation Equipment | West Rouge Pumping Station
| COL-PWR-LSH-0402 | Switch, Level-High | COL-PWR-SUSPENDED | Switch,Level |  | 35092 | LSH | x | Instrumentation Equipment | West Rouge P.S.suspended entities
| COL-PWR-LSH-0402 | Switch, Level-High | COL-PWR-MISC | Switch,Level |  | 35092 | LSH | x | Instrumentation Equipment | Miscellaneous Equipment
| COL-PWR-LSH-5404 | Switch, Level-High | COL-PWR-MISC | Switch,Level |  | 35093 | LSH | x | Instrumentation Equipment | Miscellaneous Equipment
| COL-PWR-LSH-5404 | Switch, Level-High | COL-PWR | Switch,Level |  | 35093 | LSH | x | Instrumentation Equipment | West Rouge Pumping Station
| COL-PWR-LSH-5404 | Switch, Level-High | COL-PWR-SUSPENDED | Switch,Level |  | 35093 | LSH | x | Instrumentation Equipment | West Rouge P.S.suspended entities
| COL-PWR-LSH-5405 | Switch, Level-High | COL-PWR | Switch,Level |  | 35094 | LSH | x | Instrumentation Equipment | West Rouge Pumping Station
| COL-PWR-LSH-5405 | Switch, Level-High | COL-PWR-SUSPENDED | Switch,Level |  | 35094 | LSH | x | Instrumentation Equipment | West Rouge P.S.suspended entities
| COL-PWR-LSH-5405 | Switch, Level-High | COL-PWR-MISC | Switch,Level |  | 35094 | LSH | x | Instrumentation Equipment | Miscellaneous Equipment
| COL-PWR-LSH-5406 | Switch, Level-High | COL-PWR-MISC | Switch,Level |  | 35095 | LSH | x | Instrumentation Equipment | Miscellaneous Equipment
| COL-PWR-LSH-5406 | Switch, Level-High | COL-PWR | Switch,Level |  | 35095 | LSH | x | Instrumentation Equipment | West Rouge Pumping Station
| COL-PWR-LSH-5406 | Switch, Level-High | COL-PWR-SUSPENDED | Switch,Level |  | 35095 | LSH | x | Instrumentation Equipment | West Rouge P.S.suspended entities
| COL-PWR-LSH-5734 | Switch, Level-High | COL-PWR-MISC | Switch,Level |  | 35096 | LSH | x | Instrumentation Equipment | Miscellaneous Equipment
| COL-PWR-LSH-5734 | Switch, Level-High | COL-PWR-SUSPENDED | Switch,Level |  | 35096 | LSH | x | Instrumentation Equipment | West Rouge P.S.suspended entities
| COL-PWR-LSL-0005 | Switch, Level-Low | COL-PWR | Switch,Level |  | 35109 | LSL | x | Instrumentation Equipment | West Rouge Pumping Station
| COL-PWR-LSL-0005 | Switch, Level-Low | COL-PWR-SUSPENDED | Switch,Level |  | 35109 | LSL | x | Instrumentation Equipment | West Rouge P.S.suspended entities
| COL-PWR-LSL-0005 | Switch, Level-Low | COL-PWR-MISC | Switch,Level |  | 35109 | LSL | x | Instrumentation Equipment | Miscellaneous Equipment
| COL-PWR-LSL-0303 | Switch, Level-Low | COL-PWR | Switch,Level |  | 35097 | LSL | x | Instrumentation Equipment | West Rouge Pumping Station
| COL-PWR-LSL-0303 | Switch, Level-Low | COL-PWR-SUSPENDED | Switch,Level |  | 35097 | LSL | x | Instrumentation Equipment | West Rouge P.S.suspended entities
| COL-PWR-LSL-0303 | Switch, Level-Low | COL-PWR-MISC | Switch,Level |  | 35097 | LSL | x | Instrumentation Equipment | Miscellaneous Equipment
| COL-PWR-LSL-0403 | Switch, Level-Low | COL-PWR-MISC | Switch,Level |  | 35098 | LSL | x | Instrumentation Equipment | Miscellaneous Equipment
| COL-PWR-LSL-0403 | Switch, Level-Low | COL-PWR | Switch,Level |  | 35098 | LSL | x | Instrumentation Equipment | West Rouge Pumping Station
| COL-PWR-LSL-0403 | Switch, Level-Low | COL-PWR-SUSPENDED | Switch,Level |  | 35098 | LSL | x | Instrumentation Equipment | West Rouge P.S.suspended entities
| COL-PWR-MCC-0001 | Motor Control Centre | COL-PWR-MISC | Control Panel,MCC |  | 35099 | MCC | x | Electrical Equipment | Miscellaneous Equipment
| COL-PWR-MCC-0001 | Motor Control Centre | COL-PWR | Control Panel,MCC |  | 35099 | MCC | x | Electrical Equipment | West Rouge Pumping Station
| COL-PWR-MCC-0001 | Motor Control Centre | COL-PWR-SUSPENDED | Control Panel,MCC |  | 35099 | MCC | x | Electrical Equipment | West Rouge P.S.suspended entities
| COL-PWR-MISC | Miscellaneous Equipment | COL-PWR |  |  | 35110 |  | x | Obsolete Entity | West Rouge Pumping Station
| COL-PWR-MISC | Miscellaneous Equipment | COL-PWR-SUSPENDED |  |  | 35110 |  | x | Obsolete Entity | West Rouge P.S.suspended entities
| COL-PWR-P-5510 | Pump, Centrifugal | COL-PWR | Pump |  | 35050 | P | x | Mechanical Equipment | West Rouge Pumping Station
| COL-PWR-P-5510 | Pump, Centrifugal | COL-PWR-SUSPENDED | Pump |  | 35050 | P | x | Mechanical Equipment | West Rouge P.S.suspended entities
| COL-PWR-P-5530 | Pump, Centrifugal | COL-PWR | Pump |  | 35057 | P | x | Mechanical Equipment | West Rouge Pumping Station
| COL-PWR-P-5530 | Pump, Centrifugal | COL-PWR-SUSPENDED | Pump |  | 35057 | P | x | Mechanical Equipment | West Rouge P.S.suspended entities
| COL-PWR-P-5550 | Pump, Centrifugal | COL-PWR-SUSPENDED | Pump |  | 35062 | P | x | Mechanical Equipment | West Rouge P.S.suspended entities
| COL-PWR-P-5550 | Pump, Centrifugal | COL-PWR | Pump |  | 35062 | P | x | Mechanical Equipment | West Rouge Pumping Station
| WTR-RRH-CW | City Water System | WTR-RRH |  |  |  |  | http://www.toronto.ca/TWONTO#00260 | Sub-Process | Rosehill Reservoir
| COL-PWR-SUSPENDED | West Rouge P.S.suspended entities | COL-PWR |  |  |  |  | x | Obsolete Entity | West Rouge Pumping Station
| COL-PWR-T-0002 | Tank 2, Diesel Fuel | COL-PWR-MISC | Tank |  | 35067 | T | x | Mechanical Equipment | Miscellaneous Equipment
| COL-PWR-T-0002 | Tank 2, Diesel Fuel | COL-PWR | Tank |  | 35067 | T | x | Mechanical Equipment | West Rouge Pumping Station
| COL-PWR-T-0002 | Tank 2, Diesel Fuel | COL-PWR-SUSPENDED | Tank |  | 35067 | T | x | Mechanical Equipment | West Rouge P.S.suspended entities
| COL-PWY-LSLL-0101 | Switch, Level Low-Low | COL-PWY | Switch,Level |  |  | LSLL | http://www.toronto.ca/TWONTO#00466 | Instrumentation Equipment | Wyandot Ave. Sewage Pumping Station (Algonquin Island PS#1)
| COL-PWY-LSLL-0102 | Switch, Level Low-Low | COL-PWY | Switch,Level |  |  | LSLL | http://www.toronto.ca/TWONTO#00466 | Instrumentation Equipment | Wyandot Ave. Sewage Pumping Station (Algonquin Island PS#1)
| COL-PWY-LSLL-0103 | Switch, Level Low-Low | COL-PWY | Switch,Level |  |  | LSLL | http://www.toronto.ca/TWONTO#00466 | Instrumentation Equipment | Wyandot Ave. Sewage Pumping Station (Algonquin Island PS#1)
| COL-PWY-LSLL-0104 | Switch, Level Low-Low | COL-PWY | Switch,Level |  |  | LSLL | http://www.toronto.ca/TWONTO#00466 | Instrumentation Equipment | Wyandot Ave. Sewage Pumping Station (Algonquin Island PS#1)
| WTR-RRV-CW | City Water System | WTR-RRV |  |  |  |  | http://www.toronto.ca/TWONTO#00260 | Sub-Process | Richview Reservoir
| COL-RBB-AIT-0003 | Analysis Indicating Transmitter | COL-RBB | Transmitter |  |  | AIT | http://www.toronto.ca/TWONTO#00359 | Instrumentation Equipment | Western Beaches Tunnel (Battery Park)-Storm
| COL-RBB-AIT-0003 | Analysis Indicating Transmitter | COL-RBB-MISC | Transmitter |  |  | AIT | http://www.toronto.ca/TWONTO#00359 | Instrumentation Equipment | Miscellaneous Equipment
| COL-RBB-AIT-0205 | Analysis Indicating Transmitter | COL-RBB | Transmitter |  |  | AIT | http://www.toronto.ca/TWONTO#00359 | Instrumentation Equipment | Western Beaches Tunnel (Battery Park)-Storm
| COL-RBB-AIT-0205 | Analysis Indicating Transmitter | COL-RBB-MISC | Transmitter |  |  | AIT | http://www.toronto.ca/TWONTO#00359 | Instrumentation Equipment | Miscellaneous Equipment
| COL-RBB-AIT-0206 | Analysis Indicating Transmitter | COL-RBB-MISC | Transmitter |  |  | AIT | http://www.toronto.ca/TWONTO#00359 | Instrumentation Equipment | Miscellaneous Equipment
| COL-RBB-AIT-0206 | Analysis Indicating Transmitter | COL-RBB | Transmitter |  |  | AIT | http://www.toronto.ca/TWONTO#00359 | Instrumentation Equipment | Western Beaches Tunnel (Battery Park)-Storm
| COL-RBB-ALR-0001 | Control Panel, Gas Alarm | COL-RBB | Control Panel |  |  | ALR | http://www.toronto.ca/TWONTO#00154 | Electrical Equipment | Western Beaches Tunnel (Battery Park)-Storm
| COL-RBB-ALR-0001 | Control Panel, Gas Alarm | COL-RBB-MISC | Control Panel |  |  | ALR | http://www.toronto.ca/TWONTO#00154 | Electrical Equipment | Miscellaneous Equipment
| COL-RBB-ANL-0122 | Analysis Indicating Transmitter | COL-RBB | Transmitter |  |  | ANL | http://www.toronto.ca/TWONTO#00359 | Instrumentation Equipment | Western Beaches Tunnel (Battery Park)-Storm
| COL-RBB-ANL-0122 | Analysis Indicating Transmitter | COL-RBB-MISC | Transmitter |  |  | ANL | http://www.toronto.ca/TWONTO#00359 | Instrumentation Equipment | Miscellaneous Equipment
| COL-RBB-ANL-0201 | Analysis Indicating Transmitter | COL-RBB | Transmitter |  |  | ANL | http://www.toronto.ca/TWONTO#00359 | Instrumentation Equipment | Western Beaches Tunnel (Battery Park)-Storm
| COL-RBB-ANL-0201 | Analysis Indicating Transmitter | COL-RBB-MISC | Transmitter |  |  | ANL | http://www.toronto.ca/TWONTO#00359 | Instrumentation Equipment | Miscellaneous Equipment
| COL-RBB-CB-0001 | Circuit Breaker, Electronic Trip | COL-RBB | Circuit Breaker |  |  | CB | http://www.toronto.ca/TWONTO#00186 | Electrical Equipment | Western Beaches Tunnel (Battery Park)-Storm
| COL-RBB-CB-0001 | Circuit Breaker, Electronic Trip | COL-RBB-MISC | Circuit Breaker |  |  | CB | http://www.toronto.ca/TWONTO#00186 | Electrical Equipment | Miscellaneous Equipment
| COL-RBB-CH-0001 | Chamber, U.V. Disinfection | COL-RBB | Chamber |  |  | CH | http://www.toronto.ca/TWONTO#00318 | Mechanical Equipment | Western Beaches Tunnel (Battery Park)-Storm
| COL-RBB-CH-0001 | Chamber, U.V. Disinfection | COL-RBB-MISC | Chamber |  |  | CH | http://www.toronto.ca/TWONTO#00318 | Mechanical Equipment | Miscellaneous Equipment
| COL-RBB-CP-0001 | Control Panel, Operator | COL-RBB | Control Panel |  |  | CP | http://www.toronto.ca/TWONTO#00613 | Electrical Equipment | Western Beaches Tunnel (Battery Park)-Storm
| COL-RBB-CP-0001 | Control Panel, Operator | COL-RBB-MISC | Control Panel |  |  | CP | http://www.toronto.ca/TWONTO#00613 | Electrical Equipment | Miscellaneous Equipment
| COL-RBB-CP-0002 | Control Panel, Operator | COL-RBB | Control Panel |  |  | CP | http://www.toronto.ca/TWONTO#00613 | Electrical Equipment | Western Beaches Tunnel (Battery Park)-Storm
| COL-RBB-CP-0002 | Control Panel, Operator | COL-RBB-MISC | Control Panel |  |  | CP | http://www.toronto.ca/TWONTO#00613 | Electrical Equipment | Miscellaneous Equipment
| COL-RBB-CP-0003 | Control Panel, Operator | COL-RBB | Control Panel |  |  | CP | http://www.toronto.ca/TWONTO#00613 | Electrical Equipment | Western Beaches Tunnel (Battery Park)-Storm
| COL-RBB-CP-0003 | Control Panel, Operator | COL-RBB-MISC | Control Panel |  |  | CP | http://www.toronto.ca/TWONTO#00613 | Electrical Equipment | Miscellaneous Equipment
| COL-RBB-CP-0004 | Control Panel, Operator | COL-RBB | Control Panel |  |  | CP | http://www.toronto.ca/TWONTO#00613 | Electrical Equipment | Western Beaches Tunnel (Battery Park)-Storm
| COL-RBB-CP-0004 | Control Panel, Operator | COL-RBB-MISC | Control Panel |  |  | CP | http://www.toronto.ca/TWONTO#00613 | Electrical Equipment | Miscellaneous Equipment
| COL-RBB-CP-0005 | Control Panel, Operator | COL-RBB | Control Panel |  |  | CP | http://www.toronto.ca/TWONTO#00613 | Electrical Equipment | Western Beaches Tunnel (Battery Park)-Storm
| COL-RBB-CP-0005 | Control Panel, Operator | COL-RBB-MISC | Control Panel |  |  | CP | http://www.toronto.ca/TWONTO#00613 | Electrical Equipment | Miscellaneous Equipment
| COL-RBB-CP-0006 | Control Panel, Operator | COL-RBB-MISC | Control Panel |  |  | CP | http://www.toronto.ca/TWONTO#00613 | Electrical Equipment | Miscellaneous Equipment
| COL-RBB-CP-0006 | Control Panel, Operator | COL-RBB | Control Panel |  |  | CP | http://www.toronto.ca/TWONTO#00613 | Electrical Equipment | Western Beaches Tunnel (Battery Park)-Storm
| COL-RBB-CP-0007 | Control Panel, Operator | COL-RBB | Control Panel |  |  | CP | http://www.toronto.ca/TWONTO#00613 | Electrical Equipment | Western Beaches Tunnel (Battery Park)-Storm
| COL-RBB-CP-0007 | Control Panel, Operator | COL-RBB-MISC | Control Panel |  |  | CP | http://www.toronto.ca/TWONTO#00613 | Electrical Equipment | Miscellaneous Equipment
| COL-RBB-DM-0001 | Damper/Louver, Fan 0001 | COL-RBB | Damper/Louver |  |  | DM | http://www.toronto.ca/TWONTO#00142 | Mechanical Equipment | Western Beaches Tunnel (Battery Park)-Storm
| COL-RBB-DM-0001 | Damper/Louver, Fan 0001 | COL-RBB-MISC | Damper/Louver |  |  | DM | http://www.toronto.ca/TWONTO#00142 | Mechanical Equipment | Miscellaneous Equipment
| COL-RBB-DM-0002 | Damper/Louver, Fan 0002 | COL-RBB-MISC | Damper/Louver |  |  | DM | http://www.toronto.ca/TWONTO#00142 | Mechanical Equipment | Miscellaneous Equipment
| COL-RBB-DM-0002 | Damper/Louver, Fan 0002 | COL-RBB | Damper/Louver |  |  | DM | http://www.toronto.ca/TWONTO#00142 | Mechanical Equipment | Western Beaches Tunnel (Battery Park)-Storm
| COL-RBB-DM-0003 | Damper/Louver, Fan 0001 | COL-RBB-MISC | Damper/Louver |  |  | DM | http://www.toronto.ca/TWONTO#00142 | Mechanical Equipment | Miscellaneous Equipment
| COL-RBB-DM-0003 | Damper/Louver, Fan 0001 | COL-RBB | Damper/Louver |  |  | DM | http://www.toronto.ca/TWONTO#00142 | Mechanical Equipment | Western Beaches Tunnel (Battery Park)-Storm
| COL-RBB-DM-0004 | Damper/Louver, Fan 0002 | COL-RBB-MISC | Damper/Louver |  |  | DM | http://www.toronto.ca/TWONTO#00142 | Mechanical Equipment | Miscellaneous Equipment
| COL-RBB-DM-0004 | Damper/Louver, Fan 0002 | COL-RBB | Damper/Louver |  |  | DM | http://www.toronto.ca/TWONTO#00142 | Mechanical Equipment | Western Beaches Tunnel (Battery Park)-Storm
| COL-RBB-DM-0005 | Damper/Louver, Sample Room | COL-RBB | Damper/Louver |  |  | DM | http://www.toronto.ca/TWONTO#00142 | Mechanical Equipment | Western Beaches Tunnel (Battery Park)-Storm
| COL-RBB-DM-0005 | Damper/Louver, Sample Room | COL-RBB-MISC | Damper/Louver |  |  | DM | http://www.toronto.ca/TWONTO#00142 | Mechanical Equipment | Miscellaneous Equipment
| COL-RBB-DRV-0101 | Drive, Variable Speed Elec | COL-RBB | Drive |  |  | DRV | http://www.toronto.ca/TWONTO#00785 | Electrical Equipment | Western Beaches Tunnel (Battery Park)-Storm
| COL-RBB-DRV-0101 | Drive, Variable Speed Elec | COL-RBB-MISC | Drive |  |  | DRV | http://www.toronto.ca/TWONTO#00785 | Electrical Equipment | Miscellaneous Equipment
| COL-RBB-DRV-0102 | Drive, Variable Speed Elec | COL-RBB | Drive |  |  | DRV | http://www.toronto.ca/TWONTO#00785 | Electrical Equipment | Western Beaches Tunnel (Battery Park)-Storm
| COL-RBB-DRV-0102 | Drive, Variable Speed Elec | COL-RBB-MISC | Drive |  |  | DRV | http://www.toronto.ca/TWONTO#00785 | Electrical Equipment | Miscellaneous Equipment
| COL-RBB-FA-0001S | Fire Alarm System, Valve House | COL-RBB | Building Service,Fire Alarm |  | 42934 | FA | x | Obsolete Entity | Western Beaches Tunnel (Battery Park)-Storm
| COL-RBB-FA-0001S | Fire Alarm System, Valve House | COL-RBB-MISC | Building Service,Fire Alarm |  | 42934 | FA | x | Obsolete Entity | Miscellaneous Equipment
| COL-RBB-FA-0001S | Fire Alarm System, Valve House | COL-W-OBSOLETE | Building Service,Fire Alarm |  | 42934 | FA | x | Obsolete Entity | Col West Obsolete Entities
| COL-RBB-FEQ-0001S | Fire Prevention, Extinguisher | COL-RBB | Fire Prevention,Extinguisher |  | 42905 | FEQ | x | Obsolete Entity | Western Beaches Tunnel (Battery Park)-Storm
| COL-RBB-FEQ-0001S | Fire Prevention, Extinguisher | COL-RBB-MISC | Fire Prevention,Extinguisher |  | 42905 | FEQ | x | Obsolete Entity | Miscellaneous Equipment
| COL-RBB-FEQ-0001S | Fire Prevention, Extinguisher | COL-W-OBSOLETE | Fire Prevention,Extinguisher |  | 42905 | FEQ | x | Obsolete Entity | Col West Obsolete Entities
| COL-RBB-FEQ-0002S | Fire Prevention, Extinguisher | COL-RBB | Fire Prevention,Extinguisher |  | 42906 | FEQ | x | Obsolete Entity | Western Beaches Tunnel (Battery Park)-Storm
| COL-RBB-FEQ-0002S | Fire Prevention, Extinguisher | COL-RBB-MISC | Fire Prevention,Extinguisher |  | 42906 | FEQ | x | Obsolete Entity | Miscellaneous Equipment
| COL-RBB-FEQ-0002S | Fire Prevention, Extinguisher | COL-W-OBSOLETE | Fire Prevention,Extinguisher |  | 42906 | FEQ | x | Obsolete Entity | Col West Obsolete Entities
| COL-RBB-FEQ-0003S | Fire Prevention, Extinguisher | COL-W-OBSOLETE | Fire Prevention,Extinguisher |  | 42907 | FEQ | x | Obsolete Entity | Col West Obsolete Entities
| COL-RBB-FEQ-0003S | Fire Prevention, Extinguisher | COL-RBB | Fire Prevention,Extinguisher |  | 42907 | FEQ | x | Obsolete Entity | Western Beaches Tunnel (Battery Park)-Storm
| COL-RBB-FEQ-0003S | Fire Prevention, Extinguisher | COL-RBB-MISC | Fire Prevention,Extinguisher |  | 42907 | FEQ | x | Obsolete Entity | Miscellaneous Equipment
| COL-RBB-FIT-0001 | Transmitter, Flow | COL-RBB | Transmitter |  |  | FIT | http://www.toronto.ca/TWONTO#00369 | Instrumentation Equipment | Western Beaches Tunnel (Battery Park)-Storm
| COL-RBB-FIT-0001 | Transmitter, Flow | COL-RBB-MISC | Transmitter |  |  | FIT | http://www.toronto.ca/TWONTO#00369 | Instrumentation Equipment | Miscellaneous Equipment
| COL-RBB-FIT-0002 | Transmitter, Flow | COL-RBB-MISC | Transmitter |  |  | FIT | http://www.toronto.ca/TWONTO#00369 | Instrumentation Equipment | Miscellaneous Equipment
| COL-RBB-FIT-0002 | Transmitter, Flow | COL-RBB | Transmitter |  |  | FIT | http://www.toronto.ca/TWONTO#00369 | Instrumentation Equipment | Western Beaches Tunnel (Battery Park)-Storm
| COL-RBB-FIT-0003 | Flow Indicating Transmittetr, | COL-RBB-MISC | Transmitter |  |  | FIT | http://www.toronto.ca/TWONTO#00369 | Instrumentation Equipment | Miscellaneous Equipment
| COL-RBB-FIT-0003 | Flow Indicating Transmittetr, | COL-RBB | Transmitter |  |  | FIT | http://www.toronto.ca/TWONTO#00369 | Instrumentation Equipment | Western Beaches Tunnel (Battery Park)-Storm
| COL-RBB-FIT-0204 | Flow Indicating Transmittetr, | COL-RBB | Transmitter |  |  | FIT | http://www.toronto.ca/TWONTO#00369 | Instrumentation Equipment | Western Beaches Tunnel (Battery Park)-Storm
| COL-RBB-FIT-0204 | Flow Indicating Transmittetr, | COL-RBB-MISC | Transmitter |  |  | FIT | http://www.toronto.ca/TWONTO#00369 | Instrumentation Equipment | Miscellaneous Equipment
| COL-RBB-FIT-0212 | Flow Indicating Transmittetr, | COL-RBB | Transmitter |  |  | FIT | http://www.toronto.ca/TWONTO#00369 | Instrumentation Equipment | Western Beaches Tunnel (Battery Park)-Storm
| COL-RBB-FIT-0212 | Flow Indicating Transmittetr, | COL-RBB-MISC | Transmitter |  |  | FIT | http://www.toronto.ca/TWONTO#00369 | Instrumentation Equipment | Miscellaneous Equipment
| COL-RBB-FIT-0221 | Transmitter, Flow | COL-RBB | Transmitter |  |  | FIT | http://www.toronto.ca/TWONTO#00369 | Instrumentation Equipment | Western Beaches Tunnel (Battery Park)-Storm
| COL-RBB-FIT-0221 | Transmitter, Flow | COL-RBB-MISC | Transmitter |  |  | FIT | http://www.toronto.ca/TWONTO#00369 | Instrumentation Equipment | Miscellaneous Equipment
| COL-RBB-FN-0001 | Fan, Centrifugal | COL-RBB-MISC | Fan |  |  | FN | http://www.toronto.ca/TWONTO#OWLClass_binid-posum-pozar-motav | Mechanical Equipment | Miscellaneous Equipment
| COL-RBB-FN-0001 | Fan, Centrifugal | COL-RBB | Fan |  |  | FN | http://www.toronto.ca/TWONTO#OWLClass_binid-posum-pozar-motav | Mechanical Equipment | Western Beaches Tunnel (Battery Park)-Storm
| COL-RBB-FN-0002 | Fan, Exhaust | COL-RBB | Fan |  |  | FN | http://www.toronto.ca/TWONTO#OWLClass_binid-posum-pozar-motav | Mechanical Equipment | Western Beaches Tunnel (Battery Park)-Storm
| COL-RBB-FN-0002 | Fan, Exhaust | COL-RBB-MISC | Fan |  |  | FN | http://www.toronto.ca/TWONTO#OWLClass_binid-posum-pozar-motav | Mechanical Equipment | Miscellaneous Equipment
| COL-RBB-FN-0003 | Fan, Exhaust | COL-RBB-MISC | Fan |  |  | FN | http://www.toronto.ca/TWONTO#OWLClass_binid-posum-pozar-motav | Mechanical Equipment | Miscellaneous Equipment
| COL-RBB-FN-0003 | Fan, Exhaust | COL-RBB | Fan |  |  | FN | http://www.toronto.ca/TWONTO#OWLClass_binid-posum-pozar-motav | Mechanical Equipment | Western Beaches Tunnel (Battery Park)-Storm
| COL-RBB-G-0213 | Sluice Gate, | COL-RBB-MISC | Valve |  |  | G | http://www.toronto.ca/TWONTO#00202 | Mechanical Equipment | Miscellaneous Equipment
| COL-RBB-G-0213 | Sluice Gate, | COL-RBB | Valve |  |  | G | http://www.toronto.ca/TWONTO#00202 | Mechanical Equipment | Western Beaches Tunnel (Battery Park)-Storm
| COL-RBB-GRF-0001 | Indicator, Ground Fault | COL-RBB |  |  |  | GRF | http://www.toronto.ca/TWONTO#00406 | Electrical Equipment | Western Beaches Tunnel (Battery Park)-Storm
| COL-RBB-GRF-0001 | Indicator, Ground Fault | COL-RBB-MISC |  |  |  | GRF | http://www.toronto.ca/TWONTO#00406 | Electrical Equipment | Miscellaneous Equipment
| COL-RBB-HPU-0218 | Drive, Hydraulic system | COL-RBB | Drive |  |  | HPU | http://www.toronto.ca/TWONTO#00433 | Electrical Equipment | Western Beaches Tunnel (Battery Park)-Storm
| COL-RBB-HPU-0218 | Drive, Hydraulic system | COL-RBB-MISC | Drive |  |  | HPU | http://www.toronto.ca/TWONTO#00433 | Electrical Equipment | Miscellaneous Equipment
| COL-RBB-HTR-0001 | Heater, Unit | COL-RBB | Heater |  |  | HTR | http://www.toronto.ca/TWONTO#00418 | Mechanical Equipment | Western Beaches Tunnel (Battery Park)-Storm
| COL-RBB-HTR-0001 | Heater, Unit | COL-RBB-MISC | Heater |  |  | HTR | http://www.toronto.ca/TWONTO#00418 | Mechanical Equipment | Miscellaneous Equipment
| COL-RBB-HTR-0002 | Heater, Unit | COL-RBB | Heater |  |  | HTR | http://www.toronto.ca/TWONTO#00418 | Mechanical Equipment | Western Beaches Tunnel (Battery Park)-Storm
| COL-RBB-HTR-0002 | Heater, Unit | COL-RBB-MISC | Heater |  |  | HTR | http://www.toronto.ca/TWONTO#00418 | Mechanical Equipment | Miscellaneous Equipment
| COL-RBB-HTR-0003 | Heater, Unit | COL-RBB | Heater |  |  | HTR | http://www.toronto.ca/TWONTO#00418 | Mechanical Equipment | Western Beaches Tunnel (Battery Park)-Storm
| COL-RBB-HTR-0003 | Heater, Unit | COL-RBB-MISC | Heater |  |  | HTR | http://www.toronto.ca/TWONTO#00418 | Mechanical Equipment | Miscellaneous Equipment
| COL-RBB-HTR-0004 | Heater, Baseboard | COL-RBB | Heater |  |  | HTR | http://www.toronto.ca/TWONTO#00418 | Mechanical Equipment | Western Beaches Tunnel (Battery Park)-Storm
| COL-RBB-HTR-0004 | Heater, Baseboard | COL-RBB-MISC | Heater |  |  | HTR | http://www.toronto.ca/TWONTO#00418 | Mechanical Equipment | Miscellaneous Equipment
| COL-RBB-JRT-0001 | Transmittter, Power Recording | COL-RBB-MISC | Meter |  |  | JRT | http://www.toronto.ca/TWONTO#00302 | Instrumentation Equipment | Miscellaneous Equipment
| COL-RBB-JRT-0001 | Transmittter, Power Recording | COL-RBB | Meter |  |  | JRT | http://www.toronto.ca/TWONTO#00302 | Instrumentation Equipment | Western Beaches Tunnel (Battery Park)-Storm
| COL-RBB-LIT-0202 | Transmitter, Level | COL-RBB | Transmitter,Level |  |  | LIT | http://www.toronto.ca/TWONTO#00467 | Instrumentation Equipment | Western Beaches Tunnel (Battery Park)-Storm
| COL-RBB-LIT-0202 | Transmitter, Level | COL-RBB-MISC | Transmitter,Level |  |  | LIT | http://www.toronto.ca/TWONTO#00467 | Instrumentation Equipment | Miscellaneous Equipment
| COL-RBB-LIT-0202A | Transmitter, Level | COL-RBB | Transmitter,Level |  |  | LIT | http://www.toronto.ca/TWONTO#00467 | Instrumentation Equipment | Western Beaches Tunnel (Battery Park)-Storm
| COL-RBB-LIT-0202A | Transmitter, Level | COL-RBB-MISC | Transmitter,Level |  |  | LIT | http://www.toronto.ca/TWONTO#00467 | Instrumentation Equipment | Miscellaneous Equipment
| COL-RBB-LIT-0202B | Transmitter, Level | COL-RBB | Transmitter,Level |  |  | LIT | http://www.toronto.ca/TWONTO#00467 | Instrumentation Equipment | Western Beaches Tunnel (Battery Park)-Storm
| COL-RBB-LIT-0202B | Transmitter, Level | COL-RBB-MISC | Transmitter,Level |  |  | LIT | http://www.toronto.ca/TWONTO#00467 | Instrumentation Equipment | Miscellaneous Equipment
| COL-RBB-LIT-0229 | Transmitter, Level | COL-RBB | Transmitter,Level |  |  | LIT | http://www.toronto.ca/TWONTO#00467 | Instrumentation Equipment | Western Beaches Tunnel (Battery Park)-Storm
| COL-RBB-LIT-0229 | Transmitter, Level | COL-RBB-MISC | Transmitter,Level |  |  | LIT | http://www.toronto.ca/TWONTO#00467 | Instrumentation Equipment | Miscellaneous Equipment
| COL-RBB-LIT-0230A | Transmitter, Level | COL-RBB-MISC | Transmitter,Level |  |  | LIT | http://www.toronto.ca/TWONTO#00467 | Instrumentation Equipment | Miscellaneous Equipment
| COL-RBB-LIT-0230A | Transmitter, Level | COL-RBB | Transmitter,Level |  |  | LIT | http://www.toronto.ca/TWONTO#00467 | Instrumentation Equipment | Western Beaches Tunnel (Battery Park)-Storm
| COL-RBB-LIT-0230B | Transmitter, Level | COL-RBB-MISC | Transmitter,Level |  |  | LIT | http://www.toronto.ca/TWONTO#00467 | Instrumentation Equipment | Miscellaneous Equipment
| COL-RBB-LIT-0230B | Transmitter, Level | COL-RBB | Transmitter,Level |  |  | LIT | http://www.toronto.ca/TWONTO#00467 | Instrumentation Equipment | Western Beaches Tunnel (Battery Park)-Storm
| COL-RBB-LP-0001 | Control Panel, Lighting | COL-RBB | Control Panel |  |  | LP | http://www.toronto.ca/TWONTO#00477 | Electrical Equipment | Western Beaches Tunnel (Battery Park)-Storm
| COL-RBB-LP-0001 | Control Panel, Lighting | COL-RBB-MISC | Control Panel |  |  | LP | http://www.toronto.ca/TWONTO#00477 | Electrical Equipment | Miscellaneous Equipment
| COL-RBB-LP-0002 | Control Panel, Lighting | COL-RBB | Control Panel |  |  | LP | http://www.toronto.ca/TWONTO#00477 | Electrical Equipment | Western Beaches Tunnel (Battery Park)-Storm
| COL-RBB-LP-0002 | Control Panel, Lighting | COL-RBB-MISC | Control Panel |  |  | LP | http://www.toronto.ca/TWONTO#00477 | Electrical Equipment | Miscellaneous Equipment
| COL-RBB-LP-0003 | Control Panel, Power Dist. | COL-RBB | Control Panel |  |  | LP | http://www.toronto.ca/TWONTO#00477 | Electrical Equipment | Western Beaches Tunnel (Battery Park)-Storm
| COL-RBB-LP-0003 | Control Panel, Power Dist. | COL-RBB-MISC | Control Panel |  |  | LP | http://www.toronto.ca/TWONTO#00477 | Electrical Equipment | Miscellaneous Equipment
| COL-RBB-LSH-0200 | Switch, Level-High | COL-RBB-MISC | Switch,Level |  |  | LSH | http://www.toronto.ca/TWONTO#00466 | Instrumentation Equipment | Miscellaneous Equipment
| COL-RBB-LSH-0200 | Switch, Level-High | COL-RBB | Switch,Level |  |  | LSH | http://www.toronto.ca/TWONTO#00466 | Instrumentation Equipment | Western Beaches Tunnel (Battery Park)-Storm
| COL-RBB-LTG-0001 | Control Panel, Electrical | COL-RBB-MISC | Control Panel |  |  | LTG | http://www.toronto.ca/TWONTO#00110 | Electrical Equipment | Miscellaneous Equipment
| COL-RBB-LTG-0001 | Control Panel, Electrical | COL-RBB | Control Panel |  |  | LTG | http://www.toronto.ca/TWONTO#00110 | Electrical Equipment | Western Beaches Tunnel (Battery Park)-Storm
| COL-RBB-LTG-0002 | Control Panel, Electrical | COL-RBB | Control Panel |  |  | LTG | http://www.toronto.ca/TWONTO#00110 | Electrical Equipment | Western Beaches Tunnel (Battery Park)-Storm
| COL-RBB-LTG-0002 | Control Panel, Electrical | COL-RBB-MISC | Control Panel |  |  | LTG | http://www.toronto.ca/TWONTO#00110 | Electrical Equipment | Miscellaneous Equipment
| COL-RBB-MCC-0001 | Motor Control Centre | COL-RBB | Control Panel,MCC |  |  | MCC | http://www.toronto.ca/TWONTO#00110 | Electrical Equipment | Western Beaches Tunnel (Battery Park)-Storm
| COL-RBB-MCC-0001 | Motor Control Centre | COL-RBB-MISC | Control Panel,MCC |  |  | MCC | http://www.toronto.ca/TWONTO#00110 | Electrical Equipment | Miscellaneous Equipment
| WTR-RST-CW | City Water System | WTR-RST |  |  |  |  | http://www.toronto.ca/TWONTO#00260 | Sub-Process | St.Clair Reservoir
| COL-RBB-P-0001 | Pump, Submersible | COL-RBB | Pump |  |  | P | http://www.toronto.ca/TWONTO#00626 | Mechanical Equipment | Western Beaches Tunnel (Battery Park)-Storm
| COL-RBB-P-0001 | Pump, Submersible | COL-RBB-MISC | Pump |  |  | P | http://www.toronto.ca/TWONTO#00626 | Mechanical Equipment | Miscellaneous Equipment
| COL-RBB-P-0101 | Pump, Submersible | COL-RBB | Pump |  |  | P | http://www.toronto.ca/TWONTO#00626 | Mechanical Equipment | Western Beaches Tunnel (Battery Park)-Storm
| COL-RBB-P-0101 | Pump, Submersible | COL-RBB-MISC | Pump |  |  | P | http://www.toronto.ca/TWONTO#00626 | Mechanical Equipment | Miscellaneous Equipment
| COL-RBB-P-0102 | Pump, Centrifugal | COL-RBB | Pump |  |  | P | http://www.toronto.ca/TWONTO#00626 | Mechanical Equipment | Western Beaches Tunnel (Battery Park)-Storm
| COL-RBB-P-0103 | Pump, Centrifugal | COL-RBB | Pump |  |  | P | http://www.toronto.ca/TWONTO#00626 | Mechanical Equipment | Western Beaches Tunnel (Battery Park)-Storm
| COL-RBB-PDP-0001 | Control Panel, Power Dist. | COL-RBB | Control Panel |  |  | PDP | http://www.toronto.ca/TWONTO#00110 | Electrical Equipment | Western Beaches Tunnel (Battery Park)-Storm
| COL-RBB-PDP-0001 | Control Panel, Power Dist. | COL-RBB-MISC | Control Panel |  |  | PDP | http://www.toronto.ca/TWONTO#00110 | Electrical Equipment | Miscellaneous Equipment
| COL-RBB-PDP-0002 | Control Panel, Power Dist. | COL-RBB | Control Panel |  |  | PDP | http://www.toronto.ca/TWONTO#00110 | Electrical Equipment | Western Beaches Tunnel (Battery Park)-Storm
| COL-RBB-PDP-0002 | Control Panel, Power Dist. | COL-RBB-MISC | Control Panel |  |  | PDP | http://www.toronto.ca/TWONTO#00110 | Electrical Equipment | Miscellaneous Equipment
| COL-RBB-PIT-0001 | Transmitter, Pressure | COL-RBB | Transmitter |  |  | PIT | http://www.toronto.ca/TWONTO#00605 | Instrumentation Equipment | Western Beaches Tunnel (Battery Park)-Storm
| COL-RBB-PIT-0001 | Transmitter, Pressure | COL-RBB-MISC | Transmitter |  |  | PIT | http://www.toronto.ca/TWONTO#00605 | Instrumentation Equipment | Miscellaneous Equipment
| COL-RBB-PS-0001 | Power Supply, DC | COL-RBB | Uninterruptible Power Supply |  |  | PS | http://www.toronto.ca/TWONTO#00105 | Electrical Equipment | Western Beaches Tunnel (Battery Park)-Storm
| COL-RBB-PS-0001 | Power Supply, DC | COL-RBB-MISC | Uninterruptible Power Supply |  |  | PS | http://www.toronto.ca/TWONTO#00105 | Electrical Equipment | Miscellaneous Equipment
| COL-RBB-RPU-0001 | Remote Processing Unit | COL-RBB | RPU |  |  | RPU | http://www.toronto.ca/TWONTO#00122 | Electrical Equipment | Western Beaches Tunnel (Battery Park)-Storm
| COL-RBB-RPU-0001 | Remote Processing Unit | COL-RBB-MISC | RPU |  |  | RPU | http://www.toronto.ca/TWONTO#00122 | Electrical Equipment | Miscellaneous Equipment
| COL-RBB-SC-0002 | Screen, Brush | COL-RBB-MISC | Screen |  |  | SC | http://www.toronto.ca/TWONTO#00166 | Mechanical Equipment | Miscellaneous Equipment
| COL-RBB-SC-0002 | Screen, Brush | COL-RBB | Screen |  |  | SC | http://www.toronto.ca/TWONTO#00665 | Mechanical Equipment | Western Beaches Tunnel (Battery Park)-Storm
| COL-RBB-SP-0215 | Sampler, Influent Flow | COL-RBB | Sampler |  |  | SP | http://www.toronto.ca/TWONTO#00163 | Mechanical Equipment | Western Beaches Tunnel (Battery Park)-Storm
| COL-RBB-SP-0215 | Sampler, Influent Flow | COL-RBB-MISC | Sampler |  |  | SP | http://www.toronto.ca/TWONTO#00163 | Mechanical Equipment | Miscellaneous Equipment
| MAIN-232 | Main 232 | WTR-LWA |  |  |  |  | http://www.toronto.ca/TWONTO#00804 | Sub-Process | Work Area 2 Central Mains and Chambers
| MAIN-232 | Main 232 | WTR-MT3 |  |  |  |  | http://www.toronto.ca/TWONTO#00804 | Sub-Process | Work Area 3 WEST Mains and Chambers
| COL-RBB-SP-0231 | Sampler, U. V. Flow | COL-RBB | Sampler |  |  | SP | http://www.toronto.ca/TWONTO#00163 | Mechanical Equipment | Western Beaches Tunnel (Battery Park)-Storm
| COL-RBB-SP-0231 | Sampler, U. V. Flow | COL-RBB-MISC | Sampler |  |  | SP | http://www.toronto.ca/TWONTO#00163 | Mechanical Equipment | Miscellaneous Equipment
| COL-RBB-SP-0232 | Sampler, Overflow | COL-RBB | Sampler |  |  | SP | http://www.toronto.ca/TWONTO#00163 | Mechanical Equipment | Western Beaches Tunnel (Battery Park)-Storm
| COL-RBB-SP-0232 | Sampler, Overflow | COL-RBB-MISC | Sampler |  |  | SP | http://www.toronto.ca/TWONTO#00163 | Mechanical Equipment | Miscellaneous Equipment
| COL-RBB-SS-0001 | Door Entry system, Valve Room | COL-RBB | Security System |  |  | SS | http://www.toronto.ca/TWONTO#00244 | Electrical Equipment | Western Beaches Tunnel (Battery Park)-Storm
| COL-RBB-SS-0001 | Door Entry system, Valve Room | COL-RBB-MISC | Security System |  |  | SS | http://www.toronto.ca/TWONTO#00244 | Electrical Equipment | Miscellaneous Equipment
| COL-RBB-SS-0002 | Door Entry system, Sample Room | COL-RBB | Security System |  |  | SS | http://www.toronto.ca/TWONTO#00244 | Electrical Equipment | Western Beaches Tunnel (Battery Park)-Storm
| COL-RBB-SS-0002 | Door Entry system, Sample Room | COL-RBB-MISC | Security System |  |  | SS | http://www.toronto.ca/TWONTO#00244 | Electrical Equipment | Miscellaneous Equipment
| COL-RBB-SW-0001 | Switch, Inside Alarm Panel | COL-RBB | Switch |  |  | SW | http://www.toronto.ca/TWONTO#00594 | Electrical Equipment | Western Beaches Tunnel (Battery Park)-Storm
| COL-RBB-SW-0001 | Switch, Inside Alarm Panel | COL-RBB-MISC | Switch |  |  | SW | http://www.toronto.ca/TWONTO#00594 | Electrical Equipment | Miscellaneous Equipment
| COL-RBB-SW-0002 | Switch, Fused | COL-RBB | Switch |  |  | SW | http://www.toronto.ca/TWONTO#00594 | Electrical Equipment | Western Beaches Tunnel (Battery Park)-Storm
| COL-RBB-SW-0002 | Switch, Fused | COL-RBB-MISC | Switch |  |  | SW | http://www.toronto.ca/TWONTO#00594 | Electrical Equipment | Miscellaneous Equipment
| COL-RBB-SW-0003 | Switch, Fused | COL-RBB | Switch |  |  | SW | http://www.toronto.ca/TWONTO#00594 | Electrical Equipment | Western Beaches Tunnel (Battery Park)-Storm
| COL-RBB-SW-0003 | Switch, Fused | COL-RBB-MISC | Switch |  |  | SW | http://www.toronto.ca/TWONTO#00594 | Electrical Equipment | Miscellaneous Equipment
| COL-RBB-SW-0004 | Switch, Lighting Transformer 0002 | COL-RBB | Switch |  |  | SW | http://www.toronto.ca/TWONTO#00594 | Electrical Equipment | Western Beaches Tunnel (Battery Park)-Storm
| COL-RBB-SW-0004 | Switch, Lighting Transformer 0002 | COL-RBB-MISC | Switch |  |  | SW | http://www.toronto.ca/TWONTO#00594 | Electrical Equipment | Miscellaneous Equipment
| COL-RBB-SW-0005 | Switch, Valve House | COL-RBB | Switch |  |  | SW | http://www.toronto.ca/TWONTO#00594 | Electrical Equipment | Western Beaches Tunnel (Battery Park)-Storm
| COL-RBB-SW-0005 | Switch, Valve House | COL-RBB-MISC | Switch |  |  | SW | http://www.toronto.ca/TWONTO#00594 | Electrical Equipment | Miscellaneous Equipment
| COL-RBB-SWG-0001 | Switchgear, Indoor | COL-RBB | Switchgear |  |  | SWG | http://www.toronto.ca/TWONTO#00186 | Electrical Equipment | Western Beaches Tunnel (Battery Park)-Storm
| COL-RBB-SWG-0001 | Switchgear, Indoor | COL-RBB-MISC | Switchgear |  |  | SWG | http://www.toronto.ca/TWONTO#00186 | Electrical Equipment | Miscellaneous Equipment
| COL-RBB-SWG-0002 | Switchgear, Indoor | COL-RBB | Switchgear |  |  | SWG | http://www.toronto.ca/TWONTO#00186 | Electrical Equipment | Western Beaches Tunnel (Battery Park)-Storm
| COL-RBB-SWG-0002 | Switchgear, Indoor | COL-RBB-MISC | Switchgear |  |  | SWG | http://www.toronto.ca/TWONTO#00186 | Electrical Equipment | Miscellaneous Equipment
| COL-RBB-SWG-0003 | Switchgear, Indoor | COL-RBB | Switchgear |  |  | SWG | http://www.toronto.ca/TWONTO#00186 | Electrical Equipment | Western Beaches Tunnel (Battery Park)-Storm
| COL-RBB-SWG-0003 | Switchgear, Indoor | COL-RBB-MISC | Switchgear |  |  | SWG | http://www.toronto.ca/TWONTO#00186 | Electrical Equipment | Miscellaneous Equipment
| COL-RBB-SWG-0004 | Switchgear, Indoor | COL-RBB | Switchgear |  |  | SWG | http://www.toronto.ca/TWONTO#00186 | Electrical Equipment | Western Beaches Tunnel (Battery Park)-Storm
| COL-RBB-SWG-0004 | Switchgear, Indoor | COL-RBB-MISC | Switchgear |  |  | SWG | http://www.toronto.ca/TWONTO#00186 | Electrical Equipment | Miscellaneous Equipment
| COL-RBB-SWG-0005 | Switchgear, Indoor | COL-RBB | Switchgear |  |  | SWG | http://www.toronto.ca/TWONTO#00186 | Electrical Equipment | Western Beaches Tunnel (Battery Park)-Storm
| COL-RBB-SWG-0005 | Switchgear, Indoor | COL-RBB-MISC | Switchgear |  |  | SWG | http://www.toronto.ca/TWONTO#00186 | Electrical Equipment | Miscellaneous Equipment
| COL-RBB-T-0001 | Tank, Domestic Hot Water | COL-RBB-MISC | Tank |  |  | T | http://www.toronto.ca/TWONTO#00427 | Mechanical Equipment | Miscellaneous Equipment
| COL-RBB-T-0001 | Tank, Domestic Hot Water | COL-RBB | Tank |  |  | T | http://www.toronto.ca/TWONTO#00427 | Mechanical Equipment | Western Beaches Tunnel (Battery Park)-Storm
| COL-RBB-TR-0001 | Transformer, Power | COL-RBB | Transformer |  |  | TR | http://www.toronto.ca/TWONTO#00755 | Electrical Equipment | Western Beaches Tunnel (Battery Park)-Storm
| COL-RBB-TR-0001 | Transformer, Power | COL-RBB-MISC | Transformer |  |  | TR | http://www.toronto.ca/TWONTO#00755 | Electrical Equipment | Miscellaneous Equipment
| COL-RBB-TR-0002 | Transformer, Lighting | COL-RBB | Transformer |  |  | TR | http://www.toronto.ca/TWONTO#00755 | Electrical Equipment | Western Beaches Tunnel (Battery Park)-Storm
| COL-RBB-TR-0002 | Transformer, Lighting | COL-RBB-MISC | Transformer |  |  | TR | http://www.toronto.ca/TWONTO#00755 | Electrical Equipment | Miscellaneous Equipment
| COL-RBB-TR-0003 | Transformer, Lighting Panel 0001 | COL-RBB-MISC | Transformer |  |  | TR | http://www.toronto.ca/TWONTO#00755 | Electrical Equipment | Miscellaneous Equipment
| COL-RBB-TR-0003 | Transformer, Lighting Panel 0001 | COL-RBB | Transformer |  |  | TR | http://www.toronto.ca/TWONTO#00755 | Electrical Equipment | Western Beaches Tunnel (Battery Park)-Storm
| COL-RBB-TR-0004 | Transformer, Power | COL-RBB | Transformer |  |  | TR | http://www.toronto.ca/TWONTO#00755 | Electrical Equipment | Western Beaches Tunnel (Battery Park)-Storm
| COL-RBB-TR-0004 | Transformer, Power | COL-RBB-MISC | Transformer |  |  | TR | http://www.toronto.ca/TWONTO#00755 | Electrical Equipment | Miscellaneous Equipment
| COL-RBB-TR-0005 | Transformer, Power | COL-RBB | Transformer |  |  | TR | http://www.toronto.ca/TWONTO#00755 | Electrical Equipment | Western Beaches Tunnel (Battery Park)-Storm
| COL-RBB-TR-0005 | Transformer, Power | COL-RBB-MISC | Transformer |  |  | TR | http://www.toronto.ca/TWONTO#00755 | Electrical Equipment | Miscellaneous Equipment
| COL-RBB-UPS-0001 | UPS, Sample Room | COL-RBB-MISC | Uninterruptible Power Supply |  |  | UPS | http://www.toronto.ca/TWONTO#00124 | Electrical Equipment | Miscellaneous Equipment
| COL-RBB-UPS-0001 | UPS, Sample Room | COL-RBB | Uninterruptible Power Supply |  |  | UPS | http://www.toronto.ca/TWONTO#00124 | Electrical Equipment | Western Beaches Tunnel (Battery Park)-Storm
| COL-RBB-WEL-0100 | Wet well | COL-RBB-MISC | Well |  |  | WEL | http://www.toronto.ca/TWONTO#00811 | Mechanical Equipment | Miscellaneous Equipment
| COL-RBB-WEL-0100 | Wet well | COL-RBB | Well |  |  | WEL | http://www.toronto.ca/TWONTO#00811 | Mechanical Equipment | Western Beaches Tunnel (Battery Park)-Storm
| COL-RBC-CP-0001 | Control Panel, Operator | COL-RBC | Control Panel |  |  | CP | http://www.toronto.ca/TWONTO#00613 | Electrical Equipment | Cowan Shaft (WBT)-storm
| COL-RBC-CP-0001 | Control Panel, Operator | COL-RBC-MISC | Control Panel |  |  | CP | http://www.toronto.ca/TWONTO#00613 | Electrical Equipment | Miscellaneous Equipment
| COL-RBC-CP-0002 | Control Panel, Operator | COL-RBC | Control Panel |  |  | CP | http://www.toronto.ca/TWONTO#00613 | Electrical Equipment | Cowan Shaft (WBT)-storm
| COL-RBC-CP-0002 | Control Panel, Operator | COL-RBC-MISC | Control Panel |  |  | CP | http://www.toronto.ca/TWONTO#00613 | Electrical Equipment | Miscellaneous Equipment
| COL-RBC-DM-0001 | Damper/Louver, Sample Room | COL-RBC | Damper/Louver |  |  | DM | http://www.toronto.ca/TWONTO#00142 | Mechanical Equipment | Cowan Shaft (WBT)-storm
| COL-RBC-DM-0001 | Damper/Louver, Sample Room | COL-RBC-MISC | Damper/Louver |  |  | DM | http://www.toronto.ca/TWONTO#00142 | Mechanical Equipment | Miscellaneous Equipment
| COL-RBC-FEQ-0001S | Fire Prevention, Extinguisher | COL-W-OBSOLETE | Fire Prevention,Extinguisher |  | 42908 | FEQ | x | Obsolete Entity | Col West Obsolete Entities
| COL-RBC-FEQ-0001S | Fire Prevention, Extinguisher | COL-RBC | Fire Prevention,Extinguisher |  | 42908 | FEQ | x | Obsolete Entity | Cowan Shaft (WBT)-storm
| COL-RBC-FEQ-0001S | Fire Prevention, Extinguisher | COL-RBC-MISC | Fire Prevention,Extinguisher |  | 42908 | FEQ | x | Obsolete Entity | Miscellaneous Equipment
| COL-RBC-FIT-0001S | Transmitter, Flow | COL-W-OBSOLETE | Transmitter |  | 47584 | FIT | x | Obsolete Entity | Col West Obsolete Entities
| COL-RBC-FIT-0001S | Transmitter, Flow | COL-RBC | Transmitter |  | 47584 | FIT | x | Obsolete Entity | Cowan Shaft (WBT)-storm
| COL-RBC-FIT-0001S | Transmitter, Flow | COL-RBC-MISC | Transmitter |  | 47584 | FIT | x | Obsolete Entity | Miscellaneous Equipment
| COL-RBC-FN-0001 | Fan, Exhaust | COL-RBC | Fan |  |  | FN | http://www.toronto.ca/TWONTO#OWLClass_binid-posum-pozar-motav | Mechanical Equipment | Cowan Shaft (WBT)-storm
| COL-RBC-FN-0001 | Fan, Exhaust | COL-RBC-MISC | Fan |  |  | FN | http://www.toronto.ca/TWONTO#OWLClass_binid-posum-pozar-motav | Mechanical Equipment | Miscellaneous Equipment
| COL-RBC-G-0001 | Sluice Gate, | COL-RBC | Valve |  |  | G | http://www.toronto.ca/TWONTO#00202 | Mechanical Equipment | Cowan Shaft (WBT)-storm
| COL-RBC-G-0001 | Sluice Gate, | COL-RBC-MISC | Valve |  |  | G | http://www.toronto.ca/TWONTO#00202 | Mechanical Equipment | Miscellaneous Equipment
| COL-RBC-HPU-0001 | Drive, Hydraulic system | COL-RBC | Drive |  |  | HPU | http://www.toronto.ca/TWONTO#00433 | Mechanical Equipment | Cowan Shaft (WBT)-storm
| COL-RBC-HPU-0001 | Drive, Hydraulic system | COL-RBC-MISC | Drive |  |  | HPU | http://www.toronto.ca/TWONTO#00433 | Mechanical Equipment | Miscellaneous Equipment
| COL-RBC-HTR-0001 | Heater, Baseboard | COL-RBC | Heater |  |  | HTR | http://www.toronto.ca/TWONTO#00418 | Mechanical Equipment | Cowan Shaft (WBT)-storm
| COL-RBC-HTR-0001 | Heater, Baseboard | COL-RBC-MISC | Heater |  |  | HTR | http://www.toronto.ca/TWONTO#00418 | Mechanical Equipment | Miscellaneous Equipment
| COL-RBC-JIT-0001 | Meter, Power Indicating Transmitter | COL-RBC-MISC | Meter |  |  | JIT | http://www.toronto.ca/TWONTO#00302 | Instrumentation Equipment | Miscellaneous Equipment
| COL-RBC-JIT-0001 | Meter, Power Indicating Transmitter | COL-RBC | Meter |  |  | JIT | http://www.toronto.ca/TWONTO#00302 | Instrumentation Equipment | Cowan Shaft (WBT)-storm
| COL-RBC-JIT-0002 | Meter, Power Indicating Transmitter | COL-RBC | Meter |  |  | JIT | http://www.toronto.ca/TWONTO#00302 | Instrumentation Equipment | Cowan Shaft (WBT)-storm
| COL-RBC-JIT-0002 | Meter, Power Indicating Transmitter | COL-RBC-MISC | Meter |  |  | JIT | http://www.toronto.ca/TWONTO#00302 | Instrumentation Equipment | Miscellaneous Equipment
| COL-RBC-LIT-0001S | Level Indicating Transmitter | COL-RBC | Transmitter,Level |  | 47581 | LIT | x | Obsolete Entity | Cowan Shaft (WBT)-storm
| COL-RBC-LIT-0001S | Level Indicating Transmitter | COL-RBC-MISC | Transmitter,Level |  | 47581 | LIT | x | Obsolete Entity | Miscellaneous Equipment
| COL-RBC-LIT-0001S | Level Indicating Transmitter | COL-W-OBSOLETE | Transmitter,Level |  | 47581 | LIT | x | Obsolete Entity | Col West Obsolete Entities
| COL-RBC-LIT-0301S | Transmitter, Level | COL-RBC | Transmitter,Level |  | 47583 | LIT | x | Obsolete Entity | Cowan Shaft (WBT)-storm
| COL-RBC-LIT-0301S | Transmitter, Level | COL-RBC-MISC | Transmitter,Level |  | 47583 | LIT | x | Obsolete Entity | Miscellaneous Equipment
| COL-RBC-LIT-0301S | Transmitter, Level | COL-W-OBSOLETE | Transmitter,Level |  | 47583 | LIT | x | Obsolete Entity | Col West Obsolete Entities
| COL-RBC-LP-0001 | Control Panel, Lighting | COL-RBC | Control Panel |  |  | LP | http://www.toronto.ca/TWONTO#00477 | Electrical Equipment | Cowan Shaft (WBT)-storm
| COL-RBC-LP-0001 | Control Panel, Lighting | COL-RBC-MISC | Control Panel |  |  | LP | http://www.toronto.ca/TWONTO#00477 | Electrical Equipment | Miscellaneous Equipment
| COL-RBC-LP-0002 | Control Panel, Lighting | COL-RBC | Control Panel |  |  | LP | http://www.toronto.ca/TWONTO#00477 | Electrical Equipment | Cowan Shaft (WBT)-storm
| COL-RBC-LP-0002 | Control Panel, Lighting | COL-RBC-MISC | Control Panel |  |  | LP | http://www.toronto.ca/TWONTO#00477 | Electrical Equipment | Miscellaneous Equipment
| COL-RBC-LP-0003 | Control Panel, Power Dist. | COL-RBC | Control Panel |  |  | LP | http://www.toronto.ca/TWONTO#00477 | Electrical Equipment | Cowan Shaft (WBT)-storm
| COL-RBC-LP-0003 | Control Panel, Power Dist. | COL-RBC-MISC | Control Panel |  |  | LP | http://www.toronto.ca/TWONTO#00477 | Electrical Equipment | Miscellaneous Equipment
| WTR-RWA-CW | City Water System | WTR-RWA |  |  |  |  | http://www.toronto.ca/TWONTO#00260 | Sub-Process | Warden Tank
| COL-RBC-RPU-0001 | Remote Processing Unit | COL-RBC | RPU |  |  | RPU | http://www.toronto.ca/TWONTO#00122 | Electrical Equipment | Cowan Shaft (WBT)-storm
| COL-RBC-RPU-0001 | Remote Processing Unit | COL-RBC-MISC | RPU |  |  | RPU | http://www.toronto.ca/TWONTO#00122 | Electrical Equipment | Miscellaneous Equipment
| COL-RBC-SC-0001 | Screen, Remembrance Trashrack,Shaft,Interception chamber | COL-RBC-MISC | Sampler |  |  | SC | http://www.toronto.ca/TWONTO#00665 | Mechanical Equipment | Miscellaneous Equipment
| COL-RBC-SC-0001 | Screen, Remembrance Trashrack,Shaft,Interception chamber | COL-RBC | Sampler |  |  | SC | http://www.toronto.ca/TWONTO#00665 | Mechanical Equipment | Cowan Shaft (WBT)-storm
| COL-RBC-SC-0002 | Screen, Aberdeen Trashrack,Shaft,Interception chamber | COL-RBC-MISC | Sampler |  |  | SC | http://www.toronto.ca/TWONTO#00665 | Mechanical Equipment | Miscellaneous Equipment
| COL-RBC-SC-0003 | Screen, Dufferin Trashrack,Shaft,Interception chamber | COL-RBC-MISC | Sampler |  |  | SC | http://www.toronto.ca/TWONTO#00665 | Mechanical Equipment | Miscellaneous Equipment
| COL-RBC-SP-0313 | Sampler, Overflow | COL-RBC | Sampler |  |  | SP | http://www.toronto.ca/TWONTO#00163 | Mechanical Equipment | Cowan Shaft (WBT)-storm
| COL-RBC-SP-0313 | Sampler, Overflow | COL-RBC-MISC | Sampler |  |  | SP | http://www.toronto.ca/TWONTO#00163 | Mechanical Equipment | Miscellaneous Equipment
| MAIN-233 | Main 233 | WTR-LWA |  |  |  |  | http://www.toronto.ca/TWONTO#00804 | Sub-Process | Work Area 2 Central Mains and Chambers
| MAIN-233 | Main 233 | WTR-MT3 |  |  |  |  | http://www.toronto.ca/TWONTO#00804 | Sub-Process | Work Area 3 WEST Mains and Chambers
| COL-RBC-UPS-0001 | UPS | COL-RBC | Uninterruptible Power Supply |  |  | UPS | http://www.toronto.ca/TWONTO#00124 | Electrical Equipment | Cowan Shaft (WBT)-storm
| COL-RBC-UPS-0001 | UPS | COL-RBC-MISC | Uninterruptible Power Supply |  |  | UPS | http://www.toronto.ca/TWONTO#00124 | Electrical Equipment | Miscellaneous Equipment
| COL-RBC-WEL-0100 | Wet well | COL-RBC-MISC | Well |  |  | WEL | http://www.toronto.ca/TWONTO#00811 | Mechanical Equipment | Miscellaneous Equipment
| COL-RBC-WEL-0100 | Wet well | COL-RBC | Well |  |  | WEL | http://www.toronto.ca/TWONTO#00811 | Mechanical Equipment | Cowan Shaft (WBT)-storm
| COL-RBG-CP-0001 | Control Panel, Operator | COL-RBG-MISC | Control Panel |  |  | CP | http://www.toronto.ca/TWONTO#00613 | Electrical Equipment | Miscellaneous Equipment
| COL-RBG-CP-0001 | Control Panel, Operator | COL-RBG | Control Panel |  |  | CP | http://www.toronto.ca/TWONTO#00613 | Electrical Equipment | Glendale Shaft (WBT)-storm
| COL-RBG-DM-0001 | Damper/Louver, Sample Room | COL-RBG | Damper/Louver |  |  | DM | http://www.toronto.ca/TWONTO#00142 | Mechanical Equipment | Glendale Shaft (WBT)-storm
| COL-RBG-DM-0001 | Damper/Louver, Sample Room | COL-RBG-MISC | Damper/Louver |  |  | DM | http://www.toronto.ca/TWONTO#00142 | Mechanical Equipment | Miscellaneous Equipment
| COL-RBG-FEQ-0001S | Fire Prevention, Extinguisher | COL-RBG-MISC | Fire Prevention,Extinguisher |  | 42909 | FEQ | x | Obsolete Entity | Miscellaneous Equipment
| COL-RBG-FEQ-0001S | Fire Prevention, Extinguisher | COL-W-OBSOLETE | Fire Prevention,Extinguisher |  | 42909 | FEQ | x | Obsolete Entity | Col West Obsolete Entities
| COL-RBG-FEQ-0001S | Fire Prevention, Extinguisher | COL-RBG | Fire Prevention,Extinguisher |  | 42909 | FEQ | x | Obsolete Entity | Glendale Shaft (WBT)-storm
| COL-RBG-FIT-0001 | Flow Indicating Transmittetr, | COL-RBG | Transmitter |  |  | FIT | http://www.toronto.ca/TWONTO#00369 | Instrumentation Equipment | Glendale Shaft (WBT)-storm
| COL-RBG-FIT-0001 | Flow Indicating Transmittetr, | COL-RBG-MISC | Transmitter |  |  | FIT | http://www.toronto.ca/TWONTO#00369 | Instrumentation Equipment | Miscellaneous Equipment
| COL-RBG-FIT-0412 | Transmitter, Flow | COL-RBG-MISC | Transmitter |  |  | FIT | http://www.toronto.ca/TWONTO#00369 | Instrumentation Equipment | Miscellaneous Equipment
| COL-RBG-FIT-0412 | Transmitter, Flow | COL-RBG | Transmitter |  |  | FIT | http://www.toronto.ca/TWONTO#00369 | Instrumentation Equipment | Glendale Shaft (WBT)-storm
| COL-RBG-FN-0001 | Fan, Exhaust | COL-RBG | Fan |  |  | FN | http://www.toronto.ca/TWONTO#OWLClass_binid-posum-pozar-motav | Mechanical Equipment | Glendale Shaft (WBT)-storm
| COL-RBG-FN-0001 | Fan, Exhaust | COL-RBG-MISC | Fan |  |  | FN | http://www.toronto.ca/TWONTO#OWLClass_binid-posum-pozar-motav | Mechanical Equipment | Miscellaneous Equipment
| COL-RBG-G-0001 | Sluice Gate, | COL-RBG | Transmitter |  |  | G | http://www.toronto.ca/TWONTO#00202 | Mechanical Equipment | Glendale Shaft (WBT)-storm
| COL-RBG-G-0001 | Sluice Gate, | COL-RBG-MISC | Transmitter |  |  | G | http://www.toronto.ca/TWONTO#00202 | Mechanical Equipment | Miscellaneous Equipment
| COL-RBG-HPU-0001 | Drive, Hydraulic system | COL-RBG | Drive |  |  | HPU | http://www.toronto.ca/TWONTO#00433 | Mechanical Equipment | Glendale Shaft (WBT)-storm
| COL-RBG-HPU-0001 | Drive, Hydraulic system | COL-RBG-MISC | Drive |  |  | HPU | http://www.toronto.ca/TWONTO#00433 | Mechanical Equipment | Miscellaneous Equipment
| COL-RBG-HTR-0001 | Heater, Baseboard | COL-RBG | Heater |  |  | HTR | http://www.toronto.ca/TWONTO#00418 | Mechanical Equipment | Glendale Shaft (WBT)-storm
| COL-RBG-HTR-0001 | Heater, Baseboard | COL-RBG-MISC | Heater |  |  | HTR | http://www.toronto.ca/TWONTO#00418 | Mechanical Equipment | Miscellaneous Equipment
| COL-RBG-JIT-0001 | Meter, Power Indicating Transmitter | COL-RBG-MISC | Meter |  |  | JIT | http://www.toronto.ca/TWONTO#00302 | Instrumentation Equipment | Miscellaneous Equipment
| COL-RBG-JIT-0001 | Meter, Power Indicating Transmitter | COL-RBG | Meter |  |  | JIT | http://www.toronto.ca/TWONTO#00302 | Instrumentation Equipment | Glendale Shaft (WBT)-storm
| COL-RBG-LIT-0001 | Level Indicating Transmitter | COL-RBG | Transmitter,Level |  |  | LIT | http://www.toronto.ca/TWONTO#00467 | Instrumentation Equipment | Glendale Shaft (WBT)-storm
| COL-RBG-LIT-0001 | Level Indicating Transmitter | COL-RBG-MISC | Transmitter,Level |  |  | LIT | http://www.toronto.ca/TWONTO#00467 | Instrumentation Equipment | Miscellaneous Equipment
| COL-RBG-LIT-0401 | Transmitter, Level | COL-RBG | Transmitter,Level |  |  | LIT | http://www.toronto.ca/TWONTO#00467 | Instrumentation Equipment | Glendale Shaft (WBT)-storm
| COL-RBG-LIT-0401 | Transmitter, Level | COL-RBG-MISC | Transmitter,Level |  |  | LIT | http://www.toronto.ca/TWONTO#00467 | Instrumentation Equipment | Miscellaneous Equipment
| COL-RBG-LP-0001 | Control Panel, Lighting | COL-RBG-MISC | Control Panel |  |  | LP | http://www.toronto.ca/TWONTO#00477 | Electrical Equipment | Miscellaneous Equipment
| COL-RBG-LP-0001 | Control Panel, Lighting | COL-RBG | Control Panel |  |  | LP | http://www.toronto.ca/TWONTO#00477 | Electrical Equipment | Glendale Shaft (WBT)-storm
| COL-RBG-LP-0002 | Control Panel, Power Dist. | COL-RBG | Control Panel |  |  | LP | http://www.toronto.ca/TWONTO#00477 | Electrical Equipment | Glendale Shaft (WBT)-storm
| COL-RBG-LP-0002 | Control Panel, Power Dist. | COL-RBG-MISC | Control Panel |  |  | LP | http://www.toronto.ca/TWONTO#00477 | Electrical Equipment | Miscellaneous Equipment
| WTR-RWL-CW | City Water System | WTR-RWL |  |  |  |  | http://www.toronto.ca/TWONTO#00260 | Sub-Process | Whitlam Tank
| COL-RBG-RPU-0001 | Remote Processing Unit | COL-RBG-MISC | RPU |  |  | RPU | http://www.toronto.ca/TWONTO#00122 | Electrical Equipment | Miscellaneous Equipment
| COL-RBG-RPU-0001 | Remote Processing Unit | COL-RBG | RPU |  |  | RPU | http://www.toronto.ca/TWONTO#00122 | Electrical Equipment | Glendale Shaft (WBT)-storm
| COL-RBG-SP-0413 | Sampler, Influent Flow | COL-RBG-MISC | Sampler |  |  | SP | http://www.toronto.ca/TWONTO#00163 | Mechanical Equipment | Miscellaneous Equipment
| COL-RBG-SP-0413 | Sampler, Influent Flow | COL-RBG | Sampler |  |  | SP | http://www.toronto.ca/TWONTO#00163 | Mechanical Equipment | Glendale Shaft (WBT)-storm
| COL-RBG-SP-0414 | Sampler, Overflow | COL-RBG | Sampler |  |  | SP | http://www.toronto.ca/TWONTO#00163 | Mechanical Equipment | Glendale Shaft (WBT)-storm
| COL-RBG-SP-0414 | Sampler, Overflow | COL-RBG-MISC | Sampler |  |  | SP | http://www.toronto.ca/TWONTO#00163 | Mechanical Equipment | Miscellaneous Equipment
| MAIN-234 | Main 234 | WTR-MT1 |  |  |  |  | http://www.toronto.ca/TWONTO#00804 | Sub-Process | Work Area 1 EAST Mains and Chambers
| MAIN-234 | Main 234 | WTR-LWA |  |  |  |  | http://www.toronto.ca/TWONTO#00804 | Sub-Process | Work Area 2 Central Mains and Chambers
| COL-RBG-UPS-0001 | UPS | COL-RBG | Uninterruptible Power Supply |  |  | UPS | http://www.toronto.ca/TWONTO#00124 | Electrical Equipment | Glendale Shaft (WBT)-storm
| COL-RBG-UPS-0001 | UPS | COL-RBG-MISC | Uninterruptible Power Supply |  |  | UPS | http://www.toronto.ca/TWONTO#00124 | Electrical Equipment | Miscellaneous Equipment
| COL-RBG-WEL-0100 | Wet well | COL-RBG-MISC | Well |  |  | WEL | http://www.toronto.ca/TWONTO#00811 | Mechanical Equipment | Miscellaneous Equipment
| COL-RBG-WEL-0100 | Wet well | COL-RBG | Well |  |  | WEL | http://www.toronto.ca/TWONTO#00811 | Mechanical Equipment | Glendale Shaft (WBT)-storm
| THR-CW-BFP-WA1 | City Water, Back Flow Preventer, Work Area 1 | THR-CW |  |  |  |  | http://www.toronto.ca/TWONTO#00260 | Equipment Location | City Water
| MAIN-235 | Main 235 | WTR-MT1 |  |  |  |  | http://www.toronto.ca/TWONTO#00804 | Sub-Process | Work Area 1 EAST Mains and Chambers
| MAIN-235 | Main 235 | WTR-LWA |  |  |  |  | http://www.toronto.ca/TWONTO#00804 | Sub-Process | Work Area 2 Central Mains and Chambers
| COL-SKW-CB-0002 | Circuit Breaker, Tank Pump | COL-SKW | Circuit Breaker |  |  | CB | http://www.toronto.ca/TWONTO#00186 | Electrical Equipment | Kew Beach Detention Tank (Kenilworth)-storm
| COL-SKW-CB-0002 | Circuit Breaker, Tank Pump | COL-SKW-MISC | Circuit Breaker |  |  | CB | http://www.toronto.ca/TWONTO#00186 | Electrical Equipment | Miscellaneous Equipment
| COL-SKW-CB-0003 | Circuit Breaker, Gate | COL-SKW | Circuit Breaker |  |  | CB | http://www.toronto.ca/TWONTO#00186 | Electrical Equipment | Kew Beach Detention Tank (Kenilworth)-storm
| COL-SKW-CB-0003 | Circuit Breaker, Gate | COL-SKW-MISC | Circuit Breaker |  |  | CB | http://www.toronto.ca/TWONTO#00186 | Electrical Equipment | Miscellaneous Equipment
| COL-SKW-CB-0004 | Circuit Breaker, Lighting Panel | COL-SKW | Circuit Breaker |  |  | CB | http://www.toronto.ca/TWONTO#00110 | Electrical Equipment | Kew Beach Detention Tank (Kenilworth)-storm
| COL-SKW-CB-0004 | Circuit Breaker, Lighting Panel | COL-SKW-MISC | Circuit Breaker |  |  | CB | http://www.toronto.ca/TWONTO#00110 | Electrical Equipment | Miscellaneous Equipment
| COL-SKW-CH-0001 | Chamber, Water Chamber | COL-SKW | Chamber |  |  | CH | http://www.toronto.ca/TWONTO#00318 | Mechanical Equipment | Kew Beach Detention Tank (Kenilworth)-storm
| COL-SKW-CH-0001 | Chamber, Water Chamber | COL-SKW-MISC | Chamber |  |  | CH | http://www.toronto.ca/TWONTO#00318 | Mechanical Equipment | Miscellaneous Equipment
| COL-SKW-CH-0002 | Chamber, Valve | COL-SKW | Chamber |  |  | CH | http://www.toronto.ca/TWONTO#00318 | Mechanical Equipment | Kew Beach Detention Tank (Kenilworth)-storm
| COL-SKW-CH-0002 | Chamber, Valve | COL-SKW-MISC | Chamber |  |  | CH | http://www.toronto.ca/TWONTO#00318 | Mechanical Equipment | Miscellaneous Equipment
| COL-SKW-CH-0003 | Chamber, Water | COL-SKW | Chamber |  |  | CH | http://www.toronto.ca/TWONTO#00318 | Mechanical Equipment | Kew Beach Detention Tank (Kenilworth)-storm
| COL-SKW-CH-0003 | Chamber, Water | COL-SKW-MISC | Chamber |  |  | CH | http://www.toronto.ca/TWONTO#00318 | Mechanical Equipment | Miscellaneous Equipment
| COL-SKW-CH-0004 | Manhole, Sanitary Intercepting Server Monitoring | COL-SKW | Chamber |  |  | CH | http://www.toronto.ca/TWONTO#00318 | Mechanical Equipment | Kew Beach Detention Tank (Kenilworth)-storm
| COL-SKW-CH-0004 | Manhole, Sanitary Intercepting Server Monitoring | COL-SKW-MISC | Chamber |  |  | CH | http://www.toronto.ca/TWONTO#00318 | Mechanical Equipment | Miscellaneous Equipment
| COL-SKW-CH-0005 | Manhole, Tank Discharge to Asbridge Treametn Plant | COL-SKW-MISC | Chamber |  |  | CH | http://www.toronto.ca/TWONTO#00318 | Mechanical Equipment | Miscellaneous Equipment
| COL-SKW-CH-0005 | Manhole, Tank Discharge to Asbridge Treametn Plant | COL-SKW | Chamber |  |  | CH | http://www.toronto.ca/TWONTO#00318 | Mechanical Equipment | Kew Beach Detention Tank (Kenilworth)-storm
| COL-SKW-CP-0001 | Control Panel, Operator | COL-SKW | Control Panel |  |  | CP | http://www.toronto.ca/TWONTO#00613 | Electrical Equipment | Kew Beach Detention Tank (Kenilworth)-storm
| COL-SKW-CP-0001 | Control Panel, Operator | COL-SKW-MISC | Control Panel |  |  | CP | http://www.toronto.ca/TWONTO#00613 | Electrical Equipment | Miscellaneous Equipment
| COL-SKW-F-0001 | Filter, Air | COL-SKW-MISC | Filter |  |  | F | http://www.toronto.ca/TWONTO#00641 | Mechanical Equipment | Miscellaneous Equipment
| COL-SKW-F-0001 | Filter, Air | COL-SKW | Filter |  |  | F | http://www.toronto.ca/TWONTO#00641 | Mechanical Equipment | Kew Beach Detention Tank (Kenilworth)-storm
| COL-SKW-FEQ-0001S | Fire Prevention, Extinguisher | COL-SKW | Fire Prevention,Extinguisher |  | 46860 | FEQ | x | Obsolete Entity | Kew Beach Detention Tank (Kenilworth)-storm
| COL-SKW-FEQ-0001S | Fire Prevention, Extinguisher | COL-SKW-MISC | Fire Prevention,Extinguisher |  | 46860 | FEQ | x | Obsolete Entity | Miscellaneous Equipment
| COL-SKW-FEQ-0001S | Fire Prevention, Extinguisher | COL-W-OBSOLETE | Fire Prevention,Extinguisher |  | 46860 | FEQ | x | Obsolete Entity | Col West Obsolete Entities
| COL-SKW-FN-0001 | Fan, Exhaust | COL-SKW | Fan |  |  | FN | http://www.toronto.ca/TWONTO#OWLClass_binid-posum-pozar-motav | Mechanical Equipment | Kew Beach Detention Tank (Kenilworth)-storm
| COL-SKW-FN-0001 | Fan, Exhaust | COL-SKW-MISC | Fan |  |  | FN | http://www.toronto.ca/TWONTO#OWLClass_binid-posum-pozar-motav | Mechanical Equipment | Miscellaneous Equipment
| COL-SKW-FN-0002 | Fan, Exhaust | COL-SKW | Fan |  |  | FN | http://www.toronto.ca/TWONTO#OWLClass_binid-posum-pozar-motav | Mechanical Equipment | Kew Beach Detention Tank (Kenilworth)-storm
| COL-SKW-FN-0002 | Fan, Exhaust | COL-SKW-MISC | Fan |  |  | FN | http://www.toronto.ca/TWONTO#OWLClass_binid-posum-pozar-motav | Mechanical Equipment | Miscellaneous Equipment
| COL-SKW-FQ-0001 | Meter, Flow | COL-SKW | Meter,Flow |  |  | FQ | http://www.toronto.ca/TWONTO#00369 | Instrumentation Equipment | Kew Beach Detention Tank (Kenilworth)-storm
| COL-SKW-FQ-0001 | Meter, Flow | COL-SKW-MISC | Meter,Flow |  |  | FQ | http://www.toronto.ca/TWONTO#00369 | Instrumentation Equipment | Miscellaneous Equipment
| COL-SKW-GRF-0001 | Indicator, Ground Fault | COL-SKW-MISC |  |  |  | GRF | http://www.toronto.ca/TWONTO#00406 | Electrical Equipment | Miscellaneous Equipment
| COL-SKW-GRF-0001 | Indicator, Ground Fault | COL-SKW |  |  |  | GRF | http://www.toronto.ca/TWONTO#00406 | Electrical Equipment | Kew Beach Detention Tank (Kenilworth)-storm
| COL-SKW-HTR-0001 | Heater, Baseboard | COL-SKW | Heater |  |  | HTR | http://www.toronto.ca/TWONTO#00418 | Mechanical Equipment | Kew Beach Detention Tank (Kenilworth)-storm
| COL-SKW-HTR-0001 | Heater, Baseboard | COL-SKW-MISC | Heater |  |  | HTR | http://www.toronto.ca/TWONTO#00418 | Mechanical Equipment | Miscellaneous Equipment
| COL-SKW-HTR-0002 | Heater, Baseboard | COL-SKW | Heater |  |  | HTR | http://www.toronto.ca/TWONTO#00418 | Mechanical Equipment | Kew Beach Detention Tank (Kenilworth)-storm
| COL-SKW-HTR-0002 | Heater, Baseboard | COL-SKW-MISC | Heater |  |  | HTR | http://www.toronto.ca/TWONTO#00418 | Mechanical Equipment | Miscellaneous Equipment
| COL-SKW-JIT-0001 | Meter, Power Indicating Transmitter | COL-SKW | Meter |  |  | JIT | http://www.toronto.ca/TWONTO#00302 | Instrumentation Equipment | Kew Beach Detention Tank (Kenilworth)-storm
| COL-SKW-JIT-0001 | Meter, Power Indicating Transmitter | COL-SKW-MISC | Meter |  |  | JIT | http://www.toronto.ca/TWONTO#00302 | Instrumentation Equipment | Miscellaneous Equipment
| COL-SKW-LIT-0001 | Meter, Level | COL-SKW | Transmitter,Level |  |  | LIT | http://www.toronto.ca/TWONTO#00467 | Instrumentation Equipment | Kew Beach Detention Tank (Kenilworth)-storm
| COL-SKW-LIT-0001 | Meter, Level | COL-SKW-MISC | Transmitter,Level |  |  | LIT | http://www.toronto.ca/TWONTO#00467 | Instrumentation Equipment | Miscellaneous Equipment
| COL-SKW-LP-0001 | Control Panel, Electrical | COL-SKW | Control Panel |  |  | LP | http://www.toronto.ca/TWONTO#00477 | Electrical Equipment | Kew Beach Detention Tank (Kenilworth)-storm
| COL-SKW-LP-0001 | Control Panel, Electrical | COL-SKW-MISC | Control Panel |  |  | LP | http://www.toronto.ca/TWONTO#00477 | Electrical Equipment | Miscellaneous Equipment
| COL-SKW-LSH-0201 | Switch, Level-High | COL-SKW | Switch,Level |  |  | LSH | http://www.toronto.ca/TWONTO#00466 | Instrumentation Equipment | Kew Beach Detention Tank (Kenilworth)-storm
| COL-SKW-LSH-0201 | Switch, Level-High | COL-SKW-MISC | Switch,Level |  |  | LSH | http://www.toronto.ca/TWONTO#00466 | Instrumentation Equipment | Miscellaneous Equipment
| COL-SKW-LSH-0202 | Switch, Level-High | COL-SKW | Switch,Level |  |  | LSH | http://www.toronto.ca/TWONTO#00466 | Instrumentation Equipment | Kew Beach Detention Tank (Kenilworth)-storm
| COL-SKW-LSH-0202 | Switch, Level-High | COL-SKW-MISC | Switch,Level |  |  | LSH | http://www.toronto.ca/TWONTO#00466 | Instrumentation Equipment | Miscellaneous Equipment
| COL-SKW-LSL-0101 | Switch, Level-Low | COL-SKW-MISC | Switch,Level |  |  | LSL | http://www.toronto.ca/TWONTO#00466 | Instrumentation Equipment | Miscellaneous Equipment
| COL-SKW-LSL-0101 | Switch, Level-Low | COL-SKW | Switch,Level |  |  | LSL | http://www.toronto.ca/TWONTO#00466 | Instrumentation Equipment | Kew Beach Detention Tank (Kenilworth)-storm
| COL-SKW-MCC-0001 | Motor Control Centre | COL-SKW | Control Panel,MCC |  |  | MCC | http://www.toronto.ca/TWONTO#00110 | Electrical Equipment | Kew Beach Detention Tank (Kenilworth)-storm
| COL-SKW-MCC-0001 | Motor Control Centre | COL-SKW-MISC | Control Panel,MCC |  |  | MCC | http://www.toronto.ca/TWONTO#00110 | Electrical Equipment | Miscellaneous Equipment
| THR-CW-BFP-WA1 | City Water, Back Flow Preventer, Work Area 1 | THR-GRK-WA1 |  |  |  |  | http://www.toronto.ca/TWONTO#00260 | Equipment Location | Building & Grounds Work Area 1
| COL-SKW-P-0001 | Pump, Submersible | COL-SKW | Pump |  | 34124 | P | x | Mechanical Equipment | Kew Beach Detention Tank (Kenilworth)-storm
| COL-SKW-P-0001 | Pump, Submersible | COL-SKW-MISC | Pump |  | 34124 | P | x | Mechanical Equipment | Miscellaneous Equipment
| COL-SKW-P-0100 | Pump, Centrifugal | COL-SKW | Pump |  |  | P | http://www.toronto.ca/TWONTO#00626 | Mechanical Equipment | Kew Beach Detention Tank (Kenilworth)-storm
| COL-SKW-RPU-0001 | Remote Processing Unit | COL-SKW | RPU |  |  | RPU | http://www.toronto.ca/TWONTO#00122 | Electrical Equipment | Kew Beach Detention Tank (Kenilworth)-storm
| COL-SKW-RPU-0001 | Remote Processing Unit | COL-SKW-MISC | RPU |  |  | RPU | http://www.toronto.ca/TWONTO#00122 | Electrical Equipment | Miscellaneous Equipment
| COL-SKW-TR-0001 | Transformer, Lighting | COL-SKW | Transformer |  |  | TR | http://www.toronto.ca/TWONTO#00755 | Electrical Equipment | Kew Beach Detention Tank (Kenilworth)-storm
| COL-SKW-TR-0001 | Transformer, Lighting | COL-SKW-MISC | Transformer |  |  | TR | http://www.toronto.ca/TWONTO#00755 | Electrical Equipment | Miscellaneous Equipment
| COL-SKW-UPS-0001 | UPS, RPU | COL-SKW | Uninterruptible Power Supply |  |  | UPS | http://www.toronto.ca/TWONTO#00124 | Electrical Equipment | Kew Beach Detention Tank (Kenilworth)-storm
| COL-SKW-UPS-0001 | UPS, RPU | COL-SKW-MISC | Uninterruptible Power Supply |  |  | UPS | http://www.toronto.ca/TWONTO#00124 | Electrical Equipment | Miscellaneous Equipment
| COL-SMC-AIT-0001 | Analysis Indicating Transmitter, Gas | COL-SMC-MISC | Transmitter |  |  | AIT | http://www.toronto.ca/TWONTO#00359 | Instrumentation Equipment | Miscellaneous Equipment
| COL-SMC-AIT-0001 | Analysis Indicating Transmitter, Gas | COL-SMC | Transmitter |  |  | AIT | http://www.toronto.ca/TWONTO#00359 | Instrumentation Equipment | Maclean Detention Tank-storm
| COL-SMC-ALR-0101 | Control Panel, Operator | COL-SMC | Control Panel |  |  | ALR | http://www.toronto.ca/TWONTO#00154 | Electrical Equipment | Maclean Detention Tank-storm
| COL-SMC-ALR-0101 | Control Panel, Operator | COL-SMC-MISC | Control Panel |  |  | ALR | http://www.toronto.ca/TWONTO#00154 | Electrical Equipment | Miscellaneous Equipment
| COL-SMC-ALR-0201 | Control Panel, Operator | COL-SMC | Control Panel |  |  | ALR | http://www.toronto.ca/TWONTO#00154 | Electrical Equipment | Maclean Detention Tank-storm
| COL-SMC-ALR-0201 | Control Panel, Operator | COL-SMC-MISC | Control Panel |  |  | ALR | http://www.toronto.ca/TWONTO#00154 | Electrical Equipment | Miscellaneous Equipment
| COL-SMC-CH-0001 | Manhole, #2 | COL-SMC | Chamber |  |  | CH | http://www.toronto.ca/TWONTO#00318 | Mechanical Equipment | Maclean Detention Tank-storm
| COL-SMC-CH-0001 | Manhole, #2 | COL-SMC-MISC | Chamber |  |  | CH | http://www.toronto.ca/TWONTO#00318 | Mechanical Equipment | Miscellaneous Equipment
| COL-SMC-CH-0002 | Manhole, #1 | COL-SMC | Chamber |  |  | CH | http://www.toronto.ca/TWONTO#00318 | Mechanical Equipment | Maclean Detention Tank-storm
| COL-SMC-CH-0002 | Manhole, #1 | COL-SMC-MISC | Chamber |  |  | CH | http://www.toronto.ca/TWONTO#00318 | Mechanical Equipment | Miscellaneous Equipment
| COL-SMC-CP-0001 | Control Panel, Operator | COL-SMC | Control Panel |  |  | CP | http://www.toronto.ca/TWONTO#00613 | Electrical Equipment | Maclean Detention Tank-storm
| COL-SMC-CP-0001 | Control Panel, Operator | COL-SMC-MISC | Control Panel |  |  | CP | http://www.toronto.ca/TWONTO#00613 | Electrical Equipment | Miscellaneous Equipment
| COL-SMC-CP-0002 | Control Panel, Operator | COL-SMC | Control Panel |  |  | CP | http://www.toronto.ca/TWONTO#00613 | Electrical Equipment | Maclean Detention Tank-storm
| COL-SMC-CP-0002 | Control Panel, Operator | COL-SMC-MISC | Control Panel |  |  | CP | http://www.toronto.ca/TWONTO#00613 | Electrical Equipment | Miscellaneous Equipment
| COL-SMC-CP-0003 | Control Panel, Operator | COL-SMC | Control Panel |  |  | CP | http://www.toronto.ca/TWONTO#00613 | Electrical Equipment | Maclean Detention Tank-storm
| COL-SMC-CP-0003 | Control Panel, Operator | COL-SMC-MISC | Control Panel |  |  | CP | http://www.toronto.ca/TWONTO#00613 | Electrical Equipment | Miscellaneous Equipment
| COL-SMC-CP-0004 | Control Panel, Operator | COL-SMC-MISC | Control Panel |  |  | CP | http://www.toronto.ca/TWONTO#00613 | Electrical Equipment | Miscellaneous Equipment
| COL-SMC-CP-0004 | Control Panel, Operator | COL-SMC | Control Panel |  |  | CP | http://www.toronto.ca/TWONTO#00613 | Electrical Equipment | Maclean Detention Tank-storm
| COL-SMC-DM-0001 | Damper, Control Room | COL-SMC | Damper/Louver |  |  | DM | http://www.toronto.ca/TWONTO#00142 | Mechanical Equipment | Maclean Detention Tank-storm
| COL-SMC-DM-0001 | Damper, Control Room | COL-SMC-MISC | Damper/Louver |  |  | DM | http://www.toronto.ca/TWONTO#00142 | Mechanical Equipment | Miscellaneous Equipment
| COL-SMC-F-0001 | Filter, Air | COL-SMC-MISC | Filter |  |  | F | http://www.toronto.ca/TWONTO#00641 | Mechanical Equipment | Miscellaneous Equipment
| COL-SMC-F-0001 | Filter, Air | COL-SMC | Filter |  |  | F | http://www.toronto.ca/TWONTO#00641 | Mechanical Equipment | Maclean Detention Tank-storm
| COL-SMC-FEQ-0001S | Fire Prevention, Extinguisher | COL-SMC | Fire Prevention,Extinguisher |  | 46864 | FEQ | x | Obsolete Entity | Maclean Detention Tank-storm
| COL-SMC-FEQ-0001S | Fire Prevention, Extinguisher | COL-SMC-MISC | Fire Prevention,Extinguisher |  | 46864 | FEQ | x | Obsolete Entity | Miscellaneous Equipment
| COL-SMC-FEQ-0001S | Fire Prevention, Extinguisher | COL-W-OBSOLETE | Fire Prevention,Extinguisher |  | 46864 | FEQ | x | Obsolete Entity | Col West Obsolete Entities
| COL-SMC-FN-0001 | Fan, Axial | COL-SMC | Fan |  |  | FN | http://www.toronto.ca/TWONTO#OWLClass_binid-posum-pozar-motav | Mechanical Equipment | Maclean Detention Tank-storm
| COL-SMC-FN-0001 | Fan, Axial | COL-SMC-MISC | Fan |  |  | FN | http://www.toronto.ca/TWONTO#OWLClass_binid-posum-pozar-motav | Mechanical Equipment | Miscellaneous Equipment
| COL-SMC-GRF-0001 | Indicator, Ground Fault | COL-SMC |  |  |  | GRF | http://www.toronto.ca/TWONTO#00406 | Electrical Equipment | Maclean Detention Tank-storm
| COL-SMC-GRF-0001 | Indicator, Ground Fault | COL-SMC-MISC |  |  |  | GRF | http://www.toronto.ca/TWONTO#00406 | Electrical Equipment | Miscellaneous Equipment
| COL-SMC-HTR-0001 | Heater, Unit | COL-SMC-MISC | Heater |  |  | HTR | http://www.toronto.ca/TWONTO#00418 | Mechanical Equipment | Miscellaneous Equipment
| COL-SMC-HTR-0001 | Heater, Unit | COL-SMC | Heater |  |  | HTR | http://www.toronto.ca/TWONTO#00418 | Mechanical Equipment | Maclean Detention Tank-storm
| COL-SMC-HTR-0002 | Heater, Unit | COL-SMC | Heater |  |  | HTR | http://www.toronto.ca/TWONTO#00418 | Mechanical Equipment | Maclean Detention Tank-storm
| COL-SMC-HTR-0002 | Heater, Unit | COL-SMC-MISC | Heater |  |  | HTR | http://www.toronto.ca/TWONTO#00418 | Mechanical Equipment | Miscellaneous Equipment
| COL-SMC-HTR-0003 | Heater, Baseboard | COL-SMC-MISC | Heater |  |  | HTR | http://www.toronto.ca/TWONTO#00418 | Mechanical Equipment | Miscellaneous Equipment
| COL-SMC-HTR-0003 | Heater, Baseboard | COL-SMC | Heater |  |  | HTR | http://www.toronto.ca/TWONTO#00418 | Mechanical Equipment | Maclean Detention Tank-storm
| COL-SMC-LIT-0001 | Transmitter, Level | COL-SMC-MISC | Transmitter,Level |  |  | LIT | http://www.toronto.ca/TWONTO#00467 | Instrumentation Equipment | Miscellaneous Equipment
| COL-SMC-LIT-0001 | Transmitter, Level | COL-SMC | Transmitter,Level |  |  | LIT | http://www.toronto.ca/TWONTO#00467 | Instrumentation Equipment | Maclean Detention Tank-storm
| COL-SMC-LP-0001 | Control Panel, Lighting | COL-SMC-MISC | Control Panel |  |  | LP | http://www.toronto.ca/TWONTO#00477 | Electrical Equipment | Miscellaneous Equipment
| COL-SMC-LP-0001 | Control Panel, Lighting | COL-SMC | Control Panel |  |  | LP | http://www.toronto.ca/TWONTO#00477 | Electrical Equipment | Maclean Detention Tank-storm
| COL-SMC-LSH-0001 | Switch, Level-High | COL-SMC-MISC | Switch,Level |  |  | LSH | http://www.toronto.ca/TWONTO#00466 | Instrumentation Equipment | Miscellaneous Equipment
| COL-SMC-LSH-0001 | Switch, Level-High | COL-SMC | Switch,Level |  |  | LSH | http://www.toronto.ca/TWONTO#00466 | Instrumentation Equipment | Maclean Detention Tank-storm
| COL-SMC-LSH-0101 | Switch, Level-High | COL-SMC | Switch,Level |  |  | LSH | http://www.toronto.ca/TWONTO#00466 | Instrumentation Equipment | Maclean Detention Tank-storm
| COL-SMC-LSH-0101 | Switch, Level-High | COL-SMC-MISC | Switch,Level |  |  | LSH | http://www.toronto.ca/TWONTO#00466 | Instrumentation Equipment | Miscellaneous Equipment
| COL-SMC-LSH-0103 | Switch, Level-High | COL-SMC | Switch,Level |  |  | LSH | http://www.toronto.ca/TWONTO#00466 | Instrumentation Equipment | Maclean Detention Tank-storm
| COL-SMC-LSH-0103 | Switch, Level-High | COL-SMC-MISC | Switch,Level |  |  | LSH | http://www.toronto.ca/TWONTO#00466 | Instrumentation Equipment | Miscellaneous Equipment
| COL-SMC-LSH-0201 | Switch, Level-High | COL-SMC | Switch,Level |  |  | LSH | http://www.toronto.ca/TWONTO#00466 | Instrumentation Equipment | Maclean Detention Tank-storm
| COL-SMC-LSH-0201 | Switch, Level-High | COL-SMC-MISC | Switch,Level |  |  | LSH | http://www.toronto.ca/TWONTO#00466 | Instrumentation Equipment | Miscellaneous Equipment
| COL-SMC-LSH-0203 | Switch, Level-High | COL-SMC | Switch,Level |  |  | LSH | http://www.toronto.ca/TWONTO#00466 | Instrumentation Equipment | Maclean Detention Tank-storm
| COL-SMC-LSH-0203 | Switch, Level-High | COL-SMC-MISC | Switch,Level |  |  | LSH | http://www.toronto.ca/TWONTO#00466 | Instrumentation Equipment | Miscellaneous Equipment
| COL-SMC-LSHH-0002 | Switch, Level-High | COL-SMC | Switch,Level |  |  | LSHH | http://www.toronto.ca/TWONTO#00466 | Instrumentation Equipment | Maclean Detention Tank-storm
| COL-SMC-LSHH-0002 | Switch, Level-High | COL-SMC-MISC | Switch,Level |  |  | LSHH | http://www.toronto.ca/TWONTO#00466 | Instrumentation Equipment | Miscellaneous Equipment
| COL-SMC-LSL-0102 | Switch, Level-Low | COL-SMC | Switch,Level |  |  | LSL | http://www.toronto.ca/TWONTO#00466 | Instrumentation Equipment | Maclean Detention Tank-storm
| COL-SMC-LSL-0102 | Switch, Level-Low | COL-SMC-MISC | Switch,Level |  |  | LSL | http://www.toronto.ca/TWONTO#00466 | Instrumentation Equipment | Miscellaneous Equipment
| COL-SMC-LSL-0202 | Switch, Level-Low | COL-SMC | Switch,Level |  |  | LSL | http://www.toronto.ca/TWONTO#00466 | Instrumentation Equipment | Maclean Detention Tank-storm
| COL-SMC-LSL-0202 | Switch, Level-Low | COL-SMC-MISC | Switch,Level |  |  | LSL | http://www.toronto.ca/TWONTO#00466 | Instrumentation Equipment | Miscellaneous Equipment
| COL-SMC-MCC-0001 | Motor Control Centre | COL-SMC | Control Panel,MCC |  |  | MCC | http://www.toronto.ca/TWONTO#00110 | Electrical Equipment | Maclean Detention Tank-storm
| COL-SMC-MCC-0001 | Motor Control Centre | COL-SMC-MISC | Control Panel,MCC |  |  | MCC | http://www.toronto.ca/TWONTO#00110 | Electrical Equipment | Miscellaneous Equipment
| THR-CW-BFP-WA2 | City Water, Back Flow Preventer, Work Area 2 | THR-GRK-WA2 |  |  |  |  | http://www.toronto.ca/TWONTO#00260 | Equipment Location | Building & Grounds Work Area 2
| COL-SMC-P-0001 | Pump, Submersible | COL-SMC | Pump |  | 34130 | P | x | Mechanical Equipment | Maclean Detention Tank-storm
| COL-SMC-P-0001 | Pump, Submersible | COL-SMC-MISC | Pump |  | 34130 | P | x | Mechanical Equipment | Miscellaneous Equipment
| COL-SMC-P-0002 | Pump, Submersible | COL-SMC | Pump |  | 34129 | P | x | Mechanical Equipment | Maclean Detention Tank-storm
| COL-SMC-P-0002 | Pump, Submersible | COL-SMC-MISC | Pump |  | 34129 | P | x | Mechanical Equipment | Miscellaneous Equipment
| COL-SMC-P-0100 | Pump, Stormwater tank | COL-SMC | Pump |  |  | P | http://www.toronto.ca/TWONTO#00626 | Mechanical Equipment | Maclean Detention Tank-storm
| COL-SMC-P-0200 | Pump, CSO tank | COL-SMC | Pump |  |  | P | http://www.toronto.ca/TWONTO#00626 | Mechanical Equipment | Maclean Detention Tank-storm
| COL-SMC-T-0100 | Tank, Stormwater | COL-SMC-MISC | Tank |  |  | T | http://www.toronto.ca/TWONTO#00266 | Mechanical Equipment | Miscellaneous Equipment
| COL-SMC-T-0100 | Tank, Stormwater | COL-SMC | Tank |  |  | T | http://www.toronto.ca/TWONTO#00266 | Mechanical Equipment | Maclean Detention Tank-storm
| COL-SMC-T-0200 | Tank, CSO | COL-SMC-MISC | Tank |  |  | T | http://www.toronto.ca/TWONTO#00266 | Mechanical Equipment | Miscellaneous Equipment
| COL-SMC-T-0200 | Tank, CSO | COL-SMC | Tank |  |  | T | http://www.toronto.ca/TWONTO#00266 | Mechanical Equipment | Maclean Detention Tank-storm
| COL-SMC-TR-0001 | Transformer, Lighting | COL-SMC | Transformer |  |  | TR | http://www.toronto.ca/TWONTO#00755 | Electrical Equipment | Maclean Detention Tank-storm
| COL-SMC-TR-0001 | Transformer, Lighting | COL-SMC-MISC | Transformer |  |  | TR | http://www.toronto.ca/TWONTO#00755 | Electrical Equipment | Miscellaneous Equipment
| THR-CW-BFP-WA2 | City Water, Back Flow Preventer, Work Area 2 | THR-CW |  |  |  |  | http://www.toronto.ca/TWONTO#00260 | Equipment Location | City Water
| THR-CW-BFP-WA3 | City Water, Back Flow Preventer, Work Area 3 | THR-CW |  |  |  |  | http://www.toronto.ca/TWONTO#00260 | Equipment Location | City Water
| COL-SUSPENDED ENTITY | Suspended entities | COL ADMIN |  |  |  |  | x | Obsolete Entity | Administration
| THR-CW-BFP-WA4 | City Water, Back Flow Preventer, Work Area 4 | THR-CW |  |  |  |  | http://www.toronto.ca/TWONTO#00260 | Equipment Location | City Water
| THR-CW-BFP-WA4 | City Water, Back Flow Preventer, Work Area 4 | THR-GRK-WA4 |  |  |  |  | http://www.toronto.ca/TWONTO#00260 | Equipment Location | Building & Grounds Work Area 4
| FHO-CL | Cl & SO2 Gas Monitoring Systems | FHO-DIS |  |  |  |  | http://www.toronto.ca/TWONTO#00260 | Sub-Process | Disinfection
| FCL-CL-SCRUBBER | CL & SO2 Scrubber System | FCL-SES |  |  |  |  | x | Sub-Process | Safety and Environmental Services
| FCL-WWW-CLAR | Clarification | FCL-WWW | Pump,Centrifugal | Pump |  |  | http://www.toronto.ca/TWONTO#00260
| FCL-TRW-1 | Clearwell | FCL-TRW |  |  |  | TRW | http://www.toronto.ca/TWONTO#00260 | Sub-Process | Treated Water
| FHO-TRW-CLEAR-WELL | Clear-well | FHO-TRW |  |  |  |  | http://www.toronto.ca/TWONTO#00260 | Sub-Process | Treated Water System
| FIS-HVAC | Climate Control | FIS-MCS |  |  |  |  | http://www.toronto.ca/TWONTO#00260 | Sub-Process | Mechanical Services
| FCL-ACC | Climate Control (HVAC) | FCL-MCS |  |  |  |  | http://www.toronto.ca/TWONTO#00260 | Sub-Process | Mechanical Services
| COL-W-OBSOLETE | Col West Obsolete Entities | COL |  |  |  |  | x | Obsolete Entity | Complex Systems
| FHO-DOZ-CL-CW | CLOSED LOOP COOLING WATER SYSTEM | FHO-DOZ |  |  |  |  | http://www.toronto.ca/TWONTO#00260 | Sub-Process | Ozonation System
| B | Cluster B | [5 empty] | http://www.toronto.ca/TWONTO#00260 | Department
| FHA-GRK-PRTY-1000 | CMS Work Orders | FHA-GRK |  |  |  | PRTY | http://www.toronto.ca/TWONTO#00260 | Equipment Location | Building & Grounds
| TAB-CMS | CMS Work Orders | TAB-WORK-AREA-7 |  |  |  |  | http://www.toronto.ca/TWONTO#00260 | Process | Work Area 7
| CU2002 | Tank, Air, Air Padding System for Chlorine Tank Cars | TAB-SUSPENDED ENTITY | Tank,Reservoir |  |  |  | x | Mechanical Equipment | Suspended entities
| TAB-CMS | CMS Work Orders | TAB-WORK-AREA-WWPW |  |  |  |  | http://www.toronto.ca/TWONTO#00260 | Process | TAB Work Area WWPW
| FCL-ALM | Coagulation | FCL-PLT |  |  |  |  | http://www.toronto.ca/TWONTO#00260 | Sub-Process | Preliminary Treatment
2754 | COL-CED | Coatsworth Cut CSO Storage Tank | COL-SWQTF-STM |  | Tank |  |  | http://www.toronto.ca/TWONTO#00260 |  | Storm
| THR-CG | Co-Generation | THR WORK AREA 3 |  |  |  |  | http://www.toronto.ca/TWONTO#00260 | Process | Plant Services
| THR-CG-SB | Co-Generation Scubber, Digester Gas | THR-BG |  |  |  |  | http://www.toronto.ca/TWONTO#00260 | Sub-Process | Blended Gas
| THR-CG-SB | Co-Generation Scubber, Digester Gas | THR-CG |  |  |  |  | http://www.toronto.ca/TWONTO#00260 | Sub-Process | Co-Generation
| THR-CG-SB | Co-Generation Scubber, Digester Gas | THR-DIG |  |  |  |  | http://www.toronto.ca/TWONTO#00260 | Sub-Process | Digester
| THR-CG-SB | Co-Generation Scubber, Digester Gas | THR-DIG-SB |  |  |  |  | http://www.toronto.ca/TWONTO#00260 | Sub-Process | Scrubbers, Digester Tanks 1-10
| THR-CG-ENG | Co-Generation, Engines | THR-CG |  |  |  |  | http://www.toronto.ca/TWONTO#00260 | Equipment Location | Co-Generation
70007 | THR-CG-G | Co-Generation,,Gas Systems | THR-CG |  | Gas Collection |  |  | http://www.toronto.ca/TWONTO#00260 |  | Co-Generation
| COL COMMUNICATIONS | COL Communications | COL-SPC1 |  |  |  |  | http://www.toronto.ca/TWONTO#00260 | Process | Process Control Systems - Administrative
| COL OIT | COL OIT | COL-SPC1 |  |  |  |  | http://www.toronto.ca/TWONTO#00260 | Process | Process Control Systems - Administrative
| COL PLC | COL PLC | COL-SPC1 |  |  |  |  | http://www.toronto.ca/TWONTO#00260 | Process | Process Control Systems - Administrative
| COL SCADA CLIENTS | COL SCADA Clients | COL-SPC1 |  |  |  |  | http://www.toronto.ca/TWONTO#00260 | Process | Process Control Systems - Administrative
| COL SCADA SERVERS | COL SCADA Servers | COL-SPC1 |  |  |  |  | http://www.toronto.ca/TWONTO#00260 | Process | Process Control Systems - Administrative
| COL SCADA SUPPORT | COL SCADA Support | COL-SPC1 |  |  |  |  | http://www.toronto.ca/TWONTO#00260 | Process | Process Control Systems - Administrative
| TNT-CSO | Combined Sewer Overflow and storage system | TNT-OF |  |  |  |  | http://www.toronto.ca/TWONTO#00260 | Sub-Process | Outfall, Weirs, CSO and Detention Tanks
| TRK-COM-DON | COMBINED SEWERS - DON DRAINAGE AREA | TRK-COM |  |  |  |  | http://www.toronto.ca/TWONTO#00260 | Sub-Process | COMBINED SEWERS (ALTERNATE GL)
| TRK-COM-HMR | COMBINED SEWERS - HUMBER DRAINAGE AREA | TRK-COM |  |  |  |  | http://www.toronto.ca/TWONTO#00260 | Sub-Process | COMBINED SEWERS (ALTERNATE GL)
| TRK-COM-NTO | COMBINED SEWERS - NORTH TORONTO DRAINAGE AREA | TRK-COM |  |  |  |  | http://www.toronto.ca/TWONTO#00260 | Sub-Process | COMBINED SEWERS (ALTERNATE GL)
| TRK-COM | COMBINED SEWERS (ALTERNATE GL) | TRK-AGL |  |  |  |  | http://www.toronto.ca/TWONTO#00260 | Process | TRK (ALTERNATE GL)
| YCS | Commissioners Street | WT&S |  |  |  |  | http://www.toronto.ca/TWONTO#00260 | Facility | Water Treatment & Supply
| DOS-DIS-STRA | TRK Disinfection - Sodium Hypochlorite Storage | TRK-DIS | Analyzer,Chlorine | Storage |  |  | http://www.toronto.ca/TWONTO#00189 |  | TRK Disinfection
| MAIN-236 | Main 236 | WTR-LWA |  |  |  |  | http://www.toronto.ca/TWONTO#00804 | Sub-Process | Work Area 2 Central Mains and Chambers
55069 | TAB-THK-T-0002 | Tank, Analyzer | TAB-THK-V-TRANSF | Tank | Tank |  | T | ? |  | Transfer Valves to Digester
| COL-YCM | Commissioners yard | COL-EAST |  |  |  |  | http://www.toronto.ca/TWONTO#00260 | Process | East
| TAB-WA6 | Common to Projects, Bldg. Services, Z Building | TAB-WORK-AREA-6 |  |  |  |  | http://www.toronto.ca/TWONTO#00260 | Process | Work Area 6
| TAB-WA6 | Common to Projects, Bldg. Services, Z Building | TAB-WORK-AREA-SEO |  |  |  |  | http://www.toronto.ca/TWONTO#00260 | Process | TAB Work Area SEO
| TAB-WA1 | Common to WA1 - Safety, Bldg. Services, , etc. | TAB-WORK-AREA-1 |  |  |  |  | http://www.toronto.ca/TWONTO#00260 | Process | Work Area 1
| TAB-WA1 | Common to WA1 - Safety, Bldg. Services, , etc. | TAB-WORK-AREA-5 |  |  |  |  | http://www.toronto.ca/TWONTO#00260 | Process | Work Area 5
| TAB-WA1 | Common to WA1 - Safety, Bldg. Services, , etc. | TAB-WORK-AREA-LIQ |  |  |  |  | http://www.toronto.ca/TWONTO#00260 | Process | TAB Work Area Liq
| FCL EUS SERVER ROOM | Communication Switch | FCL-ADM-BLDG |  |  |  |  | http://www.toronto.ca/TWONTO#00260 | Equipment Location | Building Location
| FCL SERVER ROOM | Communication Switch | FCL-SPC |  |  |  |  | http://www.toronto.ca/TWONTO#00260 | Equipment Location | Process Control Systems - Services Area
| ELQ1854 | Electrical Services 110 - 220V, Dewatering | THC-SUSPENDED | Building Service,Electrical 110 - 220 V |  | 32290 |  | x | Electrical Equipment | Suspended entity
| ELQ1854 | Electrical Services 110 - 220V, Dewatering | THC-DEW | Building Service,Electrical 110 - 220 V |  | 32290 |  | x | Electrical Equipment | Dewatering Process
| FCL SERVER ROOM | Communication Switch | FCL-ADM BLDG |  |  |  |  | http://www.toronto.ca/TWONTO#00260 | Equipment Location | Building Location
| ENT UPDATE CALENDAR | Toronto Water - ENTITY UPDATE CALENDAR | B |  |  |  |  | ? | Division | Cluster B
| FHA EUS SERVER ROOM | Communication Switch | FHA-EUS |  |  |  |  | http://www.toronto.ca/TWONTO#00260 | Equipment Location | Production & End User Support
| EV2024D | Controller, Flow | TAB-PWA-INQ | Controller,Flow | Control Loop |  |  | http://www.toronto.ca/TWONTO#00614 |  | Plant Water - Instrumentation Equipment
| EV2025D | Controller, Flow | TAB-PWA-INQ | Controller,Flow | Control Loop |  |  | http://www.toronto.ca/TWONTO#00614 |  | Plant Water - Instrumentation Equipment
| EV2026D | Controller, Flow | TAB-PWA-INQ | Controller,Flow | Control Loop |  |  | http://www.toronto.ca/TWONTO#00614 |  | Plant Water - Instrumentation Equipment
| EV2622D | Flow Switch, Solenoid Control Valve | TAB-PWA-INQ | Regulator,Flow | Control Loop |  |  | http://www.toronto.ca/TWONTO#00367 |  | Plant Water - Instrumentation Equipment
| EV2623D | Flow Switch, Solenoid Control Valve | TAB-PWA-INQ | Regulator,Flow | Control Loop |  |  | http://www.toronto.ca/TWONTO#00367 |  | Plant Water - Instrumentation Equipment
| EV2624D | Flow Switch, Solenoid Control Valve | TAB-PWA-INQ | Regulator,Flow | Control Loop |  |  | http://www.toronto.ca/TWONTO#00367 |  | Plant Water - Instrumentation Equipment
| FHA EUS SERVER ROOM | Communication Switch | FHA-SERVICE-BLDG |  |  |  |  | http://www.toronto.ca/TWONTO#00260 | Equipment Location | Building Location
| FHA SERVER ROOM | Communication Switch | FHA-SERVICE BLDG |  |  |  |  | http://www.toronto.ca/TWONTO#00260 | Equipment Location | Building Location
| FHA SERVER ROOM | Communication Switch | FHA-FILTER BLDG |  |  |  |  | http://www.toronto.ca/TWONTO#00260 | Equipment Location | Building Location
| FHA SERVER ROOM | Communication Switch | FHA-SPC |  |  |  |  | http://www.toronto.ca/TWONTO#00260 | Equipment Location | Process Control Systems - Services Area
| FAC-YCM-GRD | GROUNDS | FAC-YCM |  |  |  |  | http://www.toronto.ca/TWONTO#00278 | Sub-Process | YARD - 545 COMMISSIONERS ROAD
| FHO EUS SERVER ROOM | Communication Switch | FHO-ADMIN-BLDG |  |  |  |  | http://www.toronto.ca/TWONTO#00260 | Equipment Location | Building Location
| FHO EUS SERVER ROOM | Communication Switch | FHO-EUS |  |  |  |  | http://www.toronto.ca/TWONTO#00260 | Equipment Location | Production & End User Support
| FHO SERVER ROOM | Communication Switch | FHO-SPC |  |  |  |  | http://www.toronto.ca/TWONTO#00260 | Equipment Location | Process Control Systems - Services Area
| FHO SERVER ROOM | Communication Switch | FHO MAIN BLDG |  |  |  |  | http://www.toronto.ca/TWONTO#00260 | Equipment Location | Building Location
| FIS EUS SERVER ROOM | Communication Switch | FIS-ADM-BLDG |  |  |  |  | http://www.toronto.ca/TWONTO#00260 | Equipment Location | Building Location
| TAB EUS SERVER ROOM | Communication Switch | TAB-ADMIN-BLDG |  |  |  |  | http://www.toronto.ca/TWONTO#00260 | Equipment Location | Building Location
| THC EUS SERVER ROOM | Communication Switch | THC-ADMIN-BLDG |  |  |  |  | http://www.toronto.ca/TWONTO#00260 | Equipment Location | Building Location
| THR EUS SERVER ROOM | Communication Switch | THR-ADMIN-BLDG |  |  |  |  | http://www.toronto.ca/TWONTO#00260 | Equipment Location | Building Location
| WTR EUS SERVER ROOM | Communication Switch | WTR-WORK AREA 1 |  |  |  |  | http://www.toronto.ca/TWONTO#00260 | Equipment Location | Building Location
| YCS EUS SERVER ROOM | Communication Switch | YCS-ADMIN-BLDG |  |  |  |  | http://www.toronto.ca/TWONTO#00260 | Equipment Location | Building Location
| YDA EUS SERVER ROOM | Communication Switch | YDA-ADMIN-BLDG |  |  |  |  | http://www.toronto.ca/TWONTO#00260 | Equipment Location | Building Location
| YTF EUS SERVER ROOM | Communication Switch | YTF-A-BLDG |  |  |  |  | http://www.toronto.ca/TWONTO#00260 | Equipment Location | Building Location
| YTF SPC SERVER ROOM | Communication Switch | YTF-A BLDG |  |  |  |  | http://www.toronto.ca/TWONTO#00260 | Equipment Location | Building Location
120324 | THC-ACC-COM-0011 | Communication, HVAC, Admin Building | THC-ACC-BLDG K |  | HVAC |  | COM | http://www.toronto.ca/TWONTO#00260 |  | Administration Building, HVAC
58197 | THC-ACC-COM-0010 | Communication, HVAC, Admin Building | THC-ACC-BLDG K |  | HVAC |  | COM | http://www.toronto.ca/TWONTO#00260 |  | Administration Building, HVAC
| FCL-ACC-AC-0301 | Air Conditioner, Indoor Liebert Unit, High Lift/Admin Building, Computer Room | FCL-ACC-P-HL |  |  |  | AC | http://www.toronto.ca/TWONTO#00141 | Electrical Equipment | High Lift Pumping Station HVAC Equipment
| TAB-SPC-COM | Communications Equipment Location | TAB-THK-INQ |  |  |  |  | http://www.toronto.ca/TWONTO#00260 | Equipment Location | Floatation - Instrumentation Equipment
| FCL-ACC-AHU-0010 | Air Handling Unit, 7.5 HP, Filter Building Lab, High Lift Pump Room Roof Top, First floor, Admin Builidng. | FCL-ACC-FLT |  |  |  | AHU | http://www.toronto.ca/TWONTO#00147 | Mechanical Equipment | Filter Building HVAC Equipment
| FCL-ACC-AHU-0901-SUS | Air Handling Unit, Centrifuge Building, HVAC Room South | FCL-ACC-RMF |  |  | 42186 | AHU | x | Mechanical Equipment | Residue Management HVAC Equipment
| FCL-ACC-AHU-0901-SUS | Air Handling Unit, Centrifuge Building, HVAC Room South | FCL-SUSPENDED |  |  | 42186 | AHU | x | Mechanical Equipment | Suspended entity
| FCL-ACC-AHU-0902-SUS | Air Handling Unit, RMF Clarification Facility, Electrical Room | FCL-SUSPENDED |  |  | 42187 | AHU | x | Mechanical Equipment | Suspended entity
| FCL-ACC-AHU-0902-SUS | Air Handling Unit, RMF Clarification Facility, Electrical Room | FCL-ACC-RMF |  |  | 42187 | AHU | x | Mechanical Equipment | Residue Management HVAC Equipment
| FCL-ACC-AHU-0903-SUS | Air Handling Unit, Centrifuge Building, HVAC Room North | FCL-ACC-RMF |  |  | 42188 | AHU | x | Mechanical Equipment | Residue Management HVAC Equipment
| FCL-ACC-AHU-0903-SUS | Air Handling Unit, Centrifuge Building, HVAC Room North | FCL-SUSPENDED |  |  | 42188 | AHU | x | Mechanical Equipment | Suspended entity
| FCL-ACC-AHU-0904-SUS | Air Handling Unit, RMF Clarification Facility, Exit Corridor North | FCL-ACC-RMF |  |  | 42189 | AHU | x | Mechanical Equipment | Residue Management HVAC Equipment
| FCL-ACC-AHU-0904-SUS | Air Handling Unit, RMF Clarification Facility, Exit Corridor North | FCL-SUSPENDED |  |  | 42189 | AHU | x | Mechanical Equipment | Suspended entity
| FCL-ACC-AHU-0905-SUS | Air Handling Unit, RMF Clarification Facility, HVAC Room 1, Ground Floor | FCL-ACC-RMF |  |  | 42190 | AHU | x | Mechanical Equipment | Residue Management HVAC Equipment
| FCL-ACC-AHU-0905-SUS | Air Handling Unit, RMF Clarification Facility, HVAC Room 1, Ground Floor | FCL-SUSPENDED |  |  | 42190 | AHU | x | Mechanical Equipment | Suspended entity
| FCL-ACC-AHU-0906-SUS | Air Handling Unit, RMF Clarification Facility, HVAC Room 2, Ground Floor | FCL-ACC-RMF |  |  | 42191 | AHU | x | Mechanical Equipment | Residue Management HVAC Equipment
| FCL-ACC-AHU-0906-SUS | Air Handling Unit, RMF Clarification Facility, HVAC Room 2, Ground Floor | FCL-SUSPENDED |  |  | 42191 | AHU | x | Mechanical Equipment | Suspended entity
| FCL-ACC-AHU-0907-SUS | Air Handling Unit, RMF Clarification Facility, HVAC Room 2, Ground Floor | FCL-ACC-RMF |  |  | 42192 | AHU | x | Mechanical Equipment | Residue Management HVAC Equipment
| FCL-ACC-AHU-0907-SUS | Air Handling Unit, RMF Clarification Facility, HVAC Room 2, Ground Floor | FCL-SUSPENDED |  |  | 42192 | AHU | x | Mechanical Equipment | Suspended entity
| COL | Complex Systems | OS |  |  |  |  | http://www.toronto.ca/TWONTO#00260 | Facility | Operational Support
| FCL-ACC-AT-0201A | Analyzer, Humidity, Low Lift Dehumidification System, Low Lift Pump Room Basement | FCL-ACC-P-LL |  |  |  | AT | http://www.toronto.ca/TWONTO#00430 | Electrical Equipment | Low Lift Pumping Station HVAC Equipment
| FCL-ACC-AT-0202A | Analyzer, Humidity, Flocculation/Sedimentation Building, Tunnel Dehumidification System | FCL-ACC-P-HL |  |  |  | AT | http://www.toronto.ca/TWONTO#00430 | Electrical Equipment | High Lift Pumping Station HVAC Equipment
| FCL-ACC-AT-0301 | Analyzer, Humidity, AHU-0303, Admin Building | FCL-ACC-AHU-0303 |  |  |  | AT | http://www.toronto.ca/TWONTO#00430 | Electrical Equipment | Air Handling Unit, Roof Top, Admin Building Top of N/E Stairwell
| FCL-ACC-AT-0402 | Analyzer, Humidity, High Lift Pump Room N/E | FCL-ACC-FN-0402 |  |  |  | AT | http://www.toronto.ca/TWONTO#00430 | Electrical Equipment | Fan, Tube, Axial, S/E Recirculation System, High Lift PS Room S/E, HVAC Room
| FCL-ACC-AT-0403 | Analyzer, Humidity, Outside, High Lift Electrical Switchyard | FCL-ACC-FN-0403 |  |  |  | AT | http://www.toronto.ca/TWONTO#00430 | Electrical Equipment | Fan, Tube, Axial, N/E Recirculation System, Beside High Lift Pump floor, HVAC Room
| FCL-ACC-AT-0404 | Analyzer, Humidity, High Lift Electrical Equipment Room | FCL-ACC-FN-0408 |  |  |  | AT | http://www.toronto.ca/TWONTO#00430 | Electrical Equipment | Fan, Propeller, Exhaust, High Lift Switchgear Room North/West
| FCL-ACC-AT-0405 | Analyzer, Humidity, High Lift Electrical Shop | FCL-ACC-FN-0451 |  |  |  | AT | http://www.toronto.ca/TWONTO#00430 | Electrical Equipment | Fan, Exhaust, High Lift Building, Basement B1, Electrical Shop, East Wall
| FCL-ACC-AT-0406 | Analyzer, Humidity, Outside Admin Building West, South of Server Room/PCS room | FCL-ACC-ADMIN |  |  |  | AT | http://www.toronto.ca/TWONTO#00430 | Electrical Equipment | Administration Building HVAC Equipment
| FCL-ACC-AT-0408A | Analyzer, Humidity, Humidifier HU-0401 Intake, High Lift Heating & Ventilation Room | FCL-ACC-AHU-0401 |  |  |  | AT | http://www.toronto.ca/TWONTO#00430 | Electrical Equipment | Air Handling Unit, High Lift PS Control Room,Electrical Shop,Basement Office Air Supply,Control Room
| FCL-ACC-AT-0408B | Analyzer, Humidity, Humidifier HU-0401 Discharge, High Lift Heating & Ventilation Room | FCL-ACC-AHU-0401 |  |  |  | AT | http://www.toronto.ca/TWONTO#00430 | Electrical Equipment | Air Handling Unit, High Lift PS Control Room,Electrical Shop,Basement Office Air Supply,Control Room
| FCL-ACC-AT-0501A | Analyzer, Humidity, Dehumidifier D-0501, Filter Pipe Gallery East | FCL-ACC-D-0501 |  |  |  | AT | http://www.toronto.ca/TWONTO#00430 | Electrical Equipment | Dehumidifier, Filter Building East Dehumidication System, Filter Pipe Gallery East
| FCL-ACC-AT-0601A | Analyzer, Humidity, Dehumidifier D-0601, Filter Pipe Gallery West | FCL-ACC-D-0601 |  |  |  | AT | http://www.toronto.ca/TWONTO#00430 | Electrical Equipment | Dehumidifier, Filter Building West Dehumidication System, Filter Pipe Gallery West
| FCL-ACC-AT-0801A | Analyzer, Humidity, Dehumidifier D-0801 Surge Building South | FCL-ACC-D-0801 |  |  |  | AT | http://www.toronto.ca/TWONTO#00430 | Electrical Equipment | Dehumidifier, Surge Building N/W
| FHO FILTERED WATER | Composite Sampling | FHO-SAMP |  |  |  |  | http://www.toronto.ca/TWONTO#00260 | Sub-Process | Sampling Systems
| FCL-ACC-CP-0001 | Control Panel, Pad Heating Control (Snow Melting), Gaseous Building, MCC Room, MCC-003G | FCL-ACC-CL |  |  |  | CP | http://www.toronto.ca/TWONTO#00613 | Electrical Equipment | Gaseous Chemical Building HVAC Equipment
| FCL-ACC-CP-0101 | Control Panel, HVAC and Heating System, Low Lift Screen Room & MCC Room Ventilation | FCL-ACC-P-LL |  |  |  | CP | http://www.toronto.ca/TWONTO#00613 | Electrical Equipment | Low Lift Pumping Station HVAC Equipment
| FCL-ACC-CP-0201B | Control Panel, HVAC and Heating System, Flocculation/Sedimentation | FCL-ACC-P-HL |  |  |  | CP | http://www.toronto.ca/TWONTO#00613 | Electrical Equipment | High Lift Pumping Station HVAC Equipment
| FCL-ACC-CP-0401A | Control Panel, HVAC and Heating System, High Lift Pumping Station | FCL-ACC-P-HL |  |  |  | CP | http://www.toronto.ca/TWONTO#00613 | Electrical Equipment | High Lift Pumping Station HVAC Equipment
| FCL-ACC-CT-0301 | Controller, AHU-0301, Admin Building | FCL-ACC-AHU-0301 |  |  |  | CT | http://www.toronto.ca/TWONTO#00614 | Electrical Equipment | Air Handling Unit, Roof Top Unit, Admin Building Roof West
| FCL-ACC-CT-0302 | Controller, AHU-0302, Admin Building | FCL-ACC-AHU-0302 |  |  |  | CT | http://www.toronto.ca/TWONTO#00614 | Electrical Equipment | Air Handling Unit, Roof Top Unit, Admin Building Roof West
| FCL-ACC-CT-0303 | Controller, AHU-0303, Admin Building | FCL-ACC-AHU-0302 |  |  |  | CT | http://www.toronto.ca/TWONTO#00614 | Electrical Equipment | Air Handling Unit, Roof Top Unit, Admin Building Roof West
| FCL-ACC-CT-0311 | Controller, Fan Coil Heater Unit HTR-0311, Admin Building, First Floor, Vestibule 130 | FCL-ACC-HTR-0311 |  |  |  | CT | http://www.toronto.ca/TWONTO#00614 | Electrical Equipment | Heater, Baseboard, 208V, 2kW, Admin Building, First Floor, Lunch Room 113, East Wall South
| FCL-ACC-CT-0312 | Controller, Baseboard Heaters, Admin Building, First Floor | FCL-ACC-ADMIN |  |  |  | CT | http://www.toronto.ca/TWONTO#00614 | Electrical Equipment | Administration Building HVAC Equipment
| FCL-ACC-CT-0313 | Controller, Baseboard Heaters, Admin Building, First Floor | FCL-ACC-ADMIN |  |  |  | CT | http://www.toronto.ca/TWONTO#00614 | Electrical Equipment | Administration Building HVAC Equipment
| FCL-ACC-CT-0314 | Controller, Baseboard Heaters, Admin Building, First Floor | FCL-ACC-ADMIN |  |  |  | CT | http://www.toronto.ca/TWONTO#00614 | Electrical Equipment | Administration Building HVAC Equipment
| FCL-ACC-CT-0321 | Controller, Baseboard Heaters, Admin Building, Second Floor | FCL-ACC-ADMIN |  |  |  | CT | http://www.toronto.ca/TWONTO#00614 | Electrical Equipment | Administration Building HVAC Equipment
| FCL-ACC-CT-0322 | Controller, Fan Coil Heater Unit HTR-0322, Admin Building, First Floor, Vestibule 100 | FCL-ACC-HTR-0322 |  |  |  | CT | http://www.toronto.ca/TWONTO#00614 | Electrical Equipment | Heater, Re-Heat Unit, 208V, 3PH, Admin Building, First Floor, Vestibule 100, Ceiling
| FCL-ACC-CT-0323 | Controller, Baseboard Heaters, Admin Building, Second Floor | FCL-ACC-ADMIN |  |  |  | CT | http://www.toronto.ca/TWONTO#00614 | Electrical Equipment | Administration Building HVAC Equipment
| FCL-ACC-CT-0324 | Controller, Baseboard Heaters, Admin Building, Second Floor | FCL-ACC-ADMIN |  |  |  | CT | http://www.toronto.ca/TWONTO#00614 | Electrical Equipment | Administration Building HVAC Equipment
| FCL-ACC-CT-0901 | Controller, AHU-0901, RMF Clarification Building | FCL-ACC-AHU-0901-SUS |  |  |  | CT | http://www.toronto.ca/TWONTO#00614 | Electrical Equipment | Air Handling Unit, Centrifuge Building, HVAC Room South
| FCL-ACC-CT-0903 | Controller, AHU-0903, RMF Clarification Building | FCL-ACC-AHU-0903-SUS |  |  |  | CT | http://www.toronto.ca/TWONTO#00614 | Electrical Equipment | Air Handling Unit, Centrifuge Building, HVAC Room North
| FCL-ACC-CT-0904 | Controller, AHU-0904, RMF Clarification Building | FCL-ACC-AHU-0904-SUS |  |  |  | CT | http://www.toronto.ca/TWONTO#00614 | Electrical Equipment | Air Handling Unit, RMF Clarification Facility, Exit Corridor North
| FCL-ACC-CT-0905 | Controller, AHU-0906, RMF Clarification Building | FCL-ACC-AHU-0905-SUS |  |  |  | CT | http://www.toronto.ca/TWONTO#00614 | Electrical Equipment | Air Handling Unit, RMF Clarification Facility, HVAC Room 1, Ground Floor
| FCL-ACC-CU-0301 | Condensing Unit, Admin Building AC-0301, High Lift/Admin Building Roof Above Computer Room | FCL-ACC-ADMIN |  |  |  | CU | http://www.toronto.ca/TWONTO#00236 | Electrical Equipment | Administration Building HVAC Equipment
| FCL-ACC-CU-0303 | Condensing Unit, Admin Building AHU-0303, Admin Building Roof North/East | FCL-ACC-AHU-0303 |  |  |  | CU | http://www.toronto.ca/TWONTO#00236 | Mechanical Equipment | Air Handling Unit, Roof Top, Admin Building Top of N/E Stairwell
| FCL-ACC-CU-0901 | Condenser, RMF Clarification Facility, HVAC Room North | FCL-ACC-RMF |  |  |  | CU | http://www.toronto.ca/TWONTO#00236 | Electrical Equipment | Residue Management HVAC Equipment
| FCL-ACC-DM-0102B | Damper, Motorized, AHU-0102 Reactivation Air Inlet, Low Lift PS, Electrical Room S | FCL-ACC-AHU-0102 |  |  |  | DM | http://www.toronto.ca/TWONTO#00142 | Mechanical Equipment | Air Handling Unit, Low Lift MCC Room Ventilation System, Low Lift MCC Room
| FCL-ACC-DM-0202 | Damper, Motorized, Air to Lunch Room/Locker Room/Lobby, Dry Chemical Building | FCL-ACC-P-LL |  |  |  | DM | http://www.toronto.ca/TWONTO#00142 | Electrical Equipment | Low Lift Pumping Station HVAC Equipment
| FCL-ACC-DM-0301 | Damper, Motorized, Inlet AHU-0303, Admin Building | FCL-ACC-AHU-0303 |  |  |  | DM | http://www.toronto.ca/TWONTO#00142 | Mechanical Equipment | Air Handling Unit, Roof Top, Admin Building Top of N/E Stairwell
| FCL-ACC-DM-0404B | Damper, Motorized, AHU-0401 Reactivated Air Intake, High Lift Heating & Ventilation Room | FCL-ACC-AHU-0401 |  |  |  | DM | http://www.toronto.ca/TWONTO#00142 | Mechanical Equipment | Air Handling Unit, High Lift PS Control Room,Electrical Shop,Basement Office Air Supply,Control Room
| FCL-ACC-DM-0421 | Damper, Motorised, Exhaust Louvre, E House North Wall | FCL-ACC |  |  |  | DM | http://www.toronto.ca/TWONTO#00142 | Mechanical Equipment | Climate Control (HVAC)
| FCL-ACC-DM-0501 | Damper, Motorized, East Dehumidification D-0501 Air Intake, Filter Building, Filter Gallery Walkway | FCL-ACC-D-0501 |  |  |  | DM | http://www.toronto.ca/TWONTO#00142 | Mechanical Equipment | Dehumidifier, Filter Building East Dehumidication System, Filter Pipe Gallery East
| FCL-ACC-DM-0502 | Damper, Motorized, East Dehumidification D-0501 Reactivation Air Intake, Filter Building, Gallery Walkway | FCL-ACC-D-0501 |  |  |  | DM | http://www.toronto.ca/TWONTO#00142 | Mechanical Equipment | Dehumidifier, Filter Building East Dehumidication System, Filter Pipe Gallery East
| FCL-ACC-DM-0901A | Damper, Motorized, Fresh Air, AHU-0903, RMF Centrifuge Building | FCL-ACC-AHU-0903-SUS |  |  |  | DM | http://www.toronto.ca/TWONTO#00142 | Mechanical Equipment | Air Handling Unit, Centrifuge Building, HVAC Room North
| FCL-ACC-DM-0901B | Damper, Motorized, Reactivation Air, AHU-0903, RMF Centrifuge Building | FCL-ACC-AHU-0903-SUS |  |  |  | DM | http://www.toronto.ca/TWONTO#00142 | Mechanical Equipment | Air Handling Unit, Centrifuge Building, HVAC Room North
| FCL-ACC-DM-0902A | Damper, Motorized, Exhaust Air, AHU-0903, RMF Centrifuge Building | FCL-ACC-AHU-0903-SUS |  |  |  | DM | http://www.toronto.ca/TWONTO#00142 | Mechanical Equipment | Air Handling Unit, Centrifuge Building, HVAC Room North
| FCL-ACC-DM-0902B | Damper, Motorized, Supply Air, AHU-0903, RMF Centrifuge Building | FCL-ACC-AHU-0903-SUS |  |  |  | DM | http://www.toronto.ca/TWONTO#00142 | Mechanical Equipment | Air Handling Unit, Centrifuge Building, HVAC Room North
| FCL-ACC-DM-0903 | Damper, Motorized, AHU-0903, RMF Centrifuge Building | FCL-ACC-AHU-0903-SUS |  |  |  | DM | http://www.toronto.ca/TWONTO#00142 | Mechanical Equipment | Air Handling Unit, Centrifuge Building, HVAC Room North
| FCL-ACC-DM-0904 | Damper, Motorized, Exhaust Air, FN-0904, RMF Centrifuge Building | FCL-ACC-AHU-0904-SUS |  |  |  | DM | http://www.toronto.ca/TWONTO#00142 | Mechanical Equipment | Air Handling Unit, RMF Clarification Facility, Exit Corridor North
| FCL-ACC-DM-0905 | Damper, Motorized, Reactivation Air, AHU-0901, RMF Centrifuge Building | FCL-ACC-AHU-0901-SUS |  |  |  | DM | http://www.toronto.ca/TWONTO#00142 | Mechanical Equipment | Air Handling Unit, Centrifuge Building, HVAC Room South
| FCL-ACC-DM-0906 | Damper, Motorized, Condenser Cooling Air Exhaust, AHU-0901, RMF Centrifuge Building | FCL-ACC-AHU-0901-SUS |  |  |  | DM | http://www.toronto.ca/TWONTO#00142 | Mechanical Equipment | Air Handling Unit, Centrifuge Building, HVAC Room South
| FCL-ACC-DM-0907 | Damper, Motorized, Fresh Air, AHU-0905, RMF Clarification Building | FCL-ACC-AHU-0905-SUS |  |  |  | DM | http://www.toronto.ca/TWONTO#00142 | Mechanical Equipment | Air Handling Unit, RMF Clarification Facility, HVAC Room 1, Ground Floor
| FCL-ACC-DM-0908 | Damper, Motorized, Reactivation Air, AHU-0904, RMF Clarification Building | FCL-ACC-AHU-0904-SUS |  |  |  | DM | http://www.toronto.ca/TWONTO#00142 | Mechanical Equipment | Air Handling Unit, RMF Clarification Facility, Exit Corridor North
| FCL-ACC-DM-0909 | Damper, Motorized, Exhaust Air, FN-0901, RMF Clarification Building | FCL-ACC-FN-0901 |  |  |  | DM | http://www.toronto.ca/TWONTO#00142 | Mechanical Equipment | Fan, Exhaust, (FN-0001), 0.04kW. RMF, Clarification Facility, Washroom Exhaust Fan
| FCL-ACC-DM-0910 | Damper, Motorized, Fresh Air, AHU-0907, RMF Clarification Building | FCL-ACC-AHU-0907-SUS |  |  |  | DM | http://www.toronto.ca/TWONTO#00142 | Mechanical Equipment | Air Handling Unit, RMF Clarification Facility, HVAC Room 2, Ground Floor
| FCL-ACC-DM-0911 | Damper, Motorized, FN-0903, RMF Clarification Building, HVAC Room No.2, | FCL-ACC-FN-0903 |  |  |  | DM | http://www.toronto.ca/TWONTO#00142 | Mechanical Equipment | Fan, Exhaust, (FN-0003), 1.5kW. RMF, Clarification Facility, HVAC Room 2
| FCL-ACC-DM-0912 | Damper, Motorized, Exhaust Air, FN-0902, RMF Clarification Building, HVAC Room No.1 | FCL-ACC-FN-0902 |  |  |  | DM | http://www.toronto.ca/TWONTO#00142 | Mechanical Equipment | Fan, Exhaust, (FN-0002), 1.5kW. RMF, Clarification Facility, HVAC Room 1
| FCL-ACC-F-0101 | Filter, Inlet, AHU-0101, Low Lift PS Screen Room E | FCL-ACC-AHU-0101 |  |  |  | F | http://www.toronto.ca/TWONTO#00641 | Mechanical Equipment | Air Handling Unit, Low Lift Screen Room Ventilation System, Low lift Screen Room
| FCL-ACC-F-0102 | Filter, Inlet, AHU-0102, Low Lift PS Electrical Room S | FCL-ACC-AHU-0101 |  |  |  | F | http://www.toronto.ca/TWONTO#00641 | Mechanical Equipment | Air Handling Unit, Low Lift Screen Room Ventilation System, Low lift Screen Room
| FCL-ACC-F-0103 | Filter, Inlet, , FN-0105, Pump Room East Recirculation System, Low Lift Pump Room | FCL-ACC-FN-0105 |  |  |  | F | http://www.toronto.ca/TWONTO#00641 | Mechanical Equipment | Fan, Heater HTR-0103 Supply, Low Lift Pump Room Recirculation System East
| FCL-ACC-F-0104 | Filter, Inlet, , FN-0106, Pump Room East Recirculation System, Low Lift Pump Room | FCL-ACC-FN-0106 |  |  |  | F | http://www.toronto.ca/TWONTO#00641 | Mechanical Equipment | Fan, Heater HTR-0104 Supply, Low Lift Pump Room Recirculation System West
| FCL-ACC-F-0201 | Filter, Dehumidifier D-0201 Air Inlet, Low Lift Pump Room Basement | FCL-ACC-D-0201 |  |  |  | F | http://www.toronto.ca/TWONTO#00641 | Mechanical Equipment | Dehumidifier, Low Lift PS Dehumidification System, Dry Chemical Building Storage
| FCL-ACC-F-0202 | Filter, Dehumidifier D-0201 Reactive Air Inlet, Low Lift Pump Room Basement | FCL-ACC-D-0201 |  |  |  | F | http://www.toronto.ca/TWONTO#00641 | Mechanical Equipment | Dehumidifier, Low Lift PS Dehumidification System, Dry Chemical Building Storage
| FCL-ACC-F-0203 | Filter, Fan FN-0201 Air Inlet, Dry Chemical Building | FCL-ACC-FN-0201 |  |  |  | F | http://www.toronto.ca/TWONTO#00641 | Mechanical Equipment | Fan, Vane, Axial, Lunch Room/Locker Room/Washroom/Lobby Ventilation System, Dry Chemical Building
| FCL-ACC-F-0204 | Filter, Air to Flocculation/Sedimentation Tunnel Dehumidification System, Dry Chemical BuildingBsmnt. W | FCL-ACC-P-LL |  |  |  | F | http://www.toronto.ca/TWONTO#00641 | Mechanical Equipment | Low Lift Pumping Station HVAC Equipment
| FCL-ACC-F-0205 | Filter, Reactivation Air to Flocc./Sedim. Tunnel Dehumidification System, Dry Chemical BuildingBsmnt. W | FCL-ACC-P-LL |  |  |  | F | http://www.toronto.ca/TWONTO#00641 | Mechanical Equipment | Low Lift Pumping Station HVAC Equipment
| FCL-ACC-F-0206 | Filter, Alum & PAC Storage Ventilation, Dry Chemical Building Basement E | FCL-ACC-P-LL |  |  |  | F | http://www.toronto.ca/TWONTO#00641 | Mechanical Equipment | Low Lift Pumping Station HVAC Equipment
| FCL-ACC-F-0207 | Filter, Dry Chemical Building Ventilation, FN-0208, Alum Storage Tanks, Basement | FCL-ACC-FN-0208 |  |  |  | F | http://www.toronto.ca/TWONTO#00641 | Mechanical Equipment | Fan, Vane, Axial, Dry Chemical Building Ventilation System, Dry Chemical Storage Area East
| FCL-ACC-F-0301 | Filter, Inlet, AHU-0303, Admin Building | FCL-ACC-AHU-0303 |  |  |  | F | http://www.toronto.ca/TWONTO#00641 | Mechanical Equipment | Air Handling Unit, Roof Top, Admin Building Top of N/E Stairwell
| FCL-ACC-F-0302 | Filter, Outlet, AHU-0303, Admin Building | FCL-ACC-AHU-0303 |  |  |  | F | http://www.toronto.ca/TWONTO#00641 | Mechanical Equipment | Air Handling Unit, Roof Top, Admin Building Top of N/E Stairwell
| FCL-ACC-F-0401 | Filter, FN-0401 Inlet, N/E Recirculation System, High Lift Pump Room N/E | FCL-ACC-FN-0401 |  |  |  | F | http://www.toronto.ca/TWONTO#00641 | Mechanical Equipment | Fan, Tube, Axial, N/E Recirculation System, Beside High Lift Pump floor, HVAC Room
| FCL-ACC-F-0402 | Filter, FN-0402 Inlet, S/E Recirculation System, High Lift Pump Room S/E | FCL-ACC-FN-0402 |  |  |  | F | http://www.toronto.ca/TWONTO#00641 | Mechanical Equipment | Fan, Tube, Axial, S/E Recirculation System, High Lift PS Room S/E, HVAC Room
| FCL-ACC-F-0403 | Filter, FN-0403 Inlet, N/W Recirculation System, High Lift Pump Room N/W | FCL-ACC-FN-0403 |  |  |  | F | http://www.toronto.ca/TWONTO#00641 | Mechanical Equipment | Fan, Tube, Axial, N/E Recirculation System, Beside High Lift Pump floor, HVAC Room
| FCL-ACC-F-0404 | Filter, FN-0404 Inlet, S/W Recirculation System, High Lift Pump Room S/W | FCL-ACC-FN-0404 |  |  |  | F | http://www.toronto.ca/TWONTO#00641 | Mechanical Equipment | Fan, Tube, Axial, N/W Recirculation System, Beside High Lift Pump floor, HVAC Room
| FCL-ACC-F-0405 | Filter, FN-0405 Inlet, High Lift Pumping Station Ventilation, High Lift Electrical Shop | FCL-ACC-FN-0405 |  |  |  | F | http://www.toronto.ca/TWONTO#00641 | Mechanical Equipment | Fan, Supply Air, High Lift Electrical Shop, Inside Duct Work
| FCL-ACC-F-0406 | Filter, FN-0406 Inlet, High Lift Switchgear Room Ventilation, Electrical Equipment Room | FCL-ACC-FN-0406 |  |  |  | F | http://www.toronto.ca/TWONTO#00641 | Mechanical Equipment | Fan, Exhaust, High Lift PS Roof S/W
| FCL-ACC-F-0407 | Filter, AHU-0401 Air Intake, High Lift Heating & Ventilation Room | FCL-ACC-AHU-0401 |  |  |  | F | http://www.toronto.ca/TWONTO#00641 | Mechanical Equipment | Air Handling Unit, High Lift PS Control Room,Electrical Shop,Basement Office Air Supply,Control Room
| FCL-ACC-F-0501 | Filter, Air, East Dehumidification D-0501, Filter Building, Filter Gallery Walkway | FCL-ACC-D-0501 |  |  |  | F | http://www.toronto.ca/TWONTO#00641 | Mechanical Equipment | Dehumidifier, Filter Building East Dehumidication System, Filter Pipe Gallery East
| FCL-ACC-F-0502 | Filter, Reactivation Air, East Dehumidification D-0501, Filter Building, Filter Gallery Walkway | FCL-ACC-D-0501 |  |  |  | F | http://www.toronto.ca/TWONTO#00641 | Mechanical Equipment | Dehumidifier, Filter Building East Dehumidication System, Filter Pipe Gallery East
| FCL-ACC-F-0601 | Filter, Air, West Dehumidification D-0601, Filter Building, Pipe Gallery Walkway South | FCL-ACC-D-0601 |  |  |  | F | http://www.toronto.ca/TWONTO#00641 | Mechanical Equipment | Dehumidifier, Filter Building West Dehumidication System, Filter Pipe Gallery West
| FCL-ACC-F-0602 | Filter, Reactivation Air, West Dehumidification D-0601, Filter Building, Pipe Gallery Walkway South | FCL-ACC-D-0601 |  |  |  | F | http://www.toronto.ca/TWONTO#00641 | Mechanical Equipment | Dehumidifier, Filter Building West Dehumidication System, Filter Pipe Gallery West
| FCL-ACC-F-0701 | Filter, Fan F-0701 Air Intake, Gaseous Chemical Building, Cl&SO2 Machine Room/Storage Room Ventilation | FCL-ACC-FN-0701 |  |  |  | F | http://www.toronto.ca/TWONTO#00641 | Mechanical Equipment | Fan, Vane, Axial, Supply, Cl&SO2 Machine Room/Storage Room Ventilation System, Gaseous Chemical Bldg
| FCL-ACC-F-0701A | Filter, AHU-0701, Gaseous Building Roof | FCL-ACC-AHU-0701 |  |  |  | F | http://www.toronto.ca/TWONTO#00641 | Mechanical Equipment | Air Handling Unit,Gaseous Chlorine Building, Roof S/W
| FCL-ACC-F-0702 | Filter, Fan F-0702 Air Intake, Gaseous Chemical Building, Caustic Soda/Fluoride Room Ventilation | FCL-ACC-FN-0702 |  |  |  | F | http://www.toronto.ca/TWONTO#00641 | Mechanical Equipment | Fan, Supply, Caustic Soda & Fluoride Room Ventilation, Gaseous Chemical Building
| FCL-ACC-F-0801 | Filter, Air, Surge Building Dehumidification System D-0801, Surge Building N/W | FCL-ACC-D-0801 |  |  |  | F | http://www.toronto.ca/TWONTO#00641 | Mechanical Equipment | Dehumidifier, Surge Building N/W
| FCL-ACC-F-0802 | Filter, Reactivation Air, Surge Building Dehumidification System D-0801, Surge Building N/W | FCL-ACC-D-0801 |  |  |  | F | http://www.toronto.ca/TWONTO#00641 | Mechanical Equipment | Dehumidifier, Surge Building N/W
| FCL-ACC-F-0902A | Filter, Intake Air, RMF Clarification Building, Dehumidification System D-0602, RMF Building Hallway | FCL-ACC-D-0602 |  |  |  | F | http://www.toronto.ca/TWONTO#00641 | Mechanical Equipment | Dehumidifier, Residue Management Facility Clarification Facility/North side ,east tunnel wall
| FCL-ACC-F-0902B | Filter, Reactive. Air, RMF Clarification Building, Dehumidification System D-0602, RMF Building Hallway | FCL-ACC-D-0602 |  |  |  | F | http://www.toronto.ca/TWONTO#00641 | Mechanical Equipment | Dehumidifier, Residue Management Facility Clarification Facility/North side ,east tunnel wall
| FCL-ACC-F-0903A | Filter, Intake Air, RMF Clarification Building, Dehumidification System D-0603, RMF Building Hallway | FCL-ACC-D-0603 |  |  |  | F | http://www.toronto.ca/TWONTO#00641 | Mechanical Equipment | Dehumidifier, Residue Management Facility Clarification Facility South Clarifier, East wall
| FCL-ACC-F-0903B | Filter, Reactive. Air, RMF Clarification Building, Dehumidification System D-0603, RMF Building Hallway | FCL-ACC-D-0603 |  |  |  | F | http://www.toronto.ca/TWONTO#00641 | Mechanical Equipment | Dehumidifier, Residue Management Facility Clarification Facility South Clarifier, East wall
| FCL-ACC-F-0904A | Filter, Intake Air, RMF Clarification Building, Dehumidification System D-0604, RMF Building Hallway | FCL-ACC-D-0604 |  |  |  | F | http://www.toronto.ca/TWONTO#00641 | Mechanical Equipment | Dehumidifier, Residue Management Facility Clarification Facility/North
| FCL-ACC-F-0904B | Filter, Reactive. Air, RMF Clarification Building, Dehumidification System D-0604, RMF Building Hallway | FCL-ACC-D-0604 |  |  |  | F | http://www.toronto.ca/TWONTO#00641 | Mechanical Equipment | Dehumidifier, Residue Management Facility Clarification Facility/North
| FCL-ACC-F-0905A | Filter, Intake Air, RMF Clarification Building, Dehumidification System D-0605, RMF Building Hallway | FCL-ACC-D-0605 |  |  |  | F | http://www.toronto.ca/TWONTO#00641 | Mechanical Equipment | Dehumidifier, Residue Management Facility Clarification Facility/South
| FCL-ACC-F-0905B | Filter, Reactive. Air, RMF Clarification Building, Dehumidification System D-0605, RMF Building Hallway | FCL-ACC-D-0605 |  |  |  | F | http://www.toronto.ca/TWONTO#00641 | Mechanical Equipment | Dehumidifier, Residue Management Facility Clarification Facility/South
| FCL-ACC-FA-0021 | Smoke Detector, Fire Alarm, Filter Building Lab | FCL-ACC-FLT |  |  |  | FA | http://www.toronto.ca/TWONTO#00362 | Electrical Equipment | Filter Building HVAC Equipment
| FCL-ACC-FA-0022 | Smoke Detector, Fire Alarm, Filter Building Lab | FCL-ACC-FLT |  |  |  | FA | http://www.toronto.ca/TWONTO#00362 | Electrical Equipment | Filter Building HVAC Equipment
| FCL-ACC-FA-0023 | Smoke Detector, Fire Alarm, Filter Building Lab | FCL-ACC-FLT |  |  |  | FA | http://www.toronto.ca/TWONTO#00362 | Electrical Equipment | Filter Building HVAC Equipment
| FCL-ACC-FA-0301 | Smoke Detector, Fire Alarm, Air Handling Unit AHU-0303, Admin Building | FCL-ACC-AHU-0303 |  |  |  | FA | http://www.toronto.ca/TWONTO#00362 | Mechanical Equipment | Air Handling Unit, Roof Top, Admin Building Top of N/E Stairwell
| FCL-ACC-FA-0410 | Smoke Detector, Fire Alarm, High Lift Heating, Back of Control Room Ventilation | FCL-ACC-AHU-0401 |  |  |  | FA | http://www.toronto.ca/TWONTO#00362 | Electrical Equipment | Air Handling Unit, High Lift PS Control Room,Electrical Shop,Basement Office Air Supply,Control Room
| FCL-ACC-FA-0421 | Smoke Detector, Fire Alarm, E House Ceiling North | FCL-ACC |  |  |  | FA | http://www.toronto.ca/TWONTO#00362 | Electrical Equipment | Climate Control (HVAC)
| FCL-ACC-FA-0422 | Smoke Detector, Fire Alarm, E House Ceiling South | FCL-ACC |  |  |  | FA | http://www.toronto.ca/TWONTO#00362 | Electrical Equipment | Climate Control (HVAC)
| FCL-ACC-FA-0601 | Smoke Detector, Fire Alarm, Filter Building East Dehumidification, Pipe Gallery Central | FCL-ACC-FLT |  |  |  | FA | http://www.toronto.ca/TWONTO#00362 | Electrical Equipment | Filter Building HVAC Equipment
| TAB-SLO-V | Compressed Air Equipment, Truck Loading | TAB-SLO-TLF |  |  |  |  | http://www.toronto.ca/TWONTO#00260 | Equipment Location | Biosolid Truck Loadout
| TAB-SA-FN | Compressor Supply Air | TAB-AUX-C |  |  |  |  | http://www.toronto.ca/TWONTO#00260 | Mechanical Equipment | Auxiliary Building - Compressed Service Air Equipment
| FCL-ACC-FN-0012 | Fan (FN-8), Exhaust,workshop and MCC room , Gaseous Chemical Building, Roof | FCL-ACC-CL |  |  |  | FN | http://www.toronto.ca/TWONTO#OWLClass_binid-posum-pozar-motav | Mechanical Equipment | Gaseous Chemical Building HVAC Equipment
| FCL-ACC-FN-0013 | Fan(FN-7) Exhaust, Corridor/Washrooms/Lab, Gaseous Chemical Building, Roof | FCL-ACC-CL |  |  |  | FN | http://www.toronto.ca/TWONTO#OWLClass_binid-posum-pozar-motav | Mechanical Equipment | Gaseous Chemical Building HVAC Equipment
| FCL-ACC-FN-0014 | Fan (FN-29) Exhaust,Washroom & locker rooms, Gaseous Chemical Building, Roof | FCL-ACC-CL |  |  |  | FN | http://www.toronto.ca/TWONTO#OWLClass_binid-posum-pozar-motav | Mechanical Equipment | Gaseous Chemical Building HVAC Equipment
| FCL-ACC-FN-0020 | Fan, Exhaust, 0.75 HP, Filter Building, Lab, Admin Bulidng roof, Acces roof from 2nd floor lunchroom door | FCL-ACC-FLT |  |  |  | FN | http://www.toronto.ca/TWONTO#OWLClass_binid-posum-pozar-motav | Mechanical Equipment | Filter Building HVAC Equipment
| FCL-ACC-FN-0021 | Fan, Exhaust, 0.75 HP, Filter Building, Lab, Admin Bulidng roof, Acces roof from 2nd floor lunchroom door | FCL-ACC-FLT |  |  |  | FN | http://www.toronto.ca/TWONTO#OWLClass_binid-posum-pozar-motav | Mechanical Equipment | Filter Building HVAC Equipment
| FCL-ACC-FN-0109 | Fan, Vane Axial, Low Lift Building, Pump Room Floor , South/East door (on the wall above door) | FCL-ACC-P-LL |  |  |  | FN | http://www.toronto.ca/TWONTO#OWLClass_binid-posum-pozar-motav | Mechanical Equipment | Low Lift Pumping Station HVAC Equipment
| FCL-ACC-FN-0110 | Fan, Propeller, Exhaust, Low Lift Building, Near Chemical Storage N/E(FN-20), Washroom | FCL-ACC-P-LL |  |  |  | FN | http://www.toronto.ca/TWONTO#OWLClass_binid-posum-pozar-motav | Mechanical Equipment | Low Lift Pumping Station HVAC Equipment
| FCL-ACC-FN-0114 | Fan, Propeller, Exhaust, Low Lift Building, Electric Room S/W (FN-17A) , MCC Room | FCL-ACC-P-LL |  |  |  | FN | http://www.toronto.ca/TWONTO#OWLClass_binid-posum-pozar-motav | Mechanical Equipment | Low Lift Pumping Station HVAC Equipment
| FCL-ACC-FN-0115 | Fan, Propeller, Exhaust, Low Lift Building, Electric Room W (FN-17B), MCC Room | FCL-ACC-P-LL |  |  |  | FN | http://www.toronto.ca/TWONTO#OWLClass_binid-posum-pozar-motav | Mechanical Equipment | Low Lift Pumping Station HVAC Equipment
| FCL-ACC-FN-0302 | Fan Hood, Admin Building Second Floor, Kitchen 213 West | FCL-ACC-ADMIN |  |  |  | FN | http://www.toronto.ca/TWONTO#OWLClass_binid-posum-pozar-motav | Mechanical Equipment | Administration Building HVAC Equipment
| FCL-ACC-FN-0303 | Fan, Roof, Sanitary, Admin Building Second Floor, Female Washroom | FCL-ACC-ADMIN |  |  |  | FN | http://www.toronto.ca/TWONTO#OWLClass_binid-posum-pozar-motav | Mechanical Equipment | Administration Building HVAC Equipment
| FCL-ACC-FN-0408 | Fan, Propeller, Exhaust, High Lift Switchgear Room North/West | FCL-ACC-P-HL |  |  |  | FN | http://www.toronto.ca/TWONTO#OWLClass_binid-posum-pozar-motav | Mechanical Equipment | High Lift Pumping Station HVAC Equipment
| FCL-ACC-FN-0414 | Fan, Wall Propeller, High Lift Electrical Shop | FCL-ACC-P-HL |  |  |  | FN | http://www.toronto.ca/TWONTO#OWLClass_binid-posum-pozar-motav | Mechanical Equipment | High Lift Pumping Station HVAC Equipment
| FCL-ACC-FN-0415 | Fan, Wall Propeller, High Lift Electrical Shop | FCL-ACC-P-HL |  |  |  | FN | http://www.toronto.ca/TWONTO#OWLClass_binid-posum-pozar-motav | Mechanical Equipment | High Lift Pumping Station HVAC Equipment
| FCL-ACC-FN-0421 | Fan, Supply, E House, South Wall | FCL-ACC |  |  |  | FN | http://www.toronto.ca/TWONTO#OWLClass_binid-posum-pozar-motav | Mechanical Equipment | Climate Control (HVAC)
| FCL-ACC-FN-0606 | Exhaust Fan, Residue Management Facility Clarification Facility Electrical Distribution Room | FCL-ACC-RMF |  |  |  | FN | http://www.toronto.ca/TWONTO#OWLClass_binid-posum-pozar-motav | Mechanical Equipment | Residue Management HVAC Equipment
| FCL-ACC-FN-0607 | Exhaust Fan, Residue Management Facility Clarification Facility Pump Room/North | FCL-ACC-RMF |  |  |  | FN | http://www.toronto.ca/TWONTO#OWLClass_binid-posum-pozar-motav | Mechanical Equipment | Residue Management HVAC Equipment
| FCL-ACC-FN-0608 | Exhaust Fan, Residue Management Facility Clarification Facility Pump Room/South | FCL-ACC-RMF |  |  |  | FN | http://www.toronto.ca/TWONTO#OWLClass_binid-posum-pozar-motav | Mechanical Equipment | Residue Management HVAC Equipment
| FCL-ACC-FN-0901 | Fan, Exhaust, (FN-0001), 0.04kW. RMF, Clarification Facility, Washroom Exhaust Fan | FCL-ACC-RMF |  |  |  | FN | http://www.toronto.ca/TWONTO#OWLClass_binid-posum-pozar-motav | Mechanical Equipment | Residue Management HVAC Equipment
| FCL-ACC-FN-0902 | Fan, Exhaust, (FN-0002), 1.5kW. RMF, Clarification Facility, HVAC Room 1 | FCL-ACC-RMF |  |  |  | FN | http://www.toronto.ca/TWONTO#OWLClass_binid-posum-pozar-motav | Mechanical Equipment | Residue Management HVAC Equipment
| FCL-ACC-FN-0903 | Fan, Exhaust, (FN-0003), 1.5kW. RMF, Clarification Facility, HVAC Room 2 | FCL-ACC-RMF |  |  |  | FN | http://www.toronto.ca/TWONTO#OWLClass_binid-posum-pozar-motav | Mechanical Equipment | Residue Management HVAC Equipment
| FCL-ACC-FN-0904 | Fan, Exhaust, (FN-0003), 1.5kW. RMF, Centrifuge Building, HVAC Room | FCL-ACC-RMF |  |  |  | FN | http://www.toronto.ca/TWONTO#OWLClass_binid-posum-pozar-motav | Mechanical Equipment | Residue Management HVAC Equipment
| FCL-ACC-FN-405,6,7 | Pump Stn. Vent. (FN-0405,6,7) FN-23, 26-1,26-2 | FCL-ACC |  |  |  | FN | http://www.toronto.ca/TWONTO#OWLClass_binid-posum-pozar-motav | Equipment Location | Climate Control (HVAC)
| FCL-ACC-FN-405,6,7 | Pump Stn. Vent. (FN-0405,6,7) FN-23, 26-1,26-2 | FCL-ACC-P-HL |  |  |  | FN | http://www.toronto.ca/TWONTO#OWLClass_binid-posum-pozar-motav | Equipment Location | High Lift Pumping Station HVAC Equipment
| FCL-ACC-FN-408,9,10 | Switchgear Rm. Vent. Sys. (FN-0408,09,10) FN-51, HU-3A,B | FCL-ACC-P-HL |  |  |  | FN | http://www.toronto.ca/TWONTO#OWLClass_binid-posum-pozar-motav | Equipment Location | High Lift Pumping Station HVAC Equipment
| FCL-ACC-FN-408,9,10 | Switchgear Rm. Vent. Sys. (FN-0408,09,10) FN-51, HU-3A,B | FCL-ACC |  |  |  | FN | http://www.toronto.ca/TWONTO#OWLClass_binid-posum-pozar-motav | Equipment Location | Climate Control (HVAC)
| FCL-ACC-FN-704,5 | Chlor.&Sulph. Dio.Mah. Rm.Stor.Vent.Sys.FN-0704(FN-4) & FN-0705(FN-5) | FCL-ACC |  |  |  | FN | http://www.toronto.ca/TWONTO#OWLClass_binid-posum-pozar-motav | Equipment Location | Climate Control (HVAC)
| FCL-ACC-FN-704,5 | Chlor.&Sulph. Dio.Mah. Rm.Stor.Vent.Sys.FN-0704(FN-4) & FN-0705(FN-5) | FCL-ACC-CL |  |  |  | FN | http://www.toronto.ca/TWONTO#OWLClass_binid-posum-pozar-motav | Equipment Location | Gaseous Chemical Building HVAC Equipment
| THR-AI-C-WA4 | Compressor, Instrument Air | THR-FT |  |  |  |  | http://www.toronto.ca/TWONTO#00260 | Equipment Location | Final Tank
| THR-OCS-C | Compressor, Ozone Generator, Odour Control | THR-OCS |  |  |  |  | http://www.toronto.ca/TWONTO#00260 | Equipment Location | Odour Control System
| THR-OCS-C | Compressor, Ozone Generator, Odour Control | THR-OCS-OZ |  |  |  |  | http://www.toronto.ca/TWONTO#00260 | Equipment Location | Odour Control System, Ozonator
| ECC-OFFICE | Computer Location | ECC-ADMIN-BLDG |  |  |  |  | http://www.toronto.ca/TWONTO#00260 | Equipment Location | Building Location
| FCL-EUS-CONTROL-ROOM | Computer Location | FCL-ADM-BLDG |  |  |  |  | http://www.toronto.ca/TWONTO#00260 | Equipment Location | Building Location
| FCL-ACC-FS-0408 | Switch, Loss of Air Flow, Supply Air to Back of Control Room, High Lift Heating and Ventilation Room | FCL-ACC-AHU-0401 |  |  |  | FS | http://www.toronto.ca/TWONTO#00367 | Electrical Equipment | Air Handling Unit, High Lift PS Control Room,Electrical Shop,Basement Office Air Supply,Control Room
| FCL-ACC-FS-0411 | Switch, Loss of Air Flow, High Lift Switchgear Room Ventilation, High Lift PS Corridor | FCL-ACC-FN-0406 |  |  |  | FS | http://www.toronto.ca/TWONTO#00367 | Electrical Equipment | Fan, Exhaust, High Lift PS Roof S/W
| FCL-ACC-HE-0105 | Heat Exchanger, Pump Room East Recirculation System, Low Lift Pump Room E | FCL-ACC-P-LL |  |  |  | HE | http://www.toronto.ca/TWONTO#00416 | Mechanical Equipment | Low Lift Pumping Station HVAC Equipment
| FCL-ACC-HE-0106 | Heat Exchanger, Pump Room West Recirculation System, Low Lift Pump Room W | FCL-ACC-P-LL |  |  |  | HE | http://www.toronto.ca/TWONTO#00416 | Mechanical Equipment | Low Lift Pumping Station HVAC Equipment
| FCL-ACC-HE-0203 | Heat Exchanger, Cooling Coil, AHU-0203, Dry Chemical Building | FCL-ACC-AHU-0203 |  |  |  | HE | http://www.toronto.ca/TWONTO#00416 | Mechanical Equipment | Air Handling Unit(Heat Pump- HU 4), Lunch/Locker/Meeting Room Heat Pump System, Dry Chemical Building Locker Room, low lift area
| FCL-ACC-HE-0301 | Heat Exchanger, Gas, AHU-0303, Admin Building | FCL-ACC-AHU-0303 |  |  |  | HE | http://www.toronto.ca/TWONTO#00416 | Mechanical Equipment | Air Handling Unit, Roof Top, Admin Building Top of N/E Stairwell
| FCL-ACC-HE-0302 | Heat Exchanger, Cooling Coil, AHU-0303, Admin Building | FCL-ACC-AHU-0303 |  |  |  | HE | http://www.toronto.ca/TWONTO#00416 | Mechanical Equipment | Air Handling Unit, Roof Top, Admin Building Top of N/E Stairwell
| FCL-ACC-HE-0407 | Heat Exchanger, Cooling Coil, FN-0409 Exhaust, High Lift Switchgear Room Ventilation, Elec.Equipment Rm | FCL-ACC-FN-0409 |  |  |  | HE | http://www.toronto.ca/TWONTO#00416 | Mechanical Equipment | Destiny Air Handling Unit- High Lift Corridor S/W
| FCL-ACC-HE-0408 | Heat Exchanger, Cooling Coil, FN-0410 Exhaust, High Lift Switchgear Room Ventilation, Elec.Equipment Rm | FCL-ACC-FN-0410 |  |  |  | HE | http://www.toronto.ca/TWONTO#00416 | Mechanical Equipment | Destiny Air Handling unit- High Lift Corridor S/E
| FCL-ACC-HE-0409 | Heat Exchanger, Cooling Coil, AHU-0410, High Lift Air Supply | FCL-ACC-AHU-0401 |  |  |  | HE | http://www.toronto.ca/TWONTO#00416 | Mechanical Equipment | Air Handling Unit, High Lift PS Control Room,Electrical Shop,Basement Office Air Supply,Control Room
| FCL-ACC-HE-0501 | Heat Exchanger, Cooling Coil, D-0501 ,Filter Building, East Dehumidification System | FCL-ACC-D-0501 |  |  |  | HE | http://www.toronto.ca/TWONTO#00416 | Mechanical Equipment | Dehumidifier, Filter Building East Dehumidication System, Filter Pipe Gallery East
| FCL-ACC-HE-0601 | Heat Exchanger, Cooling Coil, D-0601 ,Filter Building, East Dehumidification System | FCL-ACC-D-0601 |  |  |  | HE | http://www.toronto.ca/TWONTO#00416 | Mechanical Equipment | Dehumidifier, Filter Building West Dehumidication System, Filter Pipe Gallery West
| FCL-ACC-HTR-0002 | Heater, Unit, Electric, 15kW, Gaseous Chemical Building, Cl & SO2 Storage Room N/W | FCL-ACC-CL |  |  |  | HTR | http://www.toronto.ca/TWONTO#00418 | Electrical Equipment | Gaseous Chemical Building HVAC Equipment
| FCL-ACC-HTR-0003 | Heater, Unit, Electric, 15kW, Gaseous Chemical Building, Cl & SO2 Storage Room N | FCL-ACC-CL |  |  |  | HTR | http://www.toronto.ca/TWONTO#00418 | Electrical Equipment | Gaseous Chemical Building HVAC Equipment
| FCL-ACC-HTR-0004 | Heater, Unit, Electric, 15kW, Gaseous Chemical Building, Cl & SO2 Storage Room N | FCL-ACC-CL |  |  |  | HTR | http://www.toronto.ca/TWONTO#00418 | Electrical Equipment | Gaseous Chemical Building HVAC Equipment
| FCL-ACC-HTR-0005 | Heater, Unit, Electric, 15kW, Gaseous Chemical Building, Cl & SO2 Storage Room N/E | FCL-ACC-CL |  |  |  | HTR | http://www.toronto.ca/TWONTO#00418 | Electrical Equipment | Gaseous Chemical Building HVAC Equipment
| FCL-ACC-HTR-0006 | Heater, Unit, Electric, 15kW, Gaseous Chemical Building, Cl & SO2 Storage Room s | FCL-ACC-CL |  |  |  | HTR | http://www.toronto.ca/TWONTO#00418 | Electrical Equipment | Gaseous Chemical Building HVAC Equipment
| FCL-ACC-HTR-0007 | Heater, Unit, Electric, 15kW, Gaseous Chemical Building, Cl & SO2 Storage Room S | FCL-ACC-CL |  |  |  | HTR | http://www.toronto.ca/TWONTO#00418 | Electrical Equipment | Gaseous Chemical Building HVAC Equipment
| FCL-ACC-HTR-0008 | Heater, Unit, Electric, 15kW, Gaseous Chemical Building, Cl & SO2 Machine Room S | FCL-ACC-CL |  |  |  | HTR | http://www.toronto.ca/TWONTO#00418 | Electrical Equipment | Gaseous Chemical Building HVAC Equipment
| FCL-ACC-HTR-0009 | Heater, Unit, Electric, 15kW, Gaseous Chemical Building, Cl & SO2 Machine Room S | FCL-ACC-CL |  |  |  | HTR | http://www.toronto.ca/TWONTO#00418 | Electrical Equipment | Gaseous Chemical Building HVAC Equipment
| FCL-ACC-HTR-0010 | Heater, Unit, Electric, 15kW, Gaseous Chemical Building, Cl & SO2 Machine Room S | FCL-ACC-CL |  |  |  | HTR | http://www.toronto.ca/TWONTO#00418 | Electrical Equipment | Gaseous Chemical Building HVAC Equipment
| FCL-ACC-HTR-0011 | Heater, Unit, Electric, 15kW, Gaseous Chemical Building, Cl & SO2 Machine Room N/E | FCL-ACC-CL |  |  |  | HTR | http://www.toronto.ca/TWONTO#00418 | Electrical Equipment | Gaseous Chemical Building HVAC Equipment
| FCL-ACC-HTR-0012 | Heater, Unit, Electric, (UH-15K), 15kW, Gaseous Chemical Building, Cl & So2 Machine Room North | FCL-ACC-CL |  |  |  | HTR | http://www.toronto.ca/TWONTO#00418 | Electrical Equipment | Gaseous Chemical Building HVAC Equipment
| FCL-ACC-HTR-0013 | Heater, Unit, Electric, 3kW, Gaseous Chemical Building, Cl2&SO2 Storage Room W | FCL-ACC-CL |  |  |  | HTR | http://www.toronto.ca/TWONTO#00418 | Electrical Equipment | Gaseous Chemical Building HVAC Equipment
| FCL-ACC-HTR-0014 | Heater, Unit, Electric, 3kW, Gaseous Chemical Building, Cl2&SO2 Storage Room S/W | FCL-ACC-CL |  |  |  | HTR | http://www.toronto.ca/TWONTO#00418 | Electrical Equipment | Gaseous Chemical Building HVAC Equipment
| FCL-ACC-HTR-0018 | Heater, Unit, Electric, 3kW, Gaseous Chemical Building, Cl2&SO2 Storage Room S/W | FCL-ACC-CL |  |  |  | HTR | http://www.toronto.ca/TWONTO#00418 | Electrical Equipment | Gaseous Chemical Building HVAC Equipment
| FCL-ACC-HTR-0030 | Heater, Convection, Electric, 2kW, Gaseous Chemical Building, MCC Room N/W | FCL-ACC-CL |  |  |  | HTR | http://www.toronto.ca/TWONTO#00418 | Electrical Equipment | Gaseous Chemical Building HVAC Equipment
| FCL-ACC-HTR-0031A | Heater, Convection, Electric, 2kW, Gaseous Chemical Building, Corridor to MCC Room W | FCL-ACC-CL |  |  |  | HTR | http://www.toronto.ca/TWONTO#00418 | Electrical Equipment | Gaseous Chemical Building HVAC Equipment
| FCL-ACC-HTR-0031B | Heater, Convection, Electric, 2kW, Gaseous Chemical Building, Corridor to MCC Room S | FCL-ACC-CL |  |  |  | HTR | http://www.toronto.ca/TWONTO#00418 | Electrical Equipment | Gaseous Chemical Building HVAC Equipment
| FCL-ACC-HTR-0032 | Heater, Convection, Electric, 2kW, Gaseous Chemical Building, MCC Room N/E | FCL-ACC-CL |  |  |  | HTR | http://www.toronto.ca/TWONTO#00418 | Electrical Equipment | Gaseous Chemical Building HVAC Equipment
| FCL-ACC-HTR-0033 | Heater, Convection, Electric, 2kW, Gaseous Chemical Building, Fluoride Room N | FCL-ACC-CL |  |  |  | HTR | http://www.toronto.ca/TWONTO#00418 | Electrical Equipment | Gaseous Chemical Building HVAC Equipment
| FCL-ACC-HTR-0034 | Heater, Convection, Electric, 2kW, Gaseous Chemical Building, Caustic Soda Storage Room W | FCL-ACC-CL |  |  |  | HTR | http://www.toronto.ca/TWONTO#00418 | Electrical Equipment | Gaseous Chemical Building HVAC Equipment
| FCL-ACC-HTR-0035 | Heater, Convection, Electric, 2kW, Gaseous Chemical Building, West Stairs First Floor | FCL-ACC-CL |  |  |  | HTR | http://www.toronto.ca/TWONTO#00418 | Electrical Equipment | Gaseous Chemical Building HVAC Equipment
| FCL-ACC-HTR-0036A | Heater, Convection, Electric, 2kW, Gaseous Chemical Building, Entrance to Storage Area W | FCL-ACC-CL |  |  |  | HTR | http://www.toronto.ca/TWONTO#00418 | Electrical Equipment | Gaseous Chemical Building HVAC Equipment
| FCL-ACC-HTR-0036B | Heater, Convection, Electric, 2kW, Gaseous Chemical Building, Entrance to Storage Area W | FCL-ACC-CL |  |  |  | HTR | http://www.toronto.ca/TWONTO#00418 | Electrical Equipment | Gaseous Chemical Building HVAC Equipment
| FCL-ACC-HTR-0037A | Heater, Convection, Electric, 3kW, Gaseous Chemical Building, Ammonia Storage Room W | FCL-ACC-CL |  |  |  | HTR | http://www.toronto.ca/TWONTO#00418 | Electrical Equipment | Gaseous Chemical Building HVAC Equipment
| FCL-ACC-HTR-0037B | Heater, Convection, Electric, 3kW, Gaseous Chemical Building, Ammonia Storage Room W | FCL-ACC-CL |  |  |  | HTR | http://www.toronto.ca/TWONTO#00418 | Electrical Equipment | Gaseous Chemical Building HVAC Equipment
| FCL-ACC-HTR-0038A | Heater, Convection, Electric, 3kW, Gaseous Chemical Building, Ammonia Storage Room N | FCL-ACC-CL |  |  |  | HTR | http://www.toronto.ca/TWONTO#00418 | Electrical Equipment | Gaseous Chemical Building HVAC Equipment
| FCL-ACC-HTR-0038B | Heater, Convection, Electric, 3kW, Gaseous Chemical Building, Ammonia Storage Room N | FCL-ACC-CL |  |  |  | HTR | http://www.toronto.ca/TWONTO#00418 | Electrical Equipment | Gaseous Chemical Building HVAC Equipment
| FCL-ACC-HTR-0039 | Heater, Unit, Electrical, 5kW, Gaseous Chemical Building, Ammonia Storage Room N/E | FCL-ACC-CL |  |  |  | HTR | http://www.toronto.ca/TWONTO#00418 | Electrical Equipment | Gaseous Chemical Building HVAC Equipment
| FCL-ACC-HTR-0040 | Heater, Unit, Electrical, 5kW, Gaseous Chemical Building, Ammonia Storage Room E | FCL-ACC-CL |  |  |  | HTR | http://www.toronto.ca/TWONTO#00418 | Electrical Equipment | Gaseous Chemical Building HVAC Equipment
| FCL-ACC-HTR-0041 | Heater, Convection, Electric, 2kW, Gaseous Chemical Building, East Stairs | FCL-ACC-CL |  |  |  | HTR | http://www.toronto.ca/TWONTO#00418 | Electrical Equipment | Gaseous Chemical Building HVAC Equipment
| FCL-ACC-HTR-0042 | Heater, Convection, Electric, 2kW, Gaseous Chemical Building, West Stairs Second Floor | FCL-ACC-CL |  |  |  | HTR | http://www.toronto.ca/TWONTO#00418 | Electrical Equipment | Gaseous Chemical Building HVAC Equipment
| FCL-ACC-HTR-0043 | Heater, Convection, Electric, 2kW, Gaseous Chemical Building, Locker Room Second Floor W | FCL-ACC-CL |  |  |  | HTR | http://www.toronto.ca/TWONTO#00418 | Electrical Equipment | Gaseous Chemical Building HVAC Equipment
| FCL-ACC-HTR-0044 | Heater, Convection, Electric, 2kW, Gaseous Chemical Building, Washroom Second Floor E | FCL-ACC-CL |  |  |  | HTR | http://www.toronto.ca/TWONTO#00418 | Electrical Equipment | Gaseous Chemical Building HVAC Equipment
| FCL-ACC-HTR-0045 | Heater, Convection, Electric, 2kW, Gaseous Chemical Building, Lab S | FCL-ACC-CL |  |  |  | HTR | http://www.toronto.ca/TWONTO#00418 | Electrical Equipment | Gaseous Chemical Building HVAC Equipment
| FCL-ACC-HTR-0046 | Heater, Convection, Electric, 2kW, Gaseous Chemical Building, Janitor Room | FCL-ACC-CL |  |  |  | HTR | http://www.toronto.ca/TWONTO#00418 | Electrical Equipment | Gaseous Chemical Building HVAC Equipment
| FCL-ACC-HTR-0047 | Heater, Convection, Electric, 2kW, Gaseous Chemical Building, Caustic Soda Room N/E | FCL-ACC-CL |  |  |  | HTR | http://www.toronto.ca/TWONTO#00418 | Electrical Equipment | Gaseous Chemical Building HVAC Equipment
| FCL-ACC-HTR-0048 | Heater, Convection, Electric, 3kW, Gaseous Chemical Building | FCL-ACC-CL |  |  |  | HTR | http://www.toronto.ca/TWONTO#00418 | Electrical Equipment | Gaseous Chemical Building HVAC Equipment
| MAIN-236 | Main 236 | WTR-MT1 |  |  |  |  | http://www.toronto.ca/TWONTO#00804 | Sub-Process | Work Area 1 EAST Mains and Chambers
| MAIN-237 | Main 237 | WTR-LWA |  |  |  |  | http://www.toronto.ca/TWONTO#00804 | Sub-Process | Work Area 2 Central Mains and Chambers
| MAIN-238 | Main 238 | WTR-MT1 |  |  |  |  | http://www.toronto.ca/TWONTO#00804 | Sub-Process | Work Area 1 EAST Mains and Chambers
| FCL-ACC-HTR-0053 | Heater, Convection, Electric, Gaseous Chemical Building, Lunch Room | FCL-ACC-CL |  |  |  | HTR | http://www.toronto.ca/TWONTO#00418 | Electrical Equipment | Gaseous Chemical Building HVAC Equipment
| FCL-ACC-HTR-0107 | Heater, (CH-13) Convention, Electric, 1kW, Low Lift Building, Pump Room Basement Stairwell S/E | FCL-ACC-P-LL |  |  |  | HTR | http://www.toronto.ca/TWONTO#00418 | Electrical Equipment | Low Lift Pumping Station HVAC Equipment
| FCL-ACC-HTR-0108 | Heater, (CH-13) Convention, Electric, 1kW, Low Lift Building, Pump Room Stairwell S/W | FCL-ACC-P-LL |  |  |  | HTR | http://www.toronto.ca/TWONTO#00418 | Electrical Equipment | Low Lift Pumping Station HVAC Equipment
| FCL-ACC-HTR-0109 | Heater, (CH-11) Convention, Electric, 750W, Low Lift Building, Pump Room West Wall | FCL-ACC-P-LL |  |  |  | HTR | http://www.toronto.ca/TWONTO#00418 | Electrical Equipment | Low Lift Pumping Station HVAC Equipment
| FCL-ACC-HTR-0110 | Heater, (CH-11) Convention, Electric, 750W, Low Lift Building, Pump Room West Wall | FCL-ACC-P-LL |  |  |  | HTR | http://www.toronto.ca/TWONTO#00418 | Electrical Equipment | Low Lift Pumping Station HVAC Equipment
| FCL-ACC-HTR-0111 | Heater, (CH-11) Convention, Electric, 750W, Low Lift Building, Pump Room West Wall | FCL-ACC-P-LL |  |  |  | HTR | http://www.toronto.ca/TWONTO#00418 | Electrical Equipment | Low Lift Pumping Station HVAC Equipment
| FCL-ACC-HTR-0112 | Heater, (CH-11) Convention, Electric, 750W, Low Lift Building, Pump Room West Wall | FCL-ACC-P-LL |  |  |  | HTR | http://www.toronto.ca/TWONTO#00418 | Electrical Equipment | Low Lift Pumping Station HVAC Equipment
| FCL-ACC-HTR-0113 | Heater, (CH-11) Convention, Electric, 750W, Low Lift Building, Pump Room West Wall | FCL-ACC-P-LL |  |  |  | HTR | http://www.toronto.ca/TWONTO#00418 | Electrical Equipment | Low Lift Pumping Station HVAC Equipment
| FCL-ACC-HTR-0114 | Heater, (CH-11) Convention, Electric, 750W, Low Lift Building, Pump Room West Wall | FCL-ACC-P-LL |  |  |  | HTR | http://www.toronto.ca/TWONTO#00418 | Electrical Equipment | Low Lift Pumping Station HVAC Equipment
| FCL-ACC-HTR-0115 | Heater, (CH-11) Convention, Electric, 750W, Low Lift Building, Pump Room West Wall | FCL-ACC-P-LL |  |  |  | HTR | http://www.toronto.ca/TWONTO#00418 | Electrical Equipment | Low Lift Pumping Station HVAC Equipment
| FCL-ACC-HTR-0116 | Heater, (CH-11) Convention, Electric, 750W, Low Lift Building, Pump Room West Wall | FCL-ACC-P-LL |  |  |  | HTR | http://www.toronto.ca/TWONTO#00418 | Electrical Equipment | Low Lift Pumping Station HVAC Equipment
| FCL-ACC-HTR-0117 | Heater, (CH-11) Convention, Electric, 750W, Low Lift Building, Pump Room West Wall | FCL-ACC-P-LL |  |  |  | HTR | http://www.toronto.ca/TWONTO#00418 | Electrical Equipment | Low Lift Pumping Station HVAC Equipment
| FCL-ACC-HTR-0118 | Heater, (CH-16) Convention, Electric, 3kW, Low Lift Building, Pump Room Stairwell E | FCL-ACC-P-LL |  |  |  | HTR | http://www.toronto.ca/TWONTO#00418 | Electrical Equipment | Low Lift Pumping Station HVAC Equipment
| FCL-ACC-HTR-0119 | Heater, (CH-16) Convention, Electric, 3kW, Low Lift Building, Pump Room Stairwell E | FCL-ACC-P-LL |  |  |  | HTR | http://www.toronto.ca/TWONTO#00418 | Electrical Equipment | Low Lift Pumping Station HVAC Equipment
| FCL-ACC-HTR-0121 | Heater, (CH-16) Convection, Electric, 500W, Chemical Building, Electric Room S/E | FCL-ACC-CL |  |  |  | HTR | http://www.toronto.ca/TWONTO#00418 | Electrical Equipment | Gaseous Chemical Building HVAC Equipment
| FCL-ACC-HTR-0212 | Heater, Unit, Electric, 3kW, Low Lift PS Building Gallery N/E | FCL-ACC-P-LL |  |  |  | HTR | http://www.toronto.ca/TWONTO#00418 | Electrical Equipment | Low Lift Pumping Station HVAC Equipment
| FCL-ACC-HTR-0213 | Heater, Unit, Electric, 3kW, Low Lift PS Building Gallery S/E | FCL-ACC-P-LL |  |  |  | HTR | http://www.toronto.ca/TWONTO#00418 | Electrical Equipment | Low Lift Pumping Station HVAC Equipment
| FCL-ACC-HTR-0214 | Heater, (CH-11) Convention, Electric, 750W, Dry Chemical Building Lobby, South | FCL-ACC-P-LL |  |  |  | HTR | http://www.toronto.ca/TWONTO#00418 | Electrical Equipment | Low Lift Pumping Station HVAC Equipment
| FCL-ACC-HTR-0215 | Heater, (CH-11) Convention, Electric, 750W, Dry Chemical Building Lobby, North | FCL-ACC-P-LL |  |  |  | HTR | http://www.toronto.ca/TWONTO#00418 | Electrical Equipment | Low Lift Pumping Station HVAC Equipment
| FCL-ACC-HTR-0239 | Heater, (UH-2R)), Unit, Electric, Dry Chemical Building Loading Area | FCL-ACC-P-LL |  |  |  | HTR | http://www.toronto.ca/TWONTO#00418 | Electrical Equipment | Low Lift Pumping Station HVAC Equipment
| FCL-ACC-HTR-0252 | Heater, Convection, Electric, (CH-2E), 1kW, Dry Chemical Building Stairwell E | FCL-ACC-P-LL |  |  |  | HTR | http://www.toronto.ca/TWONTO#00418 | Electrical Equipment | Low Lift Pumping Station HVAC Equipment
| FCL-ACC-HTR-0253 | Heater, Convection, Electric, (CH-2F), 1kW, Dry Chemical Building Stairwell E | FCL-ACC-P-LL |  |  |  | HTR | http://www.toronto.ca/TWONTO#00418 | Electrical Equipment | Low Lift Pumping Station HVAC Equipment
| FCL-ACC-HTR-0254 | Heater, Convection, Electric, (CH-2D), 1kW, Dry Chemical Building Stairwell W | FCL-ACC-P-LL |  |  |  | HTR | http://www.toronto.ca/TWONTO#00418 | Electrical Equipment | Low Lift Pumping Station HVAC Equipment
| FCL-ACC-HTR-0255 | Heater, Convection, Electric, (CH-1B), 2kW, Dry Chemical Building Change Room | FCL-ACC-P-LL |  |  |  | HTR | http://www.toronto.ca/TWONTO#00418 | Electrical Equipment | Low Lift Pumping Station HVAC Equipment
| FCL-ACC-HTR-0256 | Heater, Baseboard, Electric, (BH-1A), 500W, Dry Chemical Building Locker Room | FCL-ACC-P-LL |  |  |  | HTR | http://www.toronto.ca/TWONTO#00418 | Electrical Equipment | Low Lift Pumping Station HVAC Equipment
| FCL-ACC-HTR-0257 | Heater, Convention, Electric, (CH-2C), 2kW, Dry Chemical Building Locker Room | FCL-ACC-P-LL |  |  |  | HTR | http://www.toronto.ca/TWONTO#00418 | Electrical Equipment | Low Lift Pumping Station HVAC Equipment
| FCL-ACC-HTR-0261 | Heater Radiant, Electric (RD-1A), 2kW, Flocculation/Sedimentation Tank No.3 Lower Gallery | FCL-ACC-P-HL |  |  |  | HTR | http://www.toronto.ca/TWONTO#00418 | Electrical Equipment | High Lift Pumping Station HVAC Equipment
| FCL-ACC-HTR-0262 | Heater Radiant, Electric (RD-1B), 2kW, Flocculation/Sedimentation Tank No.3 Lower Gallery | FCL-ACC-P-HL |  |  |  | HTR | http://www.toronto.ca/TWONTO#00418 | Electrical Equipment | High Lift Pumping Station HVAC Equipment
| FCL-ACC-HTR-0263 | Heater Radiant, Electric (RD-1C), 2kW, Flocculation/Sedimentation Tank No.3 Lower Gallery, Mazzanne level | FCL-ACC-P-HL |  |  |  | HTR | http://www.toronto.ca/TWONTO#00418 | Electrical Equipment | High Lift Pumping Station HVAC Equipment
| FCL-ACC-HTR-0264 | Heater Radiant, Electric (RD-1D), 2kW, Flocculation/Sedimentation Tank Lower Gallery | FCL-ACC-P-HL |  |  |  | HTR | http://www.toronto.ca/TWONTO#00418 | Electrical Equipment | High Lift Pumping Station HVAC Equipment
| FCL-ACC-HTR-0265 | Heater Radiant, Electric (RD-2A), 2kW, Dry Chemical Building | FCL-ACC-P-LL |  |  |  | HTR | http://www.toronto.ca/TWONTO#00418 | Electrical Equipment | Low Lift Pumping Station HVAC Equipment
| FCL-ACC-HTR-0266 | Heater Radiant, Electric (RD-2B), 2kW, Dry Chemical Building | FCL-ACC-P-LL |  |  |  | HTR | http://www.toronto.ca/TWONTO#00418 | Electrical Equipment | Low Lift Pumping Station HVAC Equipment
| FCL-ACC-HTR-0301 | Heater, Fan Coil Unit, 208V, 3PH, High Lift/Admin Building Vestibule 130, Ground Floor | FCL-ACC-ADMIN |  |  |  | HTR | http://www.toronto.ca/TWONTO#00418 | Electrical Equipment | Administration Building HVAC Equipment
| FCL-ACC-HTR-0302 | Heater, Re-Heat Unit, 208V, High Lift/Admin Building Vestibule 123, First Floor Ceiling | FCL-ACC-ADMIN |  |  |  | HTR | http://www.toronto.ca/TWONTO#00418 | Electrical Equipment | Administration Building HVAC Equipment
| FCL-ACC-HTR-0303 | Heater, Baseboard, 208V, 1.25kW, High Lift/Admin Building, First Floor, Women's Washroom | FCL-ACC-ADMIN |  |  |  | HTR | http://www.toronto.ca/TWONTO#00418 | Electrical Equipment | Administration Building HVAC Equipment
| FCL-ACC-HTR-0304 | Heater, Baseboard, 208V, 1kW, Admin Building, First Floor, Mens Wash Room 120 West Wall | FCL-ACC-ADMIN |  |  |  | HTR | http://www.toronto.ca/TWONTO#00418 | Electrical Equipment | Administration Building HVAC Equipment
| FCL-ACC-HTR-0305 | Heater, Re-Heat Unit, 208 V, 3PH, Admin Building, First Floor, Mens Change Room 121, Ceiling | FCL-ACC-ADMIN |  |  |  | HTR | http://www.toronto.ca/TWONTO#00418 | Electrical Equipment | Administration Building HVAC Equipment
| FCL-ACC-HTR-0306 | Heater, Baseboard, 208V, 750W, Admin Building, First Floor, Mens Wash Room 120 West Wall | FCL-ACC-ADMIN |  |  |  | HTR | http://www.toronto.ca/TWONTO#00418 | Electrical Equipment | Administration Building HVAC Equipment
| FCL-ACC-HTR-0307 | Heater, Re-Heat Unit, 208V, Admin Building, First Floor, Corridor 103, Ceiling South | FCL-ACC-ADMIN |  |  |  | HTR | http://www.toronto.ca/TWONTO#00418 | Electrical Equipment | Administration Building HVAC Equipment
| FCL-ACC-HTR-0308 | Heater, Re-Heat Unit, 208V, Admin Building, First Floor, Corridor 103, Ceiling South | FCL-ACC-ADMIN |  |  |  | HTR | http://www.toronto.ca/TWONTO#00418 | Electrical Equipment | Administration Building HVAC Equipment
| FCL-ACC-HTR-0309 | Heater, Re-Heat Unit, 208V, 3PH, Admin Building, First Floor, Corridor 103, Ceiling North | FCL-ACC-ADMIN |  |  |  | HTR | http://www.toronto.ca/TWONTO#00418 | Electrical Equipment | Administration Building HVAC Equipment
| FCL-ACC-HTR-0310 | Heater, Re-Heat Unit, 208V, Admin Building, First Floor, Corridor 103, Ceiling North | FCL-ACC-ADMIN |  |  |  | HTR | http://www.toronto.ca/TWONTO#00418 | Electrical Equipment | Administration Building HVAC Equipment
| FCL-ACC-HTR-0311 | Heater, Baseboard, 208V, 2kW, Admin Building, First Floor, Lunch Room 113, East Wall South | FCL-ACC-ADMIN |  |  |  | HTR | http://www.toronto.ca/TWONTO#00418 | Electrical Equipment | Administration Building HVAC Equipment
| FCL-ACC-HTR-0312 | Heater, Baseboard, 208V, 1kW, Admin Building, First Floor, Lunch Room 113, East Wall North | FCL-ACC-ADMIN |  |  |  | HTR | http://www.toronto.ca/TWONTO#00418 | Electrical Equipment | Administration Building HVAC Equipment
| FCL-ACC-HTR-0313 | Heater, Baseboard, 208V, 750W, Admin Building, First Floor, Storage Room 108, East Wall | FCL-ACC-ADMIN |  |  |  | HTR | http://www.toronto.ca/TWONTO#00418 | Electrical Equipment | Administration Building HVAC Equipment
| FCL-ACC-HTR-0314 | Heater, Baseboard, 208V, 1.5kW, Admin Building, First Floor, PCS Lab 119, West Wall | FCL-ACC-ADMIN |  |  |  | HTR | http://www.toronto.ca/TWONTO#00418 | Electrical Equipment | Administration Building HVAC Equipment
| FCL-ACC-HTR-0315 | Heater, Re-Heat Unit, 208V, 3PH, Admin Building, First Floor, PCS Lab 119, Ceiling | FCL-ACC-ADMIN |  |  |  | HTR | http://www.toronto.ca/TWONTO#00418 | Electrical Equipment | Administration Building HVAC Equipment
| FCL-ACC-HTR-0316 | Heater, Baseboard, 208V, 750W, Admin Building, First Floor, WMS Room/Library 118, West Wall South | FCL-ACC-ADMIN |  |  |  | HTR | http://www.toronto.ca/TWONTO#00418 | Electrical Equipment | Administration Building HVAC Equipment
| FCL-ACC-HTR-0317 | Heater, Baseboard, 208V, 1.5kW, Admin Building, First Floor, Library 118, West Wall Centre | FCL-ACC-ADMIN |  |  |  | HTR | http://www.toronto.ca/TWONTO#00418 | Electrical Equipment | Administration Building HVAC Equipment
| FCL-ACC-HTR-0318 | Heater, Re-Heat Unit, 208V, 3PH, Admin Building, First Floor, Library 118, Ceiling | FCL-ACC-ADMIN |  |  |  | HTR | http://www.toronto.ca/TWONTO#00418 | Electrical Equipment | Administration Building HVAC Equipment
| FCL-ACC-HTR-0319 | Heater, Baseboard, 208V, 1.5kW, Admin Building, First Floor, Library 118, West Wall North | FCL-ACC-ADMIN |  |  |  | HTR | http://www.toronto.ca/TWONTO#00418 | Electrical Equipment | Administration Building HVAC Equipment
| FCL-ACC-HTR-0320 | Heater, Baseboard, 208V, 1.5kW, Admin Building, First Floor, Library 118, North Wall | FCL-ACC-ADMIN |  |  |  | HTR | http://www.toronto.ca/TWONTO#00418 | Electrical Equipment | Administration Building HVAC Equipment
| FCL-ACC-HTR-0321 | Heater, Unit, Fan Driven, 208V, Admin Building First Lobby 0101, Ceiling | FCL-ACC-ADMIN |  |  |  | HTR | http://www.toronto.ca/TWONTO#00418 | Electrical Equipment | Administration Building HVAC Equipment
| FCL-ACC-HTR-0322 | Heater, Re-Heat Unit, 208V, 3PH, Admin Building, First Floor, Vestibule 100, Ceiling | FCL-ACC-ADMIN |  |  |  | HTR | http://www.toronto.ca/TWONTO#00418 | Electrical Equipment | Administration Building HVAC Equipment
| FCL-ACC-HTR-0323 | Heater, Baseboard, 208V, 750W, Admin Building, First Floor Courier Drop-Off 117, North Wall | FCL-ACC-ADMIN |  |  |  | HTR | http://www.toronto.ca/TWONTO#00418 | Electrical Equipment | Administration Building HVAC Equipment
| FCL-ACC-HTR-0324 | Heater, Re-Heat Unit, 208V, 3PH, Admin Building, First Floor, Meeting Room 104, Ceiling West | FCL-ACC-ADMIN |  |  |  | HTR | http://www.toronto.ca/TWONTO#00418 | Electrical Equipment | Administration Building HVAC Equipment
| FCL-ACC-HTR-0325 | Heater, Re-Heat Unit, 208V, 3PH, Admin Building, First Floor, Meeting Room 104, Ceiling East | FCL-ACC-ADMIN |  |  |  | HTR | http://www.toronto.ca/TWONTO#00418 | Electrical Equipment | Administration Building HVAC Equipment
| FCL-ACC-HTR-0326 | Heater, Baseboard, 208V, 1.25kW, Admin Building, First Floor. Meeting Room 104, North Wall West | FCL-ACC-ADMIN |  |  |  | HTR | http://www.toronto.ca/TWONTO#00418 | Electrical Equipment | Administration Building HVAC Equipment
| FCL-ACC-HTR-0327 | Heater, Baseboard, 208V, 1kW, Admin Building, First Floor. Meeting Room 104, North Wall East | FCL-ACC-ADMIN |  |  |  | HTR | http://www.toronto.ca/TWONTO#00418 | Electrical Equipment | Administration Building HVAC Equipment
| FCL-ACC-HTR-0328 | Heater, Baseboard, 208V, 1kW, Admin Building, First Floor. Training Room 105, East Wall South | FCL-ACC-ADMIN |  |  |  | HTR | http://www.toronto.ca/TWONTO#00418 | Electrical Equipment | Administration Building HVAC Equipment
| FCL-ACC-HTR-0329 | Heater, Re-Heat Unit, 208V, 3PH, Admin Building, First Floor, Training Room 105, Ceiling West | FCL-ACC-ADMIN |  |  |  | HTR | http://www.toronto.ca/TWONTO#00418 | Electrical Equipment | Administration Building HVAC Equipment
| FCL-ACC-HTR-0330 | Heater, Re-Heat Unit, 208V, 3PH, Admin Building, First Floor, Training Room 105, Ceiling West | FCL-ACC-ADMIN |  |  |  | HTR | http://www.toronto.ca/TWONTO#00418 | Electrical Equipment | Administration Building HVAC Equipment
| FCL-ACC-HTR-0331 | Heater, Baseboard, 208V, 1.25kW, Admin Building, First Floor Training Room N/W | FCL-ACC-ADMIN |  |  |  | HTR | http://www.toronto.ca/TWONTO#00418 | Electrical Equipment | Administration Building HVAC Equipment
| FCL-ACC-HTR-0332 | Heater, Baseboard, 208V, 1.25kW, Admin Building, First Floor Training Room N/W | FCL-ACC-ADMIN |  |  |  | HTR | http://www.toronto.ca/TWONTO#00418 | Electrical Equipment | Administration Building HVAC Equipment
| FCL-ACC-HTR-0333 | Heater, Baseboard, 208V, 1.25kW, Admin Building, First Floor Training Room N/E | FCL-ACC-ADMIN |  |  |  | HTR | http://www.toronto.ca/TWONTO#00418 | Electrical Equipment | Administration Building HVAC Equipment
| FCL-ACC-HTR-0334 | Heater, Baseboard, 208V, 1.25kW, Admin Building, First Floor Training Room N/E | FCL-ACC-ADMIN |  |  |  | HTR | http://www.toronto.ca/TWONTO#00418 | Electrical Equipment | Administration Building HVAC Equipment
| FCL-ACC-HTR-0335 | Heater, Force Flow, 208V, Admin Building Northeast Stairs 135 First Floor East Wall | FCL-ACC-ADMIN |  |  |  | HTR | http://www.toronto.ca/TWONTO#00418 | Electrical Equipment | Administration Building HVAC Equipment
| FCL-ACC-HTR-0336 | Heater, Force Flow, 208V, Admin Building Northeast Stairs 221 Second Floor East Wall | FCL-ACC-ADMIN |  |  |  | HTR | http://www.toronto.ca/TWONTO#00418 | Electrical Equipment | Administration Building HVAC Equipment
| FCL-ACC-HTR-0337 | Heater, Force Flow, 208V, Admin Building Northeast Stairs 221 Above Second Floor East Wall | FCL-ACC-ADMIN |  |  |  | HTR | http://www.toronto.ca/TWONTO#00418 | Electrical Equipment | Administration Building HVAC Equipment
| FCL-ACC-HTR-0340 | Heater, Baseboard, 208V, 1.25kW, Admin Building Second Floor, Office 200, South Wall | FCL-ACC-ADMIN |  |  |  | HTR | http://www.toronto.ca/TWONTO#00418 | Electrical Equipment | Administration Building HVAC Equipment
| FCL-ACC-HTR-0341 | Heater, Re-Heat Unit, 208V, 3PH, Admin Building, Second Floor, Office 200, Ceiling | FCL-ACC-ADMIN |  |  |  | HTR | http://www.toronto.ca/TWONTO#00418 | Electrical Equipment | Administration Building HVAC Equipment
| FCL-ACC-HTR-0342 | Heater, Baseboard, 208V, 2kW, Admin Building, Second Floor, Office 200, East Wall | FCL-ACC-ADMIN |  |  |  | HTR | http://www.toronto.ca/TWONTO#00418 | Electrical Equipment | Administration Building HVAC Equipment
| FCL-ACC-HTR-0343 | Heater, Baseboard, 208V, 1.5kW, Admin Building, Second Floor, Kitchen 213, South Wall West | FCL-ACC-ADMIN |  |  |  | HTR | http://www.toronto.ca/TWONTO#00418 | Electrical Equipment | Administration Building HVAC Equipment
| FCL-ACC-HTR-0344 | Heater, Baseboard, 208V, 1.5kW, Admin Building, Second Floor, Kitchen 213, South Wall East | FCL-ACC-ADMIN |  |  |  | HTR | http://www.toronto.ca/TWONTO#00418 | Electrical Equipment | Administration Building HVAC Equipment
| FCL-ACC-HTR-0345 | Heater, Baseboard, 208V, 1kW, Admin Building, Second Floor, Office 209, South Wall | FCL-ACC-ADMIN |  |  |  | HTR | http://www.toronto.ca/TWONTO#00418 | Electrical Equipment | Administration Building HVAC Equipment
| FCL-ACC-HTR-0346 | Heater, Baseboard, 208V, 2kW, Admin Building, Second Floor, Office 209, East Wall | FCL-ACC-ADMIN |  |  |  | HTR | http://www.toronto.ca/TWONTO#00418 | Electrical Equipment | Administration Building HVAC Equipment
| FCL-ACC-HTR-0347 | Heater, Re-Heat Unit, 208V, 3PH, Admin Building, Second Floor, Office 209, Ceiling | FCL-ACC-ADMIN |  |  |  | HTR | http://www.toronto.ca/TWONTO#00418 | Electrical Equipment | Administration Building HVAC Equipment
| FCL-ACC-HTR-0348 | Heater, Re-Heat Unit, 208V, 3PH, Admin Building, Second Floor, Office 210, Ceiling | FCL-ACC-ADMIN |  |  |  | HTR | http://www.toronto.ca/TWONTO#00418 | Electrical Equipment | Administration Building HVAC Equipment
| FCL-ACC-HTR-0349 | Heater, Baseboard, 208V, 2kW, Admin Building, Second Floor, Office 201, West Wall | FCL-ACC-ADMIN |  |  |  | HTR | http://www.toronto.ca/TWONTO#00418 | Electrical Equipment | Administration Building HVAC Equipment
| FCL-ACC-HTR-0350 | Heater, Re-Heat Unit, 208V, 3PH, Admin Building, Second Floor, Office 201, Ceiling | FCL-ACC-ADMIN |  |  |  | HTR | http://www.toronto.ca/TWONTO#00418 | Electrical Equipment | Administration Building HVAC Equipment
| FCL-ACC-HTR-0351 | Heater, Re-Heat Unit, 208V, 3PH, Admin Building, Second Floor, Office 201, Ceiling | FCL-ACC-ADMIN |  |  |  | HTR | http://www.toronto.ca/TWONTO#00418 | Electrical Equipment | Administration Building HVAC Equipment
| FCL-ACC-HTR-0352 | Heater, Re-Heat Unit, 208V, Admin Building, Second Floor, Unit Area 210, Ceiling | FCL-ACC-ADMIN |  |  |  | HTR | http://www.toronto.ca/TWONTO#00418 | Electrical Equipment | Administration Building HVAC Equipment
| FCL-ACC-HTR-0353 | Heater, Baseboard, 208V, 1.25kW, Admin Building, Second Floor, Office 208, East Wall South | FCL-ACC-ADMIN |  |  |  | HTR | http://www.toronto.ca/TWONTO#00418 | Electrical Equipment | Administration Building HVAC Equipment
| FCL-ACC-HTR-0354 | Heater, Re-Heat Unit, 208V, Admin Building, Second Floor, Office 208, Ceiling West | FCL-ACC-ADMIN |  |  |  | HTR | http://www.toronto.ca/TWONTO#00418 | Electrical Equipment | Administration Building HVAC Equipment
| FCL-ACC-HTR-0355 | Heater, Re-Heat Unit, 208V, 3PH, Admin Building, Second Floor, Office 208, Ceiling East | FCL-ACC-ADMIN |  |  |  | HTR | http://www.toronto.ca/TWONTO#00418 | Electrical Equipment | Administration Building HVAC Equipment
| FCL-ACC-HTR-0356 | Heater, Baseboard, 208V, 1.25kW, Admin Building, Second Floor, Office 208, East Wall North | FCL-ACC-ADMIN |  |  |  | HTR | http://www.toronto.ca/TWONTO#00418 | Electrical Equipment | Administration Building HVAC Equipment
| FCL-ACC-HTR-0357 | Heater, Re-Heat Unit, 208V, Admin Building, Second Floor, Utility Room 216, Ceiling East | FCL-ACC-ADMIN |  |  |  | HTR | http://www.toronto.ca/TWONTO#00418 | Electrical Equipment | Administration Building HVAC Equipment
| FCL-ACC-HTR-0358 | Heater, Baseboard, 208V, 1kW, Admin Building, Second Floor, Storage 207, East Wall | FCL-ACC-ADMIN |  |  |  | HTR | http://www.toronto.ca/TWONTO#00418 | Electrical Equipment | Administration Building HVAC Equipment
| FCL-ACC-HTR-0359 | Heater, Baseboard, 208V, 1kW, Admin Building, Second Floor, Boardroom 202, West Wall South | FCL-ACC-ADMIN |  |  |  | HTR | http://www.toronto.ca/TWONTO#00418 | Electrical Equipment | Administration Building HVAC Equipment
| FCL-ACC-HTR-0360 | Heater, Baseboard, 208V, 1kW, Admin Building, Second Floor, Boardroom 202, West Wall Centre | FCL-ACC-ADMIN |  |  |  | HTR | http://www.toronto.ca/TWONTO#00418 | Electrical Equipment | Administration Building HVAC Equipment
| FCL-ACC-HTR-0361 | Heater, Baseboard, 208V, 2kW, Admin Building, Second Floor, Boardroom 202, North Wall | FCL-ACC-ADMIN |  |  |  | HTR | http://www.toronto.ca/TWONTO#00418 | Electrical Equipment | Administration Building HVAC Equipment
| FCL-ACC-HTR-0362 | Heater, Re-Heat Unit, 208V, Admin Building, Second Floor, Office 203, Ceiling South | FCL-ACC-ADMIN |  |  |  | HTR | http://www.toronto.ca/TWONTO#00418 | Electrical Equipment | Administration Building HVAC Equipment
| FCL-ACC-HTR-0363 | Heater, Re-Heat Unit, 208V, 3PH, Admin Building, Second Floor, Office 203, Ceiling Centre | FCL-ACC-ADMIN |  |  |  | HTR | http://www.toronto.ca/TWONTO#00418 | Electrical Equipment | Administration Building HVAC Equipment
| FCL-ACC-HTR-0364 | Heater, Baseboard, 208V, 2kW, Admin Building, Second Floor, Office 203, North Wall | FCL-ACC-ADMIN |  |  |  | HTR | http://www.toronto.ca/TWONTO#00418 | Electrical Equipment | Administration Building HVAC Equipment
| FCL-ACC-HTR-0365 | Heater, Re-Heat Unit, 208V, Admin Building, Second Floor, Corridor 217, Ceiling Centre | FCL-ACC-ADMIN |  |  |  | HTR | http://www.toronto.ca/TWONTO#00418 | Electrical Equipment | Administration Building HVAC Equipment
| FCL-ACC-HTR-0366 | Heater, Re-Heat Unit, 208V, 3PH, Admin Building, Second Floor, Office 204, Ceiling Centre | FCL-ACC-ADMIN |  |  |  | HTR | http://www.toronto.ca/TWONTO#00418 | Electrical Equipment | Administration Building HVAC Equipment
| FCL-ACC-HTR-0367 | Heater, Baseboard, 208V, 2kW, Admin Building, Second Floor, Office 204, North Wall | FCL-ACC-ADMIN |  |  |  | HTR | http://www.toronto.ca/TWONTO#00418 | Electrical Equipment | Administration Building HVAC Equipment
| FCL-ACC-HTR-0368 | Heater, Re-Heat Unit, 208V, 3PH, Admin Building, Second Floor, Office 205, Ceiling Centre | FCL-ACC-ADMIN |  |  |  | HTR | http://www.toronto.ca/TWONTO#00418 | Electrical Equipment | Administration Building HVAC Equipment
| FCL-ACC-HTR-0369 | Heater, Baseboard, 208V, 2kW, Admin Building, Second Floor, Office 205, North Wall | FCL-ACC-ADMIN |  |  |  | HTR | http://www.toronto.ca/TWONTO#00418 | Electrical Equipment | Administration Building HVAC Equipment
| FCL-ACC-HTR-0370 | Heater, Re-Heat Unit, 208V, 3PH, Admin Building, Second Floor, Library 206, Ceiling Centre | FCL-ACC-ADMIN |  |  |  | HTR | http://www.toronto.ca/TWONTO#00418 | Electrical Equipment | Administration Building HVAC Equipment
| FCL-ACC-HTR-0371 | Heater, Baseboard, 208V, 2kW, Admin Building, Second Floor, Library 206, North Wall | FCL-ACC-ADMIN |  |  |  | HTR | http://www.toronto.ca/TWONTO#00418 | Electrical Equipment | Administration Building HVAC Equipment
| FCL-ACC-HTR-0420 | Heater, (BH-3) Baseboard, Electric, 1.5kW, High Lift Building, Corridor to Gaseous Chemicals | FCL-ACC-P-HL |  |  |  | HTR | http://www.toronto.ca/TWONTO#00418 | Electrical Equipment | High Lift Pumping Station HVAC Equipment
| FCL-ACC-HTR-0421 | Heater, (BH-3) Baseboard, Electric, 1.5kW, High Lift Building, Corridor to Gaseous Chemicals | FCL-ACC-P-HL |  |  |  | HTR | http://www.toronto.ca/TWONTO#00418 | Electrical Equipment | High Lift Pumping Station HVAC Equipment
| FCL-ACC-HTR-0422 | Heater, (BH-3) Baseboard, Electric, 1.5kW, High Lift Building, Corridor to Gaseous Chemicals | FCL-ACC-P-HL |  |  |  | HTR | http://www.toronto.ca/TWONTO#00418 | Electrical Equipment | High Lift Pumping Station HVAC Equipment
| FCL-ACC-HTR-0423 | Heater, (BH-1) Baseboard, Electric, 0.5kW, High Lift Building, Corridor to Gaseous Chemicals | FCL-ACC-P-HL |  |  |  | HTR | http://www.toronto.ca/TWONTO#00418 | Electrical Equipment | High Lift Pumping Station HVAC Equipment
| FCL-ACC-HTR-0424 | Heater, (BH-3) Baseboard, Electric, 1.5kW, High Lift Building, Corridor to Gaseous Chemicals | FCL-ACC-P-HL |  |  |  | HTR | http://www.toronto.ca/TWONTO#00418 | Electrical Equipment | High Lift Pumping Station HVAC Equipment
| FCL-ACC-HTR-0425 | Heater, (BH-3) Baseboard, Electric, 1.5kW, High Lift Building, Corridor to Gaseous Chemicals | FCL-ACC-P-HL |  |  |  | HTR | http://www.toronto.ca/TWONTO#00418 | Electrical Equipment | High Lift Pumping Station HVAC Equipment
| FCL-ACC-HTR-0426 | Heater, (BH-3) Baseboard, Electric, 1.5kW, High Lift Building, Corridor to Gaseous Chemicals | FCL-ACC-P-HL |  |  |  | HTR | http://www.toronto.ca/TWONTO#00418 | Electrical Equipment | High Lift Pumping Station HVAC Equipment
| FCL-ACC-HTR-0427 | Heater, (BH-3) Baseboard, Electric, 1.5kW, High Lift Building, Corridor to Gaseous Chemicals | FCL-ACC-P-HL |  |  |  | HTR | http://www.toronto.ca/TWONTO#00418 | Electrical Equipment | High Lift Pumping Station HVAC Equipment
| FCL-ACC-HTR-0428 | Heater, (BH-3) Baseboard, Electric, 1.5kW, High Lift Building, Corridor to Gaseous Chemicals | FCL-ACC-P-HL |  |  |  | HTR | http://www.toronto.ca/TWONTO#00418 | Electrical Equipment | High Lift Pumping Station HVAC Equipment
| FCL-ACC-HTR-0429 | Heater, (BH-3) Baseboard, Electric, 1.5kW, High Lift Building, Corridor to Gaseous Chemicals | FCL-ACC-P-HL |  |  |  | HTR | http://www.toronto.ca/TWONTO#00418 | Electrical Equipment | High Lift Pumping Station HVAC Equipment
| FCL-ACC-HTR-0430 | Heater, (CH-14) Convection, Electric, 1.5kW, High Lift Basement B2, Compressor Room, South | FCL-ACC-P-HL |  |  |  | HTR | http://www.toronto.ca/TWONTO#00418 | Electrical Equipment | High Lift Pumping Station HVAC Equipment
| FCL-ACC-HTR-0431 | Heater, (CH-14) Convection, Electric, 1.5kW, High Lift Basement B2, Compressor Room, North | FCL-ACC-P-HL |  |  |  | HTR | http://www.toronto.ca/TWONTO#00418 | Electrical Equipment | High Lift Pumping Station HVAC Equipment
| FCL-ACC-HTR-0432 | Heater, Unit, High Lift PS, Basement B1, Electrical Workshop, North | FCL-ACC-P-HL |  |  |  | HTR | http://www.toronto.ca/TWONTO#00418 | Electrical Equipment | High Lift Pumping Station HVAC Equipment
| FCL-ACC-HTR-0433 | Heater, (BH-1) Baseboard, Electric, High Lift Building, Corridor to Gaseous Chemicals | FCL-ACC-P-HL |  |  |  | HTR | http://www.toronto.ca/TWONTO#00418 | Electrical Equipment | High Lift Pumping Station HVAC Equipment
| FCL-ACC-HTR-0434 | Heater, (BH-1), Baseboard, Electric, High Lift Building, Gallery North, Near Gaseous Corridor | FCL-ACC-P-HL |  |  |  | HTR | http://www.toronto.ca/TWONTO#00418 | Electrical Equipment | High Lift Pumping Station HVAC Equipment
| FCL-ACC-HTR-0435 | Heater, (BH-3), Baseboard, Electric, High Lift Building, Gallery North, Near Gaseous Corridor | FCL-ACC-P-HL |  |  |  | HTR | http://www.toronto.ca/TWONTO#00418 | Electrical Equipment | High Lift Pumping Station HVAC Equipment
| FCL-ACC-HTR-0436 | Heater, (BH-3), Baseboard, Electric, High Lift Building, Gallery North, Near Gaseous Corridor | FCL-ACC-P-HL |  |  |  | HTR | http://www.toronto.ca/TWONTO#00418 | Electrical Equipment | High Lift Pumping Station HVAC Equipment
| FCL-ACC-HTR-0437 | Heater, (BH-3), Baseboard, Electric, High Lift Building, Gallery North, Near Gaseous Corridor | FCL-ACC-P-HL |  |  |  | HTR | http://www.toronto.ca/TWONTO#00418 | Electrical Equipment | High Lift Pumping Station HVAC Equipment
| FCL-ACC-HTR-0438 | Heater, (BH-2T), Baseboard, Electric, High Lift Basement B2, North/West Corridor, Near stair | FCL-ACC-P-HL |  |  |  | HTR | http://www.toronto.ca/TWONTO#00418 | Electrical Equipment | High Lift Pumping Station HVAC Equipment
| FCL-ACC-HTR-0501 | East Perimeter Heating Heaters HTR-0501A,B&C | FCL-ACC |  |  |  | HTR | http://www.toronto.ca/TWONTO#00418 | Equipment Location | Climate Control (HVAC)
| FCL-ACC-HTR-0507D | Heater, Cabinet Convention, Electric, 4.5 kW, East Filter Room, Filter F-1201 East Wall | FCL-ACC-FLT |  |  |  | HTR | http://www.toronto.ca/TWONTO#00418 | Electrical Equipment | Filter Building HVAC Equipment
| FCL-ACC-HTR-0751 | Heater, Snow Melting, Gaseous Chemical Building, Service Area Second Floor | FCL-ACC-CL |  |  |  | HTR | http://www.toronto.ca/TWONTO#00418 | Electrical Equipment | Gaseous Chemical Building HVAC Equipment
| FCL-ACC-HTR-0752 | Heater, Snow Melting, Gaseous Chemical Building, Service Area Second Floor | FCL-ACC-CL |  |  |  | HTR | http://www.toronto.ca/TWONTO#00418 | Electrical Equipment | Gaseous Chemical Building HVAC Equipment
| FCL-ACC-HTR-0753 | Heater, Snow Melting, Gaseous Chemical Building, Service Area Second Floor | FCL-ACC-CL |  |  |  | HTR | http://www.toronto.ca/TWONTO#00418 | Electrical Equipment | Gaseous Chemical Building HVAC Equipment
| FCL-ACC-HTR-0754 | Heater, Snow Melting, Gaseous Chemical Building, Service Area Second Floor | FCL-ACC-CL |  |  |  | HTR | http://www.toronto.ca/TWONTO#00418 | Electrical Equipment | Gaseous Chemical Building HVAC Equipment
| FCL-ACC-HTR-0755 | Heater, Snow Melting, Gaseous Chemical Building, Service Area Second Floor | FCL-ACC-CL |  |  |  | HTR | http://www.toronto.ca/TWONTO#00418 | Electrical Equipment | Gaseous Chemical Building HVAC Equipment
| FCL-ACC-HTR-0756 | Heater, Snow Melting, Gaseous Chemical Building, Service Area Second Floor | FCL-ACC-CL |  |  |  | HTR | http://www.toronto.ca/TWONTO#00418 | Electrical Equipment | Gaseous Chemical Building HVAC Equipment
| FCL-ACC-HTR-0757 | Heater, Snow Melting, Gaseous Chemical Building, Service Area Second Floor | FCL-ACC-CL |  |  |  | HTR | http://www.toronto.ca/TWONTO#00418 | Electrical Equipment | Gaseous Chemical Building HVAC Equipment
| FCL-ACC-HTR-0758 | Heater, Snow Melting, Gaseous Chemical Building, Service Area Second Floor | FCL-ACC-CL |  |  |  | HTR | http://www.toronto.ca/TWONTO#00418 | Electrical Equipment | Gaseous Chemical Building HVAC Equipment
| FCL-ACC-HTR-0759 | Heater, Snow Melting, Gaseous Chemical Building, Service Area Second Floor | FCL-ACC-CL |  |  |  | HTR | http://www.toronto.ca/TWONTO#00418 | Electrical Equipment | Gaseous Chemical Building HVAC Equipment
| FCL-ACC-HTR-0760 | Heater, Snow Melting, Gaseous Chemical Building, Service Area Second Floor | FCL-ACC-CL |  |  |  | HTR | http://www.toronto.ca/TWONTO#00418 | Electrical Equipment | Gaseous Chemical Building HVAC Equipment
| FCL-ACC-HTR-0772 | Heater, Snow Melting, Gaseous Chemical Building, Service Area Second Floor | FCL-ACC-CL |  |  |  | HTR | http://www.toronto.ca/TWONTO#00418 | Electrical Equipment | Gaseous Chemical Building HVAC Equipment
| FCL-ACC-HTR-0773 | Heater, Snow Melting, Gaseous Chemical Building, Stairs to Second Floor | FCL-ACC-CL |  |  |  | HTR | http://www.toronto.ca/TWONTO#00418 | Electrical Equipment | Gaseous Chemical Building HVAC Equipment
| FCL-ACC-HTR-0774 | Heater, Snow Melting, Gaseous Chemical Building, Stairs to Second Floor | FCL-ACC-CL |  |  |  | HTR | http://www.toronto.ca/TWONTO#00418 | Electrical Equipment | Gaseous Chemical Building HVAC Equipment
| FCL-ACC-HTR-0775 | Heater, Snow Melting, Gaseous Chemical Building, Stairs to Second Floor | FCL-ACC-CL |  |  |  | HTR | http://www.toronto.ca/TWONTO#00418 | Electrical Equipment | Gaseous Chemical Building HVAC Equipment
| FCL-ACC-HTR-0776 | Heater, Snow Melting, Gaseous Chemical Building, Stairs to First Floor | FCL-ACC-CL |  |  |  | HTR | http://www.toronto.ca/TWONTO#00418 | Electrical Equipment | Gaseous Chemical Building HVAC Equipment
| FCL-ACC-HTR-0777 | Heater, Snow Melting, Gaseous Chemical Building, Stairs to First Floor | FCL-ACC-CL |  |  |  | HTR | http://www.toronto.ca/TWONTO#00418 | Electrical Equipment | Gaseous Chemical Building HVAC Equipment
| FCL-ACC-HTR-0778 | Heater, Snow Melting, Gaseous Chemical Building, Service Area First Floor | FCL-ACC-CL |  |  |  | HTR | http://www.toronto.ca/TWONTO#00418 | Electrical Equipment | Gaseous Chemical Building HVAC Equipment
| FCL-ACC-HTR-0780 | Heater, Snow Melting, Gaseous Chemical Building, Service Area First Floor | FCL-ACC-CL |  |  |  | HTR | http://www.toronto.ca/TWONTO#00418 | Electrical Equipment | Gaseous Chemical Building HVAC Equipment
| FCL-ACC-HTR-0781 | Heater, Snow Melting, Gaseous Chemical Building, Service Area First Floor | FCL-ACC-CL |  |  |  | HTR | http://www.toronto.ca/TWONTO#00418 | Electrical Equipment | Gaseous Chemical Building HVAC Equipment
| FCL-ACC-HTR-0782 | Heater, Snow Melting, Gaseous Chemical Building, Service Area First Floor | FCL-ACC-CL |  |  |  | HTR | http://www.toronto.ca/TWONTO#00418 | Electrical Equipment | Gaseous Chemical Building HVAC Equipment
| FCL-ACC-HTR-0783 | Heater, Snow Melting, Gaseous Chemical Building, Service Area First Floor | FCL-ACC-CL |  |  |  | HTR | http://www.toronto.ca/TWONTO#00418 | Electrical Equipment | Gaseous Chemical Building HVAC Equipment
| FCL-ACC-HTR-0784 | Heater, Snow Melting, Gaseous Chemical Building, Outside area of Balcony | FCL-ACC-CL |  |  |  | HTR | http://www.toronto.ca/TWONTO#00418 | Electrical Equipment | Gaseous Chemical Building HVAC Equipment
| FCL-ACC-HTR-0785 | Heater, Snow Melting, Gaseous Chemical Building, Inside area of Balcony | FCL-ACC-CL |  |  |  | HTR | http://www.toronto.ca/TWONTO#00418 | Electrical Equipment | Gaseous Chemical Building HVAC Equipment
| MAIN-238 | Main 238 | WTR-LWA |  |  |  |  | http://www.toronto.ca/TWONTO#00804 | Sub-Process | Work Area 2 Central Mains and Chambers
| FCL-ACC-HTR-0788 | Heater, Snow Melting, Gaseous Chemical Building, North Entrance | FCL-ACC-CL |  |  |  | HTR | http://www.toronto.ca/TWONTO#00418 | Electrical Equipment | Gaseous Chemical Building HVAC Equipment
| FCL-ACC-HTR-0789 | Heater, Snow Melting, Gaseous Chemical Building, North Entrance | FCL-ACC-CL |  |  |  | HTR | http://www.toronto.ca/TWONTO#00418 | Electrical Equipment | Gaseous Chemical Building HVAC Equipment
| FCL-ACC-HTR-0790 | Heater, Snow Melting, Gaseous Chemical Building, North Entrance | FCL-ACC-CL |  |  |  | HTR | http://www.toronto.ca/TWONTO#00418 | Electrical Equipment | Gaseous Chemical Building HVAC Equipment
| FCL-ACC-HTR-0801 | Heater, Unit, Surge Building, North | FCL-ACC-P-HL |  |  |  | HTR | http://www.toronto.ca/TWONTO#00418 | Electrical Equipment | High Lift Pumping Station HVAC Equipment
| FCL-ACC-HTR-0802 | Heater, Unit, Surge Building, East | FCL-ACC-P-HL |  |  |  | HTR | http://www.toronto.ca/TWONTO#00418 | Electrical Equipment | High Lift Pumping Station HVAC Equipment
| FCL-ACC-HTR-0803 | Heater, Unit, Surge Building, West | FCL-ACC-P-HL |  |  |  | HTR | http://www.toronto.ca/TWONTO#00418 | Electrical Equipment | High Lift Pumping Station HVAC Equipment
| FCL-ACC-HTR-0804 | Heater, Unit, Surge Building, South | FCL-ACC-P-HL |  |  |  | HTR | http://www.toronto.ca/TWONTO#00418 | Electrical Equipment | High Lift Pumping Station HVAC Equipment
| FCL-ACC-HTR-0901 | Heater. Electric, (HTR-0001), RMF Centrifuge Building Stairway East | FCL-ACC-RMF |  |  |  | HTR | http://www.toronto.ca/TWONTO#00418 | Electrical Equipment | Residue Management HVAC Equipment
| FCL-ACC-HTR-0902 | Heater. Gas Fired (HTR-0002), RMF Centrifuge Building North/East | FCL-ACC-RMF |  |  |  | HTR | http://www.toronto.ca/TWONTO#00418 | Electrical Equipment | Residue Management HVAC Equipment
| FCL-ACC-HTR-0903 | Heater. Gas Fired (HTR-0003), Cake Loading Room, RMF Centrifuge Building South/East | FCL-ACC-RMF |  |  |  | HTR | http://www.toronto.ca/TWONTO#00418 | Electrical Equipment | Residue Management HVAC Equipment
| FCL-ACC-HTR-0904 | Heater, Unit, (HTR-0004), 600V, 8kW, 3PH, RMF Clarification Facility, Exit Corridor North | FCL-ACC-RMF |  |  |  | HTR | http://www.toronto.ca/TWONTO#00418 | Electrical Equipment | Residue Management HVAC Equipment
| FCL-ACC-HTR-0905 | Heater, Unit, (HTR-0005), 600V, 8kW, 3PH, RMF Clarification Facility, Exit Corridor Central | FCL-ACC-RMF |  |  |  | HTR | http://www.toronto.ca/TWONTO#00418 | Electrical Equipment | Residue Management HVAC Equipment
| FCL-ACC-HTR-0906 | Heater, Unit, (HTR-0006),600V,10kW, RMF Clarification Facility, Operating Floor, Clarifier 1 Stairway | FCL-ACC-RMF |  |  |  | HTR | http://www.toronto.ca/TWONTO#00418 | Electrical Equipment | Residue Management HVAC Equipment
| FCL-ACC-HTR-0907 | Heater, Unit, (HTR-0007),600V,10kW, RMF Clarification Facility, Operating Floor, Clarifier 2 Stairway | FCL-ACC-RMF |  |  |  | HTR | http://www.toronto.ca/TWONTO#00418 | Electrical Equipment | Residue Management HVAC Equipment
| FCL-ACC-HTR-0908 | Heater, Unit, (HTR-0008), 600V, 10kW, 3PH, RMF, Clarification Facility, Pump Room | FCL-ACC-RMF |  |  |  | HTR | http://www.toronto.ca/TWONTO#00418 | Electrical Equipment | Residue Management HVAC Equipment
| FCL-ACC-HTR-0909 | Heater, RMF, Clarification Facility, Stairway No1 South of HVAC Room 1 | FCL-ACC-RMF |  |  |  | HTR | http://www.toronto.ca/TWONTO#00418 | Electrical Equipment | Residue Management HVAC Equipment
| FCL-ACC-HTR-0910 | Heater, RMF, Clarification Facility, Stairwells 2, South of HVAC Room 2 | FCL-ACC-RMF |  |  |  | HTR | http://www.toronto.ca/TWONTO#00418 | Electrical Equipment | Residue Management HVAC Equipment
| FCL-ACC-HTR-0911 | Heater, RMF, Clarification Facility, Ground Floor, HVAC Room 1 | FCL-ACC-RMF |  |  |  | HTR | http://www.toronto.ca/TWONTO#00418 | Electrical Equipment | Residue Management HVAC Equipment
| FCL-ACC-HTR-0912 | Heater, RMF, Clarification Facility, Ground Floor, HVAC Room 2 | FCL-ACC-RMF |  |  |  | HTR | http://www.toronto.ca/TWONTO#00418 | Electrical Equipment | Residue Management HVAC Equipment
| FCL-EUS-SERVER-ROOM | Computer Location | FCL-ADM-BLDG |  |  |  |  | http://www.toronto.ca/TWONTO#00260 | Equipment Location | Building Location
| FCL-ACC-HTR-235-238 | Alum Storge & Powdered Activ. Carbon Area Heater | FCL-ACC |  |  |  | HTR | http://www.toronto.ca/TWONTO#00418 | Equipment Location | Climate Control (HVAC)
| FCL-ACC-HTR-235-238 | Alum Storge & Powdered Activ. Carbon Area Heater | FCL-ACC-P-LL |  |  |  | HTR | http://www.toronto.ca/TWONTO#00418 | Equipment Location | Low Lift Pumping Station HVAC Equipment
| FCL-EUS-TRAIN-ROOM | Computer Location | FCL-ADM-BLDG |  |  |  |  | http://www.toronto.ca/TWONTO#00260 | Equipment Location | Building Location
| FCL-OFFICE | Computer Location | FCL-ADM-BLDG |  |  |  |  | http://www.toronto.ca/TWONTO#00260 | Equipment Location | Building Location
| FHA ALUM ROOM | Computer Location | FHA-SERVICE BLDG |  |  |  |  | http://www.toronto.ca/TWONTO#00260 | Equipment Location | Building Location
| FHA CENTRIFUGE CTL | Computer Location | FHA-RMF BLDG |  |  |  |  | http://www.toronto.ca/TWONTO#00260 | Equipment Location | Building Location
| FHA CONTROL ROOM | Computer Location | FHA-FILTER BLDG |  |  |  |  | http://www.toronto.ca/TWONTO#00260 | Equipment Location | Building Location
| FHA CORRIDOR | Computer Location | FHA-RMF BLDG |  |  |  |  | http://www.toronto.ca/TWONTO#00260 | Equipment Location | Building Location
| FHA FILTER GALLERY | Computer Location | FHA-FILTER BLDG |  |  |  |  | http://www.toronto.ca/TWONTO#00260 | Equipment Location | Building Location
| FHA OPERATORS LAB | Computer Location | FHA-FILTER BLDG |  |  |  |  | http://www.toronto.ca/TWONTO#00260 | Equipment Location | Building Location
| FHA PCS OFFICE | Computer Location | FHA-PUMP BLDG |  |  |  |  | http://www.toronto.ca/TWONTO#00260 | Equipment Location | Building Location
| FHA RMF VESTIBULE | Computer Location | FHA-SERVICE BLDG |  |  |  |  | http://www.toronto.ca/TWONTO#00260 | Equipment Location | Building Location
| FHA SWITCHGEAR ROOM | Computer Location | FHA-PUMP BLDG |  |  |  |  | http://www.toronto.ca/TWONTO#00260 | Equipment Location | Building Location
| FHA-ALUM-TOWER | Computer Location | FHA-EUS |  |  |  |  | http://www.toronto.ca/TWONTO#00260 | Equipment Location | Production & End User Support
| FCL-ACC-HU-0301 | Humidifier, Admin Building, Utility Room 216 Second Floor | FCL-ACC-ADMIN |  |  |  | HU | http://www.toronto.ca/TWONTO#00429 | Electrical Equipment | Administration Building HVAC Equipment
| FCL-ACC-HU-0302 | Humidifier, Admin Building, Utility Room 216 Second Floor | FCL-ACC-ADMIN |  |  |  | HU | http://www.toronto.ca/TWONTO#00429 | Electrical Equipment | Administration Building HVAC Equipment
| FCL-ACC-HU-0303 | Humidifier, AHU-0303, Admin Building | FCL-ACC-AHU-0303 |  |  |  | HU | http://www.toronto.ca/TWONTO#00429 | Mechanical Equipment | Air Handling Unit, Roof Top, Admin Building Top of N/E Stairwell
| FCL-ACC-OIT-0101 | OIT, Low Lift BAS RPU-0101 Panel, Low Lift Pump Room S/E | FCL-ACC-RPU-0101 |  |  |  | OIT | http://www.toronto.ca/TWONTO#00548 | Electrical Equipment | RPU Panel, Low Lift BAS, Low Lift Pump Room S/E
| FCL-ACC-OIT-0201 | OIT, Flocculation/Sedimentation BAS RPU-0201 Panel, Dry Chemical Building Storage Area, Lobby | FCL-ACC-RPU-0201 |  |  |  | OIT | http://www.toronto.ca/TWONTO#00548 | Electrical Equipment | RPU Panel, Flocculation/Sedimentation BAS, Dry Chemical Building Storage Area, Lobby
| FCL-ACC-OIT-0301 | OIT, Admin Building BAS RPU-0301 Panel, High Lift/Admin Building, Control Room | FCL-ACC-ADMIN |  |  |  | OIT | http://www.toronto.ca/TWONTO#00548 | Electrical Equipment | Administration Building HVAC Equipment
| FCL-ACC-OIT-0401 | OIT, High Lift Building BAS RPU-0401 Panel, High Lift Heating & Ventilation Room | FCL-ACC-RPU-0401 |  |  |  | OIT | http://www.toronto.ca/TWONTO#00548 | Electrical Equipment | RPU Panel, High Lift Building BAS, High Lift Heating & Ventilation Room
| FCL-ACC-OIT-0501 | OIT, Filter Building BAS RPU-0501 Panel, Filter Building, Piping Gallery East | FCL-ACC-RPU-0501 |  |  |  | OIT | http://www.toronto.ca/TWONTO#00548 | Electrical Equipment | RPU Panel, Filter Building BAS, Filter Building Piping Gallery East
| FCL-ACC-OIT-0601 | OIT, Filter Building BAS RPU-0601 Panel, Filter Building, Piping Gallery West | FCL-ACC-RPU-0601 |  |  |  | OIT | http://www.toronto.ca/TWONTO#00548 | Electrical Equipment | RPU Panel, Filter Building BAS, Filter Building Piping Gallery West
| FCL-ACC-OIT-0701 | OIT, Gaseous Chemical Building BAS RPU-0701 Panel, Ammonia Machine Room | FCL-ACC-RPU-0701 |  |  |  | OIT | http://www.toronto.ca/TWONTO#00548 | Electrical Equipment | RPU Panel, Gaseous Chemical Building BAS, Ammonia Control Panel Room
| FCL-ACC-OIT-0801 | OIT, Surge Building BAS RPU-0801 Panel, Surge Building North | FCL-ACC-RPU-0801 |  |  |  | OIT | http://www.toronto.ca/TWONTO#00548 | Electrical Equipment | RPU, Surge Building BAS, Surge Building North
| FCL-ACC-OZ-0901 | Odor Remediation Unit, Centrifuge Building, Second Floor, HVAC Room | FCL-ACC-RMF |  |  |  | OZ | http://www.toronto.ca/TWONTO#00146 | Electrical Equipment | Residue Management HVAC Equipment
| FHA-OFFICE | Computer Location | FHA-SERVICE-BLDG |  |  |  |  | http://www.toronto.ca/TWONTO#00260 | Equipment Location | Building Location
| FCL-ACC-PDIT-0301 | Transmitter, Pressure, Differential, AHU-0303 Inlet, Filter F-0301, Admin Building | FCL-ACC-AHU-0303 |  |  |  | PDIT | http://www.toronto.ca/TWONTO#00605 | Electrical Equipment | Air Handling Unit, Roof Top, Admin Building Top of N/E Stairwell
| FCL-ACC-PDIT-0302 | Transmitter, Pressure, Differential, AHU-0303 Outlet, Filter F-0302, Admin Building | FCL-ACC-AHU-0303 |  |  |  | PDIT | http://www.toronto.ca/TWONTO#00605 | Electrical Equipment | Air Handling Unit, Roof Top, Admin Building Top of N/E Stairwell
| FHO CHEMICAL ALLEY | Computer Location | FHO-SPC |  |  |  |  | http://www.toronto.ca/TWONTO#00260 | Equipment Location | Process Control Systems - Services Area
| FHO CHEMICAL ALLEY | Computer Location | FHO MAIN BLDG |  |  |  |  | http://www.toronto.ca/TWONTO#00260 | Equipment Location | Building Location
| FHO CHLORINE FEEDER | Computer Location | FHO MAIN BLDG |  |  |  |  | http://www.toronto.ca/TWONTO#00260 | Equipment Location | Building Location
| FCL-ACC-TIT-0901 | Transmitter, Temperature, RMF Centrifuge Building, Second Floor, Centrifuge Room | FCL-ACC-RMF |  |  |  | TIT | http://www.toronto.ca/TWONTO#00735 | Electrical Equipment | Residue Management HVAC Equipment
| FCL-ACC-TIT-0902 | Transmitter, Temperature, RMF Centrifuge Building, Ground Floor, Polymer Room | FCL-ACC-RMF |  |  |  | TIT | http://www.toronto.ca/TWONTO#00735 | Electrical Equipment | Residue Management HVAC Equipment
| FCL-ACC-TIT-0903 | Transmitter, Temperature, RMF Centrifuge Building, Ground Floor, Polymer Totes Area | FCL-ACC-RMF |  |  |  | TIT | http://www.toronto.ca/TWONTO#00735 | Electrical Equipment | Residue Management HVAC Equipment
| FCL-ACC-TIT-0904 | Transmitter, Temperature, RMF Clarification Facility, Stairs 2 | FCL-ACC-RMF |  |  |  | TIT | http://www.toronto.ca/TWONTO#00735 | Electrical Equipment | Residue Management HVAC Equipment
| FCL-ACC-TIT-0905 | Transmitter, Temperature, RMF Clarification Facility, Operating Floor Exit Corridor North | FCL-ACC-RMF |  |  |  | TIT | http://www.toronto.ca/TWONTO#00735 | Electrical Equipment | Residue Management HVAC Equipment
| FCL-ACC-TIT-0906 | Transmitter, Temperature, RMF Clarification Facility, Thickeners Hallway | FCL-ACC-RMF |  |  |  | TIT | http://www.toronto.ca/TWONTO#00735 | Electrical Equipment | Residue Management HVAC Equipment
| FCL-ACC-TIT-0907 | Transmitter, Temperature, RMF Clarification Facility, Exit Corridor Central | FCL-ACC-RMF |  |  |  | TIT | http://www.toronto.ca/TWONTO#00735 | Electrical Equipment | Residue Management HVAC Equipment
| FCL-ACC-TIT-0908 | Transmitter, Temperature, RMF Clarification Facility, Electrical Room | FCL-ACC-RMF |  |  |  | TIT | http://www.toronto.ca/TWONTO#00735 | Electrical Equipment | Residue Management HVAC Equipment
| FCL-ACC-TT-0220 | Transmitter, Temperature, Low Lift Pumping Station, Low Lift Pump Room E | FCL-ACC-P-LL |  |  |  | TT | http://www.toronto.ca/TWONTO#00735 | Electrical Equipment | Low Lift Pumping Station HVAC Equipment
| FCL-ACC-TT-0227 | Transmitter, Temperature, Dry Chemical Building Basement E, PAC Storage Tanks | FCL-ACC-P-LL |  |  |  | TT | http://www.toronto.ca/TWONTO#00735 | Electrical Equipment | Low Lift Pumping Station HVAC Equipment
| FCL-ACC-TT-0231 | Transmitter, Temperature,D-0202, Flocculation/Sedimentation Dehumidification System | FCL-ACC-P-LL |  |  |  | TT | http://www.toronto.ca/TWONTO#00735 | Electrical Equipment | Low Lift Pumping Station HVAC Equipment
| FCL-ACC-TT-0301 | Transmitter, Temperature, AHU-0303 Inlet, Admin Building | FCL-ACC-AHU-0303 |  |  |  | TT | http://www.toronto.ca/TWONTO#00735 | Electrical Equipment | Air Handling Unit, Roof Top, Admin Building Top of N/E Stairwell
| FCL-ACC-TT-0302 | Transmitter, Temperature, AHU-0303, Admin Building | FCL-ACC-AHU-0303 |  |  |  | TT | http://www.toronto.ca/TWONTO#00735 | Electrical Equipment | Air Handling Unit, Roof Top, Admin Building Top of N/E Stairwell
| FCL-ACC-TT-0303 | Transmitter, Temperature, AHU-0303 Outlet, Admin Building | FCL-ACC-AHU-0303 |  |  |  | TT | http://www.toronto.ca/TWONTO#00735 | Electrical Equipment | Air Handling Unit, Roof Top, Admin Building Top of N/E Stairwell
| FCL-ACC-TT-0304 | Transmitter, Temperature, Admin Building, Second Floor, Corridor 217, West | FCL-ACC-ADMIN |  |  |  | TT | http://www.toronto.ca/TWONTO#00735 | Electrical Equipment | Administration Building HVAC Equipment
| FCL-ACC-TT-0305 | Transmitter, Temperature, Admin Building, Second Floor, Corridor 217, East | FCL-ACC-ADMIN |  |  |  | TT | http://www.toronto.ca/TWONTO#00735 | Electrical Equipment | Administration Building HVAC Equipment
| FCL-ACC-TT-0306 | Transmitter, Temperature, Admin Building, Second Floor, Photo Copier Room 216 | FCL-ACC-ADMIN |  |  |  | TT | http://www.toronto.ca/TWONTO#00735 | Electrical Equipment | Administration Building HVAC Equipment
| FCL-ACC-TT-0307 | Transmitter, Temperature, Admin Building, Second Floor, Office Room 203 | FCL-ACC-ADMIN |  |  |  | TT | http://www.toronto.ca/TWONTO#00735 | Electrical Equipment | Administration Building HVAC Equipment
| FCL-ACC-TT-0308 | Transmitter, Temperature, Admin Building, Second Floor, Office Room 204 | FCL-ACC-ADMIN |  |  |  | TT | http://www.toronto.ca/TWONTO#00735 | Electrical Equipment | Administration Building HVAC Equipment
| FCL-ACC-TT-0309 | Transmitter, Temperature, Admin Building, Second Floor, Office Room 205 | FCL-ACC-ADMIN |  |  |  | TT | http://www.toronto.ca/TWONTO#00735 | Electrical Equipment | Administration Building HVAC Equipment
| FCL-ACC-TT-0310 | Transmitter, Temperature, Admin Building, Second Floor, Men's Washroom 211 | FCL-ACC-ADMIN |  |  |  | TT | http://www.toronto.ca/TWONTO#00735 | Electrical Equipment | Administration Building HVAC Equipment
| FCL-ACC-TT-0311 | Transmitter, Temperature, Admin Building, Second Floor, Women's Washroom 212 | FCL-ACC-ADMIN |  |  |  | TT | http://www.toronto.ca/TWONTO#00735 | Electrical Equipment | Administration Building HVAC Equipment
| FCL-ACC-TT-0312 | Transmitter, Temperature, Admin Building, Second Floor, Kitchen 213 | FCL-ACC-ADMIN |  |  |  | TT | http://www.toronto.ca/TWONTO#00735 | Electrical Equipment | Administration Building HVAC Equipment
| FCL-ACC-TT-0313 | Transmitter, Temperature, Admin Building, Second Floor, Office Room 209 | FCL-ACC-ADMIN |  |  |  | TT | http://www.toronto.ca/TWONTO#00735 | Electrical Equipment | Administration Building HVAC Equipment
| FCL-ACC-TT-0314 | Transmitter, Temperature, Admin Building, Second Floor, Office Room 208 | FCL-ACC-ADMIN |  |  |  | TT | http://www.toronto.ca/TWONTO#00735 | Electrical Equipment | Administration Building HVAC Equipment
| FCL-ACC-TT-0315 | Transmitter, Temperature, Admin Building, Second Floor, Library/Storage Room 206 | FCL-ACC-ADMIN |  |  |  | TT | http://www.toronto.ca/TWONTO#00735 | Electrical Equipment | Administration Building HVAC Equipment
| FCL-ACC-TT-0316 | Transmitter, Temperature, Admin Building, First Floor, Library Room 118 | FCL-ACC-ADMIN |  |  |  | TT | http://www.toronto.ca/TWONTO#00735 | Electrical Equipment | Administration Building HVAC Equipment
| FCL-ACC-TT-0317 | Transmitter, Temperature, Admin Building, First Floor, PCS Lab Room 119 | FCL-ACC-ADMIN |  |  |  | TT | http://www.toronto.ca/TWONTO#00735 | Electrical Equipment | Administration Building HVAC Equipment
| FCL-ACC-TT-0318 | Transmitter, Temperature, Admin Building, First Floor, Vestibule 100 | FCL-ACC-ADMIN |  |  |  | TT | http://www.toronto.ca/TWONTO#00735 | Electrical Equipment | Administration Building HVAC Equipment
| FCL-ACC-TT-0319 | Transmitter, Temperature, Admin Building, First Floor, Meeting Room 104 | FCL-ACC-ADMIN |  |  |  | TT | http://www.toronto.ca/TWONTO#00735 | Electrical Equipment | Administration Building HVAC Equipment
| FCL-ACC-TT-0320 | Transmitter, Temperature, Admin Building, First Floor, Breakout Room 102 | FCL-ACC-ADMIN |  |  |  | TT | http://www.toronto.ca/TWONTO#00735 | Electrical Equipment | Administration Building HVAC Equipment
| FCL-ACC-TT-0321 | Transmitter, Temperature, Admin Building, First Floor, Corridor 103 | FCL-ACC-ADMIN |  |  |  | TT | http://www.toronto.ca/TWONTO#00735 | Electrical Equipment | Administration Building HVAC Equipment
| FCL-ACC-TT-0322 | Transmitter, Temperature, Admin Building, First Floor, Servers Room 106 | FCL-ACC-ADMIN |  |  |  | TT | http://www.toronto.ca/TWONTO#00735 | Electrical Equipment | Administration Building HVAC Equipment
| FCL-ACC-TT-0323 | Transmitter, Temperature, Admin Building, First Floor, Storage Room 108 | FCL-ACC-ADMIN |  |  |  | TT | http://www.toronto.ca/TWONTO#00735 | Electrical Equipment | Administration Building HVAC Equipment
| FCL-ACC-TT-0324 | Transmitter, Temperature, Admin Building, First Floor, Lunch Room 113 | FCL-ACC-ADMIN |  |  |  | TT | http://www.toronto.ca/TWONTO#00735 | Electrical Equipment | Administration Building HVAC Equipment
| FCL-ACC-TT-0325 | Transmitter, Temperature, Admin Building, First Floor, Training Room 105 | FCL-ACC-ADMIN |  |  |  | TT | http://www.toronto.ca/TWONTO#00735 | Electrical Equipment | Administration Building HVAC Equipment
| FCL-ACC-TT-0326 | Transmitter, Temperature, Admin Building, First Floor, Men's Change Room 121 | FCL-ACC-ADMIN |  |  |  | TT | http://www.toronto.ca/TWONTO#00735 | Electrical Equipment | Administration Building HVAC Equipment
| FCL-ACC-TT-0327 | Transmitter, Temperature, Admin Building, First Floor, Women's Change Room 124 | FCL-ACC-ADMIN |  |  |  | TT | http://www.toronto.ca/TWONTO#00735 | Electrical Equipment | Administration Building HVAC Equipment
| FCL-ACC-TT-0328 | Transmitter, Temperature, Admin Building, First Floor, Vestibule 130 | FCL-ACC-ADMIN |  |  |  | TT | http://www.toronto.ca/TWONTO#00735 | Electrical Equipment | Administration Building HVAC Equipment
| FCL-ACC-TT-0331 | Transmitter, Temperature, Admin Building, Second Floor, Board Room 202 | FCL-ACC-ADMIN |  |  |  | TT | http://www.toronto.ca/TWONTO#00735 | Electrical Equipment | Administration Building HVAC Equipment
| FCL-ACC-TT-0332 | Transmitter, Temperature, Admin Building, Second Floor, Office Room 201 | FCL-ACC-ADMIN |  |  |  | TT | http://www.toronto.ca/TWONTO#00735 | Electrical Equipment | Administration Building HVAC Equipment
| FCL-ACC-TT-0333 | Transmitter, Temperature, Admin Building, Second Floor, Office Room 200 | FCL-ACC-ADMIN |  |  |  | TT | http://www.toronto.ca/TWONTO#00735 | Electrical Equipment | Administration Building HVAC Equipment
| FCL-ACC-TT-0414 | Transmitter, Temperature, Outdoor, High Lift Switchgear Room Ventilation, Electrical Switchyard | FCL-ACC-P-HL |  |  |  | TT | http://www.toronto.ca/TWONTO#00735 | Electrical Equipment | High Lift Pumping Station HVAC Equipment
| FCL-ACC-TT-0418 | Transmitter, Temperature, Outdoor, High Lift PS West | FCL-ACC-P-HL |  |  |  | TT | http://www.toronto.ca/TWONTO#00735 | Electrical Equipment | High Lift Pumping Station HVAC Equipment
| FCL-ACC-TT-0420 | Transmitter, Temperature, HU-0401 Air Intake, High Lift Heating & Ventilation Room | FCL-ACC-AHU-0401 |  |  |  | TT | http://www.toronto.ca/TWONTO#00735 | Electrical Equipment | Air Handling Unit, High Lift PS Control Room,Electrical Shop,Basement Office Air Supply,Control Room
| FCL-ACC-TT-0421 | Transmitter, Temperature, Supply Air to Back of Control Room, High Lift Heating and Ventilation | FCL-ACC-AHU-0401 |  |  |  | TT | http://www.toronto.ca/TWONTO#00735 | Electrical Equipment | Air Handling Unit, High Lift PS Control Room,Electrical Shop,Basement Office Air Supply,Control Room
| FCL-ACC-TT-0701 | Transmitter, Temperature, Gaseous Chemical Building Lunch Room | FCL-ACC-CL |  |  |  | TT | http://www.toronto.ca/TWONTO#00735 | Electrical Equipment | Gaseous Chemical Building HVAC Equipment
| FCL-ACC-V-0407 | Valve, Control, HE-0407 Cooling Water Supply, High Lift Switchgear Room Ventilation, PS Corridor | FCL-ACC-HE-0407 |  |  |  | V | http://www.toronto.ca/TWONTO#00781 | Mechanical Equipment | Heat Exchanger, Cooling Coil, FN-0409 Exhaust, High Lift Switchgear Room Ventilation, Elec.Equipment Rm
| FCL-ACC-V-0408 | Valve, Control, HE-0408 Cooling Water Supply, High Lift Switchgear Room Ventilation, PS Corridor | FCL-ACC-HE-0408 |  |  |  | V | http://www.toronto.ca/TWONTO#00781 | Mechanical Equipment | Heat Exchanger, Cooling Coil, FN-0410 Exhaust, High Lift Switchgear Room Ventilation, Elec.Equipment Rm
| FCL-ACC-V-0501 | Valve, Control, HE-0501 Cooling Water Supply, Filter Building, East Dehumidification System | FCL-ACC-HE-0501 |  |  |  | V | http://www.toronto.ca/TWONTO#00781 | Mechanical Equipment | Heat Exchanger, Cooling Coil, D-0501 ,Filter Building, East Dehumidification System
| FCL-ACC-V-0601 | Valve, Control, HE-0601 Cooling Water Supply, Filter Building, West Dehumidification System | FCL-ACC-HE-0601 |  |  |  | V | http://www.toronto.ca/TWONTO#00781 | Mechanical Equipment | Heat Exchanger, Cooling Coil, D-0601 ,Filter Building, East Dehumidification System
| FHO CHLORINE FEEDER | Computer Location | FHO-SPC |  |  |  |  | http://www.toronto.ca/TWONTO#00260 | Equipment Location | Process Control Systems - Services Area
| FHO CLARIFIER CORRID | Computer Location | FHO WASTE WATER BLDG |  |  |  |  | http://www.toronto.ca/TWONTO#00260 | Equipment Location | Building Location
| FHO CLARIFIER CORRID | Computer Location | FHO-SPC |  |  |  |  | http://www.toronto.ca/TWONTO#00260 | Equipment Location | Process Control Systems - Services Area
| FHO CONTROL ROOM | Computer Location | FHO-SPC |  |  |  |  | http://www.toronto.ca/TWONTO#00260 | Equipment Location | Process Control Systems - Services Area
| FHO CONTROL ROOM | Computer Location | FHO MAIN BLDG |  |  |  |  | http://www.toronto.ca/TWONTO#00260 | Equipment Location | Building Location
| FHO ELECTRICAL ROOM | Computer Location | FHO-SPC |  |  |  |  | http://www.toronto.ca/TWONTO#00260 | Equipment Location | Process Control Systems - Services Area
| FCL-ALM-CP-0001 | Control Panel, Operator, Alum Tank Overflow Alarm, Alum System | FCL-ALM-T-0101 |  |  |  | CP | http://www.toronto.ca/TWONTO#00613 | Electrical Equipment | Tank, Non-Pressurized, Alum Storage Tank 0101, Liquid Alum System
| FCL-ALM-CP-0010 | Control Panel, Operator, Alum Mixing Tank Outlet Valve, Alum System | FCL-ALM-T-0101 |  |  |  | CP | http://www.toronto.ca/TWONTO#00613 | Electrical Equipment | Tank, Non-Pressurized, Alum Storage Tank 0101, Liquid Alum System
| FCL-ALM-CP-0014 | Control Panel, Operator, Alum Storage Tank 0101 Outlet Valve, Alum System | FCL-ALM-T-0101 |  |  |  | CP | http://www.toronto.ca/TWONTO#00613 | Electrical Equipment | Tank, Non-Pressurized, Alum Storage Tank 0101, Liquid Alum System
| FCL-ALM-CP-0018 | Control Panel, Operator, Alum Storage Tank 0201 Outlet Valve, Alum System | FCL-ALM-T-0101 |  |  |  | CP | http://www.toronto.ca/TWONTO#00613 | Electrical Equipment | Tank, Non-Pressurized, Alum Storage Tank 0101, Liquid Alum System
| FCL-ALM-CP-0101 | Control Panel, Electrical, Pump 0101, Alum System | FCL-ALM-P-0101 |  |  |  | CP | http://www.toronto.ca/TWONTO#00613 | Electrical Equipment | Pump, PD, Pump, Alum System
| FCL-ALM-CP-0201 | Control Panel, Electrical, Pump 0201, Alum System | FCL-ALM-P-0201 |  |  |  | CP | http://www.toronto.ca/TWONTO#00613 | Electrical Equipment | Pump, PD, Pump, Alum System
| FCL-ALM-CP-0301 | Control Panel, Electrical, Pump 0301, Alum System | FCL-ALM-P-0301 |  |  |  | CP | http://www.toronto.ca/TWONTO#00613 | Electrical Equipment | Pump, PD, Pump, Alum System
| FCL-ALM-CP-0401 | Control Panel, Electrical, Pump 0401, Alum System | FCL-ALM-P-0401 |  |  |  | CP | http://www.toronto.ca/TWONTO#00613 | Electrical Equipment | Pump, PD, Pump, Alum System
| FCL-ALM-FS-0101 | Switch,Flow Pump # 1 | FCL-ALM |  |  | 33815 | FS | x | Instrumentation Equipment | Coagulation
| FCL-ALM-FS-0201 | Switch,Flow Pump # 2 | FCL-ALM |  |  | 33816 | FS | x | Instrumentation Equipment | Coagulation
| FCL-ALM-FS-0301 | Switch,Flow Pump # 3 | FCL-ALM |  |  | 33817 | FS | x | Instrumentation Equipment | Coagulation
| FCL-ALM-FS-0401 | Switch,Flow Pump # 4 | FCL-ALM |  |  | 33818 | FS | x | Instrumentation Equipment | Coagulation
| FCL-ALM-LSH-0101 | Switch,Level Alum Storage Tank # 1 | FCL-ALM |  |  |  | LSH | http://www.toronto.ca/TWONTO#00466 | Instrumentation Equipment | Coagulation
| FCL-ALM-LSH-0201 | Switch,Level Alum Storage Tank # 2 | FCL-ALM |  |  |  | LSH | http://www.toronto.ca/TWONTO#00466 | Instrumentation Equipment | Coagulation
| FHO ELECTRICAL ROOM | Computer Location | FHO SURGE BLDG |  |  |  |  | http://www.toronto.ca/TWONTO#00260 | Equipment Location | Building Location
| FCL-AM-CP-0001 | Control Panel, Operator, Aqua Ammonia System, Outside Wall beside Ammonia Fill Station | FCL-AM |  |  |  | CP | http://www.toronto.ca/TWONTO#00613 | Electrical Equipment | Ammoniation
| FCL-AM-CP-0002 | Local Control Panel, Aqua Ammonia Scrubber Control (GLC4), Gaseous Chemical Building,Scrubber Room | FCL-AM |  |  |  | CP | http://www.toronto.ca/TWONTO#00613 | Electrical Equipment | Ammoniation
| FCL-AM-CP-0101 | Control Panel, Electrical, Pump 0101, Aqua Ammonia System, Ammonia Room | FCL-AM-P-0101 |  |  |  | CP | http://www.toronto.ca/TWONTO#00613 | Electrical Equipment | Pump, Gear, Metering, Aqua Ammonia System
| FCL-AM-CP-0201 | Control Panel, Electrical, Pump 0201, Aqua Ammonia System, Ammonia Room | FCL-AM-P-0201 |  |  |  | CP | http://www.toronto.ca/TWONTO#00613 | Electrical Equipment | Pump, Gear, Metering, Aqua Ammonia System
| FCL-AM-DM-0012 | Damper, Ammonia Storage Room Exhaust to Scrubber SB-0101, Gaseous Chemical Building, Ammonia Storage Room | FCL-AM-SCRUBBER |  |  |  | DM | http://www.toronto.ca/TWONTO#00142 | Mechanical Equipment | Ammonia Scrubber System
| FCL-AM-HTR-0001 | Heater, (Heat Tracing), Gaseous Chemical Building, South of Storage Tank | FCL-ACC-AM |  |  |  | HTR | http://www.toronto.ca/TWONTO#00418 | Electrical Equipment | Amonia Room HVAC Equipment
| FCL-AM-LSH-0002 | Switch, Level, High, Ammonia Pumps Spill Containment, Gaseous Chemical Building, Pump Room | FCL-AM |  |  |  | LSH | http://www.toronto.ca/TWONTO#00466 | Instrumentation Equipment | Ammoniation
| FHO EUS CONTROL ROOM | Computer Location | FHO-ADMIN-BLDG |  |  |  |  | http://www.toronto.ca/TWONTO#00260 | Equipment Location | Building Location
| FCL-AM-STR-0038 | Strainer, Aqua Ammonia Scrubber Pump Inlet, Ventilation Machine Room, Dry Chemical Building | FCL-AM-P-0001 |  |  |  | STR | http://www.toronto.ca/TWONTO#00710 | Mechanical Equipment | Pump, Centrifugal, Waste Water, Scrubber, Aqua Ammonia Scrubber System
| FCL-AM-STR-0110 | Strainer, Ammonia Pump 0101 Suction, Aqua Ammonia System, Ammonia Room | FCL-AM-P-0101 |  |  |  | STR | http://www.toronto.ca/TWONTO#00710 | Mechanical Equipment | Pump, Gear, Metering, Aqua Ammonia System
| FCL-AM-STR-0210 | Strainer, Ammonia Pump 0210 Suction, Aqua Ammonia System, Ammonia Room | FCL-AM-P-0201 |  |  |  | STR | http://www.toronto.ca/TWONTO#00710 | Mechanical Equipment | Pump, Gear, Metering, Aqua Ammonia System
| FCL-AM-V-0050 | Valve, Ball, Isolation, Ammonia Feed Pump to Clearwell, Gaseous Building,( Pump 0101 & 0201 discharge Header) | FCL-AM |  |  |  | V | http://www.toronto.ca/TWONTO#00781 | Mechanical Equipment | Ammoniation
| FCL-AM-V-0118 | Valve, Ball, Ammonia Tank 0101 to Vent, Aqua Ammonia System, Ammonia Room | FCL-AM-T-0101 |  |  |  | V | http://www.toronto.ca/TWONTO#00781 | Mechanical Equipment | Tank, Storage, Pressurised, Aqua Ammonia Storage Room, Dry Chemical Building
| FCL-AM-V-0119 | Valve, Ball, Ammonia Tank 0101 to Drain, Aqua Ammonia System, Ammonia Room | FCL-AM-T-0101 |  |  |  | V | http://www.toronto.ca/TWONTO#00781 | Mechanical Equipment | Tank, Storage, Pressurised, Aqua Ammonia Storage Room, Dry Chemical Building
| FCL-AM-V-0218 | Valve, Ball, Ammonia Tank 0201 to Vent, Aqua Ammonia System, Ammonia Room | FCL-AM-T-0201 |  |  |  | V | http://www.toronto.ca/TWONTO#00781 | Mechanical Equipment | Tank, Storage, Pressurised, Aqua Ammonia Storage Room, Dry Chemical Building
| FCL-AM-V-0219 | Valve, Ball, Ammonia Tank 0201 to Drain, Aqua Ammonia System, Ammonia Room | FCL-AM-T-0201 |  |  |  | V | http://www.toronto.ca/TWONTO#00781 | Mechanical Equipment | Tank, Storage, Pressurised, Aqua Ammonia Storage Room, Dry Chemical Building
| FCL-AUX-TPD-0901 | Trap Primer Device, Electrical, RMF Clarification Facility | FCL-ACC-RMF |  |  |  | TPD | http://www.toronto.ca/TWONTO#00757 | Electrical Equipment | Residue Management HVAC Equipment
| FCL-AUX-TPD-0902 | Trap Primer Device, Electrical, RMF Clarification Facility, Hallway, Thickener No.1 | FCL-ACC-RMF |  |  |  | TPD | http://www.toronto.ca/TWONTO#00757 | Electrical Equipment | Residue Management HVAC Equipment
| FCL-AUX-TPD-0903 | Trap Primer Device, Electrical, RMF Clarification Facility, Hallway, Thickener No.2 | FCL-ACC-RMF |  |  |  | TPD | http://www.toronto.ca/TWONTO#00757 | Electrical Equipment | Residue Management HVAC Equipment
| FCL-AUX-TPD-0904 | Trap Primer Device, Electrical, RMF Centrifuge Building, Polymer Room | FCL-ACC-RMF |  |  |  | TPD | http://www.toronto.ca/TWONTO#00757 | Electrical Equipment | Residue Management HVAC Equipment
| FCL-AUX-TPD-0905 | Trap Primer Device, Electrical, RMF Centrifuge Building, Mechanical Room | FCL-ACC-RMF |  |  |  | TPD | http://www.toronto.ca/TWONTO#00757 | Electrical Equipment | Residue Management HVAC Equipment
| FHO EUS CONTROL ROOM | Computer Location | FHO-EUS |  |  |  |  | http://www.toronto.ca/TWONTO#00260 | Equipment Location | Production & End User Support
| FHO EUS MACH ELEC | Computer Location | FHO-ADMIN-BLDG |  |  |  |  | http://www.toronto.ca/TWONTO#00260 | Equipment Location | Building Location
| FCL-BW-FIT-0001 | Transmitter, Flow, Discharge Header Thermal Mass, Blowers | FCL-AIR-SCOUR |  |  |  | FIT | http://www.toronto.ca/TWONTO#00369 | Electrical Equipment | Backwash System
| FCL-BW-PDIT-0001 | Transmitter, Pressure Differential, Intake Filter Air Scour Blowers Header | FCL-BW-F-0001 |  |  |  | PDIT | http://www.toronto.ca/TWONTO#00605 | Electrical Equipment | Air Filter, Blower Common Inlet
| FCL-BW-TIT-0201 | Temperature Transmitter, Blower 2 Discharge | FCL-BW-BL-0200 |  |  |  | TIT | http://www.toronto.ca/TWONTO#00735 | Instrumentation Equipment | Blower, Multi-stage Centrifugal, Filter Backwash Air Scour,Filter Building ,South End.
| FCL-BW-V-0028 | Valve, Ball, Isolation, Air Release, Backwash Supply Pipe | FCL-BW |  |  |  | V | http://www.toronto.ca/TWONTO#00781 | Mechanical Equipment | Backwash System
| FCL-BW-V-0029 | Valve, Air Release, Backwash Supply Pipe | FCL-BW |  |  |  | V | http://www.toronto.ca/TWONTO#00781 | Mechanical Equipment | Backwash System
| FCL-BW-V-0030 | Valve, Ball, Isolation, Air Release, Backwash Supply Pipe | FCL-BW |  |  |  | V | http://www.toronto.ca/TWONTO#00781 | Mechanical Equipment | Backwash System
| FCL-BW-V-0031 | Valve, Air Release, Backwash Supply Pipe | FCL-BW |  |  |  | V | http://www.toronto.ca/TWONTO#00781 | Mechanical Equipment | Backwash System
| FCL-BW-V-0032 | Valve, Ball, Isolation, Air Release, Backwash Supply Pipe | FCL-BW |  |  |  | V | http://www.toronto.ca/TWONTO#00781 | Mechanical Equipment | Backwash System
| FCL-BW-V-0033 | Valve, Air Release, Backwash Supply Pipe | FCL-BW |  |  |  | V | http://www.toronto.ca/TWONTO#00781 | Mechanical Equipment | Backwash System
| FHO EUS MACH ELEC | Computer Location | FHO-EUS |  |  |  |  | http://www.toronto.ca/TWONTO#00260 | Equipment Location | Production & End User Support
| FHO EUS MACH SHOP | Computer Location | FHO-EUS |  |  |  |  | http://www.toronto.ca/TWONTO#00260 | Equipment Location | Production & End User Support
| FCL-CCS-CP-0102 | Control Panel, CCS Sample Pump, Low Lift PS Building | FCL-CCS |  |  |  | CP | http://www.toronto.ca/TWONTO#00613 | Electrical Equipment | Corrosion Control System
| FHO EUS MACH SHOP | Computer Location | FHO-ADMIN-BLDG |  |  |  |  | http://www.toronto.ca/TWONTO#00260 | Equipment Location | Building Location
| FHO EUS TRAIN ROOM | Computer Location | FHO-EUS |  |  |  |  | http://www.toronto.ca/TWONTO#00260 | Equipment Location | Production & End User Support
| FHO EUS TRAIN ROOM | Computer Location | FHO-ADMIN-BLDG |  |  |  |  | http://www.toronto.ca/TWONTO#00260 | Equipment Location | Building Location
| FHO FILTER GALLERY | Computer Location | FHO MAIN BLDG |  |  |  |  | http://www.toronto.ca/TWONTO#00260 | Equipment Location | Building Location
| FHO FILTER GALLERY | Computer Location | FHO-SPC |  |  |  |  | http://www.toronto.ca/TWONTO#00260 | Equipment Location | Process Control Systems - Services Area
| FHO OFFICE | Computer Location | FHO MAIN BLDG |  |  |  |  | http://www.toronto.ca/TWONTO#00260 | Equipment Location | Building Location
| FHO OFFICE | Computer Location | FHO-SPC |  |  |  |  | http://www.toronto.ca/TWONTO#00260 | Equipment Location | Process Control Systems - Services Area
| FHO RAW WATER | Computer Location | FHO MAIN BLDG |  |  |  |  | http://www.toronto.ca/TWONTO#00260 | Equipment Location | Building Location
| FCL-CLA-RD-0101 | Rupture Disk, Vent, CLA Evaporator 0101, Gaseous Chemical Building, Machine Room | FCL-CLA-EV-0101 |  |  |  | RD | http://www.toronto.ca/TWONTO#00655 | Mechanical Equipment | Evaporator, Chlorine Gas, Chlorination System
| FCL-CLA-RD-0201 | Rupture Disk, Vent, CLA Evaporator 0201, Gaseous Chemical Building, Machine Room | FCL-CLA-EV-0201 |  |  |  | RD | http://www.toronto.ca/TWONTO#00655 | Mechanical Equipment | Evaporator, Chlorine Gas, Chlorination System
| FHO RAW WATER | Computer Location | FHO-SPC |  |  |  |  | http://www.toronto.ca/TWONTO#00260 | Equipment Location | Process Control Systems - Services Area
| FHO SWITCHGEAR ROOM | Computer Location | FHO MAIN BLDG |  |  |  |  | http://www.toronto.ca/TWONTO#00260 | Equipment Location | Building Location
| FCL-CLB-CP-0001 | Control Panel, After Post Sampling Pumps 0001A&B, Dewatering Pumps Area Second Level | FCL-CLB-P-0001A |  |  |  | CP | http://www.toronto.ca/TWONTO#00613 | Electrical Equipment | Pump, Centrifugal, After Post, Sampling Pumps, Dewatering Pumps Area Second Level
| FCL-CLB-RD-0101 | Rupture Disk, Vent, CLB Evaporator 0101, Gaseous Chemical Building, Machine Room | FCL-CLB-EV-0101 |  |  |  | RD | http://www.toronto.ca/TWONTO#00655 | Mechanical Equipment | Evaporator, Chlorine Gas, Chlorination System
| FCL-CLB-RD-0201 | Rupture Disk, Vent, CLB Evaporator 0201, Gaseous Chemical Building, Machine Room | FCL-CLB-EV-0201 |  |  |  | RD | http://www.toronto.ca/TWONTO#00655 | Mechanical Equipment | Evaporator, Chlorine Gas, Chlorination System
| FHO SWITCHGEAR ROOM | Computer Location | FHO-SPC |  |  |  |  | http://www.toronto.ca/TWONTO#00260 | Equipment Location | Process Control Systems - Services Area
| FCL-CLB-V-0005C | Valve, Ball, Isolating, Flushing Water to After Post Analysers, Lab, Admin. Building | FCL-CLB-P-0001A |  |  |  | V | http://www.toronto.ca/TWONTO#00781 | Mechanical Equipment | Pump, Centrifugal, After Post, Sampling Pumps, Dewatering Pumps Area Second Level
| FCL-CLB-V-0011A | Valve, Pressure Regulating, Inlet, Chlorine Analyzer CLB-AIT-0001B, Sampling Pumps, After Post Control, Lab, Admin. Building | FCL-CLB-AIT-0001B |  |  |  | V | http://www.toronto.ca/TWONTO#00781 | Mechanical Equipment | Analyzer, Chlorine, After Post Reference, Lab, Admin. Building
| FCL-CLB-V-0012A | Valve, Pressure Regulating, Inlet, Chlorine Analyzer CLB-AIT-0001A, Sampling Pumps, After Post Control, Lab, Admin. Building | FCL-CLB-AIT-0001A |  |  |  | V | http://www.toronto.ca/TWONTO#00781 | Mechanical Equipment | Analyzer, Chlorine, After Post Control, Lab, Admin. Building
| FHO-OFFICE | Computer Location | FHO-ADMIN-BLDG |  |  |  |  | http://www.toronto.ca/TWONTO#00260 | Equipment Location | Building Location
| FCL-CLC-CP-0001 | Local Control Panel, Trim Chlorination System Eductor Valves, High Lift PS Basement | FCL-CLC |  |  |  | CP | http://www.toronto.ca/TWONTO#00613 | Electrical Equipment | Pre-Chlorination
| FCL-CL-CP-0001 | Control Panel, Area, Mimic, Chlorination System, Control Room, Gaseous Chemical Building | FCL-CLA |  |  |  | CP | http://www.toronto.ca/TWONTO#00613 | Electrical Equipment | Pre-Chlorination
| FCL-CL-CP-0005 | Local Control Panel, Mimic, Chlorination Eductor Valves, Control Room, Gaseous Chemical Building | FCL-CLA |  |  |  | CP | http://www.toronto.ca/TWONTO#00613 | Electrical Equipment | Pre-Chlorination
| FCL-CL-CP-0006 | Local Control Panel, CL2/SO2 Scrubber Control (GLC2), Scrubber Room, Gaseous Chemical Building | FCL-CL-SCRUBBER |  |  |  | CP | http://www.toronto.ca/TWONTO#00613 | Electrical Equipment | CL & SO2 Scrubber System
| FCL-CL-CP-0007 | Local Control Panel, Primary Pre-Chlorine System Valves, Low Lift PS Basement | FCL-CLA |  |  |  | CP | http://www.toronto.ca/TWONTO#00613 | Electrical Equipment | Pre-Chlorination
| FCL-CL-CP-0008 | Local Control Panel, Alternate Pre-Chlorination Valves, Sedimentation Tanks Area | FCL-CLA |  |  |  | CP | http://www.toronto.ca/TWONTO#00613 | Electrical Equipment | Pre-Chlorination
| FCL-CL-DM-0022 | Damper, Motorized, Machine Room and Storage Room Plenum Isolation, Gaseous Chemical Building | FCL-MCS-BLDG-GAS |  |  |  | DM | http://www.toronto.ca/TWONTO#00142 | Mechanical Equipment | RL Clark Plant Gaseous Bldg
| FIS-OFFICE | Computer Location | FIS-ADM-BLDG |  |  |  |  | http://www.toronto.ca/TWONTO#00260 | Equipment Location | Building Location
| NYCC-OFFICE | Computer Location | YMH-ADMIN-BLDG |  |  |  |  | http://www.toronto.ca/TWONTO#00260 | Equipment Location | Building Location
| FCL-DCL-AICR-0401 | Controller,Analyses,Indicator/Manual Setpoint,Recording,SO-0401, Panel CP-0003,Gaseous Chem. Building | FCL-DCL-SO-0401 |  |  |  | AICR | http://www.toronto.ca/TWONTO#00614 | Electrical Equipment | Sulphonator, RMF Dechlorination, Machine Room,Gaseous Chemical Building
| FCL-DCL-AICR-0501 | Controller,Analyses,Indicator/Manual Setpoint,Recording,SO-0501, Panel CP-0003,Gaseous Chem. Building | FCL-DCL-SO-0501 |  |  |  | AICR | http://www.toronto.ca/TWONTO#00614 | Electrical Equipment | Sulphonator, RMF Dechlorination, Machine Room,Gaseous Chemical Building
| FCL-DCL-CP-0001 | Control Panel, Before SO2 Sample Pumps 0001A-B, Dewatering Pump Area Ground Level | FCL-DCL-P-0001A |  |  |  | CP | http://www.toronto.ca/TWONTO#00613 | Electrical Equipment | Pump, Centrifugal, Sampling Before SO2, Decant Liquor, Sampling Pumps
| FCL-DCL-CP-0002 | Control Panel, After SO2 Sample Pumps 0002A-B, Dewatering Pump Area Ground Level | FCL-DCL-P-0002A |  |  |  | CP | http://www.toronto.ca/TWONTO#00613 | Electrical Equipment | Pump, Centrifugal, Sampling After SO2, Decant Liquor, Sampling Pumps
| FCL-DCL-CP-0003 | Control Panel, Area, Mimic, Sulphur Dioxide System, Control Room, Gaseous Chemical Building | FCL-DCL |  |  |  | CP | http://www.toronto.ca/TWONTO#00613 | Electrical Equipment | Sulphur Dioxide System
| FCL-DCL-CP-0005 | Control Panel, Mimic, SO2 System Injectors Control Valves, Control Room, Gaseous Chemical Building | FCL-DCL |  |  |  | CP | http://www.toronto.ca/TWONTO#00613 | Electrical Equipment | Sulphur Dioxide System
| FCL-DCL-CP-0006 | Local Control Panel,SO2 Eductor Valves, High Lift Pumping Station Basement | FCL-DCL |  |  |  | CP | http://www.toronto.ca/TWONTO#00613 | Electrical Equipment | Sulphur Dioxide System
| FCL-DCL-INJ-0420 | Eductor, RMF Dechlorination, RMF Facility | FCL-DCL-SO-0401 |  |  |  | INJ | http://www.toronto.ca/TWONTO#00294 | Electrical Equipment | Sulphonator, RMF Dechlorination, Machine Room,Gaseous Chemical Building
| FCL-DCL-INJ-0520 | Eductor, RMF Dechlorination, RMF Facility | FCL-DCL-SO-0501 |  |  |  | INJ | http://www.toronto.ca/TWONTO#00294 | Electrical Equipment | Sulphonator, RMF Dechlorination, Machine Room,Gaseous Chemical Building
| FCL-DCL-PSH-0105 | Switch, Pressure-High, Evaporator 0101 Vent Line to Scrubber, Machine Room, Gaseous Chemical Bldg. | FCL-DCL-EV-0101 |  |  |  | PSH | http://www.toronto.ca/TWONTO#00604 | Electrical Equipment | Evaporator, SO2, Sulpher Dioxide System
| FCL-DCL-PSH-0205 | Switch, Pressure-High, Evaporator 0201 Vent Line to Scrubber, Machine Room, Gaseous Chemical Bldg. | FCL-DCL-EV-0201 |  |  |  | PSH | http://www.toronto.ca/TWONTO#00604 | Electrical Equipment | Evaporator, SO2, Sulpher Dioxide System
| FCL-DCL-STR-0412 | Strainer, Inlet, INJ-0420, RMF Clarification | FCL-DCL-INJ-0420 |  |  |  | STR | http://www.toronto.ca/TWONTO#00710 | Mechanical Equipment | Eductor, RMF Dechlorination, RMF Facility
| FCL-DCL-STR-0512 | Strainer, Inlet, INJ-0520, RMF Clarification | FCL-DCL-INJ-0520 |  |  |  | STR | http://www.toronto.ca/TWONTO#00710 | Mechanical Equipment | Eductor, RMF Dechlorination, RMF Facility
| FCL-DCL-V-0043 | Valve, Check, Discharge, SO2 Sampling Pump 0001A, Ground Level, Dewatering Pumps Area | FCL-DCL-P-0001A |  |  |  | V | http://www.toronto.ca/TWONTO#00204 | Mechanical Equipment | Pump, Centrifugal, Sampling Before SO2, Decant Liquor, Sampling Pumps
| FCL-DCL-V-0045 | Valve, Ball, Drain, Before SO2 Sampling Pumps 0002A&0002B, Ground Level, Dewatering Pumps Area | FCL-DCL-P-0002A |  |  |  | V | http://www.toronto.ca/TWONTO#00781 | Mechanical Equipment | Pump, Centrifugal, Sampling After SO2, Decant Liquor, Sampling Pumps
| FCL-DCL-V-0046 | Valve, Ball, Isolation, Pressure Gauge PI-0004, High Lift PS Basement | FCL-DCL-PI-0004 |  |  |  | V | http://www.toronto.ca/TWONTO#00781 | Mechanical Equipment | Indicator, Pressure, SO2 Solution to Treated Water Conduit, High Lift PS Basement
| FCL-DCL-V-0402 | Valve, Isolation, SO2 Gas Line to RMF Sulphonator 0401, Machine Room, Gaseous Chemical Building | FCL-DCL-SO-0401 |  |  |  | V | http://www.toronto.ca/TWONTO#00781 | Mechanical Equipment | Sulphonator, RMF Dechlorination, Machine Room,Gaseous Chemical Building
| FCL-DCL-V-0411 | Valve, Isolation, Inlet, RMF Sulphonator 0401, Machine Room, Gaseous Chemical Building | FCL-DCL-SO-0401 |  |  |  | V | http://www.toronto.ca/TWONTO#00781 | Mechanical Equipment | Sulphonator, RMF Dechlorination, Machine Room,Gaseous Chemical Building
| FCL-DCL-V-0412 | Valve, Ball, Actuated, Water to RMF Eductor INJ-0420, RMF Dechlorination | FCL-DCL-INJ-0420 |  |  |  | V | http://www.toronto.ca/TWONTO#00781 | Mechanical Equipment | Eductor, RMF Dechlorination, RMF Facility
| FCL-DCL-V-0413 | Valve, Ball, Isolation, Service Water to INJ-0420, RMF Clarification | FCL-DCL-INJ-0420 |  |  |  | V | http://www.toronto.ca/TWONTO#00781 | Mechanical Equipment | Eductor, RMF Dechlorination, RMF Facility
| FCL-DCL-V-0414 | Valve, Ball, Outlet, INJ-0420, RMF Clarification | FCL-DCL-INJ-0420 |  |  |  | V | http://www.toronto.ca/TWONTO#00781 | Mechanical Equipment | Eductor, RMF Dechlorination, RMF Facility
| FCL-DCL-V-0420 | Valve, Check, Inlet, DCL-INJ-0420, RMF Clarification | FCL-DCL-INJ-0420 |  |  |  | V | http://www.toronto.ca/TWONTO#00204 | Mechanical Equipment | Eductor, RMF Dechlorination, RMF Facility
| FCL-DCL-V-0502 | Valve, Isolation, SO2 Gas Line to RMF Sulphonator 0501, Machine Room, Gaseous Chemical Building | FCL-DCL-SO-0501 |  |  |  | V | http://www.toronto.ca/TWONTO#00781 | Mechanical Equipment | Sulphonator, RMF Dechlorination, Machine Room,Gaseous Chemical Building
| FCL-DCL-V-0511 | Valve, Isolation, Inlet, RMF Sulphonator 0501, Machine Room, Gaseous Chemical Building | FCL-DCL-SO-0501 |  |  |  | V | http://www.toronto.ca/TWONTO#00781 | Mechanical Equipment | Sulphonator, RMF Dechlorination, Machine Room,Gaseous Chemical Building
| FCL-DCL-V-0512 | Valve, Isolation, Inlet, RMF Sulphonator SO-0501, Machine Room,Gaseous Chemical Building | FCL-DCL-INJ-0520 |  |  |  | V | http://www.toronto.ca/TWONTO#00781 | Mechanical Equipment | Eductor, RMF Dechlorination, RMF Facility
| FCL-DCL-V-0513 | Valve, Ball, Isolation, Service Water to INJ-0520, RMF Clarification | FCL-DCL-INJ-0520 |  |  |  | V | http://www.toronto.ca/TWONTO#00781 | Mechanical Equipment | Eductor, RMF Dechlorination, RMF Facility
| FCL-DCL-V-0514 | Valve, Ball, Outlet, INJ-0520, RMF Clarification | FCL-DCL-INJ-0520 |  |  |  | V | http://www.toronto.ca/TWONTO#00781 | Mechanical Equipment | Eductor, RMF Dechlorination, RMF Facility
| FCL-DCL-V-0520 | Valve, Check, Inlet, DCL-INJ-0520, RMF Clarification | FCL-DCL-INJ-0520 |  |  |  | V | http://www.toronto.ca/TWONTO#00204 | Mechanical Equipment | Eductor, RMF Dechlorination, RMF Facility
| NYCC-OFFICE | Computer Location | NYCC-ADMIN-BLDG |  |  |  |  | http://www.toronto.ca/TWONTO#00260 | Equipment Location | Building Location
| SCC-OFFICE | Computer Location | SCC-ADMIN-BLDG |  |  |  |  | http://www.toronto.ca/TWONTO#00260 | Equipment Location | Building Location
| FCL-DEW-CP-0101 | Control Panel, Raw Water Process Dewatering Pumps P-0101A&B, Low Lift PS SW Corner | FCL-DEW-P-0101A |  |  |  | CP | http://www.toronto.ca/TWONTO#00613 | Electrical Equipment | Pump, Dry Pit Submersible, Raw Water Process Dewatering, Raw Water Dewatering Pit
| FCL-DEW-CP-0201 | Control Panel, Treated Water Process Dewatering Pumps P-0201A&B, High Lift PS SW Corner | FCL-DEW-P-0201A |  |  |  | CP | http://www.toronto.ca/TWONTO#00613 | Electrical Equipment | Pump, Dry Pit Submersible. Treated Water Process Dewatering, Treated Water Dewatering Pit
| FCL-DEW-CP-0301 | Control Panel, Pre-Treatment Process Dewatering Pumps P-0301A&B, West Sedimentation Corridor | FCL-DEW-P-0301A |  |  |  | CP | http://www.toronto.ca/TWONTO#00613 | Electrical Equipment | Pump, Dry Pit Submersible. Sedimentation Tanks Process Dewatering, Sedimentation Tank Dewatering Pit
| FCL-DEW-CP-0401 | Control Panel, Low Lift PS Area Dewatering Pumps P-0401A&B, Low Lift PS SW Corner | FCL-DEW-P-0401A |  |  |  | CP | http://www.toronto.ca/TWONTO#00613 | Electrical Equipment | Pump, Dry Pit Submersible. Low Lift PS Area Dewatering, Raw Water Dewatering Pit
| FCL-DEW-CP-0501 | Control Panel, Pre-treatment Area Dewatering Pumps P-0501A&B, West Sedimentation Corridor | FCL-DEW-P-0501A |  |  |  | CP | http://www.toronto.ca/TWONTO#00613 | Electrical Equipment | Pump, Dry Pit Submersible. Pre-Treatment Area Dewatering, Sedimentation Tank Dewatering Pit
| FCL-DEW-CP-0601 | Control Panel, High Lift PS Area Dewatering Pumps P-0601A&B, High Lift PS SW Corner | FCL-DEW-P-0601A |  |  |  | CP | http://www.toronto.ca/TWONTO#00613 | Electrical Equipment | Pump, Dry Pit Submersible. High Lift PS Area Dewatering Pump, Treated Water Dewatering Pit
| FCL-DEW-T-0401 | Tank, Sump Well, Low Lift PS Area Dewatering Pit | FCL-DEW |  |  |  | T | http://www.toronto.ca/TWONTO#00811 | Mechanical Equipment | Dewatering
| FCL-DEW-T-0501 | Tank, Wet Well, Sedimentation Tank Dewatering Pit | FCL-DEW-SED |  |  |  | T | http://www.toronto.ca/TWONTO#00675 | Electrical Equipment | Sedimentation Area Dewatering
| FCL-DEW-V-0009 | Valve, Ball, Suction Header, Raw Water Process Dewatering Pump DEW-P-0101A/B, Low Lift Basement | FCL-DEW-P-0101A |  |  |  | V | http://www.toronto.ca/TWONTO#00781 | Mechanical Equipment | Pump, Dry Pit Submersible, Raw Water Process Dewatering, Raw Water Dewatering Pit
| FCL-DEW-V-0010 | Valve, Gate, Drain, Treated Water Suction Channel, Treated Water Process Dewatering Pit | FCL-DEW-T-0201 |  |  |  | V | http://www.toronto.ca/TWONTO#00781 | Mechanical Equipment | Tank, Treated Water Process Dewatering Pit
| FCL-DEW-V-0010A | Valve, Check, Swing, Treated Water Suction Channel, Treated Water Process Dewatering Pit | FCL-DEW-T-0201 |  |  |  | V | http://www.toronto.ca/TWONTO#00204 | Mechanical Equipment | Tank, Treated Water Process Dewatering Pit
| FCL-DEW-V-0011 | Valve, Gate, Drain, Treated Water Suction Channel, Treated Water Process Dewatering Pit | FCL-DEW-T-0201 |  |  |  | V | http://www.toronto.ca/TWONTO#00781 | Mechanical Equipment | Tank, Treated Water Process Dewatering Pit
| FCL-DEW-V-0011A | Valve, Check, Swing, Treated Water Suction Channel, Treated Water Process Dewatering Pit | FCL-DEW-T-0201 |  |  |  | V | http://www.toronto.ca/TWONTO#00204 | Mechanical Equipment | Tank, Treated Water Process Dewatering Pit
| FCL-DEW-V-0015 | Valve, Check, Swing, Drain, Pre-Treatment Mud Valve, Sedimentation Tank Dewatering Pit | FCL-DEW-T-0201 |  |  |  | V | http://www.toronto.ca/TWONTO#00204 | Mechanical Equipment | Tank, Treated Water Process Dewatering Pit
| FCL-DEW-V-0016 | Valve, Gate, Drain, Pre-Treatment Mud Valve, Sedimentation Tank Dewatering Pit | FCL-DEW |  |  |  | V | http://www.toronto.ca/TWONTO#00781 | Mechanical Equipment | Dewatering
| FCL-DEW-V-0606 | Valve,Check,Swing,Discharge,High Lift PS Area Dew.Pump P-0601A Dry Pit,Admin Bldg.Sewage Ejector Rm. | FCL-DEW-P-0601A |  |  |  | V | http://www.toronto.ca/TWONTO#00781 | Mechanical Equipment | Pump, Dry Pit Submersible. High Lift PS Area Dewatering Pump, Treated Water Dewatering Pit
| TAB-OFFICE | Computer Location | TAB-ADMIN-BLDG |  |  |  |  | http://www.toronto.ca/TWONTO#00260 | Equipment Location | Building Location
| THC-ELEC-SHOP | Computer Location | THC-OLD-SECTION-BLDG |  |  |  |  | http://www.toronto.ca/TWONTO#00260 | Equipment Location | Building Location
| THC-OFFICE | Computer Location | THC-ADMIN-BLDG |  |  |  |  | http://www.toronto.ca/TWONTO#00260 | Equipment Location | Building Location
| FCL-ELS-1 | Process Control and SCADA | FCL-ELS |  |  |  | ELS | http://www.toronto.ca/TWONTO#00283 | Sub-Process | Electrical Distribution
| FCL-ELS-2 | Electrical Systems | FCL-ELS |  |  |  | ELS | http://www.toronto.ca/TWONTO#00283 | Sub-Process | Electrical Distribution
| FCL-ELS-4 | Emergency Power and UPS | FCL-ELS |  |  |  | ELS | http://www.toronto.ca/TWONTO#00283 | Sub-Process | Electrical Distribution
| FCL-ELS-5 | Security System | FCL-ELS |  |  |  | ELS | http://www.toronto.ca/TWONTO#00673 | Sub-Process | Electrical Distribution
| FCL-ELS-ASH-0001 | Smoke Detector, Diesel Tank, ELS-T-0101, Low lift Building | FCL-ELS-T-0101 |  |  |  | ASH | http://www.toronto.ca/TWONTO#00362 | Electrical Equipment | Tank, Generator G-0100 Oil Fuel Day Tank, Low Lift Building, Screen Room
| FCL-ELS-ASH-0002 | Smoke Detector, Diesel Tank, ELS-T-0201, Low lift Building | FCL-ELS-T-0201 |  |  |  | ASH | http://www.toronto.ca/TWONTO#00362 | Electrical Equipment | Tank, Generator G-0200 Oil Fuel Day Tank, Low Lift Building, Screen Room
| THR-OFFICE | Computer Location | THR-ADMIN-BLDG |  |  |  |  | http://www.toronto.ca/TWONTO#00260 | Equipment Location | Building Location
| FCL-ELS-LP-0011 | Lighting Panel, 225A, 120/208V, 3PH, Flocculation Area | FCL-ELS-6 |  |  |  | LP | http://www.toronto.ca/TWONTO#00477 | Electrical Equipment | Interior Lighting
| FCL-ELS-LP-001DA | Lighting Panel, 225A, 120/208V, 3PH, Dry Chemical Building MCC Room, N/W | FCL-ELS-TR-001DA |  |  |  | LP | http://www.toronto.ca/TWONTO#00477 | Electrical Equipment | Transformer, 1200A, Lighting, LP-001DA Feed, Dry Chemical Building Outside PAC Room West Entrance
| FCL-ELS-LP-001DB | Lighting Panel, 225A, 120/208V, 3PH, Dry Chemical Building MCC Room, N/W | FCL-ELS-TR-001DB |  |  |  | LP | http://www.toronto.ca/TWONTO#00477 | Electrical Equipment | Transformer, Lighting, LP-001DB Feed, Dry Chemical Building Outside PAC Room West Entrance
| FCL-ELS-LP-001GA | Lighting Panel, 600/120/208V, 225A, 3PH, Gaseous Chemical Building, Entrance to Service Area | FCL-ELS-TR-001GA |  |  |  | LP | http://www.toronto.ca/TWONTO#00477 | Electrical Equipment | Transformer, Lighting, 600/120/208V, 45kVA, 3PH, LP-001GA,Gaseous Chemical MCC Room N/W
| MAIN-239 | Main 239 | WTR-LWA |  |  |  |  | http://www.toronto.ca/TWONTO#00804 | Sub-Process | Work Area 2 Central Mains and Chambers
| FCL-ELS-LP-003FA | Lighting Panel, (LP-FA), 600/120/208V, 3PH, Filter Operating Gallery Central/East | FCL-ELS-TR-004FE |  |  |  | LP | http://www.toronto.ca/TWONTO#00477 | Electrical Equipment | Transformer,Lighting,(LT4F),Lighting Panel LP-003FA,600/120/208V,30kVA,Filter Bldg. Transformer Room
| FCL-ELS-LP-003FB | Lighting Panel, (LP-FB), 600/120/208V, 3PH, Filter Operating Gallery Central/East | FCL-ELS-TR-003FB |  |  |  | LP | http://www.toronto.ca/TWONTO#00477 | Electrical Equipment | Transformer,Lighting,(LT2F),600/120/208V, 45kVA,Heating Panel LP-003FB,Filter Bldg. Transformer Room
| FCL-ELS-LP-003FE | Lighting Panel, 600/120/208V, 60A, 3PH, Lab | FCL-ELS-6 |  |  |  | LP | http://www.toronto.ca/TWONTO#00477 | Electrical Equipment | Interior Lighting
| FCL-ELS-LP-003FF | Lighting Panel, (LP-FF), 600/120/208V, 3PH, Filter Operating Gallery Central/West | FCL-ELS-TR-003FF |  |  |  | LP | http://www.toronto.ca/TWONTO#00477 | Electrical Equipment | Transformer,Lighting,(LT3F),600/120/208V, 30kVA, Panels LP-003FF&003FG,Filter Bldg. Transformer Room
| FCL-ELS-LP-003FG | Lighting Panel, (LP-FG), 600/120/208V, 70A, 3PH, Filter Operating Gallery Central/West | FCL-ELS-TR-003FF |  |  |  | LP | http://www.toronto.ca/TWONTO#00477 | Electrical Equipment | Transformer,Lighting,(LT3F),600/120/208V, 30kVA, Panels LP-003FF&003FG,Filter Bldg. Transformer Room
| FCL-ELS-LP-003GA | Lighting Panel, 600/120/208V, 3PH, Gaseous Chemical Building 2nd Floor Workshop | FCL-ELS-6 |  |  |  | LP | http://www.toronto.ca/TWONTO#00477 | Electrical Equipment | Interior Lighting
| MAIN-239 | Main 239 | WTR-MT3 |  |  |  |  | http://www.toronto.ca/TWONTO#00804 | Sub-Process | Work Area 3 WEST Mains and Chambers
| FCL-ELS-LP-003GC | Lighting Panel, 600/120/208V, 3PH, Gaseous Chemical Building East Stairway | FCL-ELS-6 |  |  |  | LP | http://www.toronto.ca/TWONTO#00477 | Electrical Equipment | Interior Lighting
| FCL-ELS-LP-004FE | Lighting Panel, 600/120/208V, 3PH, Filter Operating Gallery Central/West | FCL-ELS-6 |  |  |  | LP | http://www.toronto.ca/TWONTO#00477 | Electrical Equipment | Interior Lighting
| FCL-ELS-LP-004GA | Lighting Panel, 600V, 3PH, Supply From MCC-004G, Surge Building | FCL-ELS-6 |  |  |  | LP | http://www.toronto.ca/TWONTO#00477 | Electrical Equipment | Interior Lighting
| FCL-ELS-LP-004GB | Lighting Panel, 120/208V, 3PH, Supply From LP-004GA, Surge Building | FCL-ELS-6 |  |  |  | LP | http://www.toronto.ca/TWONTO#00477 | Electrical Equipment | Interior Lighting
| FCL-ELS-LP-004GE | Lighting Panel, 600/120/208V, 3PH, Gaseous Chemical Building MCC Room E | FCL-ELS-TR-004GE |  |  |  | LP | http://www.toronto.ca/TWONTO#00477 | Electrical Equipment | Transformer, Lighting, 600/120/208V, 45kVA, 3PH, LP-004GE, Gaseous Chemical Building MCC Room N/W
| FCL-ELS-LP-004GF | Lighting Panel, 600/120/208V, 3PH, Gaseous Chemical Building | FCL-ELS-TR-004GE |  |  |  | LP | http://www.toronto.ca/TWONTO#00477 | Electrical Equipment | Transformer, Lighting, 600/120/208V, 45kVA, 3PH, LP-004GE, Gaseous Chemical Building MCC Room N/W
| FCL-ELS-LP-0100A | Lighting Panel, 208/120V, 3PH, (LP-F) High Lift Pump Room Basement W | FCL-ELS-6 |  |  |  | LP | http://www.toronto.ca/TWONTO#00477 | Electrical Equipment | Interior Lighting
| FCL-ELS-LP-0100B | Lighting Panel, 208/120V, 3PH, (LP-H) High Lift Switchgear, South Wall | FCL-ELS-6 |  |  |  | LP | http://www.toronto.ca/TWONTO#00477 | Electrical Equipment | Interior Lighting
| FCL-ELS-LP-0100C | Lighting Panel, 208/120V, 3PH, (LP-J) High Lift Pump Room First Floor North Wall | FCL-ELS-6 |  |  |  | LP | http://www.toronto.ca/TWONTO#00477 | Electrical Equipment | Interior Lighting
| FCL-ELS-LP-0100G | Lighting Panel, 208/120V, 3PH, (LP-G) High Lift Heating and Ventilation Room | FCL-ELS-6 |  |  |  | LP | http://www.toronto.ca/TWONTO#00477 | Electrical Equipment | Interior Lighting
| FCL-ELS-LP-0100I | Lighting Panel, Heating Panel, (HP4), High Lift Switchgear Room East Wall | FCL-ELS-TR-0100I |  |  |  | LP | http://www.toronto.ca/TWONTO#00477 | Electrical Equipment | Transformer,(LT9H),Lighting Panel LP-0100I, 600/120/208V,45 kVA, High Lift Switchgear Room
| FCL-ELS-LP-0100J | Lighting Panel, Heating Panel, High Lift Heating & Ventilation Room | FCL-ELS-TR-0100J |  |  |  | LP | http://www.toronto.ca/TWONTO#00477 | Electrical Equipment | Transformer,(LT10H),Lighting Panel LP-0100J, 600/120/208V,30 kVA, High Lift Heating&Ventilation Room
| FCL-ELS-LP-0200A | Lighting Panel, Heating, 208/120V, 3PH, Admin Building, Lunch Room 113 West Wall | FCL-ELS-TR-0200O |  |  |  | LP | http://www.toronto.ca/TWONTO#00477 | Electrical Equipment | Transformer, 600/120/208V, 75 kVA, 3PH, Lighting Panels LP-0200O&0200A, High Lift Switchgear Room
| FCL-ELS-LP-0200B | Lighting Panel, Heating, 208/120V, 3PH, Admin Building, Lunch Room 113 West Wall | FCL-ELS-TR-0200P |  |  |  | LP | http://www.toronto.ca/TWONTO#00477 | Electrical Equipment | Transformer, 600/120/208V,112.5kW, Lighting Panels LP-0200P &0200B, High Lift Switchgear Floor East
| FCL-ELS-LP-0200D | Lighting Panel, 208/120V, 3PH, High Lift Switchgear Room, West Wall | FCL-ELS-6 |  |  |  | LP | http://www.toronto.ca/TWONTO#00477 | Electrical Equipment | Interior Lighting
| FCL-ELS-LP-0200E | Lighting Panel, 208/120V, 3PH, Admin Building, Corridor 217 Second Floor | FCL-ELS-6 |  |  |  | LP | http://www.toronto.ca/TWONTO#00477 | Electrical Equipment | Interior Lighting
| FCL-ELS-LP-0200H | Lighting Panel, 208/120V, 3PH, (HP3), High Lift Switchgear Room West Wall | FCL-ELS-6 |  |  |  | LP | http://www.toronto.ca/TWONTO#00477 | Electrical Equipment | Interior Lighting
| FCL-ELS-LP-0200J | Lighting Panel, 208/120V, 3PH, (LP0JA), Admin Building Server Room | FCL-ELS-6 |  |  |  | LP | http://www.toronto.ca/TWONTO#00477 | Electrical Equipment | Interior Lighting
| FCL-ELS-LP-0200K | Lighting Panel, 208/120V, 3PH, (LP-K), Admin Building Servers Room 106 First Floor | FCL-ELS-6 |  |  |  | LP | http://www.toronto.ca/TWONTO#00477 | Electrical Equipment | Interior Lighting
| FCL-ELS-LP-0200L | Lighting Panel, 208/120V, 3PH, (LP-A) Admin Building Second Floor N | FCL-ELS-6 |  |  |  | LP | http://www.toronto.ca/TWONTO#00477 | Electrical Equipment | Interior Lighting
| FCL-ELS-LP-0200N | Lighting Panel, 208/120V, 3PH, (LP-A1L) Admin Building | FCL-ELS-6 |  |  |  | LP | http://www.toronto.ca/TWONTO#00477 | Electrical Equipment | Interior Lighting
| FCL-ELS-LP-0200O | Lighting Panel, Heating, 208/120V, 3PH, Admin Building, Corridor 217 Second Floor | FCL-ELS-TR-0200O |  |  |  | LP | http://www.toronto.ca/TWONTO#00477 | Electrical Equipment | Transformer, 600/120/208V, 75 kVA, 3PH, Lighting Panels LP-0200O&0200A, High Lift Switchgear Room
| FCL-ELS-LP-0200P | Lighting Panel, Heating, 208/120V, 3PH, Admin Building, Corridor 217 Second Floor | FCL-ELS-TR-0200P |  |  |  | LP | http://www.toronto.ca/TWONTO#00477 | Electrical Equipment | Transformer, 600/120/208V,112.5kW, Lighting Panels LP-0200P &0200B, High Lift Switchgear Floor East
| FCL-ELS-LP-0300E | Lighting Panel, Emergency Load, 208/120V, 3PH, High Lift Switchgear Room, South Wall | FCL-ELS-6 |  |  |  | LP | http://www.toronto.ca/TWONTO#00477 | Electrical Equipment | Interior Lighting
| FCL-ELS-LP-0301E | Lighting Panel, Emergency Load, 208/120V, 3PH, Admin Building Sever Room | FCL-ELS-6 |  |  |  | LP | http://www.toronto.ca/TWONTO#00477 | Electrical Equipment | Interior Lighting
| FCL-ELS-LP-0400A | Lighting Panel, 575/120/208V, 225A, Low Lift Pump Room N/W | FCL-ELS-6 |  |  |  | LP | http://www.toronto.ca/TWONTO#00477 | Electrical Equipment | Interior Lighting
| FCL-ELS-LP-0400B | Lighting Panel, Low Lift Switchgear Room | FCL-ELS-6 |  |  |  | LP | http://www.toronto.ca/TWONTO#00477 | Electrical Equipment | Interior Lighting
| FCL-ELS-LP-0400C | Lighting Panel, Low Lift Screen Room | FCL-ELS-6 |  |  |  | LP | http://www.toronto.ca/TWONTO#00477 | Electrical Equipment | Interior Lighting
| FCL-ELS-LP-0500E | Lighting Panel, 575/120/208V, Dry Chemical Building, Outside PAC Room West Entrance | FCL-ELS-6 |  |  |  | LP | http://www.toronto.ca/TWONTO#00477 | Electrical Equipment | Interior Lighting
| FCL-ELS-LP-0501E | Lighting Panel, 575/120/208V, LP-0501E (0500E1), Dry Chemical Building in MCC-0500 | FCL-ELS-6 |  |  |  | LP | http://www.toronto.ca/TWONTO#00477 | Electrical Equipment | Interior Lighting
| FCL-ELS-LSH-0300 | Switch, Level, High, Fuel Oil Tank T-0100, Low Lift Building, Screen Room, Underground | FCL-ELS-T-0100 |  |  |  | LSH | http://www.toronto.ca/TWONTO#00466 | Electrical Equipment | Tank, Underground, Main Oil Fuel Tank, Low Lift Building, Screen Room
| FCL-ELS-LSH-0301 | Switch, Level, High, Fuel Oil Tank T-0100 Spill Sensing, Low Lift Building, Screen Room, Underground | FCL-ELS-T-0100 |  |  |  | LSH | http://www.toronto.ca/TWONTO#00466 | Electrical Equipment | Tank, Underground, Main Oil Fuel Tank, Low Lift Building, Screen Room
| FCL-ELS-LSH-0302 | Switch, Level-High, Fuel Oil Tank T-0100 Transition Sump Spill,Low Lift Bldg,Screen Room,Underground | FCL-ELS-T-0100 |  |  |  | LSH | http://www.toronto.ca/TWONTO#00466 | Electrical Equipment | Tank, Underground, Main Oil Fuel Tank, Low Lift Building, Screen Room
| FCL-ELS-LSHH-0101 | Switch, Level, High High, Fuel Oil Day Tank T-0101, Low Lift Building, Screen Room | FCL-ELS-T-0100 |  |  |  | LSHH | http://www.toronto.ca/TWONTO#00466 | Electrical Equipment | Tank, Underground, Main Oil Fuel Tank, Low Lift Building, Screen Room
| FCL-ELS-LSHH-0101A | Switch, Level, High High, Tank ELS-T-0101, Emergency Power Generator Monitoring | FCL-ELS-T-0101 |  |  |  | LSHH | http://www.toronto.ca/TWONTO#00466 | Electrical Equipment | Tank, Generator G-0100 Oil Fuel Day Tank, Low Lift Building, Screen Room
| FCL-ELS-LSHH-0101B | Switch, Level, Critical High, Tank ELS-T-0101, Emergency Power Generator Monitoring | FCL-ELS-T-0101 |  |  |  | LSHH | http://www.toronto.ca/TWONTO#00466 | Electrical Equipment | Tank, Generator G-0100 Oil Fuel Day Tank, Low Lift Building, Screen Room
| FCL-ELS-LSHH-0201 | Switch, Level, High High, Fuel Oil Day Tank T-0201, Low Lift Building, Screen Room | FCL-ELS-T-0201 |  |  |  | LSHH | http://www.toronto.ca/TWONTO#00466 | Electrical Equipment | Tank, Generator G-0200 Oil Fuel Day Tank, Low Lift Building, Screen Room
| FCL-ELS-LSHH-0201A | Switch, Level, High High, Tank ELS-T-0201, Emergency Power Generator Monitoring | FCL-ELS-T-0201 |  |  |  | LSHH | http://www.toronto.ca/TWONTO#00466 | Electrical Equipment | Tank, Generator G-0200 Oil Fuel Day Tank, Low Lift Building, Screen Room
| FCL-ELS-LSHH-0201B | Switch, Level, Critical High, Tank ELS-T-0201, Emergency Power Generator Monitoring | FCL-ELS-T-0201 |  |  |  | LSHH | http://www.toronto.ca/TWONTO#00466 | Electrical Equipment | Tank, Generator G-0200 Oil Fuel Day Tank, Low Lift Building, Screen Room
| FCL-ELS-LSHH-0300 | Switch, Level, High High, Fuel Oil Tank T-0100, Low Lift Building, Screen Room, Underground | FCL-ELS-T-0100 |  |  |  | LSHH | http://www.toronto.ca/TWONTO#00466 | Electrical Equipment | Tank, Underground, Main Oil Fuel Tank, Low Lift Building, Screen Room
| FCL-ELS-LSL-0300 | Switch, Level, Low, Fuel Oil Tank T-0100, Low Lift Building, Screen Room, Underground | FCL-ELS-T-0100 |  |  |  | LSL | http://www.toronto.ca/TWONTO#00466 | Electrical Equipment | Tank, Underground, Main Oil Fuel Tank, Low Lift Building, Screen Room
| FCL-ELS-LSLL-0101 | Switch, Level, Low Low, Fuel Oil Day Tank T-0101, Low Lift Building, Screen Room | FCL-ELS-T-0101 |  |  |  | LSLL | http://www.toronto.ca/TWONTO#00466 | Electrical Equipment | Tank, Generator G-0100 Oil Fuel Day Tank, Low Lift Building, Screen Room
| FCL-ELS-LSLL-0201 | Switch, Level, Low Low, Fuel Oil Day Tank T-0201, Low Lift Building, Screen Room | FCL-ELS-T-0201 |  |  |  | LSLL | http://www.toronto.ca/TWONTO#00466 | Electrical Equipment | Tank, Generator G-0200 Oil Fuel Day Tank, Low Lift Building, Screen Room
| TNT-OFFICE | Computer Location | TNT-ADMIN-BLDG |  |  |  |  | http://www.toronto.ca/TWONTO#00260 | Equipment Location | Building Location
| WTR-OWR-OFFICE | Computer Location | WTR-WORK AREA 1 |  |  |  |  | http://www.toronto.ca/TWONTO#00260 | Equipment Location | Building Location
| WTR-PHL OFFICE | Computer Location | WTR-WA3 |  |  |  |  | http://www.toronto.ca/TWONTO#00260 | Equipment Location | District West Location
| WTR-PHL-OFFICE | Computer Location | WTR-WORK AREA 1 |  |  |  |  | http://www.toronto.ca/TWONTO#00260 | Equipment Location | Building Location
| WTR-PHL-OFFICE | Computer Location | WTR-WORK AREA 3 |  |  |  |  | http://www.toronto.ca/TWONTO#00260 | Equipment Location | Building Location
| FCL-ELS-PSL-0300 | Switch, Pressure, Low,Vacuum,Oil Fuel Tank T-0100 Interstitial,Low Lift Bldg,Screen Room,Underground | FCL-ELS-T-0100 |  |  |  | PSL | http://www.toronto.ca/TWONTO#00604 | Electrical Equipment | Tank, Underground, Main Oil Fuel Tank, Low Lift Building, Screen Room
| FCL-ELS-STR-0101 | Strainer, Suction, Fuel Oil Transfer Pump P-0100, Low Lift Building, Screen Room | FCL-ELS-P-0100 |  |  |  | STR | http://www.toronto.ca/TWONTO#00710 | Mechanical Equipment | Pump, Gear, Fuel Oil Transfer Pump, Low Lift Building, Screen Room
| FCL-ELS-STR-0201 | Strainer, Suction, Fuel Oil Transfer Pump P-0200, Low Lift Building, Screen Room | FCL-ELS-P-0200 |  |  |  | STR | http://www.toronto.ca/TWONTO#00710 | Mechanical Equipment | Pump, Gear, Fuel Oil Transfer Pump, Low Lift Building, Screen Room
| FCL-ELS-SWG-0TR1 | Breaker, RMF Transformers TR-01CL & 01CF Feed, 4160V Low Lift Switchgear | FCL-ELS-TR-01CL |  |  |  | SWG | http://www.toronto.ca/TWONTO#00186 | Electrical Equipment | Transformer,Power,Dry,Clarification - Electrical Room,4160-600V,400KVA
| FCL-ELS-SWG-0TR2 | Breaker, 1200A, RMF Transformers TR-02CL & 02CF Feed, 4160V Low Lift Switchgear | FCL-ELS-TR-02CL |  |  |  | SWG | http://www.toronto.ca/TWONTO#00186 | Electrical Equipment | Transformer,Power,Dry,Clarification - Electrical Room,4160-600V,400KVA
| FCL-ELS-TR-001DA | Transformer, 1200A, Lighting, LP-001DA Feed, Dry Chemical Building Outside PAC Room West Entrance | FCL-ELS-6 |  |  |  | TR | http://www.toronto.ca/TWONTO#00755 | Electrical Equipment | Interior Lighting
| FCL-ELS-TR-001DB | Transformer, Lighting, LP-001DB Feed, Dry Chemical Building Outside PAC Room West Entrance | FCL-ELS-6 |  |  |  | TR | http://www.toronto.ca/TWONTO#00755 | Electrical Equipment | Interior Lighting
| FCL-ELS-TR-001DC | Transformer, Lighting, Construction Trailer LP, | FCL-ELS-6 |  |  |  | TR | http://www.toronto.ca/TWONTO#00755 | Electrical Equipment | Interior Lighting
| FCL-ELS-TR-001GA | Transformer, Lighting, 600/120/208V, 45kVA, 3PH, LP-001GA,Gaseous Chemical MCC Room N/W | FCL-ELS-6 |  |  |  | TR | http://www.toronto.ca/TWONTO#00755 | Electrical Equipment | Interior Lighting
| FCL-ELS-TR-002FD | Transformer, Lighting, (LT8F) 600/120/208V, 45kVA, 3PH,Heating Panel DP-002FD, Filter Gallery Central | FCL-ELS-6 |  |  |  | TR | http://www.toronto.ca/TWONTO#00755 | Electrical Equipment | Interior Lighting
| MAIN-240 | Main 240 | WTR-MT1 |  |  |  |  | http://www.toronto.ca/TWONTO#00804 | Sub-Process | Work Area 1 EAST Mains and Chambers
| FCL-ELS-TR-003FA | Transformer,Lighting,(LT1F),Heating Panel LP-003FA, 600/120/208V,45kVA,Filter Bldg. Transformer Room | FCL-ELS-6 |  |  |  | TR | http://www.toronto.ca/TWONTO#00755 | Electrical Equipment | Interior Lighting
| FCL-ELS-TR-003FB | Transformer,Lighting,(LT2F),600/120/208V, 45kVA,Heating Panel LP-003FB,Filter Bldg. Transformer Room | FCL-ELS-6 |  |  |  | TR | http://www.toronto.ca/TWONTO#00755 | Electrical Equipment | Interior Lighting
| FCL-ELS-TR-003FF | Transformer,Lighting,(LT3F),600/120/208V, 30kVA, Panels LP-003FF&003FG,Filter Bldg. Transformer Room | FCL-ELS-6 |  |  |  | TR | http://www.toronto.ca/TWONTO#00755 | Electrical Equipment | Interior Lighting
| FCL-ELS-TR-004FE | Transformer,Lighting,(LT4F),Lighting Panel LP-003FA,600/120/208V,30kVA,Filter Bldg. Transformer Room | FCL-ELS-6 |  |  |  | TR | http://www.toronto.ca/TWONTO#00755 | Electrical Equipment | Interior Lighting
| FCL-ELS-TR-004FH | Transformer, Lighting, 600/120/208V, 30kVA, 3PH, Power Distribution DP-004FH MCC Room, MCC-004F | FCL-ELS-6 |  |  |  | TR | http://www.toronto.ca/TWONTO#00755 | Electrical Equipment | Interior Lighting
| FCL-ELS-TR-004GA | Transformer, Lighting, 600/120/208V, 3PH, Surge Building | FCL-ELS-6 |  |  |  | TR | http://www.toronto.ca/TWONTO#00755 | Electrical Equipment | Interior Lighting
| FCL-ELS-TR-004GE | Transformer, Lighting, 600/120/208V, 45kVA, 3PH, LP-004GE, Gaseous Chemical Building MCC Room N/W | FCL-ELS-6 |  |  |  | TR | http://www.toronto.ca/TWONTO#00755 | Electrical Equipment | Interior Lighting
| FCL-ELS-TR-004GF | Transformer, Lighting, 600/120/208V, 15kVA, 3PH, LP-004GF, Gaseous Chemical Building | FCL-ELS-6 |  |  |  | TR | http://www.toronto.ca/TWONTO#00755 | Electrical Equipment | Interior Lighting
| FCL-ELS-TR-0100I | Transformer,(LT9H),Lighting Panel LP-0100I, 600/120/208V,45 kVA, High Lift Switchgear Room | FCL-ELS-6 |  |  |  | TR | http://www.toronto.ca/TWONTO#00755 | Electrical Equipment | Interior Lighting
| FCL-ELS-TR-0100J | Transformer,(LT10H),Lighting Panel LP-0100J, 600/120/208V,30 kVA, High Lift Heating&Ventilation Room | FCL-ELS-6 |  |  |  | TR | http://www.toronto.ca/TWONTO#00755 | Electrical Equipment | Interior Lighting
| FCL-ELS-TR-0200O | Transformer, 600/120/208V, 75 kVA, 3PH, Lighting Panels LP-0200O&0200A, High Lift Switchgear Room | FCL-ELS-6 |  |  |  | TR | http://www.toronto.ca/TWONTO#00755 | Electrical Equipment | Interior Lighting
| FCL-ELS-TR-0200P | Transformer, 600/120/208V,112.5kW, Lighting Panels LP-0200P &0200B, High Lift Switchgear Floor East | FCL-ELS-6 |  |  |  | TR | http://www.toronto.ca/TWONTO#00755 | Electrical Equipment | Interior Lighting
| FCL-ELS-V-0102 | Valve, Ball, Discharge, Pump ELS-P-0100, Emergency Power Generator Monitoring | FCL-ELS-P-0100 |  |  |  | V | http://www.toronto.ca/TWONTO#00781 | Mechanical Equipment | Pump, Gear, Fuel Oil Transfer Pump, Low Lift Building, Screen Room
| FCL-ELS-V-0202 | Valve, Ball, Discharge, Pump ELS-P-0200, Emergency Power Generator Monitoring | FCL-ELS-P-0200 |  |  |  | V | http://www.toronto.ca/TWONTO#00781 | Mechanical Equipment | Pump, Gear, Fuel Oil Transfer Pump, Low Lift Building, Screen Room
| WTR-PJS OFFICE | Computer Location | WTR-WA1 |  |  |  |  | http://www.toronto.ca/TWONTO#00260 | Equipment Location | District East Location
| WTR-PJS-OFFICE | Computer Location | WTR-WORK AREA 1 |  |  |  |  | http://www.toronto.ca/TWONTO#00260 | Equipment Location | Building Location
| WTR-PKL-OFFICE | Computer Location | WTR-WORK AREA 3 |  |  |  |  | http://www.toronto.ca/TWONTO#00260 | Equipment Location | Building Location
| WTR-PLW-OFFICE | Computer Location | WTR-WORK AREA 1 |  |  |  |  | http://www.toronto.ca/TWONTO#00260 | Equipment Location | Building Location
| WTR-PLW-OFFICE | Computer Location | WTR-WORK AREA 3 |  |  |  |  | http://www.toronto.ca/TWONTO#00260 | Equipment Location | Building Location
| WTR-SCA-OFFICE | Computer Location | WTR-WORK AREA 1 |  |  |  |  | http://www.toronto.ca/TWONTO#00260 | Equipment Location | Building Location
| YCH-OFFICE | Computer Location | YCH-ADMIN-BLDG |  |  |  |  | http://www.toronto.ca/TWONTO#00260 | Equipment Location | Building Location
| FCL-FL-CP-0001 | Control Panel, Operator, High Level Alarm, Hydrofluosilicic Acid System | FCL-FL-T-0101 |  |  |  | CP | http://www.toronto.ca/TWONTO#00613 | Electrical Equipment | Tank, Non-Pressurized, Hydrofluosilicic Acid System
| FCL-FL-CP-0101 | Control Panel, Electrical, Pump 0101, Hydrofluosilicic Acid System | FCL-FL-P-0101 |  |  |  | CP | http://www.toronto.ca/TWONTO#00613 | Electrical Equipment | Pump, Gear, Hydrofluosilicic Acid System
| FCL-FL-CP-0201 | Control Panel, Electrical, Pump 0201, Hydrofluosilicic Acid System | FCL-FL-P-0201 |  |  |  | CP | http://www.toronto.ca/TWONTO#00613 | Electrical Equipment | Pump, Gear, Hydrofluosilicic Acid System
| FCL-FL-FS-0101-SUS | Switch,Flow Fluoride Pump # 1 | FCL-FL |  |  | 36603 | FS | x | Instrumentation Equipment | Fluoridation
| FCL-FL-FS-0101-SUS | Switch,Flow Fluoride Pump # 1 | FCL-SUSPENDED |  |  | 36603 | FS | x | Instrumentation Equipment | Suspended entity
| FCL-FL-FS-0201-SUS | Switch,Flow Fluoride Pump # 2 | FCL-FL |  |  | 36604 | FS | x | Instrumentation Equipment | Fluoridation
| FCL-FL-FS-0201-SUS | Switch,Flow Fluoride Pump # 2 | FCL-SUSPENDED |  |  | 36604 | FS | x | Instrumentation Equipment | Suspended entity
| FCL-FL-HTR-0001 | Heater, (Heat Tracing), Gaseous Chemical Building, South of Storage Tank | FCL-ACC-FL |  |  |  | HTR | http://www.toronto.ca/TWONTO#00418 | Electrical Equipment | Flouride Room, HVAC Equipment
| YCS-CHEM-LAB | Computer Location | YCS-ADMIN-BLDG |  |  |  |  | http://www.toronto.ca/TWONTO#00260 | Equipment Location | Building Location
| YCS-OFFICE | Computer Location | YCS-ADMIN-BLDG |  |  |  |  | http://www.toronto.ca/TWONTO#00260 | Equipment Location | Building Location
| FCL-FLO-CP-0101 | Control Panel, Pre-treatment Module 1 Inlet Valve, Flocculation &Sedimentation Area South | FCL-FLO-V-0101 |  |  |  | CP | http://www.toronto.ca/TWONTO#00613 | Electrical Equipment | Valve, Butterfly, Actuated, Raw Water, Sedimentation Tank 0101, Mixing Tank/ Coagulation
| FCL-FLO-CP-0201 | Control Panel, Pre-treatment Module 2 Inlet Valve, Flocculation &Sedimentation Area South | FCL-FLO-V-0201 |  |  |  | CP | http://www.toronto.ca/TWONTO#00613 | Electrical Equipment | Valve, Butterfly, Actuated, Raw Water, Sedimentation Tank 0201, Mixing Tank/ Coagulation
| FCL-FLO-CP-0301 | Control Panel, Pre-treatment Module 2 Inlet Valve, Flocculation &Sedimentation Area South | FCL-FLO-V-0301 |  |  |  | CP | http://www.toronto.ca/TWONTO#00613 | Electrical Equipment | Valve, Butterfly, Actuated, Raw Water, Sedimentation Tank 0301, Mixing Tank/ Coagulation
| FCL-FLO-FIT-0201A | Transmitter, Flow, Ultrasonic Transient Time, Clamp-on, Pre-treatment Module 2 Inlet | FCL-FLO-T-0201 |  |  |  | FIT | http://www.toronto.ca/TWONTO#00369 | Electrical Equipment | Tank, Flocculation
| FCL-FLO-V-0050A | Valve, Mud, Drain, Raw Water Channel Distribution, Sedimentation, Mixing&Flocculation | FCL-DEW |  |  |  | V | http://www.toronto.ca/TWONTO#00781 | Mechanical Equipment | Dewatering
| FCL-FLO-V-0050B | Valve, Mud, Drain, Raw Water Channel Distribution, Sedimentation, Mixing&Flocculation | FCL-DEW |  |  |  | V | http://www.toronto.ca/TWONTO#00781 | Mechanical Equipment | Dewatering
| FCL-FLO-V-0050C | Valve, Mud, Drain, Pre-Treatment Module 1 Inlet, Sedimentation, Mixing&Flocculation | FCL-DEW |  |  |  | V | http://www.toronto.ca/TWONTO#00781 | Mechanical Equipment | Dewatering
| FCL-FLO-V-0050D | Valve, Mud, Drain, Pre-Treatment Module 2 Inlet, | FCL-DEW |  |  |  | V | http://www.toronto.ca/TWONTO#00781 | Mechanical Equipment | Dewatering
| FCL-FLO-V-0050E | Valve, Mud, Drain, Pre-Treatment Module 3 Inlet, | FCL-DEW |  |  |  | V | http://www.toronto.ca/TWONTO#00781 | Mechanical Equipment | Dewatering
| YDA-IWC-OFFICE | Computer Location | YDA-ADMIN-BLDG |  |  |  |  | http://www.toronto.ca/TWONTO#00260 | Equipment Location | Building Location
| FCL-FL-T-0001 | Tank, Hot Water, Gaseous Chemical Building, Caustic Soda Storage Room | FCL-FL |  |  |  | T | http://www.toronto.ca/TWONTO#00427 | Mechanical Equipment | Fluoridation
| FCL-FLT-CP-0001 | Control Panel, Filtered Water Sampling Pumps 0001A&B FCL-FLT-P-0004A | FCL-FLT-P-0004A |  |  |  | CP | http://www.toronto.ca/TWONTO#00613 | Electrical Equipment | Pump, Centrifugal, Filtered Water, Sampling Pumps
| FCL-FLT-CP-0101 | Control Panel, Operator, Filter 0101 Flow/Rate, Filter 0101 | FCL-FLT-F-0101 |  |  |  | CP | http://www.toronto.ca/TWONTO#00613 | Electrical Equipment | Filter, Carbon Activated, Filter Building, Filter Gallery West
| FCL-FLT-CP-0201 | Control Panel, Operator, Filter 0201 Flow/Rate, Filter 0201 | FCL-FLT-F-0201 |  |  |  | CP | http://www.toronto.ca/TWONTO#00613 | Electrical Equipment | Filter, Carbon Activated, Filter Building, Filter Gallery East
| FCL-FLT-CP-0301 | Control Panel, Operator, Filter 0301 Flow/Rate, Filter 0301 | FCL-FLT-F-0301 |  |  |  | CP | http://www.toronto.ca/TWONTO#00613 | Electrical Equipment | Filter, Carbon Activated, Filter Building, Filter Gallery West
| FCL-FLT-CP-0401 | Control Panel, Operator, Filter 0401 Flow/Rate, Filter 0401 | FCL-FLT-F-0401 |  |  |  | CP | http://www.toronto.ca/TWONTO#00613 | Electrical Equipment | Filter, Carbon Activated, Filter Building, Filter Gallery East
| FCL-FLT-CP-0501 | Control Panel, Operator, Filter 0501 Flow/Rate, Filter 0501 | FCL-FLT-F-0501 |  |  |  | CP | http://www.toronto.ca/TWONTO#00613 | Electrical Equipment | Filter, Carbon Activated, Filter Building, Filter Gallery West
| FCL-FLT-CP-0601 | Control Panel, Operator, Filter 0601 Flow/Rate, Filter 0601 | FCL-FLT-F-0601 |  |  |  | CP | http://www.toronto.ca/TWONTO#00613 | Electrical Equipment | Filter, Carbon Activated, Filter Building, Filter Gallery East
| FCL-FLT-CP-0701 | Control Panel, Operator, Filter 0701 Flow/Rate, Filter 0701 | FCL-FLT-F-0701 |  |  |  | CP | http://www.toronto.ca/TWONTO#00613 | Electrical Equipment | Filter, Carbon Activated, Filter Building, Filter Gallery West
| FCL-FLT-CP-0801 | Control Panel, Operator, Filter 0801 Flow/Rate, Filter 0801 | FCL-FLT-F-0801 |  |  |  | CP | http://www.toronto.ca/TWONTO#00613 | Electrical Equipment | Filter, Carbon Activated, Filter Building, Filter Gallery East
| FCL-FLT-CP-0901 | Control Panel, Operator, Filter 0901 Flow/Rate, Filter 0901 | FCL-FLT-F-0901 |  |  |  | CP | http://www.toronto.ca/TWONTO#00613 | Electrical Equipment | Filter, Carbon Activated, Filter Building, Filter Gallery West
| FCL-FLT-CP-1001 | Control Panel, Operator, Filter 1001 Flow/Rate, Filter 1001 | FCL-FLT-F-1001 |  |  |  | CP | http://www.toronto.ca/TWONTO#00613 | Electrical Equipment | Filter, Carbon Activated, Filter Building, Filter Gallery East
| FCL-FLT-CP-1101 | Control Panel, Operator, Filter 1101 Flow/Rate, Filter 1101 | FCL-FLT-F-1101 |  |  |  | CP | http://www.toronto.ca/TWONTO#00613 | Electrical Equipment | Filter, Carbon Activated, Filter Building, Filter Gallery West
| FCL-FLT-CP-1201 | Control Panel, Operator, Filter 1201 Flow/Rate, Filter 1201 | FCL-FLT-F-1201 |  |  |  | CP | http://www.toronto.ca/TWONTO#00613 | Electrical Equipment | Filter, Carbon Activated, Filter Building, Filter Gallery East
| FCL-FLT-CP-1301 | Control Panel, Operator, Filter 1301 Flow/Rate, Filter 1301 | FCL-FLT-F-1301 |  |  |  | CP | http://www.toronto.ca/TWONTO#00613 | Electrical Equipment | Filter, Carbon Activated, Filter Building, Filter Gallery West
| FCL-FLT-CP-1401 | Control Panel, Operator, Filter 1401 Flow/Rate, Filter 1401 | FCL-FLT-F-1401 |  |  |  | CP | http://www.toronto.ca/TWONTO#00613 | Electrical Equipment | Filter, Carbon Activated, Filter Building, Filter Gallery East
| FCL-FLT-CP-1501 | Control Panel, Operator, Filter 1501 Flow/Rate, Filter 1501 | FCL-FLT-F-1501 |  |  |  | CP | http://www.toronto.ca/TWONTO#00613 | Electrical Equipment | Filter, Carbon Activated, Filter Building, Filter Gallery West
| FCL-FLT-CP-1601 | Control Panel, Operator, Filter 1601 Flow/Rate, Filter 1601 | FCL-FLT-F-1601 |  |  |  | CP | http://www.toronto.ca/TWONTO#00613 | Electrical Equipment | Filter, Carbon Activated, Filter Building, Filter Gallery East
| FCL-FLT-CP-1701 | Control Panel, Operator, Filter 1701 Flow/Rate, Filter 1701 | FCL-FLT-F-1701 |  |  |  | CP | http://www.toronto.ca/TWONTO#00613 | Electrical Equipment | Filter, Carbon Activated, Filter Building, Filter Gallery West
| FCL-FLT-CP-1801 | Control Panel, Operator, Filter 1801 Flow/Rate, Filter 1801 | FCL-FLT-F-1801 |  |  |  | CP | http://www.toronto.ca/TWONTO#00613 | Electrical Equipment | Filter, Carbon Activated, Filter Building, Filter Gallery East
| FCL-FLT-F-0102 | Filter, Inlet Side of PDIT-0101, Filter F-0101, Filtration Pipe Gallery | FCL-FLT-PDIT-0101 |  |  |  | F | http://www.toronto.ca/TWONTO#00641 | Mechanical Equipment | Transmitter, Pressure (Differential), Loss of Head for Filter 0101, Filter No.0101
| FCL-FLT-F-0202 | Filter, Inlet Side of PDIT-0201, Filter F-0201, Filtration Pipe Gallery | FCL-FLT-PDIT-0201 |  |  |  | F | http://www.toronto.ca/TWONTO#00641 | Mechanical Equipment | Transmitter, Pressure (Differential), Loss of Head for Filter 0201, , Filter No.0201
| FCL-FLT-F-0302 | Filter, Inlet Side of PDIT-0301, Filter F-0301, Filtration Pipe Gallery | FCL-FLT-PDIT-0301 |  |  |  | F | http://www.toronto.ca/TWONTO#00641 | Mechanical Equipment | Transmitter, Pressure (Differential), Loss of Head for Filter 0301, Filter No.0301
| FCL-FLT-F-0402 | Filter, Inlet Side of PDIT-0401, Filter F-0401, Filtration Pipe Gallery | FCL-FLT-PDIT-0401 |  |  |  | F | http://www.toronto.ca/TWONTO#00641 | Mechanical Equipment | Transmitter, Pressure (Differential), Loss of Head for Filter 0401, , Filter No.0401
| FCL-FLT-F-0502 | Filter, Inlet Side of PDIT-0501, Filter F-0501, Filtration Pipe Gallery | FCL-FLT-PDIT-0501 |  |  |  | F | http://www.toronto.ca/TWONTO#00641 | Mechanical Equipment | Transmitter, Pressure (Differential), Loss of Head for Filter 0501, Filter No.0501
| FCL-FLT-F-0602 | Filter, Inlet Side of PDIT-0601, Filter F-0601, Filtration Pipe Gallery | FCL-FLT-PDIT-0601 |  |  |  | F | http://www.toronto.ca/TWONTO#00641 | Mechanical Equipment | Transmitter, Pressure (Differential), Loss of Head for Filter 0601, , Filter No.0601
| FCL-FLT-F-0702 | Filter, Inlet Side of PDIT-0701, Filter F-0701, Filtration Pipe Gallery | FCL-FLT-PDIT-0701 |  |  |  | F | http://www.toronto.ca/TWONTO#00641 | Mechanical Equipment | Transmitter, Pressure (Differential), Loss of Head for Filter 0701, Filter No.0701
| FCL-FLT-F-0802 | Filter, Inlet Side of PDIT-0801, Filter F-0801, Filtration Pipe Gallery | FCL-FLT-PDIT-0801 |  |  |  | F | http://www.toronto.ca/TWONTO#00641 | Mechanical Equipment | Transmitter, Pressure (Differential), Loss of Head for Filter 0801, , Filter No.0801
| FCL-FLT-F-0902 | Filter, Inlet Side of PDIT-0901, Filter F-0901, Filtration Pipe Gallery | FCL-FLT-PDIT-0901 |  |  |  | F | http://www.toronto.ca/TWONTO#00641 | Mechanical Equipment | Transmitter, Pressure (Differential), Loss of Head for Filter 0901, Filter No.0901
| FCL-FLT-F-1002 | Filter, Inlet Side of PDIT-1001, Filter F-1001, Filtration Pipe Gallery | FCL-FLT-PDIT-1001 |  |  |  | F | http://www.toronto.ca/TWONTO#00641 | Mechanical Equipment | Transmitter, Pressure (Differential), Loss of Head for Filter 1001, , Filter No.1001
| FCL-FLT-F-1102 | Filter, Inlet Side of PDIT-1101, Filter F-1101, Filtration Pipe Gallery | FCL-FLT-PDIT-1101 |  |  |  | F | http://www.toronto.ca/TWONTO#00641 | Mechanical Equipment | Transmitter, Pressure (Differential), Loss of Head for Filter 1101, Filter No.1101
| FCL-FLT-F-1202 | Filter, Inlet Side of PDIT-1201, Filter F-1201, Filtration Pipe Gallery | FCL-FLT-PDIT-1201 |  |  |  | F | http://www.toronto.ca/TWONTO#00641 | Mechanical Equipment | Transmitter, Pressure (Differential), Loss of Head for Filter 1201, , Filter No.1201
| FCL-FLT-F-1302 | Filter, Inlet Side of PDIT-1301, Filter F-1301, Filtration Pipe Gallery | FCL-FLT-PDIT-1301 |  |  |  | F | http://www.toronto.ca/TWONTO#00641 | Mechanical Equipment | Transmitter, Pressure (Differential), Loss of Head for Filter 1301, Filter No.1301
| FCL-FLT-F-1402 | Filter, Inlet Side of PDIT-1401, Filter F-1401, Filtration Pipe Gallery | FCL-FLT-PDIT-1401 |  |  |  | F | http://www.toronto.ca/TWONTO#00641 | Mechanical Equipment | Transmitter, Pressure (Differential), Loss of Head for Filter 1401, , Filter No.1401
| FCL-FLT-F-1502 | Filter, Inlet Side of PDIT-1501, Filter F-1501, Filtration Pipe Gallery | FCL-FLT-PDIT-1501 |  |  |  | F | http://www.toronto.ca/TWONTO#00641 | Mechanical Equipment | Transmitter, Pressure (Differential), Loss of Head for Filter 1501, Filter No.1501
| FCL-FLT-F-1602 | Filter, Inlet Side of PDIT-1601, Filter F-1601, Filtration Pipe Gallery | FCL-FLT-PDIT-1601 |  |  |  | F | http://www.toronto.ca/TWONTO#00641 | Mechanical Equipment | Transmitter, Pressure (Differential), Loss of Head for Filter 1601, , Filter No.1601
| FCL-FLT-F-1702 | Filter, Inlet Side of PDIT-1701, Filter F-1701, Filtration Pipe Gallery | FCL-FLT-PDIT-1701 |  |  |  | F | http://www.toronto.ca/TWONTO#00641 | Mechanical Equipment | Transmitter, Pressure (Differential), Loss of Head for Filter 1701, Filter No.1701
| FCL-FLT-F-1802 | Filter, Inlet Side of PDIT-1801, Filter F-1801, Filtration Pipe Gallery | FCL-FLT-PDIT-1801 |  |  |  | F | http://www.toronto.ca/TWONTO#00641 | Mechanical Equipment | Transmitter, Pressure (Differential), Loss of Head for Filter 1801, , Filter No.1801
| YDA-LAB-OFFICE | Computer Location | YDA-ADMIN-BLDG |  |  |  |  | http://www.toronto.ca/TWONTO#00260 | Equipment Location | Building Location
| FCL-FLT-V-0117 | Valve, Gate, Loss of Head Transmitter PDIT-0101 Drain, Filter 0102 | FCL-FLT-PDIT-0101 |  |  |  | V | http://www.toronto.ca/TWONTO#00781 | Mechanical Equipment | Transmitter, Pressure (Differential), Loss of Head for Filter 0101, Filter No.0101
| FCL-FLT-V-0118 | Valve, Gate, Bypass, Solenoid Valve V-0108, Filter 0101 | FCL-FLT-F-0101 |  |  |  | V | http://www.toronto.ca/TWONTO#00781 | Mechanical Equipment | Filter, Carbon Activated, Filter Building, Filter Gallery West
| FCL-FLT-V-0119 | Valve, Gate, Drain, WPS to Filter 0101, Filter 0101 | FCL-FLT-F-0101 |  |  |  | V | http://www.toronto.ca/TWONTO#00781 | Mechanical Equipment | Filter, Carbon Activated, Filter Building, Filter Gallery West
| FCL-FLT-V-0317 | Valve, Gate, Loss of Head Transmitter PDIT-0301 Drain, Filter 0301 | FCL-FLT-PDIT-0301 |  |  |  | V | http://www.toronto.ca/TWONTO#00781 | Mechanical Equipment | Transmitter, Pressure (Differential), Loss of Head for Filter 0301, Filter No.0301
| FCL-FLT-V-0517 | Valve, Gate, Loss of Head Transmitter PDIT-0501 Filter F-0502 Drain, Filter 0501 | FCL-FLT-PDIT-0501 |  |  |  | V | http://www.toronto.ca/TWONTO#00781 | Mechanical Equipment | Transmitter, Pressure (Differential), Loss of Head for Filter 0501, Filter No.0501
| FCL-FLT-V-0717 | Valve, Gate, WPS to Filter 0701 Drain, Filter 0701 | FCL-FLT-F-0701 |  |  |  | V | http://www.toronto.ca/TWONTO#00781 | Mechanical Equipment | Filter, Carbon Activated, Filter Building, Filter Gallery West
| FCL-FLT-V-0917 | Valve, Gate, Loss of Head Transmitter PDIT-0901 Filter F-0902 Drain, Filter 0901 | FCL-FLT-PDIT-0901 |  |  |  | V | http://www.toronto.ca/TWONTO#00781 | Mechanical Equipment | Transmitter, Pressure (Differential), Loss of Head for Filter 0901, Filter No.0901
| FCL-FLT-V-1007 | Valve, Butterfly, Actuated, Drain, Effluent Line, Filter 1001 | FCL-FLT-F-0101 |  |  |  | V | http://www.toronto.ca/TWONTO#00781 | Mechanical Equipment | Filter, Carbon Activated, Filter Building, Filter Gallery West
| FCL-FLT-V-1008 | Valve, Solenoid, Inlet, WPS to Filter 1001, Filter 1001 | FCL-FLT-F-0101 |  |  |  | V | http://www.toronto.ca/TWONTO#00694 | Mechanical Equipment | Filter, Carbon Activated, Filter Building, Filter Gallery West
| FCL-FLT-V-1009 | Valve, Pressure Regulating, Inlet, WPS to Filter 1001, Filter 1001 | FCL-FLT-F-0101 |  |  |  | V | http://www.toronto.ca/TWONTO#00781 | Mechanical Equipment | Filter, Carbon Activated, Filter Building, Filter Gallery West
| FCL-FLT-V-1010 | Valve, Ball, Inlet, WPS to Filter 1001, Filter 1001 | FCL-FLT-F-0101 |  |  |  | V | http://www.toronto.ca/TWONTO#00781 | Mechanical Equipment | Filter, Carbon Activated, Filter Building, Filter Gallery West
| FCL-FLT-V-1012 | Valve, Ball, Inlet, PDIT 1001, Filter 1001 | FCL-FLT-PDIT-0101 |  |  |  | V | http://www.toronto.ca/TWONTO#00781 | Mechanical Equipment | Transmitter, Pressure (Differential), Loss of Head for Filter 0101, Filter No.0101
| FCL-FLT-V-1013 | Valve, Ball, Outlet, PDIT 1001, Filter 1001 | FCL-FLT-PDIT-0101 |  |  |  | V | http://www.toronto.ca/TWONTO#00781 | Mechanical Equipment | Transmitter, Pressure (Differential), Loss of Head for Filter 0101, Filter No.0101
| FCL-FLT-V-1014 | Valve, Ball, Inlet, AIT 1001, Filter 1001 | FCL-FLT-AIT-0101 |  |  |  | V | http://www.toronto.ca/TWONTO#00781 | Mechanical Equipment | Analyzer, Turbidity, Filter #01, Filter Building, Filter Pipe Gallery
| FCL-FLT-V-1015 | Valve, Check, Effluent Line Drain, Filter 1001 | FCL-FLT-F-0101 |  |  |  | V | http://www.toronto.ca/TWONTO#00204 | Mechanical Equipment | Filter, Carbon Activated, Filter Building, Filter Gallery West
| FCL-FLT-V-1117 | Valve, Gate, Loss of Head Transmitter PDIT-1101 Drain, Filter 1101 | FCL-FLT-PDIT-1101 |  |  |  | V | http://www.toronto.ca/TWONTO#00781 | Mechanical Equipment | Transmitter, Pressure (Differential), Loss of Head for Filter 1101, Filter No.1101
| FCL-FLT-V-1317 | Valve, Gate, Loss of Head Transmitter PDIT-1301 Filter F-1302 Drain, Filter 1301 | FCL-FLT-PDIT-1301 |  |  |  | V | http://www.toronto.ca/TWONTO#00781 | Mechanical Equipment | Transmitter, Pressure (Differential), Loss of Head for Filter 1301, Filter No.1301
| YMH-18TH-OFFICE | Computer Location | YMH-ADMIN-BLDG |  |  |  |  | http://www.toronto.ca/TWONTO#00260 | Equipment Location | Building Location
| YMH-19TH-OFFICE | Computer Location | YMH-ADMIN-BLDG |  |  |  |  | http://www.toronto.ca/TWONTO#00260 | Equipment Location | Building Location
| YMH-21ST-OFFICE | Computer Location | YMH-ADMIN-BLDG |  |  |  |  | http://www.toronto.ca/TWONTO#00260 | Equipment Location | Building Location
| YQQ-OFFICE | Computer Location | YQQ-ADMIN-BLDG |  |  |  |  | http://www.toronto.ca/TWONTO#00260 | Equipment Location | Building Location
| FCL-ITS-TEL-1304 | Wi Fi Cell phone | FCL-ITS-TEL |  | Office Equipment |  | TEL | http://www.toronto.ca/TWONTO#00527 |  | RL Clark Wi Fi Phones,
| YTF BLDG-A OFFICE | Computer Location | YTF-A-BLDG |  |  |  |  | http://www.toronto.ca/TWONTO#00260 | Equipment Location | Building Location
| YTF BLDG-B EOC | Computer Location | YTF-B-BLDG |  |  |  |  | http://www.toronto.ca/TWONTO#00260 | Equipment Location | Building Location
| YTF BLDG-B OFFICE | Computer Location | YTF-B-BLDG |  |  |  |  | http://www.toronto.ca/TWONTO#00260 | Equipment Location | Building Location
| YTF BLDG-C OFFICE | Computer Location | YTF-A-BLDG |  |  |  |  | http://www.toronto.ca/TWONTO#00260 | Equipment Location | Building Location
| YTF BLDG-C OFFICE | Computer Location | YTF-C-BLDG |  |  |  |  | http://www.toronto.ca/TWONTO#00260 | Equipment Location | Building Location
| ECC-STORE | Computer Storage Location | ECC-EUS |  |  |  |  | http://www.toronto.ca/TWONTO#00260 | Equipment Location | Production & End User Support
| FCL-STORE | Computer Storage Location | FCL-EUS |  |  |  |  | http://www.toronto.ca/TWONTO#00260 | Equipment Location | Production & End User Support
| FHA-STORE | Computer Storage Location | FHA-EUS |  |  |  |  | http://www.toronto.ca/TWONTO#00260 | Equipment Location | Production & End User Support
| FHO EUS STORE | Computer Storage Location | FHO-ADMIN-BLDG |  |  |  |  | http://www.toronto.ca/TWONTO#00260 | Equipment Location | Building Location
| FHO EUS STORE | Computer Storage Location | FHO-EUS |  |  |  |  | http://www.toronto.ca/TWONTO#00260 | Equipment Location | Production & End User Support
| FCL-MCS-CRN-0007 | Crane, Travelling, 2 Ton, Manual Chain Hoist, Chlorination, Chlorine Storage | FCL-MCS-CRN |  |  |  | CRN | http://www.toronto.ca/TWONTO#00251 | Mechanical Equipment | Cranes
| FCL-MCS-CRN-0015 | Crane, Manual Chain Hoist, RMF Clarification Facility, HVAC Room #1 | FCL-MCS-CRN |  |  |  | CRN | http://www.toronto.ca/TWONTO#00251 | Mechanical Equipment | Cranes
| FCL-MCS-CRN-0400 | Crane, Overhead, 3 Tonne Monorail, RMF Clarification Facility, Clarifier T-1200 Service Platform | FCL-MCS-CRN |  |  |  | CRN | http://www.toronto.ca/TWONTO#00251 | Mechanical Equipment | Cranes
| FHO-STORE | Computer Storage Location | FHO-ITM |  |  |  |  | http://www.toronto.ca/TWONTO#00260 | Equipment Location | Integrated Technology Management
| FHO-STORE | Computer Storage Location | FHO-EUS |  |  |  |  | http://www.toronto.ca/TWONTO#00260 | Equipment Location | Production & End User Support
| FCL-OBSOLETE | Removed From Service | FCL |  |  |  |  | x | Equipment Location | R L Clark Water Treatment Plant
| FIS-STORE | Computer Storage Location | FIS-EUS |  |  |  |  | http://www.toronto.ca/TWONTO#00260 | Equipment Location | Production & End User Support
| TAB-STORE | Computer Storage Location | TAB-EUS |  |  |  |  | http://www.toronto.ca/TWONTO#00260 | Equipment Location | Production & End User Support
| FCL-PAC-CP-0101A | Control Panel, PAC Aeration Blower BL-0101, Dry Chemical Building Basement | FCL-PAC-BL-0101 |  |  |  | CP | http://www.toronto.ca/TWONTO#00613 | Electrical Equipment | Blower, PD, PAC Mixing Air Supply, Dry Chemical Building Basement
| FCL-PAC-CP-0201 | Control Panel, Auxiliary, PAC System, Dry Chemical Building | FCL-PAC-T-0201 |  |  |  | CP | http://www.toronto.ca/TWONTO#00613 | Electrical Equipment | Tank, Storage, Powder Activated Carbon, Dry Chemical Building PAC Tanks
| FCL-PAC-CP-0201A | Control Panel, PAC Aeration Blower BL-0201, Dry Chemical Building Basement | FCL-PAC-BL-0201 |  |  |  | CP | http://www.toronto.ca/TWONTO#00613 | Electrical Equipment | Blower, PD, PAC Mixing Air Supply, Dry Chemical Building Basement
| FCL-PAC-CP-0201B | Control Panel, PAC Storage Tank #2 Mixer MX-0201, Dry Chemical Building | FCL-PAC-MX-0201 |  |  |  | CP | http://www.toronto.ca/TWONTO#00613 | Electrical Equipment | Mixer, PAC Storage Tank T-0201, Dry Chemical Building PAC Tanks
| FCL-PAC-CP-0301 | Control Panel, Area, PAC System Control Panel, Dry Chemical Building | FCL-PAC-T-0301 |  |  |  | CP | http://www.toronto.ca/TWONTO#00613 | Electrical Equipment | Tank, Storage, Powder Activated Carbon, ry Chemical Building PAC Tanks
| FCL-PAC-CP-0301A | Control Panel, PAC Aeration Blower BL-0301, Dry Chemical Building Basement | FCL-PAC-BL-0301 |  |  |  | CP | http://www.toronto.ca/TWONTO#00613 | Electrical Equipment | Blower, PD, PAC Mixing Air Supply, Dry Chemical Building Basement
| FCL-PAC-CP-0301B | Control Panel, PAC Storage Tank #3 Mixer MX-0301, Dry Chemical Building | FCL-PAC-MX-0301 |  |  |  | CP | http://www.toronto.ca/TWONTO#00613 | Electrical Equipment | Mixer, PAC Storage Tank T-0301, Dry Chemical Building PAC Tanks
| FCL-PAC-DCU-0201 | Dust Collector, PAC Storage Tank T-0201, Dry Chemical Building, PAC Storage Tanks | FCL-PAC-T-0201 |  |  |  | DCU | http://www.toronto.ca/TWONTO#00292 | Electrical Equipment | Tank, Storage, Powder Activated Carbon, Dry Chemical Building PAC Tanks
| FCL-PAC-DCU-0301 | Dust Collector, PAC Storage Tank T-0301, Dry Chemical Building, PAC Storage Tanks | FCL-PAC-T-0301 |  |  |  | DCU | http://www.toronto.ca/TWONTO#00292 | Electrical Equipment | Tank, Storage, Powder Activated Carbon, ry Chemical Building PAC Tanks
| FCL-PAC-DM-0201 | Damper, Manual, Dust Collector Fan FN-0201 Exhaust, Dry Chemical Building, PAC Storage Tanks | FCL-PAC-FN-0201 |  |  |  | DM | http://www.toronto.ca/TWONTO#00142 | Mechanical Equipment | Dust Control, Storage Tank Dust Collector DCU-0201, Dry Chemical Building Basement
| FCL-PAC-DM-0301 | Damper, Manual, Dust Collector Fan FN-0301 Exhaust, Dry Chemical Building, PAC Storage Tanks | FCL-PAC-FN-0301 |  |  |  | DM | http://www.toronto.ca/TWONTO#00142 | Mechanical Equipment | Dust Control, Storage Tank Dust Collector DCU-0301, Dry Chemical Building Basement
| FCL-PAC-LSH-0101 | Switch, Level High, Feed Tank T-0501, Dry Chemical Building Basement | FCL-PAC-T-0501 |  |  |  | LSH | http://www.toronto.ca/TWONTO#00466 | Electrical Equipment | Tank, Reservoir, PAC Slurry Calibrated Cylinder, Dry Chemical Building, Basement
| FCL-PAC-V-0014 | Valve, Backflow Preventer, Water Potable Feed, Dry Chemical Building Basement | FCL-PAC |  |  |  | V | http://www.toronto.ca/TWONTO#00165 | Mechanical Equipment | Taste and Odour Control (PAC)
| FCL-PAC-V-0211 | Valve, Ball, PAC Storage Tank #2 Overflow, Dry Chemical Building PAC Tanks | FCL-PAC-T-0201 |  |  |  | V | http://www.toronto.ca/TWONTO#00781 | Mechanical Equipment | Tank, Storage, Powder Activated Carbon, Dry Chemical Building PAC Tanks
| FCL-PAC-V-0310 | Valve, Rotary, Actuated, Dust Collection DCU-0301 Dust Return, PAC System | FCL-PAC-DCU-0301 |  |  |  | V | http://www.toronto.ca/TWONTO#00781 | Mechanical Equipment | Dust Collector, PAC Storage Tank T-0301, Dry Chemical Building, PAC Storage Tanks
| FCL-PAC-V-0311 | Valve, Ball, PAC Storage Tank #3 Overflow, Dry Chemical Building, PAC Tanks | FCL-PAC-T-0301 |  |  |  | V | http://www.toronto.ca/TWONTO#00781 | Mechanical Equipment | Tank, Storage, Powder Activated Carbon, ry Chemical Building PAC Tanks
| THR-STORE | Computer Storage Location | THR-EUS |  |  |  |  | http://www.toronto.ca/TWONTO#00260 | Equipment Location | Production & End User Support
| FCL-POL-CP-4120 | Control Panel, Thickening Polymer Skid No.2, RMF Centrifuge Building, Polymer Room | FCL-POL-P-4120 |  |  |  | CP | http://www.toronto.ca/TWONTO#00613 | Electrical Equipment | Pump, Standby, Polymer Skid No.2, Polymer Feed to Thickeners, Centrifuge Building Polymer Room
| FCL-POL-CP-4130 | Control Panel, Thickening Polymer Skid No.3, RMF Centrifuge Building, Polymer Room | FCL-POL-P-4130 |  |  |  | CP | http://www.toronto.ca/TWONTO#00613 | Electrical Equipment | Pump, Duty, Polymer Skid No.3, Polymer Feed to Thickener #2, Centrifuge Building Polymer Room
| FCL-POL-CP-4210 | Control Panel, Thickening Polymer Skid No.4, RMF Centrifuge Building, Polymer Room | FCL-POL-P-4210 |  |  |  | CP | http://www.toronto.ca/TWONTO#00613 | Electrical Equipment | Pump, Duty, Polymer Skid No.4, Polymer Feed to Centrifuge #1, Centrifuge Building Polymer Room
| FCL-POL-CP-4220 | Control Panel, Thickening Polymer Skid No.5, RMF Centrifuge Building, Polymer Room | FCL-POL-P-4220 |  |  |  | CP | http://www.toronto.ca/TWONTO#00613 | Electrical Equipment | Pump, Standby, Polymer Skid No.5, Polymer Feed to Thickeners, Centrifuge Building Polymer Room
| FCL-POL-CP-4230 | Control Panel, Thickening Polymer Skid No.6, RMF Centrifuge Building, Polymer Room | FCL-POL-P-4230 |  |  |  | CP | http://www.toronto.ca/TWONTO#00613 | Electrical Equipment | Pump, Duty, Polymer Skid No.6, Polymer Feed to Centrifuge #2, Centrifuge Building Polymer Room
| FCL-POL-FIT-4110 | Transmitter, Flow, Turbine,Service Water to Electric Mixer MX-4110,Polymer Skid No.1,Centrifuge Bldg | FCL-POL-MX-4110 |  |  |  | FIT | http://www.toronto.ca/TWONTO#00369 | Electrical Equipment | Mixer, Electric, Thickening Polymer Skid No.1, RMF Centrifuge Building, Polymer Room
| FCL-POL-FIT-4111 | Transmitter, Flow, Turbine,Service Water to Static Mixer MX-4111,Polymer Skid No.1,Centrifuge Bldg | FCL-POL-MX-4111 |  |  |  | FIT | http://www.toronto.ca/TWONTO#00369 | Electrical Equipment | Mixer, Static, Thickening Polymer Skid No.1, RMF Centrifuge Building, Polymer Room
| FCL-POL-FIT-4120 | Transmitter, Flow, Turbine,Service Water to Electric Mixer MX-4120,Polymer Skid No.2,Centrifuge Bldg | FCL-POL-MX-4120 |  |  |  | FIT | http://www.toronto.ca/TWONTO#00369 | Electrical Equipment | Mixer, Electric, Thickening Polymer Skid No.2, RMF Centrifuge Building, Polymer Room
| FCL-POL-FIT-4121 | Transmitter, Flow, Turbine,Service Water to Static Mixer MX-4121,Polymer Skid No.2,Centrifuge Bldg | FCL-POL-MX-4121 |  |  |  | FIT | http://www.toronto.ca/TWONTO#00369 | Electrical Equipment | Mixer, Static, Thickening Polymer Skid No.2, RMF Centrifuge Building, Polymer Room
| FCL-POL-FIT-4130 | Transmitter, Flow, Turbine,Service Water to Electric Mixer MX-4130,Polymer Skid No.3,Centrifuge Bldg | FCL-POL-MX-4130 |  |  |  | FIT | http://www.toronto.ca/TWONTO#00369 | Electrical Equipment | Mixer, Electric, Thickening Polymer Skid No.3, RMF Centrifuge Building, Polymer Room
| FCL-POL-FIT-4131 | Transmitter, Flow, Turbine,Service Water to Static Mixer MX-4131,Polymer Skid No.3,Centrifuge Bldg | FCL-POL-MX-4131 |  |  |  | FIT | http://www.toronto.ca/TWONTO#00369 | Electrical Equipment | Mixer, Static, Thickening Polymer Skid No.3, RMF Centrifuge Building, Polymer Room
| FCL-POL-FIT-4210 | Transmitter, Flow, Turbine,Service Water to Electric Mixer MX-4210,Polymer Skid No.4,Centrifuge Bldg | FCL-POL-MX-4210 |  |  |  | FIT | http://www.toronto.ca/TWONTO#00369 | Electrical Equipment | Mixer, Electric, Thickening Polymer Skid No.4, RMF Centrifuge Building, Polymer Room
| FCL-POL-FIT-4211 | Transmitter, Flow, Turbine,Service Water to Static Mixer MX-4211,Polymer Skid No.4,Centrifuge Bldg | FCL-POL-MX-4211 |  |  |  | FIT | http://www.toronto.ca/TWONTO#00369 | Electrical Equipment | Mixer, Static, Thickening Polymer Skid No.4, RMF Centrifuge Building, Polymer Room
| FCL-POL-FIT-4220 | Transmitter, Flow, Turbine,Service Water to Electric Mixer MX-4220,Polymer Skid No.5,Centrifuge Bldg | FCL-POL-MX-4220 |  |  |  | FIT | http://www.toronto.ca/TWONTO#00369 | Electrical Equipment | Mixer, Electric, Thickening Polymer Skid No.5, RMF Centrifuge Building, Polymer Room
| FCL-POL-FIT-4221 | Transmitter, Flow, Turbine,Service Water to Static Mixer MX-4221,Polymer Skid No.5,Centrifuge Bldg | FCL-POL-MX-4221 |  |  |  | FIT | http://www.toronto.ca/TWONTO#00369 | Electrical Equipment | Mixer, Static, Thickening Polymer Skid No.5, RMF Centrifuge Building, Polymer Room
| FCL-POL-FIT-4230 | Transmitter, Flow, Turbine,Service Water to Electric Mixer MX-4230,Polymer Skid No.6,Centrifuge Bldg | FCL-POL-MX-4230 |  |  |  | FIT | http://www.toronto.ca/TWONTO#00369 | Electrical Equipment | Mixer, Electric, Thickening Polymer Skid No.6, RMF Centrifuge Building, Polymer Room
| FCL-POL-FIT-4231 | Transmitter, Flow, Turbine,Service Water to Static Mixer MX-4231,Polymer Skid No.6,Centrifuge Bldg | FCL-POL-MX-4231 |  |  |  | FIT | http://www.toronto.ca/TWONTO#00369 | Electrical Equipment | Mixer, Static, Thickening Polymer Skid No.6, RMF Centrifuge Building, Polymer Room
| FCL-POL-FSL-4110 | Flow Switch Low, Polymer Feed to Skid No.1, RMF Centrifuge Building, Polymer Room | FCL-POL-P-4110 |  |  |  | FSL | http://www.toronto.ca/TWONTO#00367 | Electrical Equipment | Pump, Duty, Polymer Skid No.1, Polymer Feed to Thickener #1, Centrifuge Building Polymer Room
| FCL-POL-FSL-4120 | Flow Switch Low, Polymer Feed to Skid No.2, RMF Centrifuge Building, Polymer Room | FCL-POL-P-4120 |  |  |  | FSL | http://www.toronto.ca/TWONTO#00367 | Electrical Equipment | Pump, Standby, Polymer Skid No.2, Polymer Feed to Thickeners, Centrifuge Building Polymer Room
| FCL-POL-FSL-4130 | Flow Switch Low, Polymer Feed to Skid No.3, RMF Centrifuge Building, Polymer Room | FCL-POL-P-4130 |  |  |  | FSL | http://www.toronto.ca/TWONTO#00367 | Electrical Equipment | Pump, Duty, Polymer Skid No.3, Polymer Feed to Thickener #2, Centrifuge Building Polymer Room
| FCL-POL-FSL-4210 | Flow Switch Low, Polymer Feed to Skid No.4, RMF Centrifuge Building, Polymer Room | FCL-POL-P-4210 |  |  |  | FSL | http://www.toronto.ca/TWONTO#00367 | Electrical Equipment | Pump, Duty, Polymer Skid No.4, Polymer Feed to Centrifuge #1, Centrifuge Building Polymer Room
| FCL-POL-FSL-4220 | Flow Switch Low, Polymer Feed to Skid No.5, RMF Centrifuge Building, Polymer Room | FCL-POL-P-4220 |  |  |  | FSL | http://www.toronto.ca/TWONTO#00367 | Electrical Equipment | Pump, Standby, Polymer Skid No.5, Polymer Feed to Thickeners, Centrifuge Building Polymer Room
| FCL-POL-FSL-4230 | Flow Switch Low, Polymer Feed to Skid No.6, RMF Centrifuge Building, Polymer Room | FCL-POL-P-4230 |  |  |  | FSL | http://www.toronto.ca/TWONTO#00367 | Electrical Equipment | Pump, Duty, Polymer Skid No.6, Polymer Feed to Centrifuge #2, Centrifuge Building Polymer Room
| FCL-POL-LSH-4101 | Switch, Level, High, Polymer Containment Sump, RMF Centrifuge Building Polymer Room | FCL-WWW-POL |  |  |  | LSH | http://www.toronto.ca/TWONTO#00466 | Electrical Equipment | Polymer
| FCL-POL-MX-4101 | Mixer, Electric, Polymer Tote T-4101, RMF Centrifuge Building, Polymer Totes Area | FCL-POL-T-4101 |  |  |  | MX | http://www.toronto.ca/TWONTO#00526 | Mechanical Equipment | Tank, Polymer Storage Tote No.1, RMF Centrifuge Building, Polymer Totes Area
| FCL-POL-MX-4102 | Mixer, Electric, Polymer Tote T-4102, RMF Centrifuge Building, Polymer Totes Area | FCL-POL-T-4102 |  |  |  | MX | http://www.toronto.ca/TWONTO#00526 | Mechanical Equipment | Tank, Polymer Storage Tote No.2, RMF Centrifuge Building, Polymer Totes Area
| FCL-POL-MX-4110 | Mixer, Electric, Thickening Polymer Skid No.1, RMF Centrifuge Building, Polymer Room | FCL-POL-P-4110 |  |  |  | MX | http://www.toronto.ca/TWONTO#00526 | Mechanical Equipment | Pump, Duty, Polymer Skid No.1, Polymer Feed to Thickener #1, Centrifuge Building Polymer Room
| FCL-POL-MX-4111 | Mixer, Static, Thickening Polymer Skid No.1, RMF Centrifuge Building, Polymer Room | FCL-POL-P-4110 |  |  |  | MX | http://www.toronto.ca/TWONTO#00526 | Mechanical Equipment | Pump, Duty, Polymer Skid No.1, Polymer Feed to Thickener #1, Centrifuge Building Polymer Room
| FCL-POL-MX-4120 | Mixer, Electric, Thickening Polymer Skid No.2, RMF Centrifuge Building, Polymer Room | FCL-POL-P-4120 |  |  |  | MX | http://www.toronto.ca/TWONTO#00526 | Mechanical Equipment | Pump, Standby, Polymer Skid No.2, Polymer Feed to Thickeners, Centrifuge Building Polymer Room
| FCL-POL-MX-4121 | Mixer, Static, Thickening Polymer Skid No.2, RMF Centrifuge Building, Polymer Room | FCL-POL-P-4120 |  |  |  | MX | http://www.toronto.ca/TWONTO#00526 | Mechanical Equipment | Pump, Standby, Polymer Skid No.2, Polymer Feed to Thickeners, Centrifuge Building Polymer Room
| FCL-POL-MX-4130 | Mixer, Electric, Thickening Polymer Skid No.3, RMF Centrifuge Building, Polymer Room | FCL-POL-P-4130 |  |  |  | MX | http://www.toronto.ca/TWONTO#00526 | Mechanical Equipment | Pump, Duty, Polymer Skid No.3, Polymer Feed to Thickener #2, Centrifuge Building Polymer Room
| FCL-POL-MX-4131 | Mixer, Static, Thickening Polymer Skid No.3, RMF Centrifuge Building, Polymer Room | FCL-POL-P-4130 |  |  |  | MX | http://www.toronto.ca/TWONTO#00526 | Mechanical Equipment | Pump, Duty, Polymer Skid No.3, Polymer Feed to Thickener #2, Centrifuge Building Polymer Room
| FCL-POL-MX-4201 | Mixer, Electric, Polymer Tote T-4201, RMF Centrifuge Building, Polymer Totes Area | FCL-POL-T-4201 |  |  |  | MX | http://www.toronto.ca/TWONTO#00526 | Mechanical Equipment | Tank, Polymer Storage Tote No.3, RMF Centrifuge Building, Polymer Totes Area
| FCL-POL-MX-4202 | Mixer, Electric, Polymer Tote T-4202, RMF Centrifuge Building, Polymer Totes Area | FCL-POL-T-4201 |  |  |  | MX | http://www.toronto.ca/TWONTO#00526 | Mechanical Equipment | Tank, Polymer Storage Tote No.3, RMF Centrifuge Building, Polymer Totes Area
| FCL-POL-MX-4210 | Mixer, Electric, Thickening Polymer Skid No.4, RMF Centrifuge Building, Polymer Room | FCL-POL-P-4210 |  |  |  | MX | http://www.toronto.ca/TWONTO#00526 | Mechanical Equipment | Pump, Duty, Polymer Skid No.4, Polymer Feed to Centrifuge #1, Centrifuge Building Polymer Room
| FCL-POL-MX-4211 | Mixer, Static, Thickening Polymer Skid No.4, RMF Centrifuge Building, Polymer Room | FCL-POL-P-4210 |  |  |  | MX | http://www.toronto.ca/TWONTO#00526 | Mechanical Equipment | Pump, Duty, Polymer Skid No.4, Polymer Feed to Centrifuge #1, Centrifuge Building Polymer Room
| FCL-POL-MX-4220 | Mixer, Electric, Thickening Polymer Skid No.5, RMF Centrifuge Building, Polymer Room | FCL-POL-P-4220 |  |  |  | MX | http://www.toronto.ca/TWONTO#00526 | Mechanical Equipment | Pump, Standby, Polymer Skid No.5, Polymer Feed to Thickeners, Centrifuge Building Polymer Room
| FCL-POL-MX-4221 | Mixer, Static, Thickening Polymer Skid No.5, RMF Centrifuge Building, Polymer Room | FCL-POL-P-4220 |  |  |  | MX | http://www.toronto.ca/TWONTO#00526 | Mechanical Equipment | Pump, Standby, Polymer Skid No.5, Polymer Feed to Thickeners, Centrifuge Building Polymer Room
| FCL-POL-MX-4230 | Mixer, Electric, Thickening Polymer Skid No.6, RMF Centrifuge Building, Polymer Room | FCL-POL-P-4230 |  |  |  | MX | http://www.toronto.ca/TWONTO#00526 | Mechanical Equipment | Pump, Duty, Polymer Skid No.6, Polymer Feed to Centrifuge #2, Centrifuge Building Polymer Room
| FCL-POL-MX-4231 | Mixer, Static, Thickening Polymer Skid No.6, RMF Centrifuge Building, Polymer Room | FCL-POL-P-4230 |  |  |  | MX | http://www.toronto.ca/TWONTO#00526 | Mechanical Equipment | Pump, Duty, Polymer Skid No.6, Polymer Feed to Centrifuge #2, Centrifuge Building Polymer Room
| FCL-POL-T-4101 | Tank, Polymer Storage Tote No.1, RMF Centrifuge Building, Polymer Totes Area | FCL-WWW-POL |  |  |  | T | http://www.toronto.ca/TWONTO#00211 | Mechanical Equipment | Polymer
| FCL-POL-T-4102 | Tank, Polymer Storage Tote No.2, RMF Centrifuge Building, Polymer Totes Area | FCL-WWW-POL |  |  |  | T | http://www.toronto.ca/TWONTO#00211 | Mechanical Equipment | Polymer
| FCL-POL-T-4201 | Tank, Polymer Storage Tote No.3, RMF Centrifuge Building, Polymer Totes Area | FCL-WWW-POL |  |  |  | T | http://www.toronto.ca/TWONTO#00211 | Mechanical Equipment | Polymer
| FCL-POL-T-4202 | Tank, Polymer Storage Tote No.4, RMF Centrifuge Building, Polymer Totes Area | FCL-WWW-POL |  |  |  | T | http://www.toronto.ca/TWONTO#00211 | Mechanical Equipment | Polymer
| FCL-POL-TIC-4000 | Controller, Temp., Service Water to Thick. Polymer Skids, RMF Centrifuge Building, Centrifuge Room N-Wall | FCL-POL-HTR-0003 |  |  |  | TIC | http://www.toronto.ca/TWONTO#00614 | Electrical Equipment | Heater, Water Tankless, RMF Centrifuge Building, Centrifuge Room North Wall
| FCL-POL-V-4112 | Valve, Solenoid, Service Water to Polymer Skid No.1, RMF Centrifuge Building, Polymer Room | FCL-POL-P-4110 |  |  |  | V | http://www.toronto.ca/TWONTO#00694 | Mechanical Equipment | Pump, Duty, Polymer Skid No.1, Polymer Feed to Thickener #1, Centrifuge Building Polymer Room
| FCL-POL-V-4122 | Valve, Solenoid, Service Water to Polymer Skid No.2, RMF Centrifuge Building, Polymer Room | FCL-POL-P-4120 |  |  |  | V | http://www.toronto.ca/TWONTO#00694 | Mechanical Equipment | Pump, Standby, Polymer Skid No.2, Polymer Feed to Thickeners, Centrifuge Building Polymer Room
| FCL-POL-V-4132 | Valve, Solenoid, Service Water to Polymer Skid No.3, RMF Centrifuge Building, Polymer Room | FCL-POL-P-4130 |  |  |  | V | http://www.toronto.ca/TWONTO#00694 | Mechanical Equipment | Pump, Duty, Polymer Skid No.3, Polymer Feed to Thickener #2, Centrifuge Building Polymer Room
| FCL-POL-V-4212 | Valve, Solenoid, Service Water to Polymer Skid No.4, RMF Centrifuge Building, Polymer Room | FCL-POL-P-4210 |  |  |  | V | http://www.toronto.ca/TWONTO#00694 | Mechanical Equipment | Pump, Duty, Polymer Skid No.4, Polymer Feed to Centrifuge #1, Centrifuge Building Polymer Room
| FCL-POL-V-4222 | Valve, Solenoid, Service Water to Polymer Skid No.5, RMF Centrifuge Building, Polymer Room | FCL-POL-P-4220 |  |  |  | V | http://www.toronto.ca/TWONTO#00694 | Mechanical Equipment | Pump, Standby, Polymer Skid No.5, Polymer Feed to Thickeners, Centrifuge Building Polymer Room
| FCL-POL-V-4232 | Valve, Solenoid, Service Water to Polymer Skid No.6, RMF Centrifuge Building, Polymer Room | FCL-POL-P-4230 |  |  |  | V | http://www.toronto.ca/TWONTO#00694 | Mechanical Equipment | Pump, Duty, Polymer Skid No.6, Polymer Feed to Centrifuge #2, Centrifuge Building Polymer Room
| TNT-STORE | Computer Storage Location | TNT-EUS |  |  |  |  | http://www.toronto.ca/TWONTO#00260 | Equipment Location | Production & End User Support
| WTR-STORE | Computer Storage Location | WTR-EUS |  |  |  |  | http://www.toronto.ca/TWONTO#00260 | Equipment Location | Production & End User Support
| YCS-STORE | Computer Storage Location | YCS-EUS |  |  |  |  | http://www.toronto.ca/TWONTO#00260 | Equipment Location | Production & End User Support
| FCL-ROUTINE | FCL-Routine | [5 empty] | http://www.toronto.ca/TWONTO#00442 | Sub-Process
| YDA-STORE | Computer Storage Location | YDA-EUS |  |  |  |  | http://www.toronto.ca/TWONTO#00260 | Equipment Location | Production & End User Support
| FCL-RW-CP-0101 | Control Panel, Raw Water Screen SC-0101, Low Lift PS Screen Room S/W | FCL-RW-SC-0101 |  |  |  | CP | http://www.toronto.ca/TWONTO#00613 | Electrical Equipment | Screen, Bar, Raw Water, Intake and Screen Room
| FCL-RW-CP-0102 | Control Panel, Raw Water Screen SC-0101 Inlet & Outlet Gates, Low Lift PS Screen Room S/W | FCL-RW-SC-0101 |  |  |  | CP | http://www.toronto.ca/TWONTO#00613 | Electrical Equipment | Screen, Bar, Raw Water, Intake and Screen Room
| FCL-RW-CP-0201 | Control Panel, Raw Water Screen SC-0201, Low Lift PS Screen Room S/W | FCL-RW-SC-0201 |  |  |  | CP | http://www.toronto.ca/TWONTO#00613 | Electrical Equipment | Screen, Bar, Raw Water , Intake and Screen Room
| FCL-RW-CP-0202 | Control Panel, Raw Water Screen SC-0201 Inlet & Outlet Gates, Low Lift PS Screen Room S/W | FCL-RW-SC-0201 |  |  |  | CP | http://www.toronto.ca/TWONTO#00613 | Electrical Equipment | Screen, Bar, Raw Water , Intake and Screen Room
| FCL-RW-CP-0300 | Control Panel, Sampling System Inlet Valves to Operators Lab, Admin Building Lab | FCL-RW-SAMP |  |  |  | CP | http://www.toronto.ca/TWONTO#00613 | Electrical Equipment | Raw Water Sampling
| FCL-RW-CP-0500 | Control Panel, Sampling System Inlet Valves to Operators Lab, Admin Building Lab | FCL-RW-SAMP |  |  |  | CP | http://www.toronto.ca/TWONTO#00613 | Electrical Equipment | Raw Water Sampling
| FCL-RW-CP-0601 | Control Panel, Raw Water Screen SC-0601 , Low Lift PS Screen Room S/E | FCL-RW-SC-0601 |  |  |  | CP | http://www.toronto.ca/TWONTO#00613 | Electrical Equipment | Screen, Bar, Raw Water, Intake and Screen Room
| FCL-RW-CP-0602 | Control Panel, Raw Water Screen SC-0601 Inlet & Outlet Gates, Low Lift PS Screen Room S/E | FCL-RW-SC-0601 |  |  |  | CP | http://www.toronto.ca/TWONTO#00613 | Electrical Equipment | Screen, Bar, Raw Water, Intake and Screen Room
| FCL-RW-CP-0701 | Control Panel, Raw Water Screen SC-0701 , Low Lift PS Screen Room S/E | FCL-RW-SC-0701 |  |  |  | CP | http://www.toronto.ca/TWONTO#00613 | Electrical Equipment | Screen, Bar, Raw Water, Intake and Screen Room
| FCL-RW-CP-0702 | Control Panel, Raw Water Screen SC-0701 Inlet & Outlet Gates, Low Lift PS Screen Room S/E | FCL-RW-SC-0701 |  |  |  | CP | http://www.toronto.ca/TWONTO#00613 | Electrical Equipment | Screen, Bar, Raw Water, Intake and Screen Room
| FCL-RW-CRN-0402 | Crane, 5 Ton, Travelling, Bridge, Low Lift Screens Area | FCL-MCS-CRN |  |  |  | CRN | http://www.toronto.ca/TWONTO#00251 | Mechanical Equipment | Cranes
| FCL-RW-CRN-0403 | Crane, 15 Ton, Travelling, Bridge, Raw Water Pump Area | FCL-MCS-CRN |  |  |  | CRN | http://www.toronto.ca/TWONTO#00251 | Mechanical Equipment | Cranes
| YMH-STORE | Computer Storage Location | YMH-EUS |  |  |  |  | http://www.toronto.ca/TWONTO#00260 | Equipment Location | Production & End User Support
| FCL-RW-LIT-0002A | Transmitter, Level, Backup, Raw Water Suction Well, Raw Water Pumping Station | FCL-MCS-CRN |  |  |  | LIT | http://www.toronto.ca/TWONTO#00467 | Electrical Equipment | Cranes
| FCL-RW-LSH-0003 | Switch,Level, High, Screenings Debris Trough | FCL-RW | Switch,Level-High |  |  | LSH | http://www.toronto.ca/TWONTO#00466 | Instrumentation Equipment | Raw Water
| FCL-RW-LSH-0701 | Switch,Level High, Offshore Zebra Mussel Sampling Line 1A Prime, Low Lift PS Basement | FCL-RW-SAMP | Switch,Level-High |  |  | LSH | http://www.toronto.ca/TWONTO#00466 | Instrumentation Equipment | Raw Water Sampling
| FCL-RW-LSH-0801 | Switch,Level High, Offshore Zebra Mussel Sampling Line 1B Prime, Low Lift PS Basement | FCL-RW-SAMP | Switch,Level-High |  |  | LSH | http://www.toronto.ca/TWONTO#00466 | Instrumentation Equipment | Raw Water Sampling
| YTF-STORE | Computer Storage Location | YTF EUS |  |  |  |  | http://www.toronto.ca/TWONTO#00260 | Equipment Location | Production & End User Support
| YTF-VSTORE | Computer Storage Location | YTF EUS |  |  |  |  | http://www.toronto.ca/TWONTO#00260 | Equipment Location | Production & End User Support
| FCL-SES-6 | Confined Space Entry and Industrial Hygene | FCL-SES |  |  |  | SES | x | Sub-Process | Safety and Environmental Services
| TAB-THK-CT | Controller, Uni-Sonic | TAB-THK-INQ |  |  |  |  | http://www.toronto.ca/TWONTO#00260 | Equipment Location | Floatation - Instrumentation Equipment
| FCL-RW-V-0003A | Valve, Mud, Drain, Raw Water West Intake Channel, Low Lift PS Basement | FCL-RW-INTAKE |  |  |  | V | http://www.toronto.ca/TWONTO#00781 | Mechanical Equipment | Intake and Conduit
| FCL-RW-V-0003B | Valve, Mud, Drain, Raw Water East Intake Channel, Low Lift PS Basement | FCL-RW-INTAKE |  |  |  | V | http://www.toronto.ca/TWONTO#00781 | Mechanical Equipment | Intake and Conduit
| FCL-RW-V-0005B | Valve, Mud, Raw Water Suction Channel Drain, Low Lift PS Basement | FCL-RW-INTAKE |  |  |  | V | http://www.toronto.ca/TWONTO#00781 | Mechanical Equipment | Intake and Conduit
| FCL-RW-V-0006 | Valve, Mud, Raw Water Suction Channel Drain, Low Lift PS Basement | FCL-RW-INTAKE |  |  |  | V | http://www.toronto.ca/TWONTO#00781 | Mechanical Equipment | Intake and Conduit
| FCL-RW-V-0007E | Valve, Mud, Raw Water Suction Channel Drain, Low Lift PS Basement | FCL-RW-INTAKE |  |  |  | V | http://www.toronto.ca/TWONTO#00781 | Mechanical Equipment | Intake and Conduit
| FCL-RW-V-0008A | Valve, Mud, Raw Water Suction Channel Drain, Low Lift PS Basement | FCL-RW-INTAKE |  |  |  | V | http://www.toronto.ca/TWONTO#00781 | Mechanical Equipment | Intake and Conduit
| FCL-RW-V-0011A | Valve, Gate, Raw Water Pumping Station West Foundation Drain, Raw Water Screen No.1 Pit | FCL-RW-SC-0101 |  |  |  | V | http://www.toronto.ca/TWONTO#00781 | Mechanical Equipment | Screen, Bar, Raw Water, Intake and Screen Room
| FCL-RW-V-0011B | Valve, Gate, Raw Water Pumping Station West Foundation Drain, Raw Water Screen No.8 Pit | FCL-RW-SC-0801 |  |  |  | V | http://www.toronto.ca/TWONTO#00781 | Mechanical Equipment | Screen, Bar, Raw Water, , Intake and Screen Room
| FCL-RW-V-0302A | Valve, Mud, Drain, Raw Water Screen SC-0301 Pit, Intake and Screen Room | FCL-RW-SC-0301 |  |  |  | V | http://www.toronto.ca/TWONTO#00781 | Mechanical Equipment | Screen, Bar, Raw Water, , Intake and Screen Room
| FCL-RW-V-0402A | Valve, Mud, Drain, Raw Water Screen SC-0401 Pit, Intake and Screen Room | FCL-RW-SC-0401 |  |  |  | V | http://www.toronto.ca/TWONTO#00781 | Mechanical Equipment | Screen, Bar, Raw Water, , Intake and Screen Room
| FCL-RW-V-0502A | Valve, Mud, Drain, Raw Water Screen SC-0501 Pit, Intake and Screen Room | FCL-RW-SC-0501 |  |  |  | V | http://www.toronto.ca/TWONTO#00781 | Mechanical Equipment | Screen, Bar, Raw Water, , Intake and Screen Room
| FCL-RW-V-0802A | Valve, Mud, Drain, Raw Water Screen SC-0801 Pit, Intake and Screen Room | FCL-RW-SC-0801 |  |  |  | V | http://www.toronto.ca/TWONTO#00781 | Mechanical Equipment | Screen, Bar, Raw Water, , Intake and Screen Room
| THC-DEW-CONV | Conveyors System Dewatering | THC-DEW |  |  |  |  | http://www.toronto.ca/TWONTO#00260 | Sub-Process | Dewatering Process
| FCL-SA-C-0301 | Compressor, Instrument Air, Filter Building, Compressor Room | FCL-SA |  |  |  | C | http://www.toronto.ca/TWONTO#00233 | Mechanical Equipment | Service Air
| FCL-SA-C-0401 | Compressor, Instrument Air, Filter Building, Compressor Room | FCL-SA |  |  |  | C | http://www.toronto.ca/TWONTO#00233 | Mechanical Equipment | Service Air
| FCL-SA-PIT-0101 | Transmitter, Pressure, Service Air to Low Lift, High Lift Building, Loading Area ,50-SA Line | FCL-SA-T-0001 |  |  |  | PIT | http://www.toronto.ca/TWONTO#00605 | Electrical Equipment | Vessel, Pressure, Service Air, Sanitary Sewage System Monitoring
| FCL-SA-STR-0140 | Strainer, Inlet, High Lift Reservoir Tank SA-T-0001, High Lift, Basement | FCL-SA-T-0001 |  |  |  | STR | http://www.toronto.ca/TWONTO#00710 | Mechanical Equipment | Vessel, Pressure, Service Air, Sanitary Sewage System Monitoring
| FHA-CCS | Corrosion Control | FHA WORK AREA 1 |  |  |  |  | http://www.toronto.ca/TWONTO#00260 | Process | Process
| FIS-CCS | Corrosion Control | FIS-PLT |  |  |  |  | http://www.toronto.ca/TWONTO#00260 | Sub-Process | Preliminary Treatment
| FHO-CCS | Corrosion Control Process | FHO WORK AREA 1 |  |  |  |  | http://www.toronto.ca/TWONTO#00260 | Process | Process
| FCL-SED-V-0004 | Valve, Check, Settled Water Sampling Pumps P-0001A&B Discharge, Filter Building Drainage PS | FCL-WWW |  |  |  | V | http://www.toronto.ca/TWONTO#00204 | Mechanical Equipment | Residue Management
| FCL-CCS | Corrosion Control System | FCL WORK AREA 1 |  |  |  |  | http://www.toronto.ca/TWONTO#00260 | Process | Process
| MTMH180 | COXWELL P.LOT STM | TRK-DON |  |  |  |  | http://www.toronto.ca/TWONTO#00260 | Sub-Process | DON DRAINAGE AREA
| MTMH120 | COXWELL STS | TRK-DON |  |  |  |  | http://www.toronto.ca/TWONTO#00260 | Sub-Process | DON DRAINAGE AREA
| TAB-MCS-CRN-AUX BLDG | Cranes - Auxiliary Building | TAB-MCS-CRN |  |  |  |  | http://www.toronto.ca/TWONTO#00260 | Mechanical Equipment | TAB Cranes and Lifting Devices
| TAB-MCS-CRN-BL BLDG | Cranes - Blower Building | TAB-MCS-CRN |  |  |  |  | http://www.toronto.ca/TWONTO#00260 | Mechanical Equipment | TAB Cranes and Lifting Devices
| TAB-MCS-CRN-D BLDG | Cranes - D Building | TAB-MCS-CRN |  |  |  |  | http://www.toronto.ca/TWONTO#00260 | Mechanical Equipment | TAB Cranes and Lifting Devices
| TAB-MCS-CRN-DEW | Cranes - Dewatering | TAB-MCS-CRN |  |  |  |  | http://www.toronto.ca/TWONTO#00260 | Mechanical Equipment | TAB Cranes and Lifting Devices
| TAB-MCS-CRN-DIG | Cranes - Gas Control Bldg and Digesters | TAB-MCS-CRN |  |  |  |  | http://www.toronto.ca/TWONTO#00260 | Mechanical Equipment | TAB Cranes and Lifting Devices
| TAB-MCS-CRN-HR | Cranes - Heat Recovery | TAB-MCS-CRN |  |  |  |  | http://www.toronto.ca/TWONTO#00260 | Mechanical Equipment | TAB Cranes and Lifting Devices
| FCL-SES-ANL-00026-SUS | asdfs | FCL-SUSPENDED |  |  | 40976 | ANL | x | Building Service | Suspended entity
| FCL-SES-FAK-0006 | First Aid Kit, High Lift Basement B1, Mechanical Room | FCL-SES |  |  |  | FAK | http://www.toronto.ca/TWONTO#00355 | Equipment Location | Safety and Environmental Services
| FCL-SES-FEQ-0078-SUS | Fire Extinguisher #78, High Lift Pumping Station, Ground Floor, Sample Drop-off Room, South Wall | FCL-SES-FEQ-SUS |  |  | 46425 | FEQ | x | Mechanical Equipment | Portable Fire Extinguishers
| FCL-SES-FEQ-0078-SUS | Fire Extinguisher #78, High Lift Pumping Station, Ground Floor, Sample Drop-off Room, South Wall | FCL-SUSPENDED |  |  | 46425 | FEQ | x | Mechanical Equipment | Suspended entity
| FCL-SES-FEQ-0110-SUS | Fire Extinguisher #110, RMF Centrifuge Building, HVAC Room | FCL-SES-FEQ-SUS |  |  | 46426 | FEQ | x | Mechanical Equipment | Portable Fire Extinguishers
| FCL-SES-FEQ-0110-SUS | Fire Extinguisher #110, RMF Centrifuge Building, HVAC Room | FCL-SUSPENDED |  |  | 46426 | FEQ | x | Mechanical Equipment | Suspended entity
| FCL-SES-FEQ-0111-SUS | Fire Extinguisher #111, RMF Centrifuge Building, Electrical Room | FCL-SUSPENDED |  |  | 46427 | FEQ | x | Mechanical Equipment | Suspended entity
| FCL-SES-FEQ-0111-SUS | Fire Extinguisher #111, RMF Centrifuge Building, Electrical Room | FCL-SES-FEQ-SUS |  |  | 46427 | FEQ | x | Mechanical Equipment | Portable Fire Extinguishers
| FCL-SES-FEQ-0112-SUS | Fire Extinguisher #112, RMF Centrifuge Building, Centrifuge Room North West Wall | FCL-SES-FEQ-SUS |  |  | 46428 | FEQ | x | Mechanical Equipment | Portable Fire Extinguishers
| FCL-SES-FEQ-0112-SUS | Fire Extinguisher #112, RMF Centrifuge Building, Centrifuge Room North West Wall | FCL-SUSPENDED |  |  | 46428 | FEQ | x | Mechanical Equipment | Suspended entity
| FCL-SES-FEQ-0113-SUS | Fire Extinguisher #113, RMF Centrifuge Building, Centrifuge Room South East Wall | FCL-SES-FEQ-SUS |  |  | 46429 | FEQ | x | Mechanical Equipment | Portable Fire Extinguishers
| FCL-SES-FEQ-0113-SUS | Fire Extinguisher #113, RMF Centrifuge Building, Centrifuge Room South East Wall | FCL-SUSPENDED |  |  | 46429 | FEQ | x | Mechanical Equipment | Suspended entity
| FCL-SES-FEQ-0114-SUS | Fire Extinguisher #114, RMF Clarification Building, HVAC Room No.1 | FCL-SES-FEQ-SUS |  |  | 46431 | FEQ | x | Mechanical Equipment | Portable Fire Extinguishers
| FCL-SES-FEQ-0114-SUS | Fire Extinguisher #114, RMF Clarification Building, HVAC Room No.1 | FCL-SUSPENDED |  |  | 46431 | FEQ | x | Mechanical Equipment | Suspended entity
| FCL-SES-FEQ-0115-SUS | Fire Extinguisher #115, RMF Clarification Building, HVAC Room No.2 | FCL-SES-FEQ-SUS |  |  | 46432 | FEQ | x | Mechanical Equipment | Portable Fire Extinguishers
| FCL-SES-FEQ-0115-SUS | Fire Extinguisher #115, RMF Clarification Building, HVAC Room No.2 | FCL-SUSPENDED |  |  | 46432 | FEQ | x | Mechanical Equipment | Suspended entity
| FCL-SES-FEQ-0116-SUS | Fire Extinguisher #116, Gaseous Chemical Building, 3rd Floor, Scrubber Room West Wall | FCL-SES-FEQ-SUS |  |  | 46433 | FEQ | x | Mechanical Equipment | Portable Fire Extinguishers
| FCL-SES-FEQ-0116-SUS | Fire Extinguisher #116, Gaseous Chemical Building, 3rd Floor, Scrubber Room West Wall | FCL-SUSPENDED |  |  | 46433 | FEQ | x | Mechanical Equipment | Suspended entity
| TAB-MCS-CRN-INC | Cranes - Incinerators | TAB-MCS-CRN |  |  |  |  | http://www.toronto.ca/TWONTO#00260 | Mechanical Equipment | TAB Cranes and Lifting Devices
| FCL-SES-LTG-0006F-SUS | Emergency Light, Ceiling Mounted Remote Heads, Admin Building, Second Floor, Stairs No. 2 | FCL-SUSPENDED |  |  | 46463 | LTG | x | Electrical Equipment | Suspended entity
| FCL-SES-LTG-0006F-SUS | Emergency Light, Ceiling Mounted Remote Heads, Admin Building, Second Floor, Stairs No. 2 | FCL-ELS-LTG |  |  | 46463 | LTG | x | Electrical Equipment | Emergency Lighting
| FCL-SES-LTG-0006G-SUS | Emergency Light, Remote Heads, Admin Building, First Floor, Stairs No. 2 | FCL-SUSPENDED |  |  | 46464 | LTG | x | Electrical Equipment | Suspended entity
| FCL-SES-LTG-0006G-SUS | Emergency Light, Remote Heads, Admin Building, First Floor, Stairs No. 2 | FCL-ELS-LTG |  |  | 46464 | LTG | x | Electrical Equipment | Emergency Lighting
| FCL-SES-LTG-0038-SUS | Emergency Light, Wall Mounted, c/w Emergency Battery, Surge Building | FCL-ELS-LTG |  |  | 46508 | LTG | x | Electrical Equipment | Emergency Lighting
| FCL-SES-LTG-0038-SUS | Emergency Light, Wall Mounted, c/w Emergency Battery, Surge Building | FCL-SUSPENDED |  |  | 46508 | LTG | x | Electrical Equipment | Suspended entity
| FCL-SES-LTX-0089-SUS | Exit Light, 89, Gaseous Building, 1st Floor, Electrical Room Exit | FCL-ELS-6 |  |  | 46596 | LTX | x | Electrical Equipment | Interior Lighting
| FCL-SES-LTX-0089-SUS | Exit Light, 89, Gaseous Building, 1st Floor, Electrical Room Exit | FCL-SUSPENDED |  |  | 46596 | LTX | x | Electrical Equipment | Suspended entity
| FCL-SES-LTX-0090-SUS | Exit Light, 90, Gaseous Building, 1st Floor, Fluoride Room Exit | FCL-ELS-6 |  |  | 46597 | LTX | x | Electrical Equipment | Interior Lighting
| FCL-SES-LTX-0090-SUS | Exit Light, 90, Gaseous Building, 1st Floor, Fluoride Room Exit | FCL-SUSPENDED |  |  | 46597 | LTX | x | Electrical Equipment | Suspended entity
| FCL-SES-LTX-0091-SUS | Exit Light, 91, Gaseous Building, 1st Floor, Caustic Soda Storage Room Exit | FCL-SUSPENDED |  |  | 46598 | LTX | x | Electrical Equipment | Suspended entity
| FCL-SES-LTX-0091-SUS | Exit Light, 91, Gaseous Building, 1st Floor, Caustic Soda Storage Room Exit | FCL-ELS-6 |  |  | 46598 | LTX | x | Electrical Equipment | Interior Lighting
| FCL-SES-LTX-0092-SUS | Exit Light, 92, Gaseous Building, 2nd Floor, Chlorine Storage Room North Door Exit Out | FCL-SUSPENDED |  |  | 46599 | LTX | x | Electrical Equipment | Suspended entity
| FCL-SES-LTX-0092-SUS | Exit Light, 92, Gaseous Building, 2nd Floor, Chlorine Storage Room North Door Exit Out | FCL-ELS-6 |  |  | 46599 | LTX | x | Electrical Equipment | Interior Lighting
| FCL-SES-LTX-0093-SUS | Exit Light, 93, Gaseous Building, 2nd Floor, Chlorine Storage Room S/E Door Exit | FCL-ELS-6 |  |  | 46600 | LTX | x | Electrical Equipment | Interior Lighting
| FCL-SES-LTX-0093-SUS | Exit Light, 93, Gaseous Building, 2nd Floor, Chlorine Storage Room S/E Door Exit | FCL-SUSPENDED |  |  | 46600 | LTX | x | Electrical Equipment | Suspended entity
| FCL-SES-LTX-0094-SUS | Exit Light, 94, Gaseous Building, 2nd Floor, Chlorine Storage Room S/W Door Exit | FCL-ELS-6 |  |  | 46601 | LTX | x | Electrical Equipment | Interior Lighting
| FCL-SES-LTX-0094-SUS | Exit Light, 94, Gaseous Building, 2nd Floor, Chlorine Storage Room S/W Door Exit | FCL-SUSPENDED |  |  | 46601 | LTX | x | Electrical Equipment | Suspended entity
| FCL-SES-LTX-0095-SUS | Exit Light, 95, Gaseous Building, 2nd Floor, Chemical Room S/W Door Exit | FCL-ELS-6 |  |  | 46602 | LTX | x | Electrical Equipment | Interior Lighting
| FCL-SES-LTX-0095-SUS | Exit Light, 95, Gaseous Building, 2nd Floor, Chemical Room S/W Door Exit | FCL-SUSPENDED |  |  | 46602 | LTX | x | Electrical Equipment | Suspended entity
| FCL-SES-LTX-0100-SUS | Exit light, 100, Pump Room to Stairway No.6 , RMF Clarification Building | FCL-ELS-6 |  |  | 46603 | LTX | x | Electrical Equipment | Interior Lighting
| FCL-SES-LTX-0100-SUS | Exit light, 100, Pump Room to Stairway No.6 , RMF Clarification Building | FCL-SUSPENDED |  |  | 46603 | LTX | x | Electrical Equipment | Suspended entity
| FCL-SES-LTX-0101-SUS | Exit light, 101, Polymer Tote Area , RMF Centrifuge Building | FCL-ELS-6 |  |  | 46604 | LTX | x | Electrical Equipment | Interior Lighting
| FCL-SES-LTX-0101-SUS | Exit light, 101, Polymer Tote Area , RMF Centrifuge Building | FCL-SUSPENDED |  |  | 46604 | LTX | x | Electrical Equipment | Suspended entity
| FCL-SES-LTX-0102-SUS | Exit light, 102, Admin Building, First Floor, Corridor 116, High Lift Gallery Door | FCL-ELS-6 |  |  | 46605 | LTX | x | Electrical Equipment | Interior Lighting
| FCL-SES-LTX-0102-SUS | Exit light, 102, Admin Building, First Floor, Corridor 116, High Lift Gallery Door | FCL-SUSPENDED |  |  | 46605 | LTX | x | Electrical Equipment | Suspended entity
| FCL-SES-LTX-0103-SUS | Exit light, 103, Admin Building, First Floor, Lunch Room | FCL-ELS-6 |  |  | 46606 | LTX | x | Electrical Equipment | Interior Lighting
| FCL-SES-LTX-0103-SUS | Exit light, 103, Admin Building, First Floor, Lunch Room | FCL-SUSPENDED |  |  | 46606 | LTX | x | Electrical Equipment | Suspended entity
| FCL-SES-LTX-0104-SUS | Exit light, 104, Admin Building, Second Floor, Kitchen West Exit | FCL-ELS-6 |  |  | 46607 | LTX | x | Electrical Equipment | Interior Lighting
| FCL-SES-LTX-0104-SUS | Exit light, 104, Admin Building, Second Floor, Kitchen West Exit | FCL-SUSPENDED |  |  | 46607 | LTX | x | Electrical Equipment | Suspended entity
| FCL-SES-LTX-0105-SUS | Exit light, 105, High Lift Pumping Station, Ground Floor, Copy Room South Door | FCL-ELS-6 |  |  | 46608 | LTX | x | Electrical Equipment | Interior Lighting
| FCL-SES-LTX-0105-SUS | Exit light, 105, High Lift Pumping Station, Ground Floor, Copy Room South Door | FCL-SUSPENDED |  |  | 46608 | LTX | x | Electrical Equipment | Suspended entity
| FCL-SES-LTX-0106-SUS | Exit light, 106, Low Lift Building, Ground Floor, South East Stairs | FCL-SUSPENDED |  |  | 46609 | LTX | x | Electrical Equipment | Suspended entity
| FCL-SES-LTX-0106-SUS | Exit light, 106, Low Lift Building, Ground Floor, South East Stairs | FCL-ELS-6 |  |  | 46609 | LTX | x | Electrical Equipment | Interior Lighting
| FCL-SES-LTX-0107-SUS | Exit light, 106, Low Lift Building, Basement B1, Pump Room South West Door | FCL-ELS-6 |  |  | 46610 | LTX | x | Electrical Equipment | Interior Lighting
| FCL-SES-LTX-0107-SUS | Exit light, 106, Low Lift Building, Basement B1, Pump Room South West Door | FCL-SUSPENDED |  |  | 46610 | LTX | x | Electrical Equipment | Suspended entity
| FCL-SES-LTX-0108-SUS | Exit light, 108, Dry Chemical Building, MCC Room, South Exit | FCL-SUSPENDED |  |  | 46611 | LTX | x | Electrical Equipment | Suspended entity
| FCL-SES-LTX-0108-SUS | Exit light, 108, Dry Chemical Building, MCC Room, South Exit | FCL-ELS-6 |  |  | 46611 | LTX | x | Electrical Equipment | Interior Lighting
| TAB-MCS-CRN-M BLDG | Cranes - M Building | TAB-MCS-CRN |  |  |  |  | http://www.toronto.ca/TWONTO#00260 | Mechanical Equipment | TAB Cranes and Lifting Devices
| TAB-MCS-CRN-P BLDG | Cranes - P Building | TAB-MCS-CRN |  |  |  |  | http://www.toronto.ca/TWONTO#00260 | Mechanical Equipment | TAB Cranes and Lifting Devices
| TAB-MCS-CRN-POL | Cranes - Polymer Building | TAB-MCS-CRN |  |  |  |  | http://www.toronto.ca/TWONTO#00260 | Mechanical Equipment | TAB Cranes and Lifting Devices
| FCL-SES-WASTE | Waste Material | FCL-SES |  |  |  |  | http://www.toronto.ca/TWONTO#00278 | Mechanical Equipment | Safety and Environmental Services
| TAB-MCS-CRN-T BLDG | Cranes - T Building | TAB-MCS-CRN |  |  |  |  | http://www.toronto.ca/TWONTO#00260 | Mechanical Equipment | TAB Cranes and Lifting Devices
119976 | TAB-WA4-SQ-8402 | Lock Out Tag out and Log Book Station | TAB-SLO-SES | PPE | Safety Equipment |  | SQ | http://www.toronto.ca/TWONTO#00657 |  | TABWA4 Health and Safety Equipment
119847 | TAB-WA2-SQ-8205 | Lock out Tag out and Log book Station | TAB-STR-SQ | PPE | Safety Equipment |  | SQ | http://www.toronto.ca/TWONTO#00657 |  | WA2 Safety Equipment,lifting devices, ladders, Eye Wash station, First Aid Kits, Lock out stations
| TAB-MCS-CRN-LOA | Cranes - Truck Loading Bldg. | TAB-MCS-CRN |  |  |  |  | http://www.toronto.ca/TWONTO#00260 | Mechanical Equipment | TAB Cranes and Lifting Devices
| TAB-MCS-CRN-Z BLDG | Cranes - Z Bldg, Flotation, Machine Shop, Electrical Shop | TAB-MCS-CRN |  |  |  |  | http://www.toronto.ca/TWONTO#00260 | Mechanical Equipment | TAB Cranes and Lifting Devices
| THR-CRN-WA1 | Cranes, Overhead Lifting Devices,WA1 | THR-MCS-WA1 |  |  |  |  | http://www.toronto.ca/TWONTO#00260 | Equipment Location | Cranes, Lifting Devices, Machine Tools, Overhead Doors
| THR-CRN-WA2 | Cranes, Overhead Lifting Devices,WA2 | THR WORK AREA 2 |  |  |  |  | http://www.toronto.ca/TWONTO#00260 | Equipment Location | Liquid Handling
| FCL-SPC-COM-0001 | Communication, Router, Admin Building, Server Room | FCL-ADM BLDG |  |  |  | COM | http://www.toronto.ca/TWONTO#00537 | Electrical Equipment | Building Location
| FCL-SPC-COM-0100 | Communication, Primary Core Closet Rack, Admin Building, Server Room | FCL-ADM BLDG |  |  |  | COM | http://www.toronto.ca/TWONTO#00537 | Electrical Equipment | Building Location
| FCL-SPC-COM-0200 | Communication, Backup Core Closet Rack, Admin Building, Server Room | FCL-ADM BLDG |  |  |  | COM | http://www.toronto.ca/TWONTO#00540 | Electrical Equipment | Building Location
| FCL-SPC-COM-0300 | Communication, Server Closet, Admin Building Server Room | FCL-ADM BLDG |  |  |  | COM | http://www.toronto.ca/TWONTO#00537 | Electrical Equipment | Building Location
| FCL-SPC-COM-0400 | Communication, Server Closet, Admin Building Server Room | FCL-ADM BLDG |  |  |  | COM | http://www.toronto.ca/TWONTO#00537 | Electrical Equipment | Building Location
| FCL-SPC-COM-0500 | Communication, Server Closet, Admin Building, Server Room | FCL-ADM BLDG |  |  |  | COM | http://www.toronto.ca/TWONTO#00537 | Electrical Equipment | Building Location
| FCL-SPC-COM-0600 | Communication, Server Closet, Admin Building, Server Room | FCL-ADM BLDG |  |  |  | COM | http://www.toronto.ca/TWONTO#00537 | Electrical Equipment | Building Location
| FCL-SPC-COM-1100 | Access Closet, Gaseous Chemical Building Control Room | FCL-CHEM BLDG |  |  |  | COM | http://www.toronto.ca/TWONTO#00537 | Electrical Equipment | Building Location
| FCL-SPC-COM-1101 | Termination Panel, Gaseous Chemical Building, Control Room | FCL-CHEM BLDG |  |  |  | COM | http://www.toronto.ca/TWONTO#00540 | Electrical Equipment | Building Location
| FCL-SPC-COM-1102 | Termination Panel, Gaseous Chemical Building, Aqua Ammonia Machine Room | FCL-CHEM BLDG |  |  |  | COM | http://www.toronto.ca/TWONTO#00540 | Electrical Equipment | Building Location
| FCL-SPC-COM-1103 | Termination Panel, Gaseous Chemical Building, Electrical Equipment Room | FCL-CHEM BLDG |  |  |  | COM | http://www.toronto.ca/TWONTO#00540 | Electrical Equipment | Building Location
| FCL-SPC-COM-1200 | Access Closet, High Lift Switchgear Room | FCL-SPC |  |  |  | COM | http://www.toronto.ca/TWONTO#00537 | Electrical Equipment | Process Control Systems - Services Area
| FCL-SPC-COM-1201 | Termination Panel, High Lift Switchgear Room | FCL-SPC |  |  |  | COM | http://www.toronto.ca/TWONTO#00540 | Electrical Equipment | Process Control Systems - Services Area
| FCL-SPC-COM-1202 | Termination Panel, High Lift Pumping Station, Basement | FCL-SPC |  |  |  | COM | http://www.toronto.ca/TWONTO#00540 | Electrical Equipment | Process Control Systems - Services Area
| FCL-SPC-COM-1203 | Termination Panel, High Lift Switchgear Room | FCL-SPC |  |  |  | COM | http://www.toronto.ca/TWONTO#00540 | Electrical Equipment | Process Control Systems - Services Area
| FCL-SPC-COM-1204 | Termination Panel, High Lift Basement B1, Security and Communications Room | FCL-SPC |  |  |  | COM | http://www.toronto.ca/TWONTO#00540 | Electrical Equipment | Process Control Systems - Services Area
| FCL-SPC-COM-1221 | Communication, Ethernet to RS485 Gateway, High Lift Electrical Room RPU-1221 Panel | FCL-SPC |  |  |  | COM | http://www.toronto.ca/TWONTO#00540 | Electrical Equipment | Process Control Systems - Services Area
| FCL-SPC-COM-1222 | Communication, Ethernet to RS485 Gateway, High Lift B1, Switchgear Room, RPU-1222/1223 Panel | FCL-SPC |  |  |  | COM | http://www.toronto.ca/TWONTO#00540 | Electrical Equipment | Process Control Systems - Services Area
| FCL-SPC-COM-1224 | Communication, Ethernet to RS485 Gateway, High Lift Electrical Room, RPU-1224 Panel | FCL-SPC |  |  |  | COM | http://www.toronto.ca/TWONTO#00540 | Electrical Equipment | Process Control Systems - Services Area
| FCL-SPC-COM-1300 | Access Closet, Office, Horizontal Cabling, Admin Building, Second Floor | FCL-ADM BLDG |  |  |  | COM | http://www.toronto.ca/TWONTO#00537 | Electrical Equipment | Building Location
| FCL-SPC-COM-1400 | Access Closet, Surge Tank Chamber | FCL-SPC |  |  |  | COM | http://www.toronto.ca/TWONTO#00537 | Electrical Equipment | Process Control Systems - Services Area
| FCL-SPC-COM-1401 | Termination Panel, Surge Chamber | FCL-SPC |  |  |  | COM | http://www.toronto.ca/TWONTO#00540 | Electrical Equipment | Process Control Systems - Services Area
| FCL-SPC-COM-1405 | Termination Panel, Surge Building, South/East Stairs | FCL-SPC |  |  |  | COM | http://www.toronto.ca/TWONTO#00540 | Electrical Equipment | Process Control Systems - Services Area
| FCL-SPC-COM-1500 | Access Closet, Control Station at Filter Gallery | FCL-SPC |  |  |  | COM | http://www.toronto.ca/TWONTO#00537 | Electrical Equipment | Process Control Systems - Services Area
| FCL-SPC-COM-1501 | Termination Panel, Filter Building, Rotunda | FCL-SPC |  |  |  | COM | http://www.toronto.ca/TWONTO#00540 | Electrical Equipment | Process Control Systems - Services Area
| FCL-SPC-COM-1502 | Termination Panel, Filter Building, Pipe Gallery, North, Ceiling | FCL-SPC |  |  |  | COM | http://www.toronto.ca/TWONTO#00540 | Electrical Equipment | Process Control Systems - Services Area
| FCL-SPC-COM-1503 | Termination Panel, Filter Building, Pipe Gallery, North, Ceiling | FCL-SPC |  |  |  | COM | http://www.toronto.ca/TWONTO#00540 | Electrical Equipment | Process Control Systems - Services Area
| FCL-SPC-COM-1504 | Termination Panel, Filter Building, Pipe Gallery, North, Ceiling | FCL-SPC |  |  |  | COM | http://www.toronto.ca/TWONTO#00540 | Electrical Equipment | Process Control Systems - Services Area
| FCL-SPC-COM-1600 | Access Closet, Control Station at Filter Gallery | FCL-SPC |  |  |  | COM | http://www.toronto.ca/TWONTO#00537 | Electrical Equipment | Process Control Systems - Services Area
| FCL-SPC-COM-1601 | Termination Panel, Filter Building, Pipe Gallery, North, Ceiling | FCL-SPC |  |  |  | COM | http://www.toronto.ca/TWONTO#00540 | Electrical Equipment | Process Control Systems - Services Area
| FCL-SPC-COM-1602 | Termination Panel, Filter Building, Pipe Gallery, South, Ceiling | FCL-SPC |  |  |  | COM | http://www.toronto.ca/TWONTO#00540 | Electrical Equipment | Process Control Systems - Services Area
| FCL-SPC-COM-1603 | Termination Panel, Filter Building, Pipe Gallery, South, Ceiling | FCL-SPC |  |  |  | COM | http://www.toronto.ca/TWONTO#00540 | Electrical Equipment | Process Control Systems - Services Area
| FCL-SPC-COM-1604 | Termination Panel, Filter Building, Pipe Gallery, South, Ceiling | FCL-SPC |  |  |  | COM | http://www.toronto.ca/TWONTO#00540 | Electrical Equipment | Process Control Systems - Services Area
| FCL-SPC-COM-1605 | Termination Panel, Filter Building, Pipe Gallery, South, Ceiling | FCL-SPC |  |  |  | COM | http://www.toronto.ca/TWONTO#00540 | Electrical Equipment | Process Control Systems - Services Area
| FCL-SPC-COM-1606 | Termination Panel, Filter Building, Pipe Gallery, South, Ceiling | FCL-SPC |  |  |  | COM | http://www.toronto.ca/TWONTO#00540 | Electrical Equipment | Process Control Systems - Services Area
| FCL-SPC-COM-1700 | Access Closet, Low Lift Building, PAC Pump Area | FCL-RAW WATER BLDG |  |  |  | COM | http://www.toronto.ca/TWONTO#00537 | Electrical Equipment | Building Location
| FCL-SPC-COM-1701 | Termination Panel, PAC Pump Area | FCL-SPC |  |  |  | COM | http://www.toronto.ca/TWONTO#00540 | Electrical Equipment | Process Control Systems - Services Area
| FCL-SPC-COM-1702 | Termination Panel, Low Lift Building, PAC Pump Area, South West | FCL-RAW WATER BLDG |  |  |  | COM | http://www.toronto.ca/TWONTO#00540 | Electrical Equipment | Building Location
| FCL-SPC-COM-1703 | Termination Panel, Low Lift Building, PAC Pump Area, North West | FCL-RAW WATER BLDG |  |  |  | COM | http://www.toronto.ca/TWONTO#00540 | Electrical Equipment | Building Location
| FCL-SPC-COM-1704 | Access Closet, Low Lift Building, PAC Pump Area, South East | FCL-RAW WATER BLDG |  |  |  | COM | http://www.toronto.ca/TWONTO#00537 | Electrical Equipment | Building Location
| FCL-SPC-COM-1800 | Access Closet, Low Lift PS Building, Switchgear Room | FCL-RAW WATER BLDG |  |  |  | COM | http://www.toronto.ca/TWONTO#00537 | Electrical Equipment | Building Location
| FCL-SPC-COM-1801 | Termination Panel, Low Lift PS Building, Switchgear Room | FCL-RAW WATER BLDG |  |  |  | COM | http://www.toronto.ca/TWONTO#00540 | Electrical Equipment | Building Location
| FCL-SPC-COM-1802 | Termination Panel, Dry Chemical Building MCC Room | FCL-SPC |  |  |  | COM | http://www.toronto.ca/TWONTO#00540 | Electrical Equipment | Process Control Systems - Services Area
| FCL-SPC-COM-1803 | Termination Panel, Raw Water Pumping | FCL-SPC |  |  |  | COM | http://www.toronto.ca/TWONTO#00540 | Electrical Equipment | Process Control Systems - Services Area
| FCL-SPC-COM-1805 | Termination Panel, Low Lift PS Building, Switchgear Room | FCL-RAW WATER BLDG |  |  |  | COM | http://www.toronto.ca/TWONTO#00540 | Electrical Equipment | Building Location
| FCL-SPC-COM-1806 | Termination Panel, Low Lift Building, Electrical Service Room | FCL-RAW WATER BLDG |  |  |  | COM | http://www.toronto.ca/TWONTO#00540 | Electrical Equipment | Building Location
| FCL-SPC-COM-1823 | Communication, Ethernet to RS485 Gateway, Low Lift Pump Room, RPU-1823 Panel | FCL-RAW WATER BLDG |  |  |  | COM | http://www.toronto.ca/TWONTO#00540 | Electrical Equipment | Building Location
| FCL-SPC-COM-1825 | Communication, Ethernet to RS485 Gateway, Low Lift Switchgear Room, RPU-1825 Panel | FCL-RAW WATER BLDG |  |  |  | COM | http://www.toronto.ca/TWONTO#00540 | Electrical Equipment | Building Location
| FCL-SPC-COM-1900 | Access Closet, Centrifuges, RMF Clarifier, Clarifier Electrical Room | FCL-CENTRIFUGE BLDG |  |  |  | COM | http://www.toronto.ca/TWONTO#00537 | Electrical Equipment | Building Location
| FCL-SPC-COM-1901 | Termination Panel, RMF Centrifuge Building | FCL-CENTRIFUGE BLDG |  |  |  | COM | http://www.toronto.ca/TWONTO#00540 | Electrical Equipment | Building Location
| FCL-SPC-COM-1911 | Communication, Multinet, RMF Centrifuge Building, Control Room, RPU-1921 Panel | FCL-CENTRIFUGE BLDG |  |  |  | COM | http://www.toronto.ca/TWONTO#00540 | Electrical Equipment | Building Location
| FCL-SPC-COM-2000 | Access Closet, Admin Building, Server Room | FCL-ADM BLDG |  |  |  | COM | http://www.toronto.ca/TWONTO#00537 | Electrical Equipment | Building Location
| FCL-SPC-COM-2001 | Termination Panel, High Lift Building, Corridor outside Electrical Shop | FCL-SPC |  |  |  | COM | http://www.toronto.ca/TWONTO#00540 | Electrical Equipment | Process Control Systems - Services Area
| FCL-SPC-COM-2002 | Termination Panel, High Lift Building, Corridor outside Electrical Shop | FCL-SPC |  |  |  | COM | http://www.toronto.ca/TWONTO#00540 | Electrical Equipment | Process Control Systems - Services Area
| FCL-SPC-COM-2003 | Termination Panel, High Lift Building, Electrical Shop | FCL-SPC |  |  |  | COM | http://www.toronto.ca/TWONTO#00540 | Electrical Equipment | Process Control Systems - Services Area
| FCL-SPC-COM-2100 | Access Closet, RMF Centrifuge Building, Centrifuge Control Room | FCL-CENTRIFUGE BLDG |  |  |  | COM | http://www.toronto.ca/TWONTO#00537 | Electrical Equipment | Building Location
| FCL-SPC-COM-2101 | Termination Panel, | FCL-SPC |  |  |  | COM | http://www.toronto.ca/TWONTO#00540 | Electrical Equipment | Process Control Systems - Services Area
| FCL-SPC-COM-2111 | Communication, Multinet, RMF Clarification Facility, Electrical Room, RPU-2121 Panel | FCL-SPC |  |  |  | COM | http://www.toronto.ca/TWONTO#00540 | Electrical Equipment | Process Control Systems - Services Area
| FCL-SPC-CPU-0601 | Computer, File Server (FCLPFH01), Admin Building, Server Room, Server Cabinet COM-0600 | FCL-SPC |  |  |  | CPU | http://www.toronto.ca/TWONTO#00680 | Electrical Equipment | Process Control Systems - Services Area
| THR-CRN-WA2 | Cranes, Overhead Lifting Devices,WA2 | THR-MCS-WA2 |  |  |  |  | http://www.toronto.ca/TWONTO#00260 | Equipment Location | Cranes, Lifting Devices, Machine Tools, Overhead Doors
| THR-CRN-WA3 | Cranes, Overhead Lifting Devices,WA3 | THR-MCS-WA3 |  |  |  |  | http://www.toronto.ca/TWONTO#00260 | Equipment Location | Cranes, Lifting Devices, Machine Tools, Overhead doors, Welding Shops
| FCL-SUSPENDED | Suspended entity | FCL |  |  |  |  | x | Obsolete Entity | R L Clark Water Treatment Plant
| THR-CRN-WA4 | Cranes, Overhead Lifting Devices,WA4 | THR-MCS-WA4 |  |  |  |  | http://www.toronto.ca/TWONTO#00260 | Equipment Location | Cranes, Lifting Devices, Machine Tools, Mechanical/Welding Shops
| MTMH228 | CUMBER STS | TRK-DON |  |  |  |  | http://www.toronto.ca/TWONTO#00260 | Sub-Process | DON DRAINAGE AREA
| MTMH228 | CUMBER STS | TRK-HCK |  |  |  |  | http://www.toronto.ca/TWONTO#00260 | Sub-Process | HIGHLAND CREEK DRAINAGE AREA
74163 | THR-FEQ-C&LV | Curb and Line Valves, for Fire Protection | THR-SES-WA2 | Safety,Eye wash | Safety Equipment |  |  | http://www.toronto.ca/TWONTO#00260 |  | Safety & Environmental Services, WA2
135210 | THR-FEQ-C&LV | Curb and Line Valves, for Fire Protection | THR-SES-WA3 | Safety,Eye wash | Safety Equipment |  |  | x |  | Safety & Environmental Services
| FCL-TRW-CP-0001 | Control Panel, Treated Water Sample Pumps P-0101&0201, High Lift PS Basement | FCL-TRW-P-0101 |  |  |  | CP | http://www.toronto.ca/TWONTO#00613 | Electrical Equipment | Pump, Sampling, Reservoir Outlet, Filter Building
| FCL-TRW-CP-0001A | Control Panel, Clearwell Inlet Gates, Filter Gallery above Clearwell Vestibule | FCL-TRW-G-0001A |  |  |  | CP | http://www.toronto.ca/TWONTO#00613 | Electrical Equipment | Gate, Sluice, Actuated, Inlet, Clearwell WEL-0101 South, Clearwell Vestibule
| FCL-TRW-CP-0003 | Control Panel, Reservoir Inlet and Outlet Gates, High Lift PS Pump Suction/Transfer Channel | FCL-TRW-G-0003 |  |  |  | CP | http://www.toronto.ca/TWONTO#00613 | Electrical Equipment | Gate, Sluice, Actuated, Outlet, Clearwell WEL-0101 Outlet, Treated Water Distribution Channel
| FCL-TRW-CP-0006 | Control Panel, Operator, Level Alarms, Surge Tank Building | FCL-TRW-T-0001 |  |  |  | CP | http://www.toronto.ca/TWONTO#00613 | Electrical Equipment | Vessel, Pressure, Surge, Surge Tank Building
| FCL-TRW-CP-0007 | Control Panel, Operator, Air Compressors, Surge Tank Building | FCL-TRW-C-0001 |  |  |  | CP | http://www.toronto.ca/TWONTO#00613 | Electrical Equipment | Compressor, Stationary, Surge Tank Building
| FCL-TRW-CP-0009 | Control Panel, Treated Water Sampling System Valves, District 2 Venturi Room, High Lift PS Basement | FCL-TRW |  |  |  | CP | http://www.toronto.ca/TWONTO#00613 | Electrical Equipment | Treated Water
| FCL-TRW-FIT-0001A | Transmitter, Flow, Ultrasonic Transient Time, High Lift PS District 1 Venturi Room | FCL-TRW-P-0100 |  |  |  | FIT | http://www.toronto.ca/TWONTO#00369 | Electrical Equipment | Pump, Treated Water
| FCL-TRW-FIT-0003A | Transmitter, Flow, Ultrasonic, Transient Time, Total TW, District 2E Header, Pumps 0600/0800/1000 | FCL-TRW-P-0600 |  |  |  | FIT | http://www.toronto.ca/TWONTO#00369 | Electrical Equipment | Pump, Treated Water
| TAB-PRM-D | D Bldg - Primary Treatment | TAB-PRM |  |  |  |  | http://www.toronto.ca/TWONTO#00260 | Sub-Process | Primary Treatment
| FCL-TRW-STR-0003 | Strainer, Service Water to PAC System, Dry Chemical Building Basement | FCL-TRW |  |  |  | STR | http://www.toronto.ca/TWONTO#00710 | Mechanical Equipment | Treated Water
| FCL-TRW-STR-0004 | Strainer, Service Water to Dry Chemical Sprinkler System, Dry Chemical Building | FCL-TRW |  |  |  | STR | http://www.toronto.ca/TWONTO#00710 | Mechanical Equipment | Treated Water
| FCL-TRW-STR-0005 | Strainer, Service Water to CL2/SO2 Storage,Gaseous Chemical Building Storage Room | FCL-CLA-EV-0201 |  |  |  | STR | http://www.toronto.ca/TWONTO#00710 | Mechanical Equipment | Evaporator, Chlorine Gas, Chlorination System
| FCL-TRW-STR-0006 | Strainer, District 1W Header Service Water to Sample Lines Flushing, High Lift PS Basement | FCL-TRW |  |  |  | STR | http://www.toronto.ca/TWONTO#00710 | Mechanical Equipment | Treated Water
| FCL-TRW-STR-0007 | Strainer, Inlet, TW Sample to Analyser AIT-0001, District 2 Venturi Room, High Lift PS Basement | FCL-TRW-AIT-0001 |  |  |  | STR | http://www.toronto.ca/TWONTO#00710 | Mechanical Equipment | Analyzer, Chlorine, TRW Total Residual, District 2 Venturi Room, TRW Pumping Station
| FCL-TRW-STR-0008 | Strainer, Inlet, TW Sample to Analyser AIT-0002, District 2 Venturi Room, High Lift PS Basement | FCL-TRW-AIT-0002 |  |  |  | STR | http://www.toronto.ca/TWONTO#00710 | Mechanical Equipment | Analyzer, Turbidity, TRW Output, District 2 Venturi Room, TRW Pumping Station
| FCL-TRW-UPS-0002-SUS | Inverter,DC to AC | FCL-SUSPENDED |  |  | 36809 | UPS | x | Instrumentation Equipment | Suspended entity
| FCL-TRW-UPS-0002-SUS | Inverter,DC to AC | FCL-TRW |  |  | 36809 | UPS | x | Instrumentation Equipment | Treated Water
| FCL-TRW-V-0019A | Valve, Gate, Isolation, TW Sample To Operators Lab Sink,District 2 Venturi Room,Low Lift PS Basement | FCL-TRW-V-0819 |  |  |  | V | http://www.toronto.ca/TWONTO#00781 | Mechanical Equipment | Valve, Ball, Actuated, TW Sample Line Flushing to Lab Sink, Admin Building Lab
| FCL-TRW-V-0021A | Valve, Gate, Inlet, Treated Water Sample to Analyser AIT-0002, Low Lift PS basement | FCL-TRW-AIT-0002 |  |  |  | V | http://www.toronto.ca/TWONTO#00781 | Mechanical Equipment | Analyzer, Turbidity, TRW Output, District 2 Venturi Room, TRW Pumping Station
| FCL-TRW-V-0022A | Valve, Gate, Inlet, STR-0008, TW Sample to Analyser AIT-0003, Venturi Room 2, High Lift PS Basement | FCL-TRW-AIT-0003 |  |  |  | V | http://www.toronto.ca/TWONTO#00781 | Mechanical Equipment | Analyzer, Fluoride, TRW Output, District 2 Venturi Room, TRW Pumping Station
| FCL-TRW-V-0023A | Valve, Gate, Isolation, TW Sample to Analyser AIT-0003, Venturi Room 2, High Lift PS Basement AIT-0001B | FCL-TRW-AIT-0001B |  |  |  | V | http://www.toronto.ca/TWONTO#00781 | Mechanical Equipment | Analyzer, Chlorine, TRW Free Residual, District 2 Venturi Room, TRW Pumping Station
| FCL-TRW-V-0024A | Valve, Gate, Isolation, TW Sample to Analyser AIT-0004, Venturi Room 2, Low Lift PS Basement | FCL-TRW-AIT-0003 |  |  |  | V | http://www.toronto.ca/TWONTO#00781 | Mechanical Equipment | Analyzer, Fluoride, TRW Output, District 2 Venturi Room, TRW Pumping Station
| FCL-TRW-V-0025A | Valve, Gate, Inlet, TW Sample to Analyser AIT-0004, Venturi Room 2, Low Lift PS Basement | FCL-TRW-AIT-0003 |  |  |  | V | http://www.toronto.ca/TWONTO#00781 | Mechanical Equipment | Analyzer, Fluoride, TRW Output, District 2 Venturi Room, TRW Pumping Station
| FCL-TRW-V-0031A | Valve, Gate, Isolation, Inlet, AIT-0001, Treated Water Sampling System | FCL-TRW-AIT-0001 |  |  |  | V | http://www.toronto.ca/TWONTO#00781 | Mechanical Equipment | Analyzer, Chlorine, TRW Total Residual, District 2 Venturi Room, TRW Pumping Station
| FCL-TRW-V-0034 | Valve, Air Release, District 1W Header, Treated Water Pumping Station,FCL-TRW-P-0200 | FCL-TRW-P-0200 |  |  |  | V | http://www.toronto.ca/TWONTO#00781 | Mechanical Equipment | Pump, Treated Water
| FCL-TRW-V-0034B | Valve, Gate, Isolation, District 1W Header Air Release Valve, High Lift PS Basement | FCL-TRW-V-0034 |  |  |  | V | http://www.toronto.ca/TWONTO#00781 | Mechanical Equipment | Valve, Air Release, District 1W Header, Treated Water Pumping Station,FCL-TRW-P-0200
| FCL-TRW-V-0035 | Valve, Air Release, District 1E Header, Treated Water Pumping Station,FCL-TRW-P-0300 | FCL-TRW-P-0300 |  |  |  | V | http://www.toronto.ca/TWONTO#00781 | Mechanical Equipment | Pump, Treated Water
| FCL-TRW-V-0035B | Valve, Gate, Isolation, District 1E Header Air Release Valve, High Lift PS Basement | FCL-TRW-V-0035 |  |  |  | V | http://www.toronto.ca/TWONTO#00781 | Mechanical Equipment | Valve, Air Release, District 1E Header, Treated Water Pumping Station,FCL-TRW-P-0300
| FCL-TRW-V-0036 | Valve, Air Release, District 2W Header, High Lift PS Basement , TRW-P-0500,0700,0900 | FCL-TRW-P-0500 |  |  |  | V | http://www.toronto.ca/TWONTO#00781 | Mechanical Equipment | Pump, Treated Water
| FCL-TRW-V-0039 | Valve, Gate, Outlet, Service Water Backflow Preventer BFP-0001A, High Lift PS Basement | FCL-TRW-BFP-0001A |  |  |  | V | http://www.toronto.ca/TWONTO#00781 | Mechanical Equipment | Backflow Preventer, District 2E/2W Header Service Water Distribution, High Lift PS Basement.
| FCL-TRW-V-0046 | Valve, Gate, Isolation,Strainer STR-0003, Service Water to PAC System,Dry Chemical Building Basement , BFP-0010 | FCL-TRW-BFP-0001A |  |  |  | V | http://www.toronto.ca/TWONTO#00781 | Mechanical Equipment | Backflow Preventer, District 2E/2W Header Service Water Distribution, High Lift PS Basement.
| FCL-TRW-V-0047 | Valve, Gate, Isolation, Service Water to Sed./Flocculation Sprinkler System, Filtration Pipe Gallery | FCL-SED-T-0100 |  |  |  | V | http://www.toronto.ca/TWONTO#00781 | Mechanical Equipment | Tank, Sedimentation, West
| FCL-TRW-V-0048A | Valve, Ball, Isolation, Compressor C-0001, Surge Building | FCL-TRW-C-0001 |  |  |  | V | http://www.toronto.ca/TWONTO#00781 | Mechanical Equipment | Compressor, Stationary, Surge Tank Building
| FCL-TRW-V-0049A | Valve, Ball, Isolation, Compressor C-0002, Surge Building | FCL-TRW-C-0002 |  |  |  | V | http://www.toronto.ca/TWONTO#00781 | Mechanical Equipment | Compressor, Stationary, Surge Tank Building
| FCL-TRW-V-0050 | Valve, Gate, Outlet, Service Water Backflow Preventer 0111, Filter Gallery Basement ,FCL-TRW-BFP-0006 | FCL-TRW-BFP-0006 |  |  |  | V | http://www.toronto.ca/TWONTO#00781 | Mechanical Equipment | Backflow Preventer, Service Water to RMF Clarification Facility
| FCL-TRW-V-0051 | Valve, Gate, Inlet, Service Water Backflow Preventer 0111, Filter Gallery Basement,FCL-TRW-BFP-0006 | FCL-TRW-BFP-0006 |  |  |  | V | http://www.toronto.ca/TWONTO#00781 | Mechanical Equipment | Backflow Preventer, Service Water to RMF Clarification Facility
| FCL-TRW-V-0058 | Valve, Gate, Inlet, Service Water Backflow Preventer BFP-0003, High Lift PS Basement | FCL-TRW-BFP-0003 |  |  |  | V | http://www.toronto.ca/TWONTO#00781 | Mechanical Equipment | Backflow Preventer, District 2W Header Service Water Distribution,High Lift PS Bsmnt.N/Wall West End
| FCL-TRW-V-0059 | Valve, Gate, Outlet, Service Water Backflow Preventer BFP-0003, High Lift PS Basement | FCL-TRW-BFP-0003 |  |  |  | V | http://www.toronto.ca/TWONTO#00781 | Mechanical Equipment | Backflow Preventer, District 2W Header Service Water Distribution,High Lift PS Bsmnt.N/Wall West End
| FCL-TRW-V-0060 | Valve, Gate, Outlet, Service Water Backflow Preventer 0113, Filter Gallery Basement,FCL-TRW-BFP-0006 | FCL-TRW-BFP-0007 |  |  |  | V | http://www.toronto.ca/TWONTO#00781 | Mechanical Equipment | Backflow Preventer, Service Water to RMF Clarification Facility
| FCL-TRW-V-0061 | Valve, Gate, Inlet, Service Water Backflow Preventer 0113, Filter Gallery Basement,FCL-TRW-BFP-0006 | FCL-TRW-BFP-0007 |  |  |  | V | http://www.toronto.ca/TWONTO#00781 | Mechanical Equipment | Backflow Preventer, Service Water to RMF Clarification Facility
| FCL-TRW-V-0075A | Valve, Gate, Interconnecting, Surge Tanks T-0001&0002, Surge Tanks Building | FCL-TRW-T-0001 |  |  |  | V | http://www.toronto.ca/TWONTO#00781 | Mechanical Equipment | Vessel, Pressure, Surge, Surge Tank Building
| FCL-TRW-V-0076A | Valve, Pressure Reducing, Interconnecting, Surge Tanks T-0001&0002, Surge Tanks Building | FCL-TRW-T-0001 |  |  |  | V | http://www.toronto.ca/TWONTO#00781 | Mechanical Equipment | Vessel, Pressure, Surge, Surge Tank Building
| FCL-TRW-V-0077A | Valve, Gate, Interconnecting, Surge Tanks T-0001&0002, Surge Tanks Building | FCL-TRW-T-0001 |  |  |  | V | http://www.toronto.ca/TWONTO#00781 | Mechanical Equipment | Vessel, Pressure, Surge, Surge Tank Building
| FCL-TRW-V-0082 | Valve, Butterfly, Service Water Alternate Supply From District 1, Gaseous Building Machine Room,FCL-TRW-BFP-0011 | FCL-MCS-3 |  |  |  | V | http://www.toronto.ca/TWONTO#00781 | Mechanical Equipment | Service Water and Backflow Prevention
| FCL-TRW-V-0087 | Valve,Butterfly,Isolation,Service Water Sedimentation/Flocculation Tanks Ring Sedimentation Tank No2 | FCL-SED-T-0200 |  |  |  | V | http://www.toronto.ca/TWONTO#00781 | Mechanical Equipment | Tank, Sedimentation, Middle
| FCL-TRW-V-0088 | Valve,Butterfly,Isolation,Service Water Sedimentation/Flocculation Tanks Ring Sedimentation Tank No2 | FCL-SED-T-0200 |  |  |  | V | http://www.toronto.ca/TWONTO#00781 | Mechanical Equipment | Tank, Sedimentation, Middle
| FCL-TRW-V-0090 | Valve, Butterfly,Isolation,Service Water Sedimentation/Flocculation Tanks Ring Flocculation Tank No3 | FCL-FLO-T-0301 |  |  |  | V | http://www.toronto.ca/TWONTO#00781 | Mechanical Equipment | Tank, Flocculation
| FCL-TRW-V-0091 | Valve, Gate, Isolation, Service Water to PAC Pumps, Dry Chemical Building | FCL-TRW-BFP-0014 |  |  |  | V | http://www.toronto.ca/TWONTO#00781 | Mechanical Equipment | Backflow Preventer,Service Water to PAC Storage Room, Dry Chemical Building
| FCL-TRW-V-0096 | Valve, Gate, Isolation, Service Water to Dry Chemical Sprinkler System, Dry Chemical Building | FCL-TRW-STR-0004 |  |  |  | V | http://www.toronto.ca/TWONTO#00781 | Mechanical Equipment | Strainer, Service Water to Dry Chemical Sprinkler System, Dry Chemical Building
| FCL-TRW-V-0101D | Valve, Ball, Isolation, TW Sample to AIT-0004A, Sampling Room, Under Operator's Lab | FCL-TRW-AIT-0004A |  |  |  | V | http://www.toronto.ca/TWONTO#00781 | Mechanical Equipment | Analyser, Chlorine, Reservoir Output Control, Lab Lower Level
| FCL-TRW-V-0138 | Valve, Ball, Isolation, Service Water to Lab Area | FCL-TRW |  |  |  | V | http://www.toronto.ca/TWONTO#00781 | Mechanical Equipment | Treated Water
| FCL-TRW-V-0139 | Valve, Ball, Isolation, Service Water to Lab Area | FCL-TRW |  |  |  | V | http://www.toronto.ca/TWONTO#00781 | Mechanical Equipment | Treated Water
| FCL-TRW-V-0817 | Valve,Ball,Actuated,Drain,TW Sampling Line to Admin Bldg. Lab,District 2 Venturi Room, High Lift PS | FCL-TRW |  |  |  | V | http://www.toronto.ca/TWONTO#00781 | Mechanical Equipment | Treated Water
| FCL-TRW-V-0818A | Valve, Ball, Isolation, Inlet, FSL-0003, Treated Water Sampling System | FCL-TRW-FSL-0003 |  |  |  | V | http://www.toronto.ca/TWONTO#00781 | Mechanical Equipment | Switch, Flow, Low, Sample from District 2 to Analyser AIT-0003, High Lift District 2 Venturi Room
| FCL-TRW-V-0818C | Valve, Ball, Isolation, Inlet, FSL-0001, Treated Water Sampling System | FCL-TRW-FSL-0001 |  |  |  | V | http://www.toronto.ca/TWONTO#00781 | Mechanical Equipment | Switch, Flow, Low, Thermal, Sample from District 2 to Analysers AIT-0001&0001B, Admin Building Lab
| FCL-TRW-V-0818D | Valve, Ball, Isolation,Treated Waster Sample to AIT-0001, 0002, 0003 & 0004 | FCL-TRW-AIT-0001 |  |  |  | V | http://www.toronto.ca/TWONTO#00781 | Mechanical Equipment | Analyzer, Chlorine, TRW Total Residual, District 2 Venturi Room, TRW Pumping Station
| FCL-TRW-V-0818E | Valve, Ball, Isolation, Inlet, FSL-0002, Treated Water Sampling System | FCL-TRW-FSL-0002 |  |  |  | V | http://www.toronto.ca/TWONTO#00781 | Mechanical Equipment | Switch, Flow, Low, Sample from District 2 to Analyser AIT-0002, High Lift District 2 Venturi Room
| FCL-WMS | WMS Related Work Request | FCL ADMIN |  |  |  |  | http://www.toronto.ca/TWONTO#00278 | Process | Administration
| TAB-PLT-SUMP | D Bldg - Sump Pumps | TAB-PLT-D |  |  |  |  | http://www.toronto.ca/TWONTO#00260 | Mechanical Equipment | D Building - Preliminary Treatment
| TAB-PLT-G-D | D Building - Conduits 6-11 | TAB-PLT-D |  |  |  |  | http://www.toronto.ca/TWONTO#00260 | Mechanical Equipment | D Building - Preliminary Treatment
| TAB-PLT-SC-D | D Building - Bar / Perforated Screen | TAB-PLT-D | Screen,Bar |  |  |  | http://www.toronto.ca/TWONTO#00260 | Mechanical Equipment | D Building - Preliminary Treatment
| FCL-WWW-CP-0012 | Control Panel, Sanitary Pumps P-0001 & 0002, RMF Clarification Facility, Pump Room North | FCL-WWW-P-0001 |  |  |  | CP | http://www.toronto.ca/TWONTO#00613 | Electrical Equipment | Pump Sanitary Clarification Building, South
| FCL-WWW-CP-1100 | Control Panel, Clarifier T-1100 Sludge Collectors, RMF Clarification Facility Service Platform | FCL-WWW-T-1100 |  |  |  | CP | http://www.toronto.ca/TWONTO#00613 | Electrical Equipment | Tank, Clarifier, North, RMF Clarification Facility
| FCL-WWW-CP-1200 | Control Panel, Clarifier T-1200 Sludge Collectors, RMF Clarification Facility Service Platform | FCL-WWW-T-1200 |  |  |  | CP | http://www.toronto.ca/TWONTO#00613 | Electrical Equipment | Tank, Clarifier, South, RMF Clarification Facility
| FCL-WWW-CP-3020 | Control Panel, Process Drain Pumps P-3021 & 3022, RMF Clarification Facility, Pump Room South | FCL-WWW-P-3021 |  |  |  | CP | http://www.toronto.ca/TWONTO#00613 | Electrical Equipment | Pump Submersible Drainage South, Process Drain Sump
| FCL-WWW-CP-5501 | Control Panel, Centrifuge CF-5501, RMF Centrifuge Facility, Centrifuge Room | FCL-WWW-CF-5501 |  |  |  | CP | http://www.toronto.ca/TWONTO#00613 | Electrical Equipment | Centrifuge Dewatering, West
| FCL-WWW-CP-5530 | Control Panel, Process Drain Pumps P-5531 & 5532, RMF Centrifuge Building, Cake Container Area | FCL-WWW-P-5531 |  |  |  | CP | http://www.toronto.ca/TWONTO#00613 | Electrical Equipment | Pump Submersible Centrifuge Process Drain
| FCL-WWW-CP-5601 | Control Panel, Centrifuge CF-5601, RMF Centrifuge Facility, Centrifuge Room | FCL-WWW-CF-5601 |  |  |  | CP | http://www.toronto.ca/TWONTO#00613 | Electrical Equipment | Centrifuge Dewatering, East
| FCL-WWW-CP-7013 | Control Panel, Sampling Pumps P-7013A & 7013B, RMF Clarification Facility, Operating Floor | FCL-WWW-P-7013A |  |  |  | CP | http://www.toronto.ca/TWONTO#00613 | Electrical Equipment | Pump, Sample Before SO2 Chlorine, RMF dechlorination
| FCL-WWW-CP-7014 | Control Panel, Sampling Pumps P-7014A & 7014B, RMF Clarification Facility, Operating Floor | FCL-WWW-P-7014A |  |  |  | CP | http://www.toronto.ca/TWONTO#00613 | Electrical Equipment | Pump Sample After SO2 Chlorine and Turbidity, RMF dechlorination
| TAB-PLT-ELQ-D | D Building - Electrical Equipment | TAB-PLT-D |  |  |  |  | http://www.toronto.ca/TWONTO#00260 | Electrical Equipment | D Building - Preliminary Treatment
| FCL-WWW-FIT-5501 | Transmitter, Flow, Magnetic,Service Water to Centrifuge 5501 | FCL-WWW-CF-5501 |  |  |  | FIT | http://www.toronto.ca/TWONTO#00369 | Electrical Equipment | Centrifuge Dewatering, West
| FCL-WWW-FIT-5601 | Transmitter, Flow, Magnetic,Service Water to Centrifuge 5601 | FCL-WWW-CF-5601 |  |  |  | FIT | http://www.toronto.ca/TWONTO#00369 | Electrical Equipment | Centrifuge Dewatering, East
| FCL-WWW-FSL-1105 | Switch, Flow, Low, Sampling Pump P-1105, RMF Clarification Facility | FCL-WWW-P-1105 |  |  |  | FSL | http://www.toronto.ca/TWONTO#00367 | Electrical Equipment | Pump Sample Sedimentation Tanks Drain Turbidity
| FCL-WWW-FSL-1202 | Switch, Flow, Low, Filter Backwash Waste Sampling Pump P-1202, RMF Clarification Facility | FCL-WWW-P-1202 |  |  |  | FSL | http://www.toronto.ca/TWONTO#00367 | Electrical Equipment | Pump Sample Filter Backwash to Clarifiers Turbidity
| FCL-WWW-FSL-7013 | Switch, Flow, Low, Discharge, Before SO2 Chlorine RMF Sampling Pumps, Effluent Chamber | FCL-WWW-P-7013A |  |  |  | FSL | http://www.toronto.ca/TWONTO#00367 | Electrical Equipment | Pump, Sample Before SO2 Chlorine, RMF dechlorination
| FCL-WWW-LIT-5530 | Transmitter, Level, Centrifuge-Process Drain Sump, Centrifuge Building | FCL-WWW-P-5531 |  |  |  | LIT | http://www.toronto.ca/TWONTO#00467 | Electrical Equipment | Pump Submersible Centrifuge Process Drain
| FCL-WWW-LSH-0012 | Switch, Level, High, Sanitary Sump, RMF Clarification Facility, Pump Room North | FCL-WWW-P-0001 |  |  |  | LSH | http://www.toronto.ca/TWONTO#00466 | Electrical Equipment | Pump Sanitary Clarification Building, South
| FCL-WWW-LSH-3020 | Switch, Level, High, Process Drain Pumps P-3021&3022 Sump, RMF Clarification Facility | FCL-WWW-P-3021 |  |  |  | LSH | http://www.toronto.ca/TWONTO#00466 | Electrical Equipment | Pump Submersible Drainage South, Process Drain Sump
| FCL-WWW-LSH-5530 | Switch, Level, High, Process Drain Pumps P-5531&5532 Sump, RMF Centrifuge Building | FCL-WWW-P-5531 |  |  |  | LSH | http://www.toronto.ca/TWONTO#00466 | Electrical Equipment | Pump Submersible Centrifuge Process Drain
| FCL-WWW-LSH-7000 | Switch, Level, High, Pump Room Sump, RMF Clarification Facility, Pump Room | FCL-WWW |  |  |  | LSH | http://www.toronto.ca/TWONTO#00466 | Electrical Equipment | Residue Management
| FCL-WWW-LSHH-0012 | Switch, Level, High, High, Sanitary Sump, RMF Clarification Facility, Pump Room North | FCL-WWW-P-0001 |  |  |  | LSHH | http://www.toronto.ca/TWONTO#00466 | Electrical Equipment | Pump Sanitary Clarification Building, South
| FCL-WWW-LSHH-3020 | Switch, Level, High High, Process Drain Pumps P-3021&3022 Sump, RMF Clarification Facility | FCL-WWW-P-3021 |  |  |  | LSHH | http://www.toronto.ca/TWONTO#00466 | Electrical Equipment | Pump Submersible Drainage South, Process Drain Sump
| FCL-WWW-LSL-0012 | Switch, Level, Low, Sanitary Sump, RMF Clarification Facility, Pump Room North | FCL-WWW-P-0001 |  |  |  | LSL | http://www.toronto.ca/TWONTO#00466 | Electrical Equipment | Pump Sanitary Clarification Building, South
| FCL-WWW-LSL-1101 | Switch, Level, Low, Clarifier T-1100 Sump, RMF Clarification Facility | FCL-WWW-T-1100 |  |  |  | LSL | http://www.toronto.ca/TWONTO#00466 | Electrical Equipment | Tank, Clarifier, North, RMF Clarification Facility
| FCL-WWW-LSL-1201 | Switch, Level, Low, Clarifier T-1200 Sump, RMF Clarification Facility | FCL-WWW-T-1200 |  |  |  | LSL | http://www.toronto.ca/TWONTO#00466 | Electrical Equipment | Tank, Clarifier, South, RMF Clarification Facility
| FCL-WWW-LSL-3020 | Switch, Level, Low, Process Drain Pumps P-3021&3022 Sump, RMF Clarification Facility | FCL-WWW-P-3021 |  |  |  | LSL | http://www.toronto.ca/TWONTO#00466 | Electrical Equipment | Pump Submersible Drainage South, Process Drain Sump
| FCL-WWW-LSL-5530 | Switch, Level, Low, Process Drain Pumps P-5531&5532 Sump, RMF Centrifuge Building | FCL-WWW-P-5531 |  |  |  | LSL | http://www.toronto.ca/TWONTO#00466 | Electrical Equipment | Pump Submersible Centrifuge Process Drain
| FCL-WWW-LSLL-0012 | Switch, Level, Low, Low, Sanitary Sump, RMF Clarification Facility, Pump Room North | FCL-WWW-P-0001 |  |  |  | LSLL | http://www.toronto.ca/TWONTO#00466 | Electrical Equipment | Pump Sanitary Clarification Building, South
| FCL-WWW-LSLL-3020 | Switch, Level, Low Low, Process Drain Pumps P-3021&3022 Sump, RMF Clarification Facility | FCL-WWW-P-3021 |  |  |  | LSLL | http://www.toronto.ca/TWONTO#00466 | Electrical Equipment | Pump Submersible Drainage South, Process Drain Sump
| FCL-WWW-LSM-0012 | Switch, Level, Medium, Sanitary Sump, RMF Clarification Facility, Pump Room North | FCL-WWW-P-0001 |  |  |  | LSM | http://www.toronto.ca/TWONTO#00466 | Electrical Equipment | Pump Sanitary Clarification Building, South
| FCL-WWW-LSM-3020 | Switch, Level, Medium, Process Drain Pumps P-3021&3022 Sump, RMF Clarification Facility | FCL-WWW-P-3021 |  |  |  | LSM | http://www.toronto.ca/TWONTO#00466 | Electrical Equipment | Pump Submersible Drainage South, Process Drain Sump
| FCL-WWW-LSM-5530 | Switch, Level, Medium, Process Drain Pumps P-5531&5532 Sump, RMF Centrifuge Building | FCL-WWW-P-5531 |  |  |  | LSM | http://www.toronto.ca/TWONTO#00466 | Electrical Equipment | Pump Submersible Centrifuge Process Drain
| FCL-WWW-MSL-5501 | Switch, Motion, Low, CV-5510, RMF Centrifuge Building, Centrifuge Room | FCL-WWW-CV-5510 |  |  |  | MSL | http://www.toronto.ca/TWONTO#00530 | Electrical Equipment | Bottom Screw Conveyor, South, Centrifuge CF-5501
| FCL-WWW-MSL-5601 | Switch, Motion, Low, CV-5601, RMF Centrifuge Building, Centrifuge Room | FCL-WWW-CF-5601 |  |  |  | MSL | http://www.toronto.ca/TWONTO#00530 | Electrical Equipment | Centrifuge Dewatering, East
| TAB-PRM-FN | D Building - Fans, Primary Scum Hopper Process Air Exhaust | TAB-PRM-D |  |  |  |  | http://www.toronto.ca/TWONTO#00260 | Mechanical Equipment | D Bldg - Primary Treatment
| TAB-PLT-T-D | D Building - Grit Tanks & Hoppers 13 - 16 | TAB-PLT-D |  |  |  |  | http://www.toronto.ca/TWONTO#00260 | Mechanical Equipment | D Building - Preliminary Treatment
| FCL-WWW-V-0001 | Valve, Check, Discharge, Sanitary Sump Pump P-0001, RMF Clarification Facility, Pump Room | FCL-WWW-P-0001 |  |  |  | V | http://www.toronto.ca/TWONTO#00204 | Mechanical Equipment | Pump Sanitary Clarification Building, South
| FCL-WWW-V-0002 | Valve, Check, Discharge, Sanitary Sump Pump P-0002, RMF Clarification Facility, Pump Room | FCL-WWW-P-0002 |  |  |  | V | http://www.toronto.ca/TWONTO#00204 | Mechanical Equipment | Pump Sanitary Clarification Building, North
| FCL-WWW-V-0003 | Valve, Plug, Discharge, Sanitary Sump Pump P-0001, RMF Clarification Facility, Pump Room | FCL-WWW-P-0001 |  |  |  | V | http://www.toronto.ca/TWONTO#00781 | Mechanical Equipment | Pump Sanitary Clarification Building, South
| FCL-WWW-V-0004 | Valve, Plug, Discharge, Sanitary Sump Pump P-0002, RMF Clarification Facility, Pump Room | FCL-WWW-P-0002 |  |  |  | V | http://www.toronto.ca/TWONTO#00781 | Mechanical Equipment | Pump Sanitary Clarification Building, North
| FCL-WWW-V-3021 | Valve, Check, Discharge, Process Drain Pump P-3021, RMF Clarification Facility, Pump Room | FCL-WWW-P-3021 |  |  |  | V | http://www.toronto.ca/TWONTO#00204 | Mechanical Equipment | Pump Submersible Drainage South, Process Drain Sump
| FCL-WWW-V-3022 | Valve, Check, Discharge, Process Drain Pump P-3022, RMF Clarification Facility, Pump Room | FCL-WWW-P-3022 |  |  |  | V | http://www.toronto.ca/TWONTO#00204 | Mechanical Equipment | Pump Submersible Drainage North, Process Drain Sump
| FCL-WWW-V-3023 | Valve, Plug, Discharge, Process Drain Pump P-3021, RMF Clarification Facility, Pump Room | FCL-WWW-P-3021 |  |  |  | V | http://www.toronto.ca/TWONTO#00781 | Mechanical Equipment | Pump Submersible Drainage South, Process Drain Sump
| FCL-WWW-V-3024 | Valve, Plug, Discharge, Process Drain Pump P-3022, RMF Clarification Facility, Pump Room | FCL-WWW-P-3022 |  |  |  | V | http://www.toronto.ca/TWONTO#00781 | Mechanical Equipment | Pump Submersible Drainage North, Process Drain Sump
| FCL-WWW-V-3030 | Valve, Check, Discharge, Sludge Pump P-3030, RMF Clarification Facility,Sludge Sump Service Platform | FCL-WWW-P-3030 |  |  |  | V | http://www.toronto.ca/TWONTO#00204 | Mechanical Equipment | Pump Submersible East, Pump Room
| FCL-WWW-V-3031 | Valve, Plug, Discharge, Sludge Pump P-3030, RMF Clarification Facility, Sludge Sump Service Platform | FCL-WWW-P-3030 |  |  |  | V | http://www.toronto.ca/TWONTO#00781 | Mechanical Equipment | Pump Submersible East, Pump Room
| FCL-WWW-V-3033 | Valve Plug, Isolation Sludge Transfer from Sludge Sump to Thickener No.1, RMF Clarification Facility | FCL-WWW-T-5010 |  |  |  | V | http://www.toronto.ca/TWONTO#00781 | Mechanical Equipment | Thickener, North, RMF Clarification Facility
| FCL-WWW-V-3040 | Valve, Check, Discharge, Sludge Pump P-3040, RMF Clarification Facility,Sludge Sump Service Platform | FCL-WWW-P-3040 |  |  |  | V | http://www.toronto.ca/TWONTO#00204 | Mechanical Equipment | Pump Submersible Standby, Pump Room
| FCL-WWW-V-3041 | Valve, Plug, Discharge, Sludge Pump P-3040, RMF Clarification Facility, Sludge Sump Service Platform | FCL-WWW-P-3040 |  |  |  | V | http://www.toronto.ca/TWONTO#00781 | Mechanical Equipment | Pump Submersible Standby, Pump Room
| FCL-WWW-V-3042 | Valve,Plug,Isolation,Pump-3040 to Thickener1,RMF Clarification Facility,Sludge Sump Service Platform | FCL-WWW-P-3040 |  |  |  | V | http://www.toronto.ca/TWONTO#00781 | Mechanical Equipment | Pump Submersible Standby, Pump Room
| FCL-WWW-V-3043 | Valve,Plug,Isolation,Pump-3040 to Thickener2,RMF Clarification Facility,Sludge Sump Service Platform | FCL-WWW-P-3040 |  |  |  | V | http://www.toronto.ca/TWONTO#00781 | Mechanical Equipment | Pump Submersible Standby, Pump Room
| FCL-WWW-V-3050 | Valve, Check, Discharge, Sludge Pump P-3050, RMF Clarification Facility,Sludge Sump Service Platform | FCL-WWW-P-3050 |  |  |  | V | http://www.toronto.ca/TWONTO#00204 | Mechanical Equipment | Pump Submersible FCL, Pump Room
| FCL-WWW-V-3051 | Valve, Plug, Discharge, Sludge Pump P-3050, RMF Clarification Facility, Sludge Sump Service Platform | FCL-WWW-P-3050 |  |  |  | V | http://www.toronto.ca/TWONTO#00781 | Mechanical Equipment | Pump Submersible FCL, Pump Room
| FCL-WWW-V-3053 | Valve Plug, Isolation Sludge Transfer from Sludge Sump to Thickener No.2, RMF Clarification Facility | FCL-WWW-T-5020 |  |  |  | V | http://www.toronto.ca/TWONTO#00781 | Mechanical Equipment | Thickener, South, RMF Clarification Facility
| FCL-WWW-V-5012 | Valve, Plug, Isolation, Centrifuge Feed Pump Suction Header, RMF Clarification Facility, Pump Room | FCL-WWW-T-5010 |  |  |  | V | http://www.toronto.ca/TWONTO#00781 | Mechanical Equipment | Thickener, North, RMF Clarification Facility
| FCL-WWW-V-5021 | Valve, Plug, Isolation, Centrifuge Feed Pump Suction Header, RMF Clarification Facility, Pump Room | FCL-WWW-T-5020 |  |  |  | V | http://www.toronto.ca/TWONTO#00781 | Mechanical Equipment | Thickener, South, RMF Clarification Facility
| FCL-WWW-V-5100 | Valve, Plug, Suction, Centrifuge Feed Pump P-5101, RMF Clarification Facility, Pump Room | FCL-WWW-P-5101 |  |  |  | V | http://www.toronto.ca/TWONTO#00781 | Mechanical Equipment | Pump Centifuge Feed, North
| FCL-WWW-V-5105 | Valve, Plug, Discharge, Centrifuge Feed Pump P-5101, RMF Clarification Facility, Pump Room | FCL-WWW-P-5101 |  |  |  | V | http://www.toronto.ca/TWONTO#00781 | Mechanical Equipment | Pump Centifuge Feed, North
| FCL-WWW-V-5200 | Valve, Plug, Suction, Centrifuge Feed Pump P-5201, RMF Clarification Facility, Pump Room | FCL-WWW-P-5201 |  |  |  | V | http://www.toronto.ca/TWONTO#00781 | Mechanical Equipment | Pump Centrifuge Feed, Standby
| FCL-WWW-V-5201 | Valve, Check, Discharge, Centrifuge Feed Pump P-5201, RMF Clarification Facility, Pump Room | FCL-WWW-P-5201 |  |  |  | V | http://www.toronto.ca/TWONTO#00204 | Mechanical Equipment | Pump Centrifuge Feed, Standby
| FCL-WWW-V-5203 | Valve,Plug,Isolating, Centrifuge Feed Pump P-5201 to Centrifuge2,RMF Clarification Facility,Pump Rm | FCL-WWW-P-5201 |  |  |  | V | http://www.toronto.ca/TWONTO#00781 | Mechanical Equipment | Pump Centrifuge Feed, Standby
| FCL-WWW-V-5300 | Valve, Plug, Suction, Centrifuge Feed Pump P-5301, RMF Clarification Facility, Pump Room | FCL-WWW-P-5301 |  |  |  | V | http://www.toronto.ca/TWONTO#00781 | Mechanical Equipment | Pump Centrifuge Feed, South
| FCL-WWW-V-5301 | Valve, Check, Discharge, Centrifuge Feed Pump P-5301, RMF Clarification Facility, Pump Room | FCL-WWW-P-5301 |  |  |  | V | http://www.toronto.ca/TWONTO#00204 | Mechanical Equipment | Pump Centrifuge Feed, South
| FCL-WWW-V-5305 | Valve, Plug, Discharge, Centrifuge Feed Pump P-5301, RMF Clarification Facility, Pump Room | FCL-WWW-P-5301 |  |  |  | V | http://www.toronto.ca/TWONTO#00781 | Mechanical Equipment | Pump Centrifuge Feed, South
| FCL-WWW-V-5505 | Valve, Plug, Isolation, Centrifuge/Conveyor Centrate to Process Drain Sump, RMF Centrifuge Building | FCL-WWW-CF-5501 |  |  |  | V | http://www.toronto.ca/TWONTO#00781 | Mechanical Equipment | Centrifuge Dewatering, West
| FCL-WWW-V-5506 | Valve, Plug, Isolation, Centrifuge/Conveyor Centrate to Process Drain Sump, RMF Centrifuge Building | FCL-WWW-CF-5501 |  |  |  | V | http://www.toronto.ca/TWONTO#00781 | Mechanical Equipment | Centrifuge Dewatering, West
| FCL-WWW-V-5510 | Valve, Slide Gate, Motorized, CV-5510 to Cake Disposal Bin Container A,Centrifuge Bldg,Centrifuge Rm | FCL-WWW-CV-5510 |  |  |  | V | http://www.toronto.ca/TWONTO#00781 | Mechanical Equipment | Bottom Screw Conveyor, South, Centrifuge CF-5501
| FCL-WWW-V-5511 | Valve, Slide Gate, Motorized, CV-5510 to Cake Disposal Bin Container B,Centrifuge Bldg,Centrifuge Rm | FCL-WWW-CV-5510 |  |  |  | V | http://www.toronto.ca/TWONTO#00781 | Mechanical Equipment | Bottom Screw Conveyor, South, Centrifuge CF-5501
| FCL-WWW-V-5512 | Valve, Slide Gate, Motorized, CV-5510 to Cake Disposal Bin Container C,Centrifuge Bldg,Centrifuge Rm | FCL-WWW-CV-5510 |  |  |  | V | http://www.toronto.ca/TWONTO#00781 | Mechanical Equipment | Bottom Screw Conveyor, South, Centrifuge CF-5501
| FCL-WWW-V-5531 | Valve, Check, Discharge, Centrifuge Building Process Drain Pump P-5531, RMF Centrifuge Building | FCL-WWW-P-5531 |  |  |  | V | http://www.toronto.ca/TWONTO#00204 | Mechanical Equipment | Pump Submersible Centrifuge Process Drain
| FCL-WWW-V-5532 | Valve, Check, Discharge, Centrifuge Building Process Drain Pump P-5531, RMF Centrifuge Building | FCL-WWW-P-5531 |  |  |  | V | http://www.toronto.ca/TWONTO#00204 | Mechanical Equipment | Pump Submersible Centrifuge Process Drain
| FCL-WWW-V-5533 | Valve, Plug, Discharge, Centrifuge Building Process Drain Pump P-5532, RMF Centrifuge Building | FCL-WWW-P-5532 |  |  |  | V | http://www.toronto.ca/TWONTO#00781 | Mechanical Equipment | Pump Submersible Centrifuge Process Drain
| FCL-WWW-V-5534 | Valve, Plug, Discharge, Centrifuge Building Process Drain Pump P-5532, RMF Centrifuge Building | FCL-WWW-P-5532 |  |  |  | V | http://www.toronto.ca/TWONTO#00781 | Mechanical Equipment | Pump Submersible Centrifuge Process Drain
| FCL-WWW-V-5605 | Valve, Plug, Isolation, Centrifuge/Conveyor Centrate to Process Drain Sump, RMF Centrifuge Building | FCL-WWW-CF-5601 |  |  |  | V | http://www.toronto.ca/TWONTO#00781 | Mechanical Equipment | Centrifuge Dewatering, East
| FCL-WWW-V-5606 | Valve, Plug, Isolation, Centrifuge/Conveyor Centrate to Process Drain Sump, RMF Centrifuge Building | FCL-WWW-CF-5601 |  |  |  | V | http://www.toronto.ca/TWONTO#00781 | Mechanical Equipment | Centrifuge Dewatering, East
| FCL-WWW-V-5610 | Valve, Slide Gate, Motorised, CV-5601 to Cake Disposal Bin Container A,Centrifuge Bldg,Centrifuge Rm | FCL-WWW-CV-5610 |  |  |  | V | http://www.toronto.ca/TWONTO#00781 | Mechanical Equipment | Bottom Screw Conveyor, South, Centrifuge CF-5601
| FCL-WWW-V-5611 | Valve, Slide Gate, Motorised, CV-5601 to Cake Disposal Bin Container B,Centrifuge Bldg,Centrifuge Rm | FCL-WWW-CF-5601 |  |  |  | V | http://www.toronto.ca/TWONTO#00781 | Mechanical Equipment | Centrifuge Dewatering, East
| FCL-WWW-V-5612 | Valve, Slide Gate, Motorised, CV-5601 to Cake Disposal Bin Container C,Centrifuge Bldg,Centrifuge Rm | FCL-WWW-CF-5601 |  |  |  | V | http://www.toronto.ca/TWONTO#00781 | Mechanical Equipment | Centrifuge Dewatering, East
| FCL-WWW-WR-0001 | Receptacle, 600V, 3PH, Centrifuge Building, Storage Room | FCL-WWW |  |  |  | WR | http://www.toronto.ca/TWONTO#00821 | Electrical Equipment | Residue Management
| FCL-WWW-WR-0002 | Receptacle, 600V, 3PH, Centrifuge Building, Centrifuge Room | FCL-WWW |  |  |  | WR | http://www.toronto.ca/TWONTO#00821 | Electrical Equipment | Residue Management
| FCL-WWW-WR-0003 | Receptacle, 600V, 3PH, Centrifuge Building, Upper Floor | FCL-WWW |  |  |  | WR | http://www.toronto.ca/TWONTO#00821 | Electrical Equipment | Residue Management
| FCL-WWW-WR-0004 | Receptacle, 600V, 3PH, RMF Clarification Facility, Operating Floor South | FCL-WWW |  |  |  | WR | http://www.toronto.ca/TWONTO#00821 | Electrical Equipment | Residue Management
| FCL-WWW-WR-0005 | Receptacle, 600V, 3PH, RMF Clarification Facility, Operating Floor Central | FCL-WWW |  |  |  | WR | http://www.toronto.ca/TWONTO#00821 | Electrical Equipment | Residue Management
| FCL-WWW-WR-0006 | Receptacle, 600V, 3PH, RMF Clarification Facility, Operating Floor North | FCL-WWW |  |  |  | WR | http://www.toronto.ca/TWONTO#00821 | Electrical Equipment | Residue Management
| FCL-WWW-XS-5501 | Switch, Rope, CV-5510 Emergency Stop, RMF Centrifuge Building, Centrifuge Room | FCL-WWW-CV-5510 |  |  |  | XS | http://www.toronto.ca/TWONTO#00411 | Electrical Equipment | Bottom Screw Conveyor, South, Centrifuge CF-5501
| FCL-WWW-XS-5601 | Switch, Rope, CV-5601 Emergency Stop, RMF Centrifuge Building, Centrifuge Room | FCL-WWW-CF-5601 |  |  |  | XS | http://www.toronto.ca/TWONTO#00411 | Electrical Equipment | Centrifuge Dewatering, East
| TAB-PRM-V | D Building - Header Valves & Actuators, Primary Sludge Line 1, 2 & 3 | TAB-PRM-D |  |  |  |  | http://www.toronto.ca/TWONTO#00260 | Mechanical Equipment | D Bldg - Primary Treatment
| TAB-PLT-INQ-D | D Building - Instrumentation Equipment | TAB-PLT-D |  |  |  |  | http://www.toronto.ca/TWONTO#00260 | Instrumentation Equipment | D Building - Preliminary Treatment
| FCL-ZMC-V-0011A-SUS | Valve, Ball, Isolation, Cl2 Solution to Sampling Pumps P-0701&0801, Low Lift PS Basement | FCL-SUSPENDED |  |  | 47322 | V | x | City | Suspended entity
| FFIS-ELS-LTG EMERG-SUS | Emergency Lights | FIS-SES |  |  | 46887 |  | x | Obsolete Entity | Safety, Instrumentation & Environmental Services
| FFIS-ELS-LTG EMERG-SUS | Emergency Lights | FIS-SUSPENDED |  |  | 46887 |  | x | Obsolete Entity | Obsolete Entities/Processes
| TAB-PRM-INQ | D Building - Instrumentation Equipment | TAB-PRM-D |  |  |  |  | http://www.toronto.ca/TWONTO#00260 | Instrumentation Equipment | D Bldg - Primary Treatment
| TAB-PRM-MEQ | D Building - Mechanical Equipment | TAB-PRM-D |  |  |  |  | http://www.toronto.ca/TWONTO#00260 | Mechanical Equipment | D Bldg - Primary Treatment
| TAB-PLT-BIO | D Building - Odour control System, Bio Filter | TAB-PLT-D | Odour Control |  |  |  | http://www.toronto.ca/TWONTO#00260 | Mechanical Equipment | D Building - Preliminary Treatment
| TAB-OCS-DBLDG | D Building - Odour control System, Fans | TAB-PLT-D | Odour Control |  |  |  | http://www.toronto.ca/TWONTO#00260 | Mechanical Equipment | D Building - Preliminary Treatment
| TAB-PLT-D | D Building - Preliminary Treatment | TAB-PLT |  |  |  |  | http://www.toronto.ca/TWONTO#00260 | Sub-Process | Preliminary Treatment
| TAB-PLT-SQ-D | D Building - Safety Equipment, Atmosphere monitors | TAB-PLT-D |  |  |  |  | http://www.toronto.ca/TWONTO#00260 | Mechanical Equipment | D Building - Preliminary Treatment
| TAB-PRM-STRC | D Building - Safety Equipments,Drains, Plumbing, Walls | TAB-PRM-D |  |  |  |  | http://www.toronto.ca/TWONTO#00260 | Mechanical Equipment | D Bldg - Primary Treatment
| TAB-PRM-T | D Building - Scum, Sludge Hoppers & Primary Tanks 10-12 | TAB-PRM-D | Collector,Bridge |  |  |  | http://www.toronto.ca/TWONTO#00260 | Mechanical Equipment | D Bldg - Primary Treatment
| TAB-ELS-D BLDG | D Building Outdoor Substation | TAB-WORK-AREA-LIQ | Switchgear,Outdoor |  |  |  | http://www.toronto.ca/TWONTO#00260 | Equipment Location | TAB Work Area Liq
| TAB-ELS-D BLDG | D Building Outdoor Substation | TAB-ELS-NORTH | Switchgear,Outdoor |  |  |  | http://www.toronto.ca/TWONTO#00260 | Equipment Location | North Substation
| TAB-ELS-D BLDG | D Building Outdoor Substation | TAB-WORK-AREA-1 | Switchgear,Outdoor |  |  |  | http://www.toronto.ca/TWONTO#00260 | Equipment Location | Work Area 1
| TAB-PRM-POL-D | D Building -polymer makedown System | TAB-PRM-D |  |  |  |  | http://www.toronto.ca/TWONTO#00260 | Mechanical Equipment | D Bldg - Primary Treatment
| TAB-PRM-P-D | D Building Sludge Pumping | TAB-PRM-D |  |  |  |  | http://www.toronto.ca/TWONTO#00260 | Mechanical Equipment | D Bldg - Primary Treatment
| TAB-PLT-LOA-D | D Building, Truck Loading Bay | TAB-PLT-D |  |  |  |  | http://www.toronto.ca/TWONTO#00260 | Mechanical Equipment | D Building - Preliminary Treatment
| TAB-PLT-CV | D Building, Grit Conveyors | TAB-PLT-D |  |  |  |  | http://www.toronto.ca/TWONTO#00260 | Mechanical Equipment | D Building - Preliminary Treatment
| TAB-PLT-CMP | D Building, Screening Compactors | TAB-PLT-D |  |  |  |  | http://www.toronto.ca/TWONTO#00260 | Mechanical Equipment | D Building - Preliminary Treatment
| FCL-MCS-DAVIT | Davit Arms | FCL-MCS |  |  |  |  | http://www.toronto.ca/TWONTO#00260 | Sub-Process | Mechanical Services
| TAB-HRS-P-DEA | Deaerator Equipment/ Cndensation , | TAB-HRS-STEAM |  |  |  |  | http://www.toronto.ca/TWONTO#00260 | Equipment Location | Plant Steam
| FHA-WWW-DECANT | Decant Tanks | FHA-WWW |  |  |  |  | http://www.toronto.ca/TWONTO#00260 | Sub-Process | Residue Management / Waste Water System
| THR-DCL | Dechlorination | THR-DIS |  |  |  |  | http://www.toronto.ca/TWONTO#00260 | Process | Disinfection
| THR-DCL | Dechlorination | THR WORK AREA 1 |  |  |  |  | http://www.toronto.ca/TWONTO#00260 | Process | Solid Handling
| THR-DCL | Dechlorination | THR WORK AREA 4 |  |  |  |  | http://www.toronto.ca/TWONTO#00260 | Process | Liquid Handling 2
| TNT-DCL | Dechlorination | TNT WORK AREA 9 |  |  |  |  | http://www.toronto.ca/TWONTO#00260 | Process | North Toronto Treatment Plant
| FHO-DCL | De-Chlorination | FHO-DIS |  |  |  |  | http://www.toronto.ca/TWONTO#00260 | Sub-Process | Disinfection
| FIS-DCL | De-Chlorination | FIS-DIS |  |  |  |  | http://www.toronto.ca/TWONTO#00260 | Sub-Process | Disinfection
| FHA-AM-P-0201-KQ | Pump Location,Aqua Ammonia Metering #2 | FHA-AM |  |  | 33324 | P | x | Equipment Location | Ammoniation
| FHA-AM-P-0201-KQ | Pump Location,Aqua Ammonia Metering #2 | FHA-SUSPENDED |  |  | 33324 | P | x | Equipment Location | Suspended Obsolete entity for storage purpose
| FHA-AM-T-0201-KQ | Tank Location, Ammonia Storage Room | FHA-AM |  |  | 33325 | T | x | Equipment Location | Ammoniation
| FHA-AM-T-0201-KQ | Tank Location, Ammonia Storage Room | FHA-SUSPENDED |  |  | 33325 | T | x | Equipment Location | Suspended Obsolete entity for storage purpose
| FHA-AM-T-0301-KQ | Tank Location, Ammonia Storage Room | FHA-AM |  |  | 33326 | T | x | Equipment Location | Ammoniation
| FHA-AM-T-0301-KQ | Tank Location, Ammonia Storage Room | FHA-SUSPENDED |  |  | 33326 | T | x | Equipment Location | Suspended Obsolete entity for storage purpose
| THC-DCL-SBS | Dechlorination -Outfall SBS System | THC-DCL |  |  |  |  | http://www.toronto.ca/TWONTO#00260 | Sub-Process | Dechlorination Process
| FHA-AUX-ANL-0010 | Colorimeter, Pocket CL2 |  |  |  |  | ANL | http://www.toronto.ca/TWONTO#00581 | Division
| FHA-AUX-ANL-0011 | Colorimeter, Pocket CL2 |  |  |  |  | ANL | http://www.toronto.ca/TWONTO#00581 | Division
| THC-DCL | Dechlorination Process | THCLIQMNT |  |  |  |  | http://www.toronto.ca/TWONTO#00260 | Process | THC Liquids Maintenance
| THC-DCL-SIMULATION | Dechlorination Simulation | THC-DCL |  |  |  |  | http://www.toronto.ca/TWONTO#00260 | Sub-Process | Dechlorination Process
| FHA-DCL | De-Chorination | FHA-DIS |  |  |  |  | http://www.toronto.ca/TWONTO#00260 | Sub-Process | Disinfection
| YDA | Dee Avenue | BUS |  |  |  |  | http://www.toronto.ca/TWONTO#00260 | Facility | Business Unit Support
| FHA-AUX-T-0101-KQ | Compressed Air Tank 1 | FHA-AUX-SA |  |  | 33327 | T | x | Equipment Location | Plant Air/Instrument Air/Vacuum System
| FHA-AUX-T-0101-KQ | Compressed Air Tank 1 | FHA-SUSPENDED |  |  | 33327 | T | x | Equipment Location | Suspended Obsolete entity for storage purpose
| FHA-AUX-T-0102-KQ | Compressed Air Tank 2 | FHA-AUX-SA |  |  | 33328 | T | x | Equipment Location | Plant Air/Instrument Air/Vacuum System
| FHA-AUX-T-0102-KQ | Compressed Air Tank 2 | FHA-SUSPENDED |  |  | 33328 | T | x | Equipment Location | Suspended Obsolete entity for storage purpose
| FHA-AUX-T-0103-KQ | Compressed Air Tank 3 | FHA-AUX-SA |  |  | 33329 | T | x | Equipment Location | Plant Air/Instrument Air/Vacuum System
| FHA-AUX-T-0103-KQ | Compressed Air Tank 3 | FHA-SUSPENDED |  |  | 33329 | T | x | Equipment Location | Suspended Obsolete entity for storage purpose
| FHA-AUX-T-0104-KQ | Compressed Air Tank 4 | FHA-SUSPENDED |  |  | 33330 | T | x | Equipment Location | Suspended Obsolete entity for storage purpose
| FHA-AUX-T-0104-KQ | Compressed Air Tank 4 | FHA-AUX-SA |  |  | 33330 | T | x | Equipment Location | Plant Air/Instrument Air/Vacuum System
| FHA-SES-DEF | Defibrillators | FHA-SES |  |  |  |  | x | Equipment Location | Safety & Environmental Services
| THC-PLT-AIR | Degritting Air | THC-PLT |  |  |  |  | http://www.toronto.ca/TWONTO#00260 | Sub-Process | Preliminary Treatment (Grit and Screenings)
86 | 50610 | Detectors, Gas, Fixed, D Bldg Prelim Treatment | TAB-PLT-SQ-D | Sensor,Gas | Safety Equipment |  |  | http://www.toronto.ca/TWONTO#00260 |  | D Building - Safety Equipment, Atmosphere monitors
| THC-DEW-BIOFILTER | DEW Biofilter System, Sludge Storage | THC-DEW |  |  |  |  | http://www.toronto.ca/TWONTO#00260 | Sub-Process | Dewatering Process
| TAB-ITS-WA3 | Dewater Building Communications Equipment | TAB-WORK-AREA-SOL |  |  |  |  | http://www.toronto.ca/TWONTO#00260 | Equipment Location | TAB Work Area Sol
| FHA-CLA-CHL-0101-KQ | Chlorination Location,Train #1 | FHA-CLA |  |  | 33331 | CHL | x | Equipment Location | Pre-Chlorination
| FHA-CLA-CHL-0101-KQ | Chlorination Location,Train #1 | FHA-SUSPENDED |  |  | 33331 | CHL | x | Equipment Location | Suspended Obsolete entity for storage purpose
| FHA-CLA-CHL-0201-KQ | Chlorination Location,Train #2 | FHA-SUSPENDED |  |  | 33332 | CHL | x | Equipment Location | Suspended Obsolete entity for storage purpose
| FHA-CLA-CHL-0201-KQ | Chlorination Location,Train #2 | FHA-CLA |  |  | 33332 | CHL | x | Equipment Location | Pre-Chlorination
| FHA-CLA-CHL-0301-KQ | Chlorination Location,Train #3 | FHA-SUSPENDED |  |  | 33333 | CHL | x | Equipment Location | Suspended Obsolete entity for storage purpose
| FHA-CLA-CHL-0301-KQ | Chlorination Location,Train #3 | FHA-CLA |  |  | 33333 | CHL | x | Equipment Location | Pre-Chlorination
| TAB-ITS-WA3 | Dewater Building Communications Equipment | TAB-DEW-SERVICES |  |  |  |  | http://www.toronto.ca/TWONTO#00260 | Equipment Location | Dewatering Building Service & Safety Systems
| FHA-CLB-CHL-0101-KQ | Post Chlorination Location,Train #1 | FHA-CLB |  |  | 33334 | CHL | x | Equipment Location | Post-Chlorination
| FHA-CLB-CHL-0101-KQ | Post Chlorination Location,Train #1 | FHA-SUSPENDED |  |  | 33334 | CHL | x | Equipment Location | Suspended Obsolete entity for storage purpose
| FHA-CLB-CHL-0201-KQ | Post Chlorination Location,Train #2 | FHA-CLB |  |  | 33335 | CHL | x | Equipment Location | Post-Chlorination
| FHA-CLB-CHL-0201-KQ | Post Chlorination Location,Train #2 | FHA-SUSPENDED |  |  | 33335 | CHL | x | Equipment Location | Suspended Obsolete entity for storage purpose
| FHA-CLB-P-0001A-KQ | Pump Location,After Post CL2 Water Sample #1A | FHA-CLB-SAMP |  |  | 33344 | P | x | Equipment Location | After Post CL2 Sampling
| FHA-CLB-P-0001A-KQ | Pump Location,After Post CL2 Water Sample #1A | FHA-SUSPENDED |  |  | 33344 | P | x | Equipment Location | Suspended Obsolete entity for storage purpose
| FHA-CLB-P-0001B-KQ | Pump Location, After Post CL2 Water Sample #2A | FHA-SUSPENDED |  |  | 33345 | P | x | Equipment Location | Suspended Obsolete entity for storage purpose
| FHA-CLB-P-0001B-KQ | Pump Location, After Post CL2 Water Sample #2A | FHA-CLB-SAMP |  |  | 33345 | P | x | Equipment Location | After Post CL2 Sampling
| FCL-DEW | Dewatering | FCL-GRK |  |  |  |  | http://www.toronto.ca/TWONTO#00260 | Sub-Process | Buildings and Grounds
| FHA-AUX-DEW | Dewatering | FHA-AUX |  |  |  |  | http://www.toronto.ca/TWONTO#00260 | Sub-Process | Auxiliary Systems
| FHA-DCL-P-0001A-KQ | Pump Location, Before SO2 Water Sample #1A | FHA-SUSPENDED |  |  | 33346 | P | x | Equipment Location | Suspended Obsolete entity for storage purpose
| FHA-DCL-P-0001A-KQ | Pump Location, Before SO2 Water Sample #1A | BEFORE SO2 |  |  | 33346 | P | x | Equipment Location | Before S02 Sampling
| FHA-DCL-P-0001B-KQ | Pump Location, Before SO2 Water Sample #1B | BEFORE SO2 |  |  | 33347 | P | x | Equipment Location | Before S02 Sampling
| FHA-DCL-P-0001B-KQ | Pump Location, Before SO2 Water Sample #1B | FHA-SUSPENDED |  |  | 33347 | P | x | Equipment Location | Suspended Obsolete entity for storage purpose
| FHA-DCL-P-0002A-KQ | Pump Location, After SO2 Water Sample #2A | AFTER SO2 |  |  | 33348 | P | x | Equipment Location | After SO2 Sampling
| FHA-DCL-P-0002A-KQ | Pump Location, After SO2 Water Sample #2A | FHA-SUSPENDED |  |  | 33348 | P | x | Equipment Location | Suspended Obsolete entity for storage purpose
| FHA-DCL-P-0002B-KQ | Pump Location, After SO2 Water Sample #2B | AFTER SO2 |  |  | 33349 | P | x | Equipment Location | After SO2 Sampling
| FHA-DCL-P-0002B-KQ | Pump Location, After SO2 Water Sample #2B | FHA-SUSPENDED |  |  | 33349 | P | x | Equipment Location | Suspended Obsolete entity for storage purpose
| FHA-DCL-SO-0101-KQ | Sulphonator Location | FHA-DCL |  |  | 33350 | SO | x | Equipment Location | De-Chorination
| FHA-DCL-SO-0101-KQ | Sulphonator Location | FHA-SUSPENDED |  |  | 33350 | SO | x | Equipment Location | Suspended Obsolete entity for storage purpose
| FHA-DCL-SO-0301-KQ | Sulphonator Location | FHA-DCL |  |  | 33351 | SO | x | Equipment Location | De-Chorination
| FHA-DCL-SO-0301-KQ | Sulphonator Location | FHA-SUSPENDED |  |  | 33351 | SO | x | Equipment Location | Suspended Obsolete entity for storage purpose
| TAB-DEW-V | Dewatering - Sludge Routing Valves | TAB-WORK-AREA-SOL |  |  |  |  | http://www.toronto.ca/TWONTO#00260 | Equipment Location | TAB Work Area Sol
| FHA-DEW-P-1701-KQ | Pump Location,Dewatering#17 | FHA-AUX-DEW |  |  | 33352 | P | x | Equipment Location | Dewatering
| FHA-DEW-P-1701-KQ | Pump Location,Dewatering#17 | FHA-SUSPENDED |  |  | 33352 | P | x | Equipment Location | Suspended Obsolete entity for storage purpose
| TAB-DEW-V | Dewatering - Sludge Routing Valves | TAB-WORK-AREA-5 |  |  |  |  | http://www.toronto.ca/TWONTO#00260 | Equipment Location | Work Area 5
| FHO-DEW | Dewatering & Drainage | FHO-GRK |  |  |  |  | http://www.toronto.ca/TWONTO#00260 | Sub-Process | Buildings & Grounds
| FIS-DEW | Dewatering & Drainage | FIS-GRK |  |  |  |  | http://www.toronto.ca/TWONTO#00260 | Sub-Process | FIS Buildings & Grounds
| TAB-DEW SUMP | Dewatering Bldg - Sump Pumps | TAB-DEW-SERVICES |  |  |  |  | http://www.toronto.ca/TWONTO#00260 | Equipment Location | Dewatering Building Service & Safety Systems
| TAB-DEW SUMP | Dewatering Bldg - Sump Pumps | TAB-WORK-AREA-SOL |  |  |  |  | http://www.toronto.ca/TWONTO#00260 | Equipment Location | TAB Work Area Sol
| TAB-DEW-SERVICES | Dewatering Building Service & Safety Systems | TAB-WORK-AREA-3 |  |  |  |  | http://www.toronto.ca/TWONTO#00260 | Process | Work Area 3
| TAB-DEW-SERVICES | Dewatering Building Service & Safety Systems | TAB-WORK-AREA-SOL |  |  |  |  | http://www.toronto.ca/TWONTO#00260 | Process | TAB Work Area Sol
| TAB-DEW-POLYMER | Dewatering Polymer System | TAB-WORK-AREA-3 |  |  |  |  | http://www.toronto.ca/TWONTO#00260 | Process | Work Area 3
| TAB-DEW-POLYMER | Dewatering Polymer System | TAB-WORK-AREA-SOL |  |  |  |  | http://www.toronto.ca/TWONTO#00260 | Process | TAB Work Area Sol
| THC-DEW | Dewatering Process | THCSLDMNT |  |  |  |  | http://www.toronto.ca/TWONTO#00260 | Process | THC Solids Maintenance
| THC-DEW-HOLD TANK | Dewatering-Sludge Holding Tanks | THCSLDMNT |  |  |  |  | http://www.toronto.ca/TWONTO#00260 | Process | THC Solids Maintenance
| THC-DEW-HOLD TANK | Dewatering-Sludge Holding Tanks | THCLIQMNT |  |  |  |  | http://www.toronto.ca/TWONTO#00260 | Process | THC Liquids Maintenance
136601 | THR-JHSC-DMCC | DIG 1-6 & 7-10 MCC Rooms | THR-JHSC-WA3 |  | Safety Equipment |  |  | http://www.toronto.ca/TWONTO#00260 |  | Joint Health & Safety Committee WA3
| THC-DIG-INSTRUMENT | DIG Instrumentation Equipment | THC-GHOST | Switch,Pressure-High |  |  |  | http://www.toronto.ca/TWONTO#00260 | Instrumentation Equipment | THC Records that were created by mistake
| FHA-FLT-FICR-0101 | FHA-FLT-FIC-0101 - Controller, Flow Indicating Filter #1 | FHA-FLT-F-0101 | Controller,Flow | Control Loop |  | FICR | http://www.toronto.ca/TWONTO#00614 |  | Filter #01, Filter Building, West Filter Gallery South
| FHA-FLT-FICR-0201 | FHA-FLT-FIC-0201 - Controller, Flow Indicating Filter #2 | FHA-FLT-F-0201 | Controller | Control Loop |  | FICR | http://www.toronto.ca/TWONTO#00614 |  | Filter #02, Filter Building, West Filter Gallery North
| FHA-FLT-FICR-0301 | FHA-FLT-FIC-0301 - Controller, Flow Indicating Filter #3 | FHA-FLT-F-0301 | Controller | Control Loop |  | FICR | http://www.toronto.ca/TWONTO#00614 |  | Filter #03, Filter Building, West Filter Gallery South
| FHA-FLT-FICR-0401 | FHA-FLT-FIC-0401 - Controller, Flow Indicating Filter #4 | FHA-FLT-F-0401 | Controller | Control Loop |  | FICR | http://www.toronto.ca/TWONTO#00614 |  | Filter #04, Filter Building, West Filter Gallery North
| FHA-FLT-FICR-0501 | FHA-FLT-FIC-0501 - Controller, Flow Indicating Filter #5 | FHA-FLT-F-0501 | Controller | Control Loop |  | FICR | http://www.toronto.ca/TWONTO#00614 |  | Filter #05, Filter Building, West Filter Gallery South
| FHA-FLT-FICR-0601 | FHA-FLT-FIC-0601 - Controller, Flow Indicating Filter #6 | FHA-FLT-F-0601 | Controller | Control Loop |  | FICR | http://www.toronto.ca/TWONTO#00614 |  | Filter #06, Filter Building, West Filter Gallery North
| FHA-FLT-FICR-0701 | FHA-FLT-FIC-0701 - Controller, Flow Indicating Filter #7 | FHA-FLT-F-0701 | Controller | Control Loop |  | FICR | http://www.toronto.ca/TWONTO#00614 |  | Filter #07, Filter Building, West Filter Gallery South
| FHA-FLT-FICR-0801 | FHA-FLT-FIC-0801 - Controller, Flow Indicating Filter #8 | FHA-FLT-F-0801 | Controller | Control Loop |  | FICR | http://www.toronto.ca/TWONTO#00614 |  | Filter #08, Filter Building, West Filter Gallery North
| FHA-FLT-FICR-1301 | FHA-FLT-FIC-1301 - Controller, Flow Indicating Filter #13 | FHA-FLT-F-1301 | Controller | Control Loop |  | FICR | http://www.toronto.ca/TWONTO#00614 |  | Filter #13, Filter Building, West Filter Gallery South
| FHA-FLT-FICR-3801 | FHA-FLT-FIC-3801 - Controller, Flow Indicating Filter #38 | FHA-FLT-F-3801 | Controller | Control Loop |  | FICR | http://www.toronto.ca/TWONTO#00614 |  | Filter #38, Filter Building, East Filter Gallery North
| FHA-FLT-FICR-3901 | FHA-FLT-FIC-3901 - Controller, Flow Indicating Filter #39 | FHA-FLT-F-3901 | Controller | Control Loop |  | FICR | http://www.toronto.ca/TWONTO#00614 |  | Filter #39, Filter Building, East Filter Gallery South
| FHA-FLT-FICR-4001 | FHA-FLT-FIC-4001 - Controller, Flow Indicating Filter #40 | FHA-FLT-F-4001 | Controller | Control Loop |  | FICR | http://www.toronto.ca/TWONTO#00614 |  | Filter #40, Filter Building, East Filter Gallery North
| FHA-FLT-P-4101-KQ | Pump Location,Filter Composite West | FHA-FLT-SAMP |  |  | 33353 | P | x | Equipment Location | Filtration Sampling
| FHA-FLT-P-4101-KQ | Pump Location,Filter Composite West | FHA-SUSPENDED |  |  | 33353 | P | x | Equipment Location | Suspended Obsolete entity for storage purpose
| FHA-FLT-P-4201-KQ | Pump Location,Filter Composite East | FHA-FLT-SAMP |  |  | 33354 | P | x | Equipment Location | Filtration Sampling
| FHA-FLT-P-4201-KQ | Pump Location,Filter Composite East | FHA-SUSPENDED |  |  | 33354 | P | x | Equipment Location | Suspended Obsolete entity for storage purpose
| THC-DIG-INSTRUMENT | DIG Instrumentation Equipment | THC-DIG-DIGESTERS | Switch,Pressure-High |  |  |  | http://www.toronto.ca/TWONTO#00260 | Instrumentation Equipment | Primary Anerobic Digesters 0400-0700
| TNT-DIG-DS | Digested Sludge Headers, Digester, Transfer & Recirc. Pumps | TNT-DIG |  |  |  |  | http://www.toronto.ca/TWONTO#00260 | Equipment Location | Digestion
| FHA-GRK-ELS-0200 | Facility Electrical System | FHA-GRK |  |  |  | ELS | http://www.toronto.ca/TWONTO#00283 | Equipment Location | Building & Grounds
| THR-DIG | Digester | THR WORK AREA 1 |  |  |  |  | http://www.toronto.ca/TWONTO#00260 | Process | Solid Handling
105830 | TAB-ACC-4500 | Digester 1~4 Space & Process Heating, Item XX | TAB-ACC |  | HVAC |  | ACC | http://www.toronto.ca/TWONTO#00260 |  | Plant HVAC Equipment
| DU6501 | Digester 19-22 Air Equipment | TAB-AI |  |  |  |  | http://www.toronto.ca/TWONTO#00260 | Equipment Location | Local Compressed Air Equipment
105836 | TAB-ACC-6200 | Digester 5-12 Process & Space Heating,(Item #1 | TAB-ACC |  | HVAC |  | ACC | http://www.toronto.ca/TWONTO#00260 |  | Plant HVAC Equipment
38596 | TAB-ACC-6100 | Digester 5-8 Space Heating | TAB-ACC |  | HVAC |  | ACC | http://www.toronto.ca/TWONTO#00260 |  | Plant HVAC Equipment
| THR-DRN-DIG | Digester Area, Work Area 1 | THR-DRN-WA1 |  |  |  |  | http://www.toronto.ca/TWONTO#00260 | Mechanical Equipment | Drains, Work Area 1
| THR-DRN-DIG | Digester Area, Work Area 1 | THR-GRK-GQ-WA1 |  |  |  |  | http://www.toronto.ca/TWONTO#00260 | Mechanical Equipment | Building & Grounds Equipment, Work Area 1
| FHA-MCS-ACC-0101 | CL2 / SO2 Storage Ventillation System | FHA-MCS-ACC |  |  |  | ACC | http://www.toronto.ca/TWONTO#00147 | Equipment Location | HVAC
| THR-GQ-DIG | Digester Area, Work Area 1 | THR-GQ-WA1 |  |  |  |  | http://www.toronto.ca/TWONTO#00260 | Mechanical Equipment | Grounds, Work Area 1
| THR-PLQ-DIG | Digester Area, Work Area 1 | THR-PLQ-WA1 |  |  |  |  | http://www.toronto.ca/TWONTO#00260 | Mechanical Equipment | Plumbing, Work Area 1
| THR-DIG-P-CL | Digester Compressor Lube Oil Pumps, Gas Mixing System | THR-DIG-T-AO | Pump,Centrifugal | Pump |  |  | http://www.toronto.ca/TWONTO#00260
| TAB-GAS-ELS | Digester Control Building - Electrical System | TAB-DIG-GAS |  |  |  |  | http://www.toronto.ca/TWONTO#00260 | Equipment Location | Digester Gas Control
| TAB-DIG-GAS | Digester Gas Control | TAB-WORK-AREA-5 |  |  |  |  | http://www.toronto.ca/TWONTO#00260 | Process | Work Area 5
| TAB-DIG-GAS | Digester Gas Control | TAB-WORK-AREA-6 |  |  |  |  | http://www.toronto.ca/TWONTO#00260 | Process | Work Area 6
| TAB-DIG-GAS | Digester Gas Control | TAB-WORK-AREA-8 |  |  |  |  | http://www.toronto.ca/TWONTO#00260 | Process | Electrical Sub- Stations
| TAB-DIG-GAS | Digester Gas Control | TAB-WORK-AREA-SEO |  |  |  |  | http://www.toronto.ca/TWONTO#00260 | Process | TAB Work Area SEO
| TAB-DIG-C | Digester Gas Control Building - Compressors | TAB-DIG-GAS |  |  |  |  | http://www.toronto.ca/TWONTO#00260 | Equipment Location | Digester Gas Control
| TAB-DIG-GASROUTE | Digester Gas Control Building - Gas ROUTEing | TAB-DIG-GAS |  |  |  |  | http://www.toronto.ca/TWONTO#00260 | Equipment Location | Digester Gas Control
| TAB-DIG-MEQ | Digester Gas Control Building - Mechanical Equipment | TAB-DIG-GAS |  |  |  |  | http://www.toronto.ca/TWONTO#00260 | Equipment Location | Digester Gas Control
| TAB-DIG-P-SUMP | Digester Gas Control Building - Sump Pumps | TAB-DIG-GAS |  |  |  |  | http://www.toronto.ca/TWONTO#00260 | Equipment Location | Digester Gas Control
111092 | TAB-DIG-SQ | Digester Gas Control Building.- Safety Equipment | TAB-DIG-GAS |  | Safety Equipment |  |  | http://www.toronto.ca/TWONTO#00260 |  | Digester Gas Control
| TNT-DIG-GAS | Digester Gas header | TNT-DIG |  |  |  |  | http://www.toronto.ca/TWONTO#00260 | Sub-Process | Digestion
| TNT-DIG-BL-5200 | Digester Gas header- Boiler B0-5200 | TNT-DIG-GAS |  |  |  | BL | http://www.toronto.ca/TWONTO#00260 | Equipment Location | Digester Gas header
| TNT-DIG-BL-5100 | Digester Gas header-Boiler BO-5100 | TNT-DIG-GAS |  |  |  | BL | http://www.toronto.ca/TWONTO#00260 | Equipment Location | Digester Gas header
| TNT-DIG-GAS-MON | Digester Gas Monitoring System | TNT-DIG |  |  |  |  | http://www.toronto.ca/TWONTO#00260 | Equipment Location | Digestion
| FHA-RW-P-0801-KQ | Raw Water Pumping Unit #8 | FHA-RW-P |  |  | 33355 | P | x | Equipment Location | Raw Water Pumping
| FHA-RW-P-0801-KQ | Raw Water Pumping Unit #8 | FHA-SUSPENDED |  |  | 33355 | P | x | Equipment Location | Suspended Obsolete entity for storage purpose
| FHA-RW-P-0901-KQ | Raw Water Pumping Unit #9 | FHA-SUSPENDED |  |  | 33356 | P | x | Equipment Location | Suspended Obsolete entity for storage purpose
| FHA-RW-P-0901-KQ | Raw Water Pumping Unit #9 | FHA-RW-P |  |  | 33356 | P | x | Equipment Location | Raw Water Pumping
| FHA-RW-P-1001-KQ | Raw Water Pumping Unit #10 | FHA-RW-P |  |  | 33357 | P | x | Equipment Location | Raw Water Pumping
| FHA-RW-P-1001-KQ | Raw Water Pumping Unit #10 | FHA-SUSPENDED |  |  | 33357 | P | x | Equipment Location | Suspended Obsolete entity for storage purpose
| FHA-RW-P-1101-KQ | Raw Water Pumping Unit #11 | FHA-RW-P |  |  | 33358 | P | x | Equipment Location | Raw Water Pumping
| FHA-RW-P-1101-KQ | Raw Water Pumping Unit #11 | FHA-SUSPENDED |  |  | 33358 | P | x | Equipment Location | Suspended Obsolete entity for storage purpose
| FHA-RW-P-1201-KQ | Raw Water Pumping Unit #12 | FHA-SUSPENDED |  |  | 33359 | P | x | Equipment Location | Suspended Obsolete entity for storage purpose
| FHA-RW-P-1201-KQ | Raw Water Pumping Unit #12 | FHA-RW-P |  |  | 33359 | P | x | Equipment Location | Raw Water Pumping
| FHA-RW-P-1301-KQ | Raw Water Pumping Unit #13 | FHA-SUSPENDED |  |  | 33360 | P | x | Equipment Location | Suspended Obsolete entity for storage purpose
| FHA-RW-P-1301-KQ | Raw Water Pumping Unit #13 | FHA-RW-P |  |  | 33360 | P | x | Equipment Location | Raw Water Pumping
| FHA-RW-P-1401A-KQ | Pump Location,Raw Water Sample #1 | FHA-RW-SAMP |  |  | 33361 | P | x | Equipment Location | Raw Water Sampling
| FHA-RW-P-1401A-KQ | Pump Location,Raw Water Sample #1 | FHA-SUSPENDED |  |  | 33361 | P | x | Equipment Location | Suspended Obsolete entity for storage purpose
| FHA-RW-P-1401B-KQ | Pump Location,Raw Water Sample #2 | FHA-RW-SAMP |  |  | 33362 | P | x | Equipment Location | Raw Water Sampling
| FHA-RW-P-1401B-KQ | Pump Location,Raw Water Sample #2 | FHA-SUSPENDED |  |  | 33362 | P | x | Equipment Location | Suspended Obsolete entity for storage purpose
| FHA-RW-P-1501A-KQ | Pump Location,Raw Water Sample | FHA-RW-SAMP2 |  |  | 33363 | P | x | Equipment Location | After Pre-Chlorine Sampling
| FHA-RW-P-1501A-KQ | Pump Location,Raw Water Sample | FHA-SUSPENDED |  |  | 33363 | P | x | Equipment Location | Suspended Obsolete entity for storage purpose
| FHA-RW-P-1501B-KQ | Pump Location,Raw Water Sample | FHA-RW-SAMP2 |  |  | 33364 | P | x | Equipment Location | After Pre-Chlorine Sampling
| FHA-RW-P-1501B-KQ | Pump Location,Raw Water Sample | FHA-SUSPENDED |  |  | 33364 | P | x | Equipment Location | Suspended Obsolete entity for storage purpose
| THR-DIG-CG | Digester Gas, Co-Generation | THR-CG-SB |  |  |  |  | http://www.toronto.ca/TWONTO#00260 | Equipment Location | Co-Generation Scubber, Digester Gas
| THR-DIG-CG | Digester Gas, Co-Generation | THR-BG |  |  |  |  | http://www.toronto.ca/TWONTO#00260 | Equipment Location | Blended Gas
| THR-DIG-CG | Digester Gas, Co-Generation | THR-CG |  |  |  |  | http://www.toronto.ca/TWONTO#00260 | Equipment Location | Co-Generation
| FHA-RW-SC-0101-KQ | Raw Water Screen #1 | FHA-SUSPENDED |  |  | 33365 | SC | x | Equipment Location | Suspended Obsolete entity for storage purpose
| FHA-RW-SC-0101-KQ | Raw Water Screen #1 | FHA-RW-S |  |  | 33365 | SC | x | Equipment Location | Intake & Screening
| THR-DIG-P-HW | Digester Hot Water Pumps | THR-DIG-PM | Compressor,Stationary,Sliding Vane | Pump |  |  | http://www.toronto.ca/TWONTO#00260
| FHA-SED-P-0101-KQ | Pump, Sampling, Settled Water West | FHA-SUSPENDED |  |  | 33366 | P | x | Equipment Location | Suspended Obsolete entity for storage purpose
| FHA-SED-P-0101-KQ | Pump, Sampling, Settled Water West | FHA-SED-SAMP |  |  | 33366 | P | x | Equipment Location | Settled Sampling
| FHA-SED-P-0201-KQ | Pump, Sampling, Settled Water East | FHA-SUSPENDED |  |  | 33367 | P | x | Equipment Location | Suspended Obsolete entity for storage purpose
| FHA-SED-P-0201-KQ | Pump, Sampling, Settled Water East | FHA-SED-SAMP |  |  | 33367 | P | x | Equipment Location | Settled Sampling
| THR-DIG-P-HW | Digester Hot Water Pumps | THR-DIG-RPU | Compressor,Stationary,Sliding Vane | Pump |  |  | http://www.toronto.ca/TWONTO#00260
| TAB-DIG-P | Digester Pipe Gallery - Sump Pumps | TAB-DIG-PIP |  |  |  |  | http://www.toronto.ca/TWONTO#00260 | Equipment Location | Digestion Pipe Gallery, ELQ, PIT, STRC & Sump Pumps
| THR-DIG-P-SR | Digester Sludge Recirculation Pumps | THR-DIG-PM | Compressor,Stationary,Sliding Vane | Pump |  |  | http://www.toronto.ca/TWONTO#00260
| THR-DIG-P-SR | Digester Sludge Recirculation Pumps | THR-DIG-RPU | Compressor,Stationary,Sliding Vane | Pump |  |  | http://www.toronto.ca/TWONTO#00260
| THR-DIG-P-SP | Digester Sludge Sampling Pumps | THR-DIG-RPU | Compressor,Stationary,Sliding Vane | Pump |  |  | http://www.toronto.ca/TWONTO#00260
| THR-DIG-P-SP | Digester Sludge Sampling Pumps | THR-DIG-PM | Compressor,Stationary,Sliding Vane | Pump |  |  | http://www.toronto.ca/TWONTO#00260
| THR-DIG-P-ST | Digester Sludge Transfer Pumps | THR-DIG-RPU | Compressor,Stationary,Sliding Vane | Pump |  |  | http://www.toronto.ca/TWONTO#00260
| THR-DIG-P-ST | Digester Sludge Transfer Pumps | THR-DIG-PM | Compressor,Stationary,Sliding Vane | Pump |  |  | http://www.toronto.ca/TWONTO#00260
| TAB-DIG-P-TRANSF5-8 | Digester Tank 5-8, Sludge Transfer Pumps | TAB-DIG-T-05-08 |  |  |  |  | http://www.toronto.ca/TWONTO#00260 | Equipment Location | Digester Tanks 5-8
| TAB-DIG-HE-T9-12 | Digester Tank 9-12, Heat Exchanger, North Cluster | TAB-DIG-T-09-12 |  |  |  |  | http://www.toronto.ca/TWONTO#00260 | Equipment Location | Digester Tanks 9-12
| TAB-DIG-P-RECIRC9-12 | Digester Tank 9-12, Sludge Recirculating Pumps | TAB-DIG-T-09-12 |  |  |  |  | http://www.toronto.ca/TWONTO#00260 | Equipment Location | Digester Tanks 9-12
| TAB-DIG-P-TRANSF9-12 | Digester Tank 9-12, Sludge Transfer Pumps | TAB-DIG-T-09-12 |  |  |  |  | http://www.toronto.ca/TWONTO#00260 | Equipment Location | Digester Tanks 9-12
| TAB-DIG-V-T9-12 | Digester Tank 9-12, Valves, Header & Transfer Line, | TAB-DIG-T-09-12 |  |  |  |  | http://www.toronto.ca/TWONTO#00260 | Equipment Location | Digester Tanks 9-12
75988 | THR-JHSC-DIG | Digester Tanks & Surrounding Areas | THR-JHSC-WA1 |  | Safety Equipment |  |  | http://www.toronto.ca/TWONTO#00260 |  | Joint Health & Safety Committee WA1
| TAB-DIG-SQ-T01-04 | Digester Tanks 01-04, Safety Equipments | TAB-DIG-T-01-04 |  |  |  |  | http://www.toronto.ca/TWONTO#00260 | Equipment Location | Digester Tanks 1-4
| TAB-DIG-SQ-T05-08 | Digester Tanks 05-08, Safety Equipments | TAB-DIG-T-05-08 |  |  |  |  | http://www.toronto.ca/TWONTO#00260 | Equipment Location | Digester Tanks 5-8
| TAB-DIG-SQ-T09-12 | Digester Tanks 09-12, Safety Equipments | TAB-DIG-T-09-12 |  |  |  |  | http://www.toronto.ca/TWONTO#00260 | Equipment Location | Digester Tanks 9-12
45493 | TAB-DIG-T-13-16 | Digester Tanks 13-16 | TAB-DIG |  | Tank |  | T | http://www.toronto.ca/TWONTO#00260 |  | Digestion
| FHA-SUSPENDED | Suspended Obsolete entity for storage purpose | FHA |  |  |  |  | x | Obsolete Entity | R C Harris Water Treatment Plant
| TAB-DIG-P-T13-16 | Digester Tanks 13-16, & Trailer Park,Sump Pumps | TAB-DIG-T-13-16 |  |  |  |  | http://www.toronto.ca/TWONTO#00260 | Equipment Location | Digester Tanks 13-16
| TAB-DIG-STRC-T13-16 | Digester Tanks 13-16, Drains, Electrical Service(110/220V), Lighting, Plumbing | TAB-DIG-T-13-16 |  |  |  |  | http://www.toronto.ca/TWONTO#00260 | Equipment Location | Digester Tanks 13-16
| FHA-TRW-P-0002A-KQ | Pump Location,Treated Water Sample #2A | FHA-SUSPENDED |  |  | 33322 | P | x | Equipment Location | Suspended Obsolete entity for storage purpose
| FHA-TRW-P-0002A-KQ | Pump Location,Treated Water Sample #2A | FHA-TRW-SAMP |  |  | 33322 | P | x | Equipment Location | Treated Sampling
| FHA-TRW-P-0100-KQ | Treated Water Pumping Unit #1 | FHA-SUSPENDED |  |  | 33323 | P | x | Equipment Location | Suspended Obsolete entity for storage purpose
| FHA-TRW-P-0100-KQ | Treated Water Pumping Unit #1 | FHA-TRW-TWP |  |  | 33323 | P | x | Equipment Location | Treated Water Pumping
| FHA-TRW-P-0200-KQ | Treated Water Pumping Unit #2 | FHA-TRW-TWP |  |  | 33368 | P | x | Equipment Location | Treated Water Pumping
| FHA-TRW-P-0200-KQ | Treated Water Pumping Unit #2 | FHA-SUSPENDED |  |  | 33368 | P | x | Equipment Location | Suspended Obsolete entity for storage purpose
| FHA-TRW-P-0300A-KQ | Treated Water Pumping Unit #3A | FHA-SUSPENDED |  |  | 33369 | P | x | Equipment Location | Suspended Obsolete entity for storage purpose
| FHA-TRW-P-0300A-KQ | Treated Water Pumping Unit #3A | FHA-TRW-TWP |  |  | 33369 | P | x | Equipment Location | Treated Water Pumping
| FHA-TRW-P-0300B-KQ | Treated Water Pumping Unit #3B | FHA-SUSPENDED |  |  | 33370 | P | x | Equipment Location | Suspended Obsolete entity for storage purpose
| FHA-TRW-P-0300B-KQ | Treated Water Pumping Unit #3B | FHA-TRW-TWP |  |  | 33370 | P | x | Equipment Location | Treated Water Pumping
| FHA-TRW-P-0400A-KQ | Treated Water Pumping Unit #4A | FHA-SUSPENDED |  |  | 33371 | P | x | Equipment Location | Suspended Obsolete entity for storage purpose
| FHA-TRW-P-0400A-KQ | Treated Water Pumping Unit #4A | FHA-TRW-TWP |  |  | 33371 | P | x | Equipment Location | Treated Water Pumping
| FHA-TRW-P-0400B-KQ | Treated Water Pumping Unit #4B | FHA-SUSPENDED |  |  | 33372 | P | x | Equipment Location | Suspended Obsolete entity for storage purpose
| FHA-TRW-P-0400B-KQ | Treated Water Pumping Unit #4B | FHA-TRW-TWP |  |  | 33372 | P | x | Equipment Location | Treated Water Pumping
| FHA-TRW-P-1500-KQ | Treated Water Pumping Unit #15 | FHA-SUSPENDED |  |  | 33373 | P | x | Equipment Location | Suspended Obsolete entity for storage purpose
| FHA-TRW-P-1500-KQ | Treated Water Pumping Unit #15 | FHA-TRW-TWP |  |  | 33373 | P | x | Equipment Location | Treated Water Pumping
| TAB-DIG-ELQ-T13-16 | Digester Tanks 13-16, Electrical Equipment | TAB-DIG-T-13-16 |  |  |  |  | http://www.toronto.ca/TWONTO#00260 | Equipment Location | Digester Tanks 13-16
| TAB-DIG-HE-T13-16 | Digester Tanks 13-16, Heat Exchanger, Southwest Cluster | TAB-DIG-T-13-16 |  |  |  |  | http://www.toronto.ca/TWONTO#00260 | Equipment Location | Digester Tanks 13-16
| TAB-DIG-SQ-T13-16 | Digester Tanks 13-16, Safety Equipments | TAB-DIG-T-13-16 |  |  |  |  | http://www.toronto.ca/TWONTO#00260 | Equipment Location | Digester Tanks 13-16
| FHA-WWW-AIT-3012 | Transmitter, Sludge Density Thickener T-3011, Centrifuge Feed Room, North Wall |  |  |  |  | AIT | http://www.toronto.ca/TWONTO#00689 | Division
| FHA-WWW-AIT-3022 | Transmitter, Sludge Density Thickener T-3021, Sludge Transfer Pump Room, S/E Wall |  |  |  |  | AIT | http://www.toronto.ca/TWONTO#00689 | Division
| FHA-WWW-AIT-3032 | Transmitter, Sludge Density Thickener T-3031, Sludge Transfer Pump Room, S/E Wall |  |  |  |  | AIT | http://www.toronto.ca/TWONTO#00689 | Division
| FHA-WWW-AIT-3042 | Transmitter, Sludge Density Thickener T-3041, Sludge Transfer Pump Room, S/E Wall |  |  |  |  | AIT | http://www.toronto.ca/TWONTO#00689 | Division
| TAB-DIG-STRC-T1-4 | Digester Tanks 1-4 - Drains, Electrical Service(110/220V), Lighting, Plumbing | TAB-DIG-T-01-04 |  |  |  |  | http://www.toronto.ca/TWONTO#00260 | Equipment Location | Digester Tanks 1-4
| FHA-WWW-CF-2401-KQ | Centrifuge Unit 2401 | FHA-SUSPENDED |  |  | 33374 | CF | x | Equipment Location | Suspended Obsolete entity for storage purpose
| FHA-WWW-CF-2401-KQ | Centrifuge Unit 2401 | FHA-WWW-CENTRIF |  |  | 33374 | CF | x | Equipment Location | Centrifuges
| FHA-WWW-CF-2501-KQ | Centrifuge Unit 2501 | FHA-SUSPENDED |  |  | 33375 | CF | x | Equipment Location | Suspended Obsolete entity for storage purpose
| FHA-WWW-CF-2501-KQ | Centrifuge Unit 2501 | FHA-WWW-CENTRIF |  |  | 33375 | CF | x | Equipment Location | Centrifuges
| FHA-WWW-CHEM | Chemical Storage Room | FHA-SUSPENDED |  |  | 33655 |  | x | Equipment Location | Suspended Obsolete entity for storage purpose
| FHA-WWW-CHEM | Chemical Storage Room | FHA-WWW |  |  | 33655 |  | x | Equipment Location | Residue Management / Waste Water System
| TAB-DIG-ELQ-T1-4 | Digester Tanks 1-4, Electrical Equipment | TAB-DIG-T-01-04 |  |  |  |  | http://www.toronto.ca/TWONTO#00260 | Equipment Location | Digester Tanks 1-4
| TAB-DIG-GAS-DOME1-4 | Digester Tanks 1-4, Flame Arresters, Pressure Relief & Vacuum Breaker Valves | TAB-DIG-T-01-04 |  |  |  |  | http://www.toronto.ca/TWONTO#00260 | Equipment Location | Digester Tanks 1-4
| FHA-WWW-IRG-0311 | Irrigation System, Lawn Sprinklers, RMF Ground Level | FHA-WWW-IRRIG |  |  |  | IRG | http://www.toronto.ca/TWONTO#00701 | Mechanical Equipment | Irrigation
| TAB-DIG-HE-T01-04 | Digester Tanks 1-4, Heat Exchanger, | TAB-DIG-T-01-04 |  |  |  |  | http://www.toronto.ca/TWONTO#00260 | Equipment Location | Digester Tanks 1-4
| FHA-WWW-P-0001-KQ | Sample Pump Unit 1 | FHA-SUSPENDED |  |  | 33376 | P | x | Equipment Location | Suspended Obsolete entity for storage purpose
| FHA-WWW-P-0001-KQ | Sample Pump Unit 1 | FHA-WWW-EFFL |  |  | 33376 | P | x | Equipment Location | Effluent Discharge
| FHA-WWW-P-0002-KQ | Sample Pump Unit 2 | FHA-SUSPENDED |  |  | 33377 | P | x | Equipment Location | Suspended Obsolete entity for storage purpose
| FHA-WWW-P-0002-KQ | Sample Pump Unit 2 | FHA-WWW-EFFL |  |  | 33377 | P | x | Equipment Location | Effluent Discharge
| FHA-WWW-P-0711-KQ | SBS Pump Location | FHA-WWW-SBS |  |  | 33378 | P | x | Equipment Location | SBS System
| FHA-WWW-P-0711-KQ | SBS Pump Location | FHA-SUSPENDED |  |  | 33378 | P | x | Equipment Location | Suspended Obsolete entity for storage purpose
| FHA-WWW-P-2101-KQ | Centrifuge Feed Pump 1 | FHA-WWW-THICK |  |  | 33379 | P | x | Equipment Location | Sludge Thickening
| FHA-WWW-P-2101-KQ | Centrifuge Feed Pump 1 | FHA-SUSPENDED |  |  | 33379 | P | x | Equipment Location | Suspended Obsolete entity for storage purpose
| FHA-WWW-P-2201-KQ | Centrifuge Feed Pump 2 | FHA-WWW-THICK |  |  | 33380 | P | x | Equipment Location | Sludge Thickening
| FHA-WWW-P-2201-KQ | Centrifuge Feed Pump 2 | FHA-SUSPENDED |  |  | 33380 | P | x | Equipment Location | Suspended Obsolete entity for storage purpose
| FHA-WWW-P-2301-KQ | Centrifuge Feed Pump 3 | FHA-SUSPENDED |  |  | 33381 | P | x | Equipment Location | Suspended Obsolete entity for storage purpose
| FHA-WWW-P-2301-KQ | Centrifuge Feed Pump 3 | FHA-WWW-THICK |  |  | 33381 | P | x | Equipment Location | Sludge Thickening
| FHA-WWW-P-3401-KQ | Sludge Transfer Pump # 4 | FHA-SUSPENDED |  |  | 33343 | P | x | Equipment Location | Suspended Obsolete entity for storage purpose
| FHA-WWW-P-3401-KQ | Sludge Transfer Pump # 4 | FHA-WWW-THICK |  |  | 33343 | P | x | Equipment Location | Sludge Thickening
| TAB-DIG-P-T1-4 | Digester Tanks 1-4, Sump Pumps | TAB-DIG-T-01-04 |  |  |  |  | http://www.toronto.ca/TWONTO#00260 | Equipment Location | Digester Tanks 1-4
111134 | TAB-DIG-T-19-22 | Digester Tanks 19-22 | TAB-DIG |  | Tank |  | T | http://www.toronto.ca/TWONTO#00260 |  | Digestion
| TAB-DIG-STRC-19-22 | Digester Tanks 19-22 - Drains, Electrical Service(110/220V), UPS,Lighting, Plumbing | TAB-DIG-T-19-22 |  |  |  | STRC | http://www.toronto.ca/TWONTO#00260 | Equipment Location | Digester Tanks 19-22
| TAB-DIG-C-T19-22 | Digester Tanks 19-22 - Gas Compressors | TAB-DIG-T-19-22 |  |  |  |  | http://www.toronto.ca/TWONTO#00260 | Sub-sub-process | Digester Tanks 19-22
| TAB-DIG-ELQ-T19-22 | Digester Tanks 19-22, Electrical Equipment | TAB-DIG-T-19-22 |  |  |  |  | http://www.toronto.ca/TWONTO#00260 | Equipment Location | Digester Tanks 19-22
| TAB-DIG-HE-T19-22 | Digester Tanks 19-22, Heat Exchangers | TAB-DIG-T-19-22 |  |  |  |  | http://www.toronto.ca/TWONTO#00260 | Equipment Location | Digester Tanks 19-22
| TAB-DIG-INQ-T19-22 | Digester Tanks 19-22, Instrument Equipment | TAB-DIG-T-19-22 |  |  |  |  | http://www.toronto.ca/TWONTO#00260 | Equipment Location | Digester Tanks 19-22
| TAB-DIG-SQ-T19-22 | Digester Tanks 19-22, Safety Equipments | TAB-DIG-T-19-22 |  |  |  |  | http://www.toronto.ca/TWONTO#00260 | Equipment Location | Digester Tanks 19-22
| TAB-DIG-P19-22 | Digester Tanks 19-22, Sump Pumps | TAB-DIG-T-19-22 |  |  |  |  | http://www.toronto.ca/TWONTO#00260 | Equipment Location | Digester Tanks 19-22
111122 | TAB-DIG-T-05-08 | Digester Tanks 5-8 | TAB-DIG |  | Tank |  | T | http://www.toronto.ca/TWONTO#00260 |  | Digestion
| FHA-WWW-T-3011-KQ | Tank Location, Thickener 1 | FHA-SUSPENDED |  |  | 33342 | T | x | Equipment Location | Suspended Obsolete entity for storage purpose
| FHA-WWW-T-3011-KQ | Tank Location, Thickener 1 | FHA-WWW-THICK |  |  | 33342 | T | x | Equipment Location | Sludge Thickening
| FHA-WWW-T-3021-KQ | Tank Location, Thickener 2 | FHA-SUSPENDED |  |  | 33341 | T | x | Equipment Location | Suspended Obsolete entity for storage purpose
| FHA-WWW-T-3021-KQ | Tank Location, Thickener 2 | FHA-WWW-THICK |  |  | 33341 | T | x | Equipment Location | Sludge Thickening
| FHA-WWW-T-3031-KQ | Tank Location, Thickener 3 | FHA-SUSPENDED |  |  | 33340 | T | x | Equipment Location | Suspended Obsolete entity for storage purpose
| FHA-WWW-T-3031-KQ | Tank Location, Thickener 3 | FHA-WWW-THICK |  |  | 33340 | T | x | Equipment Location | Sludge Thickening
| FHA-WWW-T-3041-KQ | Tank Location, Thickener 4 | FHA-WWW-THICK |  |  | 33339 | T | x | Equipment Location | Sludge Thickening
| FHA-WWW-T-4041-KQ | Tank Location, Decant 4 | FHA-SUSPENDED |  |  | 33338 | T | x | Equipment Location | Suspended Obsolete entity for storage purpose
| FHA-WWW-T-4041-KQ | Tank Location, Decant 4 | FHA-WWW-DECANT |  |  | 33338 | T | x | Equipment Location | Decant Tanks
| FHA-WWW-T-4101-KQ | Tank Location, Decant 10 | FHA-SUSPENDED |  |  | 33337 | T | x | Equipment Location | Suspended Obsolete entity for storage purpose
| FHA-WWW-T-4101-KQ | Tank Location, Decant 10 | FHA-WWW-DECANT |  |  | 33337 | T | x | Equipment Location | Decant Tanks
| TAB-DIG-STRC-T5-8 | Digester Tanks 5-8 - Drains, Electrical Service(110/220V), Lighting, Plumbing | TAB-DIG-T-05-08 |  |  |  |  | http://www.toronto.ca/TWONTO#00260 | Equipment Location | Digester Tanks 5-8
| FHA-ZMC-P-0101-KQ | Pump Location,Zebra Mussel Sample | FHA-SUSPENDED |  |  | 33336 | P | x | Equipment Location | Suspended Obsolete entity for storage purpose
| FHA-ZMC-P-0101-KQ | Pump Location,Zebra Mussel Sample | FHA-ZMC |  |  | 33336 | P | x | Equipment Location | Zebra Mussel Control
| TAB-DIG-ELQ-T5-8 | Digester Tanks 5-8, Electrical Equipment | TAB-DIG-T-05-08 |  |  |  |  | http://www.toronto.ca/TWONTO#00260 | Equipment Location | Digester Tanks 5-8
| TAB-DIG-FX-T5-8 | Digester Tanks 5-8, Flame Arrester, Condensate Tanks & Moisture Separators | TAB-DIG-FX-DOME5-8 |  |  |  |  | http://www.toronto.ca/TWONTO#00260 | Equipment Location | Digester Tanks 5-8, Flame Arresters, Pressure Relief & Vacuum Breaker Valves
| TAB-DIG-FX-DOME5-8 | Digester Tanks 5-8, Flame Arresters, Pressure Relief & Vacuum Breaker Valves | TAB-DIG-T-05-08 |  |  |  |  | http://www.toronto.ca/TWONTO#00260 | Equipment Location | Digester Tanks 5-8
| TAB-DIG-HE-T05-08 | Digester Tanks 5-8, Heat Exchanger, Hot Water Pumps, Valves | TAB-DIG-T-05-08 |  |  |  |  | http://www.toronto.ca/TWONTO#00260 | Equipment Location | Digester Tanks 5-8
| TAB-DIG-INQ-T5-8 | Digester Tanks 5-8, Instrumentation Equipment | TAB-DIG-T-05-08 |  |  |  |  | http://www.toronto.ca/TWONTO#00260 | Equipment Location | Digester Tanks 5-8
45491 | TAB-DIG-T-09-12 | Digester Tanks 9-12 | TAB-DIG |  | Tank |  | T | http://www.toronto.ca/TWONTO#00260 |  | Digestion
| TAB-DIG-ELQ-T9-12 | Digester Tanks 9-12, Electrical Equipment | TAB-DIG-T-09-12 |  |  |  |  | http://www.toronto.ca/TWONTO#00260 | Equipment Location | Digester Tanks 9-12
| TAB-DIG-FX-DOME9-12 | Digester Tanks 9-12, Flame Arresters, Pressure Relief & Vacuum Breaker Valves | TAB-DIG-T-09-12 |  |  |  |  | http://www.toronto.ca/TWONTO#00260 | Equipment Location | Digester Tanks 9-12
| TAB-DIG-C-T9-12 | Digester Tanks 9-12, Gas Compressors | TAB-DIG-T-09-12 |  |  |  |  | http://www.toronto.ca/TWONTO#00260 | Equipment Location | Digester Tanks 9-12
| TAB-DIG-INQ-T9-12 | Digester Tanks 9-12, Instrumentation Equipment | TAB-DIG-T-09-12 |  |  |  |  | http://www.toronto.ca/TWONTO#00260 | Equipment Location | Digester Tanks 9-12
| TAB-DIG-P-T9-12 | Digester Tanks 9-12, Sump Pumps | TAB-DIG-T-09-12 |  |  |  |  | http://www.toronto.ca/TWONTO#00260 | Equipment Location | Digester Tanks 9-12
| THR-DIG-DRN | Digester, Drainage Sump Pump | THR-DIG |  |  |  |  | http://www.toronto.ca/TWONTO#00260 | Equipment Location | Digester
| THR-DIG-T-7-10 | Digester, Entities Common to Tanks 7-10 | THR-DIG-T |  |  |  | T | http://www.toronto.ca/TWONTO#00260 | Equipment Location | Digester, Tanks
| THR-DIG-T-7-8 | Digester, Entities Common to Tanks 7-8 | THR-DIG-T-7-10 |  |  |  | T | http://www.toronto.ca/TWONTO#00260 | Equipment Location | Digester, Entities Common to Tanks 7-10
| THR-DIG-T-7-8 | Digester, Entities Common to Tanks 7-8 | THR-DIG-T |  |  |  | T | http://www.toronto.ca/TWONTO#00260 | Equipment Location | Digester, Tanks
| THR-DIG-T-9-10 | Digester, Entities Common to Tanks 9-10 | THR-DIG-T |  |  |  | T | http://www.toronto.ca/TWONTO#00260 | Equipment Location | Digester, Tanks
| THR-DIG-T-9-10 | Digester, Entities Common to Tanks 9-10 | THR-DIG-T-7-10 |  |  |  | T | http://www.toronto.ca/TWONTO#00260 | Equipment Location | Digester, Entities Common to Tanks 7-10
| THR-DIG-C | Digester, Gas Compressors | THR-DIG |  |  |  |  | http://www.toronto.ca/TWONTO#00260 | Equipment Location | Digester
| THR-DIG-PRS | Digester, Primary Return Sludge Line | THR-DIG |  |  |  |  | http://www.toronto.ca/TWONTO#00260 | Equipment Location | Digester
| THR-DIG-PM | Digester, RCM PM Lead Task Entities | THR-DIG-T |  |  |  |  | http://www.toronto.ca/TWONTO#00260 | Equipment Location | Digester, Tanks
| THR-DIG-PM | Digester, RCM PM Lead Task Entities | THR-DIG-RPU |  |  |  |  | http://www.toronto.ca/TWONTO#00260 | Equipment Location | RPU, UPS, Digester
| THR-DIG-SCUM | Digester, Scum Line | THR-DIG |  |  |  |  | http://www.toronto.ca/TWONTO#00260 | Equipment Location | Digester
| THR-DIG-TWAS | Digester, Thickened Waste Activated Sludge Line | THR-DIG |  |  |  |  | http://www.toronto.ca/TWONTO#00260 | Equipment Location | Digester
| THR-DIG-P-MTI | Digester, Transfer Pump and Line to MTI | THR-DIG |  |  |  |  | http://www.toronto.ca/TWONTO#00260 | Equipment Location | Digester
| THR-DIG-BU | Digester, Waste Gas Burners | THR-DIG |  |  |  |  | http://www.toronto.ca/TWONTO#00260 | Equipment Location | Digester
| TAB-DIG | Digestion | TAB-WORK-AREA-5 |  |  |  |  | http://www.toronto.ca/TWONTO#00260 | Process | Work Area 5
| TAB-DIG | Digestion | TAB-WORK-AREA-SOL |  |  |  |  | http://www.toronto.ca/TWONTO#00260 | Process | TAB Work Area Sol
| THC-DIG | Digestion | THCSLDMNT |  |  |  |  | http://www.toronto.ca/TWONTO#00260 | Process | THC Solids Maintenance
| THC-DIG | Digestion | THCSLDOPS |  |  |  |  | http://www.toronto.ca/TWONTO#00260 | Process | THC Solids Operations
| TNT-DIG | Digestion | TNT WORK AREA 9 |  |  |  |  | http://www.toronto.ca/TWONTO#00260 | Process | North Toronto Treatment Plant
| TAB-DIG-STRC | Digestion Pipe Gallery - Drains, Walls, Lighting, Bldg, Services, PA System, Plumbing, Safety Equipments | TAB-DIG-PIP |  |  |  |  | http://www.toronto.ca/TWONTO#00260 | Equipment Location | Digestion Pipe Gallery, ELQ, PIT, STRC & Sump Pumps
| TAB-DIG-PIP | Digestion Pipe Gallery, ELQ, PIT, STRC & Sump Pumps | TAB-DIG |  |  |  |  | http://www.toronto.ca/TWONTO#00260 | Sub-Process | Digestion
| FHA-DIS | Disinfection | FHA WORK AREA 1 |  |  |  |  | http://www.toronto.ca/TWONTO#00260 | Process | Process
| FHO-DIS | Disinfection | FHO WORK AREA 1 |  |  |  |  | http://www.toronto.ca/TWONTO#00260 | Process | Process
| FIS-DIS | Disinfection | FIS WORK AREA 1 |  |  |  |  | http://www.toronto.ca/TWONTO#00260 | Process | Process
| TAB-DIS | Disinfection | TAB-WORK-AREA-8 |  |  |  |  | http://www.toronto.ca/TWONTO#00260 | Process | Electrical Sub- Stations
| TAB-DIS | Disinfection | TAB-WORK-AREA-SOL |  |  |  |  | http://www.toronto.ca/TWONTO#00260 | Process | TAB Work Area Sol
| TAB-DIS | Disinfection | TAB-WORK-AREA-4 |  |  |  |  | http://www.toronto.ca/TWONTO#00260 | Process | Work Area 4
| THR-DIS | Disinfection | THR WORK AREA 4 |  |  |  |  | http://www.toronto.ca/TWONTO#00260 | Process | Liquid Handling 2
| THR-DIS | Disinfection | THR WORK AREA 1 |  |  |  |  | http://www.toronto.ca/TWONTO#00260 | Process | Solid Handling
| TNT-DIS | Disinfection | TNT WORK AREA 9 |  |  |  |  | http://www.toronto.ca/TWONTO#00260 | Process | North Toronto Treatment Plant
| TAB-DIS-CHEM | Disinfection - Chemical Bldg | TAB-DIS |  |  |  |  | http://www.toronto.ca/TWONTO#00260 | Equipment Location | Disinfection
| TAB-DIS-INQ | Disinfection - Instrument Equipment | TAB-DIS |  |  |  |  | http://www.toronto.ca/TWONTO#00260 | Equipment Location | Disinfection
| TAB-DIS-OF | Disinfection - Out Fall | TAB-DIS |  |  |  |  | http://www.toronto.ca/TWONTO#00260 | Equipment Location | Disinfection
| THR-DIS-P-SUMP | Disinfection - Pump, Sump | THR-DIS-P |  |  |  |  | http://www.toronto.ca/TWONTO#00260 | Equipment Location | Disinfection - Pumping
| THR-DIS-P | Disinfection - Pumping | THR-DIS |  |  |  |  | http://www.toronto.ca/TWONTO#00260 | Sub-Process | Disinfection
| TAB-DIS-SP | Disinfection - Sampling & Metering | TAB-DIS |  |  |  |  | http://www.toronto.ca/TWONTO#00260 | Equipment Location | Disinfection
112212 | TAB-DIS-NAOCL | Disinfection - Sodium Hypochlorite | TAB-DIS |  | Chemical Feeder |  |  | http://www.toronto.ca/TWONTO#00260 |  | Disinfection
112213 | TAB-DIS-NAOCL | Disinfection - Sodium Hypochlorite | TAB-PWA |  | Chemical Feeder |  |  | http://www.toronto.ca/TWONTO#00260 |  | Plant Water
| TAB-DIS-TUNN | Disinfection - Tunnel | TAB-DIS |  |  |  |  | http://www.toronto.ca/TWONTO#00260 | Equipment Location | Disinfection
| TAB-DIS-UV | Disinfection - UV | TAB-DIS |  |  |  |  | http://www.toronto.ca/TWONTO#00260 | Equipment Location | Disinfection
| TAB-DIS-UV | Disinfection - UV | TAB-DIS-OF |  |  |  |  | http://www.toronto.ca/TWONTO#00260 | Equipment Location | Disinfection - Out Fall
| THC-DIS | Disinfection (Chlorination) Process | THCLIQMNT |  |  |  |  | http://www.toronto.ca/TWONTO#00260 | Process | THC Liquids Maintenance
| FCL-DIS | Disinfection and Conditioning | FCL WORK AREA 1 |  |  |  |  | http://www.toronto.ca/TWONTO#00260 | Process | Process
58145 | THC-ACC-BLDG DCL | Disinfection Process Building, HVAC | THC-MCS-HVAC |  | HVAC |  |  | http://www.toronto.ca/TWONTO#00260 |  | Mechanical Services, HVAC
| THR-DIS-CW | Disinfection, City Water, BFP | THR-DIS |  |  |  |  | http://www.toronto.ca/TWONTO#00260 | Sub-Process | Disinfection
| THR-DIS-FPW | Disinfection, Plant Water | THR-DIS |  |  |  |  | http://www.toronto.ca/TWONTO#00260 | Sub-Process | Disinfection
| THR-DIS-P-SUS | Disinfection, Pumps, Sump & Chlorine Solution | THR-DIS-P |  |  |  |  | http://www.toronto.ca/TWONTO#00260 | Equipment Location | Disinfection - Pumping
| THR-DIS-T-PP | Disinfection, Tank, Palace Pier | THR-DIS |  |  |  |  | http://www.toronto.ca/TWONTO#00260 | Sub-Process | Disinfection
| THR-DIS-T-SH | Disinfection, Tank, Sodium Hypochlorite Storage | THR-DIS |  |  |  |  | http://www.toronto.ca/TWONTO#00260 | Sub-Process | Disinfection
| THR-GQ-DIS | Disinfection, Work Area 1 | THR-GQ-WA1 |  |  |  |  | http://www.toronto.ca/TWONTO#00260 | Mechanical Equipment | Grounds, Work Area 1
| THR-PLQ-DIS | Disinfection, Work Area 1 | THR-PLQ-WA1 |  |  |  |  | http://www.toronto.ca/TWONTO#00260 | Mechanical Equipment | Plumbing, Work Area 1
73252 | THR-DRN-DIS | Disinfection, Work Area 4 | THR-DRN-WA1 |  | Drain |  |  | http://www.toronto.ca/TWONTO#00260 |  | Drains, Work Area 1
134339 | THR-DRN-DIS | Disinfection, Work Area 4 | THR-DRN-WA4 |  | Drain |  |  | http://www.toronto.ca/TWONTO#00260 |  | Drains, Work Area 4
| FHO-ACC-AC-0401 | Ammonia System Air Handling Unit | FHO-MCS-HVAC | Air Handling Unit |  |  | AC | http://www.toronto.ca/TWONTO#00147 | Mechanical Equipment | Plant HVAC
| FHO-ACC-FN-0349 | Fan, Exhaust, Chemical Building, S2, Storage Room, North West | FHO-ACC SECONDARY |  |  |  | FN | http://www.toronto.ca/TWONTO#OWLClass_binid-posum-pozar-motav | Division | Small Air Moving Equipment
| TAB-THK-V-DIST | Distribution Chamber Valves (Splitter Box) | TAB-THK |  |  |  |  | http://www.toronto.ca/TWONTO#00260 | Equipment Location | Floatation
| WTR-WA1 | District East Location | WTR-SPC |  |  |  |  | http://www.toronto.ca/TWONTO#00260 | Process | Process Control Systems - Services Area
| WTR-WA1 | District East Location | WTR-SPC2 |  |  |  |  | http://www.toronto.ca/TWONTO#00260 | Process | Process Control Systems - Equipment
| OTH-DIS | DISTRICT OPERARTIONS | OTH |  |  |  |  | http://www.toronto.ca/TWONTO#00260 | Process | DOS - OTHERS
| FHO-ALM-P-0101-KQ | Alum Skid 1 | FHO-ALM |  |  |  | P | x | Equipment Location | Alum System
| FHO-ALM-P-0101-KQ | Alum Skid 1 | FHO-OBSOLETE |  |  |  | P | x | Equipment Location | Removed From Service
| FHO-ALM-P-0201-KQ | Alum Skid 2 | FHO-ALM |  |  |  | P | x | Equipment Location | Alum System
| FHO-ALM-P-0201-KQ | Alum Skid 2 | FHO-OBSOLETE |  |  |  | P | x | Equipment Location | Removed From Service
| FHO-ALM-P-0301-KQ | Alum Skid 3 | FHO-ALM |  |  |  | P | x | Equipment Location | Alum System
| FHO-ALM-P-0301-KQ | Alum Skid 3 | FHO-OBSOLETE |  |  |  | P | x | Equipment Location | Removed From Service
| FHO-ALM-P-0401-KQ | Alum Skid 4 | FHO-ALM |  |  |  | P | x | Equipment Location | Alum System
| FHO-ALM-P-0401-KQ | Alum Skid 4 | FHO-OBSOLETE |  |  |  | P | x | Equipment Location | Removed From Service
| FHO-ALM-P-0501-KQ | Back-Up Skid 5 for Alum Trains | FHO-ALM |  |  |  | P | x | Equipment Location | Alum System
| FHO-ALM-P-0501-KQ | Back-Up Skid 5 for Alum Trains | FHO-OBSOLETE |  |  |  | P | x | Equipment Location | Removed From Service
| FHO-ALM-T-0101-KQ | Alum/Ferric Storage Tank 1 | FHO-ALM |  |  |  | T | x | Equipment Location | Alum System
| FHO-ALM-T-0101-KQ | Alum/Ferric Storage Tank 1 | FHO-OBSOLETE |  |  |  | T | x | Equipment Location | Removed From Service
| FHO-ALM-T-0201-KQ | Alum/Ferric Storage Tank 2 | FHO-ALM |  |  |  | T | x | Equipment Location | Alum System
| FHO-ALM-T-0201-KQ | Alum/Ferric Storage Tank 2 | FHO-OBSOLETE |  |  |  | T | x | Equipment Location | Removed From Service
| OTH-DIS | DISTRICT OPERARTIONS | FAC |  |  |  |  | http://www.toronto.ca/TWONTO#00260 | Process | DOS - FACILITIES
| FHO-AM SCRUBBER-SU | Ammonia Scrubber System | FHO-OBSOLETE |  |  | 32942 |  | x | Equipment Location | Removed From Service
| FHO-AM SCRUBBER-SU | Ammonia Scrubber System | FHO-AM |  |  | 32942 |  | x | Equipment Location | Ammoniation
| FHO-AM-P-0101-KQ | Ammonia Train 1 | FHO-AM |  |  | 32564 | P | x | Equipment Location | Ammoniation
| FHO-AM-P-0101-KQ | Ammonia Train 1 | FHO-OBSOLETE |  |  | 32564 | P | x | Equipment Location | Removed From Service
| FHO-AM-P-0201-KQ | Ammonia Train 2 | FHO-AM |  |  | 32565 | P | x | Equipment Location | Ammoniation
| FHO-AM-P-0201-KQ | Ammonia Train 2 | FHO-OBSOLETE |  |  | 32565 | P | x | Equipment Location | Removed From Service
| FHO-AMT-WS-1000 | Weather Station System | FHO WORK AREA 2 |  |  |  | WS | http://www.toronto.ca/TWONTO#00805 | Process | Services
| DIS | District Operations | WT&S |  |  |  |  | http://www.toronto.ca/TWONTO#00260 | Facility | Water Treatment & Supply
| OTH-DIS-EAST | DISTRICT OPERATIONS - EAST | OTH-DIS |  |  |  |  | http://www.toronto.ca/TWONTO#00260 | Sub-Process | DISTRICT OPERARTIONS
| FHO-BW-P-1301-KQ | Backwash Pump 13 | FHO-BW |  |  |  | P | x | Equipment Location | Backwash System
| FHO-BW-P-1301-KQ | Backwash Pump 13 | FHO-OBSOLETE |  |  |  | P | x | Equipment Location | Removed From Service
| FHO-BW-P-1401-KQ | Backwash Pump 14 | FHO-BW |  |  |  | P | x | Equipment Location | Backwash System
| FHO-BW-P-1401-KQ | Backwash Pump 14 | FHO-OBSOLETE |  |  |  | P | x | Equipment Location | Removed From Service
| FHO-BW-P-1501-KQ | Backwash Pump 15 | FHO-BW |  |  |  | P | x | Equipment Location | Backwash System
| FHO-BW-P-1501-KQ | Backwash Pump 15 | FHO-OBSOLETE |  |  |  | P | x | Equipment Location | Removed From Service
| FHO-BW-P-1601-KQ | Backwash Pump 16 | FHO-BW |  |  |  | P | x | Equipment Location | Backwash System
| FHO-BW-P-1601-KQ | Backwash Pump 16 | FHO-OBSOLETE |  |  |  | P | x | Equipment Location | Removed From Service
| FHO-CAPITAL | Capital Project | FHO-MCS |  |  |  |  | http://www.toronto.ca/TWONTO#00619 | Mechanical Equipment | Mechanical Services
| OTH-DIS-NOR | DISTRICT OPERATIONS - NORTH | FAC-PHA |  |  |  |  | http://www.toronto.ca/TWONTO#00260 | Sub-Process | YARD - 125 PHARMACY ROAD
| FHO-CBM-ROUTE-2 | FHO-Condition Based Monitoiring Route 2- HVAC System | FHO |  |  |  | ROUTE | http://www.toronto.ca/TWONTO#00442 | Work Area | F.J. Horgan Water Treatment Plant
| OTH-DIS-NOR | DISTRICT OPERATIONS - NORTH | OTH-DIS |  |  |  |  | http://www.toronto.ca/TWONTO#00260 | Sub-Process | DISTRICT OPERARTIONS
| OTH-DIS-SOU | DISTRICT OPERATIONS - SOUTH | OTH-DIS |  |  |  |  | http://www.toronto.ca/TWONTO#00260 | Sub-Process | DISTRICT OPERARTIONS
| OTH-DIS-WEST | DISTRICT OPERATIONS - WEST | OTH-DIS |  |  |  |  | http://www.toronto.ca/TWONTO#00260 | Sub-Process | DISTRICT OPERARTIONS
| WTR-WA3 | District West Location | WTR-SPC |  |  |  |  | http://www.toronto.ca/TWONTO#00260 | Process | Process Control Systems - Services Area
| FHO-CLA-CHL-0101-KQ | Pre Chlorination Train 1 | FHO-CLA |  |  |  | CHL | http://www.toronto.ca/TWONTO#00723 | Equipment Location | Pre Chlorination System
| FHO-CLA-CHL-0101-KQ | Pre Chlorination Train 1 | FHO-OBSOLETE |  |  |  | CHL | x | Equipment Location | Removed From Service
| FHO-CLA-CHL-0201-KQ | Pre Chlorination Train 2 | FHO-CLA |  |  |  | CHL | http://www.toronto.ca/TWONTO#00723 | Equipment Location | Pre Chlorination System
| FHO-CLA-CHL-0201-KQ | Pre Chlorination Train 2 | FHO-OBSOLETE |  |  |  | CHL | x | Equipment Location | Removed From Service
| WTR-WA3 | District West Location | WTR-SPC2 |  |  |  |  | http://www.toronto.ca/TWONTO#00260 | Process | Process Control Systems - Equipment
| FHO-CLA-V-0211-SUS | Valve, Gaseous Supply Header from Pre Injector System to Pre-Chlorination Injector 2 | FHO-CLA-CHL-0201 | Valve,Ball |  | 37538 | V | x | Mechanical Equipment | Chlorinator, Pre Chlorination Train 2, Chemical Building, L1, Machine Room
| FHO-CLA-V-0211-SUS | Valve, Gaseous Supply Header from Pre Injector System to Pre-Chlorination Injector 2 | FHO-SUSPENDED | Valve,Ball |  | 37538 | V | x | Mechanical Equipment | Suspended Entity List
| FHO-CLA-V-0211-SUS | Valve, Gaseous Supply Header from Pre Injector System to Pre-Chlorination Injector 2 | FHO-CLA-CHL-0201-KQ | Valve,Ball |  | 37538 | V | x | Mechanical Equipment | Pre Chlorination Train 2
| DOS | DIVISIONAL OPERATIONS SERVICES | OS |  |  |  |  | http://www.toronto.ca/TWONTO#00260 | Facility | Operational Support
| FHO-CLB-CHL-0101-KQ | Post ChlorinationTrain 1 | FHO-OBSOLETE |  |  |  | CHL | x | Equipment Location | Removed From Service
| FHO-CLB-CHL-0101-KQ | Post ChlorinationTrain 1 | FHO-CLB |  |  |  | CHL | http://www.toronto.ca/TWONTO#00723 | Equipment Location | Post Chlorination System
| FHO-CLB-CHL-0201-KQ | Post Chlorination Train 2 | FHO-CLB |  |  |  | CHL | http://www.toronto.ca/TWONTO#00723 | Equipment Location | Post Chlorination System
| FHO-CLB-CHL-0201-KQ | Post Chlorination Train 2 | FHO-OBSOLETE |  |  |  | CHL | x | Equipment Location | Removed From Service
| FHO-CLB-P-0301-KQ | Clearwell Sampling Pump 3 | FHO CLEARWELL | Pump,Positive Displacement,Rotary Vane |  |  | P | x | Equipment Location | Sampling
| FHO-CLB-P-0301-KQ | Clearwell Sampling Pump 3 | FHO-OBSOLETE | Pump,Positive Displacement,Rotary Vane |  |  | P | x | Equipment Location | Removed From Service
| FHO-CLB-P-0401-KQ | Clearwell Sampling Pump 4 | FHO CLEARWELL | Pump,Positive Displacement,Rotary Vane |  |  | P | x | Equipment Location | Sampling
| FHO-CLB-P-0401-KQ | Clearwell Sampling Pump 4 | FHO-OBSOLETE | Pump,Positive Displacement,Rotary Vane |  |  | P | x | Equipment Location | Removed From Service
38578 | TAB-ACC-0200 | Domestic H.W. System 1, Admin Bldg, Item 20 | TAB-ACC |  | HVAC |  | ACC | http://www.toronto.ca/TWONTO#00260 |  | Plant HVAC Equipment
| FHO-CLC-CHL-0101-KQ | Trim Chlorination Train 1 | FHO-CLC |  |  |  | CHL | http://www.toronto.ca/TWONTO#00723 | Equipment Location | Trim Chlorination System
| FHO-CLC-CHL-0101-KQ | Trim Chlorination Train 1 | FHO-OBSOLETE |  |  |  | CHL | x | Equipment Location | Removed From Service
| FHO-CLC-CHL-0201-KQ | Trim ChlorinationTrain 2 | FHO-CLC |  |  |  | CHL | http://www.toronto.ca/TWONTO#00723 | Equipment Location | Trim Chlorination System
| FHO-CLC-CHL-0201-KQ | Trim ChlorinationTrain 2 | FHO-OBSOLETE |  |  |  | CHL | x | Equipment Location | Removed From Service
38579 | TAB-ACC-0300 | Domestic H.W. System 2, Admin Bldg, Item 21 | TAB-ACC |  | HVAC |  | ACC | http://www.toronto.ca/TWONTO#00260 |  | Plant HVAC Equipment
| FHO-DCL-P-0401A-KQ | Before SO2 Sampling | FHO BEFORE SO2 |  |  |  | P | x | Equipment Location | Sampling
| FHO-DCL-P-0401A-KQ | Before SO2 Sampling | FHO-OBSOLETE |  |  |  | P | x | Equipment Location | Removed From Service
| FHO-DCL-P-0401B-KQ | Before SO2 Sampling | FHO BEFORE SO2 |  |  |  | P | x | Equipment Location | Sampling
| FHO-DCL-P-0401B-KQ | Before SO2 Sampling | FHO-OBSOLETE |  |  |  | P | x | Equipment Location | Removed From Service
| FHO-DCL-P-0501A-KQ | After SO2 Sampling Pump | FHO AFTER SO2 |  |  |  | P | x | Equipment Location | Sampling
| FHO-DCL-P-0501A-KQ | After SO2 Sampling Pump | FHO-OBSOLETE |  |  |  | P | x | Equipment Location | Removed From Service
| FHO-DCL-P-0501B-KQ | After SO2 Sampling Pump | FHO AFTER SO2 |  |  |  | P | x | Equipment Location | Sampling
| FHO-DCL-P-0501B-KQ | After SO2 Sampling Pump | FHO-OBSOLETE |  |  |  | P | x | Equipment Location | Removed From Service
| FHO-DCL-SO-0101-KQ | Dechlorination Train 1 | FHO-DCL |  |  |  | SO | x | Equipment Location | De-Chlorination
| FHO-DCL-SO-0101-KQ | Dechlorination Train 1 | FHO-OBSOLETE |  |  |  | SO | x | Equipment Location | Removed From Service
| FHO-DCL-SO-0201-KQ | Dechlorination Train 2 | FHO-DCL |  |  |  | SO | x | Equipment Location | De-Chlorination
| FHO-DCL-SO-0201-KQ | Dechlorination Train 2 | FHO-OBSOLETE |  |  |  | SO | x | Equipment Location | Removed From Service
| FHO-DCL-SO-0301-KQ | Dechlorination Train 3 | FHO-DCL |  |  |  | SO | x | Equipment Location | De-Chlorination
| FHO-DCL-SO-0301-KQ | Dechlorination Train 3 | FHO-OBSOLETE |  |  |  | SO | x | Equipment Location | Removed From Service
| THC-MCS-T-BLDG A | Domestic Hot Water Tank, Building A | THC-PWA-HWT |  |  |  |  | http://www.toronto.ca/TWONTO#00260 | Equipment Location | Domestic Hot Water Tanks
| THC-MCS-T-BLDG I | Domestic Hot Water Tank, Building I | THC-PWA-HWT |  |  |  |  | http://www.toronto.ca/TWONTO#00260 | Equipment Location | Domestic Hot Water Tanks
| THC-MCS-T-BLDG J | Domestic Hot Water Tank, Building J | THC-PWA-HWT |  |  |  |  | http://www.toronto.ca/TWONTO#00260 | Equipment Location | Domestic Hot Water Tanks
| THC-MCS-T-BLDG K | Domestic Hot Water Tank, Building K | THC-PWA-HWT |  |  |  |  | http://www.toronto.ca/TWONTO#00260 | Equipment Location | Domestic Hot Water Tanks
| THC-MCS-T-BLDG M | Domestic Hot Water Tank, Building M | THC-PWA-HWT |  |  |  |  | http://www.toronto.ca/TWONTO#00260 | Equipment Location | Domestic Hot Water Tanks
| THC-MCS-T-BLDG U | Domestic Hot Water Tank, Building U | THC-PWA-HWT |  |  |  |  | http://www.toronto.ca/TWONTO#00260 | Equipment Location | Domestic Hot Water Tanks
| THC-PWA-HWT | Domestic Hot Water Tanks | THC-PWA-CITY WATER |  |  |  |  | http://www.toronto.ca/TWONTO#00260 | Sub-Process | Plant Water City Water
| TAB-DOM-HOTWTR | Domestic Water Systems, Floatation | TAB-WORK-AREA-6 |  |  |  |  | http://www.toronto.ca/TWONTO#00260 | Process | Work Area 6
| TAB-DOM-HOTWTR | Domestic Water Systems, Floatation | TAB-WORK-AREA-SEO |  |  |  |  | http://www.toronto.ca/TWONTO#00260 | Process | TAB Work Area SEO
| TRK-DON | DON DRAINAGE AREA | TRK |  |  |  |  | http://www.toronto.ca/TWONTO#00260 | Process | DOS - TRUNK SEWER SYSTEM
| SWM-DON | DON WATERSHED | SWM |  |  |  |  | http://www.toronto.ca/TWONTO#00260 | Process | DOS - STORM WATER MANAGEMENT
| MTMH224 | DORSET PARK STS | TRK-HCK |  |  |  |  | http://www.toronto.ca/TWONTO#00260 | Sub-Process | HIGHLAND CREEK DRAINAGE AREA
| FHO-ELS-GEN-0101-KQ | Generator 1 | FHO-ELS-PS-0003 |  |  |  | GEN | http://www.toronto.ca/TWONTO#00397 | Equipment Location | Emergency Power, Diesel & UPS
| FHO-ELS-GEN-0101-KQ | Generator 1 | FHO-OBSOLETE |  |  |  | GEN | x | Equipment Location | Removed From Service
| FHO-ELS-GEN-0201-KQ | Generator 2 | FHO-ELS-PS-0003 |  |  |  | GEN | http://www.toronto.ca/TWONTO#00397 | Equipment Location | Emergency Power, Diesel & UPS
| FHO-ELS-GEN-0201-KQ | Generator 2 | FHO-OBSOLETE |  |  |  | GEN | x | Equipment Location | Removed From Service
| COW | DOS - CONSTRUCTION WEST | DOS |  |  |  |  | http://www.toronto.ca/TWONTO#00260 | Work Area | DIVISIONAL OPERATIONS SERVICES
| ENG | DOS - ENGINEERING | DOS |  |  |  |  | http://www.toronto.ca/TWONTO#00260 | Work Area | DIVISIONAL OPERATIONS SERVICES
| FAC | DOS - FACILITIES | DOS |  |  |  |  | http://www.toronto.ca/TWONTO#00260 | Work Area | DIVISIONAL OPERATIONS SERVICES
| HEE | DOS - HEAVY EQUIPMENT | DOS |  |  |  |  | http://www.toronto.ca/TWONTO#00260 | Work Area | DIVISIONAL OPERATIONS SERVICES
| OST | DOS - OPERATIONS SUPPORT | DOS |  |  |  |  | http://www.toronto.ca/TWONTO#00260 | Work Area | DIVISIONAL OPERATIONS SERVICES
| OTH | DOS - OTHERS | DOS |  |  |  |  | http://www.toronto.ca/TWONTO#00260 | Work Area | DIVISIONAL OPERATIONS SERVICES
| FHO-ELS-UPS-0001-KQ | Uninterruptible Power Supply Location | FHO-OBSOLETE | Uninterruptible Power Supply |  |  | UPS | x | Equipment Location | Removed From Service
| FHO-ELS-UPS-0001-KQ | Uninterruptible Power Supply Location | FHO-ELS-PS-0003 | Uninterruptible Power Supply |  |  | UPS | x | Equipment Location | Emergency Power, Diesel & UPS
| SWM | DOS - STORM WATER MANAGEMENT | DOS |  |  |  |  | http://www.toronto.ca/TWONTO#00260 | Work Area | DIVISIONAL OPERATIONS SERVICES
| DOS-AGL | DOS ALTERNATE GL | OS |  |  |  |  | http://www.toronto.ca/TWONTO#00260 | Facility | Operational Support
| THR-DRN-WA1 | Drains, Work Area 1 | THR-GRK-PRTY-WA1 |  |  |  |  | http://www.toronto.ca/TWONTO#00260 | Equipment Location | WA1 Property, Humber T. P. for DOS Work Orders
| THR-DRN-WA1 | Drains, Work Area 1 | THR-GRK-WA1 |  |  |  |  | http://www.toronto.ca/TWONTO#00260 | Equipment Location | Building & Grounds Work Area 1
| THR-DRN-WA2 | Drains, Work Area 2 | THR-GRK-PRTY-WA2 |  |  |  |  | http://www.toronto.ca/TWONTO#00260 | Equipment Location | WA2 Property, Humber T. P. for DOS Work Orders
| FHO-FLO-MX-0101-KQ | Raw Water Module 1 | FHO-OBSOLETE |  |  |  | MX | x | Equipment Location | Removed From Service
| FHO-FLO-MX-0101-KQ | Raw Water Module 1 | FHO-FLO |  |  |  | MX | x | Equipment Location | Flocculation System
| FHO-FLO-MX-0201-KQ | Raw Water Module 2 | FHO-OBSOLETE |  |  |  | MX | x | Equipment Location | Removed From Service
| FHO-FLO-MX-0201-KQ | Raw Water Module 2 | FHO-FLO |  |  |  | MX | x | Equipment Location | Flocculation System
| FHO-FLO-MX-0301-KQ | Raw Water Module 3 | FHO-OBSOLETE |  |  |  | MX | x | Equipment Location | Removed From Service
| FHO-FLO-MX-0301-KQ | Raw Water Module 3 | FHO-FLO |  |  |  | MX | x | Equipment Location | Flocculation System
| FHO-FLO-MX-0401-KQ | Raw Water Module 4 | FHO-OBSOLETE |  |  |  | MX | x | Equipment Location | Removed From Service
| FHO-FLO-MX-0401-KQ | Raw Water Module 4 | FHO-FLO |  |  |  | MX | x | Equipment Location | Flocculation System
| FHO-FLO-P-0501-KQ | Pre Filtered Sampling Unit 5 | FHO-OBSOLETE |  |  |  | P | x | Equipment Location | Removed From Service
| FHO-FLO-P-0501-KQ | Pre Filtered Sampling Unit 5 | FHO PRE FILTERED |  |  |  | P | x | Equipment Location | Sampling
| FHO-FLO-P-0601-KQ | Pre Filtered Sampling Unit 6 | FHO-OBSOLETE |  |  |  | P | x | Equipment Location | Removed From Service
| FHO-FLO-P-0601-KQ | Pre Filtered Sampling Unit 6 | FHO PRE FILTERED |  |  |  | P | x | Equipment Location | Sampling
| FHO-FLO-T-0301-KQ | Flocculation Tank | FHO-FLO |  |  |  | T | x | Equipment Location | Flocculation System
| FHO-FLO-T-0301-KQ | Flocculation Tank | FHO-OBSOLETE |  |  |  | T | x | Equipment Location | Removed From Service
| FHO-FLO-T-0401-KQ | Flocculation Tank | FHO-FLO |  |  |  | T | x | Equipment Location | Flocculation System
| FHO-FLO-T-0401-KQ | Flocculation Tank | FHO-OBSOLETE |  |  |  | T | x | Equipment Location | Removed From Service
| FHO-FL-P-0101-KQ | Fluoride Skid 1 | FHO-FL |  |  |  | P | x | Equipment Location | Fluoridation
| FHO-FL-P-0101-KQ | Fluoride Skid 1 | FHO-OBSOLETE |  |  |  | P | x | Equipment Location | Removed From Service
| FHO-FL-P-0201-KQ | Fluoride Skid 2 | FHO-FL |  |  |  | P | x | Equipment Location | Fluoridation
| FHO-FL-P-0201-KQ | Fluoride Skid 2 | FHO-OBSOLETE |  |  |  | P | x | Equipment Location | Removed From Service
| FHO-FL-P-0301A-KQ | Reservoir Sampling | FHO-OBSOLETE |  |  |  | P | x | Equipment Location | Removed From Service
| FHO-FL-P-0301A-KQ | Reservoir Sampling | FHO RESERVOIR |  |  |  | P | x | Equipment Location | Sampling
| FHO-FL-P-0301-KQ | Reservoir Sampling | FHO-OBSOLETE |  |  |  | P | x | Equipment Location | Removed From Service
| FHO-FL-P-0301-KQ | Reservoir Sampling | FHO RESERVOIR |  |  |  | P | x | Equipment Location | Sampling
| THR-DRN-WA2 | Drains, Work Area 2 | THR-GRK-WA2 |  |  |  |  | http://www.toronto.ca/TWONTO#00260 | Equipment Location | Building & Grounds Work Area 2
| THR-DRN-WA3 | Drains, Work Area 3 | THR-GRK-PRTY-WA3 |  |  |  |  | http://www.toronto.ca/TWONTO#00260 | Equipment Location | WA3 Property, Humber T. P. for DOS Work Orders
| THR-DRN-WA3 | Drains, Work Area 3 | THR-GRK-WA3 |  |  |  |  | http://www.toronto.ca/TWONTO#00260 | Equipment Location | Buildings & Grounds, Work Area 3
| FHO-FLT-P-2101A-KQ | Composite Water Supply Sampling Pumping | FHO FILTERED WATER |  |  |  | P | x | Equipment Location | Composite Sampling
| FHO-FLT-P-2101A-KQ | Composite Water Supply Sampling Pumping | FHO-OBSOLETE |  |  |  | P | x | Equipment Location | Removed From Service
| FHO-FLT-P-2101B-KQ | Composite Water Supply Sampling Pumping | FHO FILTERED WATER |  |  |  | P | x | Equipment Location | Composite Sampling
| FHO-FLT-P-2101B-KQ | Composite Water Supply Sampling Pumping | FHO-OBSOLETE |  |  |  | P | x | Equipment Location | Removed From Service
| FHO-FLT-T-0101-KQ | Filter 1 | FHO-FLT |  |  |  | T | x | Equipment Location | Filtration
| FHO-FLT-T-0101-KQ | Filter 1 | FHO-OBSOLETE |  |  |  | T | x | Equipment Location | Removed From Service
| FHO-FLT-T-0201-KQ | Filter 2 | FHO-FLT |  |  |  | T | x | Equipment Location | Filtration
| FHO-FLT-T-0201-KQ | Filter 2 | FHO-OBSOLETE |  |  |  | T | x | Equipment Location | Removed From Service
| FHO-FLT-T-0301-KQ | Filter 3 | FHO-FLT |  |  |  | T | x | Equipment Location | Filtration
| FHO-FLT-T-0301-KQ | Filter 3 | FHO-OBSOLETE |  |  |  | T | x | Equipment Location | Removed From Service
| FHO-FLT-T-0401-KQ | Filter 4 | FHO-FLT |  |  |  | T | x | Equipment Location | Filtration
| FHO-FLT-T-0401-KQ | Filter 4 | FHO-OBSOLETE |  |  |  | T | x | Equipment Location | Removed From Service
| FHO-FLT-T-0501-KQ | Filter 5 | FHO-FLT |  |  |  | T | x | Equipment Location | Filtration
| FHO-FLT-T-0501-KQ | Filter 5 | FHO-OBSOLETE |  |  |  | T | x | Equipment Location | Removed From Service
| FHO-FLT-T-0601-KQ | Filter 6 | FHO-FLT |  |  |  | T | x | Equipment Location | Filtration
| FHO-FLT-T-0601-KQ | Filter 6 | FHO-OBSOLETE |  |  |  | T | x | Equipment Location | Removed From Service
| FHO-FLT-T-0701-KQ | Filter 7 | FHO-FLT |  |  |  | T | x | Equipment Location | Filtration
| FHO-FLT-T-0701-KQ | Filter 7 | FHO-OBSOLETE |  |  |  | T | x | Equipment Location | Removed From Service
| FHO-FLT-T-0801-KQ | Filter 8 | FHO-FLT |  |  |  | T | x | Equipment Location | Filtration
| FHO-FLT-T-0801-KQ | Filter 8 | FHO-OBSOLETE |  |  |  | T | x | Equipment Location | Removed From Service
| THR-DRN-WA4 | Drains, Work Area 4 | THR-GRK-PRTY-WA4 |  |  |  |  | http://www.toronto.ca/TWONTO#00260 | Equipment Location | WA4 Property, Humber T. P. for DOS Work Oders
54992 | TAB-THK-MX | Dry Polymer Feed Preparation System | TAB-THK-POL |  | Chemical Feeder |  |  | http://www.toronto.ca/TWONTO#00260 |  | Polymer System
| MTMH135 | DUFFERIN STS | TRK-DON |  |  |  |  | http://www.toronto.ca/TWONTO#00260 | Sub-Process | DON DRAINAGE AREA
76223 | THR-MCS-MT-0520 | Dust Collector,Metal- JET | THR-MCS-MT2-WA2 |  | Tool |  | MT | http://www.toronto.ca/TWONTO#00260 |  | Machine Tool-2
| COL-EAST | East | COL |  |  |  |  | http://www.toronto.ca/TWONTO#00260 | Work Area | Complex Systems
| MTMH223 | EAST HIGHLAND CREEK STS | TRK-HCK |  |  |  |  | http://www.toronto.ca/TWONTO#00260 | Sub-Process | HIGHLAND CREEK DRAINAGE AREA
| MAIN-240 | Main 240 | WTR-LWA |  |  |  |  | http://www.toronto.ca/TWONTO#00804 | Sub-Process | Work Area 2 Central Mains and Chambers
| COL-EAST-PS | East Pumping Stations | COL-EAST |  |  |  |  | http://www.toronto.ca/TWONTO#00260 | Sub Area | East
146822 | WTR-REB | East Woodbridge Tank | WTR-WEST-TNK |  | Tank | 35846 |  | x |  | Work Area 3 WEST Tanks
| FHA-WWW-EFFL | Effluent Discharge | FHA-WWW |  |  |  |  | http://www.toronto.ca/TWONTO#00260 | Sub-Process | Residue Management / Waste Water System
| THR-EPS | Effluent Pumping Station | THR WORK AREA 3 |  |  |  |  | http://www.toronto.ca/TWONTO#00260 | Process | Plant Services
| THR-EPS | Effluent Pumping Station | THR WORK AREA 4 |  |  |  |  | http://www.toronto.ca/TWONTO#00260 | Process | Liquid Handling 2
136602 | THR-JHSC-EPS | Effluent Pumping Station Bldg., Sorrounding Area | THR-JHSC-WA4 |  | Safety Equipment |  |  | http://www.toronto.ca/TWONTO#00260 |  | Joint Health & Safety Committee WA4
75992 | THR-JHSC-EPSMCC | Effluent Pumping Station Bldg.MCC Rooms | THR-JHSC-WA3 |  | Safety Equipment |  |  | http://www.toronto.ca/TWONTO#00260 |  | Joint Health & Safety Committee WA3
| THR-EPS-P | Effluent Pumping Station, Pumps | THR-EPS |  |  |  |  | http://www.toronto.ca/TWONTO#00260 | Equipment Location | Effluent Pumping Station
| FHO-MCS-P-0201-KQ | Vacuum Priming Pump 2 | FHO-OBSOLETE |  |  |  | P | x | Equipment Location | Removed From Service
| FHO-MCS-P-0201-KQ | Vacuum Priming Pump 2 | FHO-TRW-VP |  |  |  | P | x | Equipment Location | Vacuum Priming
| FHO-MCS-P-0301-KQ | Vacuum Priming Pump 3 | FHO-OBSOLETE |  |  |  | P | x | Equipment Location | Removed From Service
| FHO-MCS-P-0301-KQ | Vacuum Priming Pump 3 | FHO-TRW-VP |  |  |  | P | x | Equipment Location | Vacuum Priming
| MTMH186 | EGLINTON STM | TRK-DON |  |  |  |  | http://www.toronto.ca/TWONTO#00260 | Sub-Process | DON DRAINAGE AREA
| FHA-ELS | Electrical | FHA WORK AREA 2 |  |  |  |  | http://www.toronto.ca/TWONTO#00260 | Process | Services
| FCL-ELS | Electrical Distribution | FCL WORK AREA 2 |  |  |  |  | http://www.toronto.ca/TWONTO#00260 | Process | Plant Services
| FCL-ELS | Electrical Distribution | FCL |  |  |  |  | http://www.toronto.ca/TWONTO#00260 | Process | R L Clark Water Treatment Plant
| TAB_EL1_13.8KV_ELECABS | Electrical Distribution Cabinets,13.8KV,North Substation | TAB_EL1_13.8KV |  |  |  |  | http://www.toronto.ca/TWONTO#00260 | Electrical Equipment | Electrical,13.8KV,North Substation
| FHO-OBSOLETE | Removed From Service | FHO |  |  |  |  | x | Equipment Location | F.J. Horgan Water Treatment Plant
| TAB_RUU_13.8KV_ELECABS | Electrical Distribution Cabinets,13.8KV,Tunnel Substation | TAB_RUU_13.8KV |  |  |  |  | http://www.toronto.ca/TWONTO#00260 | Electrical Equipment | Electrical,13.8KV,Tunnel Substation
| TAB_EL1_4.16KV_ELECABS | Electrical Distribution Cabinets,4.16KV,North Substation | TAB_EL1_4.16KV |  |  |  |  | http://www.toronto.ca/TWONTO#00260 | Electrical Equipment | Electrical,4.16KV,North Substation
| TAB_EL1_NS | Electrical Distribution,North Substation | TAB-ELS-NORTH |  |  |  |  | http://www.toronto.ca/TWONTO#00260 | Division | North Substation
| TAB_EL1_NS | Electrical Distribution,North Substation | TAB |  |  |  |  | http://www.toronto.ca/TWONTO#00260 | Division | Ashbridges Bay Treatment Plant
| FHO-PCL-P-0501-KQ | PACL Train 5 | FHO-OBSOLETE |  |  |  | P | x | Equipment Location | Removed From Service
| FHO-PCL-P-0501-KQ | PACL Train 5 | FHO-PCL |  |  |  | P | x | Equipment Location | PACL System
| FHO-PCL-P-0601-KQ | PACL Train 6 | FHO-OBSOLETE |  |  |  | P | x | Equipment Location | Removed From Service
| FHO-PCL-P-0601-KQ | PACL Train 6 | FHO-PCL |  |  |  | P | x | Equipment Location | PACL System
| FHO-PCL-P-0701-KQ | PACL Train 7 | FHO-OBSOLETE |  |  |  | P | x | Equipment Location | Removed From Service
| FHO-PCL-P-0701-KQ | PACL Train 7 | FHO-PCL |  |  |  | P | x | Equipment Location | PACL System
| FHO-PCL-T-0101-KQ | PACL Storage Tank 1 | FHO-OBSOLETE |  |  |  | T | x | Equipment Location | Removed From Service
| FHO-PCL-T-0101-KQ | PACL Storage Tank 1 | FHO-PCL |  |  |  | T | x | Equipment Location | PACL System
| FHO-PCL-T-0201-KQ | PACL Storage Tank 2 | FHO-OBSOLETE |  |  |  | T | x | Equipment Location | Removed From Service
| FHO-PCL-T-0201-KQ | PACL Storage Tank 2 | FHO-PCL |  |  |  | T | x | Equipment Location | PACL System
| COL-PCU-AUX-ELEC | Electrical Equipment | COL-PCU-AUX |  |  |  |  | http://www.toronto.ca/TWONTO#00260 | Sub-Process | Auxiliary Equipment
| COL-PLB-AUX-ELEC | Electrical Equipment | COL-PLB-AUX |  |  |  |  | http://www.toronto.ca/TWONTO#00260 | Sub-Process | Auxiliary Equipment
| FHO-POL-P-0301-KQ | Polymer Skid 3 | FHO-OBSOLETE |  |  |  | P | x | Equipment Location | Removed From Service
| FHO-POL-P-0301-KQ | Polymer Skid 3 | FHO-POL |  |  |  | P | x | Equipment Location | Polymer System
| FHO-POL-P-0401-KQ | Polymer Skid 4 | FHO-OBSOLETE |  |  |  | P | x | Equipment Location | Removed From Service
| FHO-POL-P-0401-KQ | Polymer Skid 4 | FHO-POL |  |  |  | P | x | Equipment Location | Polymer System
| FHO-POL-P-0501-KQ | Polymer Skid 5 | FHO-OBSOLETE |  |  |  | P | x | Equipment Location | Removed From Service
| FHO-POL-P-0501-KQ | Polymer Skid 5 | FHO-POL |  |  |  | P | x | Equipment Location | Polymer System
| FHO-POL-P-0601-KQ | Polymer Skid 6 | FHO-OBSOLETE |  |  |  | P | x | Equipment Location | Removed From Service
| FHO-POL-P-0601-KQ | Polymer Skid 6 | FHO-POL |  |  |  | P | x | Equipment Location | Polymer System
| FHO-POL-P-0701-KQ | Polymer Skid 7 | FHO-OBSOLETE |  |  |  | P | x | Equipment Location | Removed From Service
| FHO-POL-P-0701-KQ | Polymer Skid 7 | FHO-POL |  |  |  | P | x | Equipment Location | Polymer System
| FHO-POL-T-0101-KQ | Polymer Solution Storage Tank 1 | FHO-OBSOLETE |  |  |  | T | x | Equipment Location | Removed From Service
| FHO-POL-T-0101-KQ | Polymer Solution Storage Tank 1 | FHO-POL |  |  |  | T | x | Equipment Location | Polymer System
| FHO-POL-T-0201-KQ | Polymer Solution Storage Tank 2 | FHO-OBSOLETE |  |  |  | T | x | Equipment Location | Removed From Service
| FHO-POL-T-0201-KQ | Polymer Solution Storage Tank 2 | FHO-POL |  |  |  | T | x | Equipment Location | Polymer System
| COL-PLB-AUX-ELEC | Electrical Equipment | COL-PLB |  |  |  |  | http://www.toronto.ca/TWONTO#00260 | Sub-Process | Long Branch Pumping Station
| COL-PWR-AUX-ELEC | Electrical Equipment | COL-PWR-AUX |  |  |  |  | http://www.toronto.ca/TWONTO#00260 | Sub-Process | Auxiliary Equipment
| FHO-RW-P-1301-KQ | Raw Water Lab Sample Pump Unit 1 | FHO-OBSOLETE |  |  |  | P | x | Equipment Location | Removed From Service
| FHO-RW-P-1301-KQ | Raw Water Lab Sample Pump Unit 1 | FHO RAW H2O |  |  |  | P | x | Equipment Location | Raw water Sampling
| FHO-RW-P-1401-KQ | Raw Water Lab Sample Pump Unit 2 | FHO-OBSOLETE |  |  |  | P | x | Equipment Location | Removed From Service
| FHO-RW-P-1401-KQ | Raw Water Lab Sample Pump Unit 2 | FHO RAW H2O |  |  |  | P | x | Equipment Location | Raw water Sampling
| FHO-RW-P-1501-KQ | Zebra Mussel Control Sample Pump Unit 1 | FHO-OBSOLETE |  |  |  | P | x | Equipment Location | Removed From Service
| FHO-RW-P-1501-KQ | Zebra Mussel Control Sample Pump Unit 1 | FHO RAW H2O |  |  |  | P | x | Equipment Location | Raw water Sampling
| FHO-RW-P-1601-KQ | Zebra Mussel Control Sample Pump Unit 2 | FHO-OBSOLETE |  |  |  | P | x | Equipment Location | Removed From Service
| FHO-RW-P-1601-KQ | Zebra Mussel Control Sample Pump Unit 2 | FHO RAW H2O |  |  |  | P | x | Equipment Location | Raw water Sampling
| FHO-RW-P-1801-KQ | RW Pump Unit 18 | FHO-OBSOLETE |  |  |  | P | x | Equipment Location | Removed From Service
| FHO-RW-P-1801-KQ | RW Pump Unit 18 | FHO-RAW |  |  |  | P | x | Equipment Location | Raw Water Production
| FHO-RW-P-1901-KQ | RW Pump Unit 19 | FHO-OBSOLETE |  |  |  | P | x | Equipment Location | Removed From Service
| FHO-RW-P-1901-KQ | RW Pump Unit 19 | FHO-RAW |  |  |  | P | x | Equipment Location | Raw Water Production
| FHO-RW-P-2201-KQ | RW Pump Unit 22 | FHO-OBSOLETE |  |  |  | P | x | Equipment Location | Removed From Service
| FHO-RW-P-2201-KQ | RW Pump Unit 22 | FHO-RAW |  |  |  | P | x | Equipment Location | Raw Water Production
| FHO-RW-P-2301-KQ | RW Pump Unit 23 | FHO-OBSOLETE |  |  |  | P | x | Equipment Location | Removed From Service
| FHO-RW-P-2301-KQ | RW Pump Unit 23 | FHO-RAW |  |  |  | P | x | Equipment Location | Raw Water Production
| FHO-RW-P-2601-KQ | RW Pump Unit 26 | FHO-OBSOLETE |  |  |  | P | x | Equipment Location | Removed From Service
| FHO-RW-P-2601-KQ | RW Pump Unit 26 | FHO-RAW |  |  |  | P | x | Equipment Location | Raw Water Production
| FHO-RW-P-2701-KQ | RW Pump Unit 27 | FHO-OBSOLETE |  |  |  | P | x | Equipment Location | Removed From Service
| FHO-RW-P-2701-KQ | RW Pump Unit 27 | FHO-RAW |  |  |  | P | x | Equipment Location | Raw Water Production
| FHO-SA-C-0101-KQ | Air Compressor 1 | FHO-MCS-SA/AI |  |  |  | C | http://www.toronto.ca/TWONTO#00233 | Equipment Location | Instrument Air & Service Air
| FHO-SA-C-0101-KQ | Air Compressor 1 | FHO-OBSOLETE |  |  |  | C | http://www.toronto.ca/TWONTO#00233 | Equipment Location | Removed From Service
| FHO-SA-C-0201-KQ | Air Compressor 2 | FHO-MCS-SA/AI |  |  |  | C | http://www.toronto.ca/TWONTO#00233 | Equipment Location | Instrument Air & Service Air
| FHO-SA-C-0201-KQ | Air Compressor 2 | FHO-OBSOLETE |  |  |  | C | http://www.toronto.ca/TWONTO#00233 | Equipment Location | Removed From Service
| FHO-SA-C-0301-KQ | Service Air Compressor 3 | FHO-MCS-SA/AI |  |  | 32276 | C | x | Equipment Location | Instrument Air & Service Air
| FHO-SA-C-0301-KQ | Service Air Compressor 3 | FHO-OBSOLETE |  |  | 32276 | C | x | Equipment Location | Removed From Service
| FHO-SA-C-0401-KQ-SU | Service Air Compressor 4 | FHO-MCS-SA/AI |  |  | 32278 | C | x | Equipment Location | Instrument Air & Service Air
| FHO-SA-C-0401-KQ-SU | Service Air Compressor 4 | FHO-OBSOLETE |  |  | 32278 | C | x | Equipment Location | Removed From Service
| TAB-PRS-ELQ | Electrical Equipment | TAB-PRS2 |  |  |  |  | http://www.toronto.ca/TWONTO#00260 | Equipment Location | Phosphorus Removal System
| YTF-ELS | Electrical Equipment | YTF-BLDG |  |  |  |  | http://www.toronto.ca/TWONTO#00260 | Process | Bullding Services
| MAIN-242 | Main 242 | WTR-LWA |  |  |  |  | http://www.toronto.ca/TWONTO#00804 | Sub-Process | Work Area 2 Central Mains and Chambers
| TAB-AER-OZ-ELQ | Electrical Equipment Location, Aeration West Quad House | TAB-AER-SB | Control Panel,MCC |  |  |  | http://www.toronto.ca/TWONTO#00260 | Equipment Location | Aeration Odour Control
| TAB-AER-OZ-ELQ | Electrical Equipment Location, Aeration West Quad House | TAB-WORK-AREA-SOL | Control Panel,MCC |  |  |  | http://www.toronto.ca/TWONTO#00260 | Equipment Location | TAB Work Area Sol
48362 | TAB-ELS-WA8 | Electrical Equipment, Work Area 8, ( Panel Boards, MCC ) | TAB-WA8 |  | Motor Control Center |  |  | http://www.toronto.ca/TWONTO#00260 |  | Common to WA8 Bldg. Services
| FHO-SM-SB-0001-KQ | Scrubber | FHO-OBSOLETE | Scrubber |  |  | SB | x | Equipment Location | Removed From Service
| FHO-SM-SB-0001-KQ | Scrubber | FHO-SES | Scrubber |  |  | SB | x | Equipment Location | Safety & Environmental Services
| TAB_EL1_13.8KV_JUNCT EQUP | Electrical Junction Equipment,13.8KV | TAB_EL1_13.8KV |  |  |  |  | http://www.toronto.ca/TWONTO#00260 | Electrical Equipment | Electrical,13.8KV,North Substation
| TAB_EL1_13.8KV_LINES | Electrical Power Line,13.8KV,North Substation | TAB_EL1_13.8KV |  |  |  |  | http://www.toronto.ca/TWONTO#00260 | Electrical Equipment | Electrical,13.8KV,North Substation
| TAB_EL1_L_1501 | Electrical Power Line,EL1-BUS-1501,EL1-TR-1501,North Substation | TAB_EL1_13.8KV_LINES |  |  |  |  | http://www.toronto.ca/TWONTO#00260 | Division | Electrical Power Line,13.8KV,North Substation
| TAB_EL1_L_1503 | Electrical Power Line,EL1-BUS-1501,EL1-TR-1503,North Substation | TAB_EL1_13.8KV_LINES |  |  |  |  | http://www.toronto.ca/TWONTO#00260 | Division | Electrical Power Line,13.8KV,North Substation
| TAB_EL1_L_1505 | Electrical Power Line,EL1-BUS-1501,EL1-TR-1505,North Substation | TAB_EL1_13.8KV_LINES |  |  |  |  | http://www.toronto.ca/TWONTO#00260 | Division | Electrical Power Line,13.8KV,North Substation
| TAB_EL1_L_1502 | Electrical Power Line,EL1-BUS-1502,EL1-TR-1502,North Substation | TAB_EL1_13.8KV_LINES |  |  |  |  | http://www.toronto.ca/TWONTO#00260 | Division | Electrical Power Line,13.8KV,North Substation
| TAB_EL1_L_1504 | Electrical Power Line,EL1-BUS-1502,EL1-TR-1504,North Substation | TAB_EL1_13.8KV_LINES |  |  |  |  | http://www.toronto.ca/TWONTO#00260 | Division | Electrical Power Line,13.8KV,North Substation
| TAB_EL1_L_1506 | Electrical Power Line,EL1-BUS-1502,EL1-TR-1506,North Substation | TAB_EL1_13.8KV_LINES |  |  |  |  | http://www.toronto.ca/TWONTO#00260 | Division | Electrical Power Line,13.8KV,North Substation
| FHO-SUSPENDED | Suspended Entity List | FHO |  |  |  |  | x | Obsolete Entity | F.J. Horgan Water Treatment Plant
| THR-ELS | Electrical Power System | THR WORK AREA 3 |  |  |  |  | http://www.toronto.ca/TWONTO#00260 | Process | Plant Services
| THR-ELS-TESTREPORTS | Electrical Power System, Bulk Test Reports | THR WORK AREA 3 |  |  |  |  | http://www.toronto.ca/TWONTO#00260 | Equipment Location | Plant Services
| FHO-TRW-C-0101-KQ | Surge Air Compressor 1 | FHO-OBSOLETE |  |  |  | C | http://www.toronto.ca/TWONTO#00233 | Equipment Location | Removed From Service
| FHO-TRW-C-0101-KQ | Surge Air Compressor 1 | FHO-TRW- SURGE |  |  |  | C | http://www.toronto.ca/TWONTO#00233 | Equipment Location | Surge Protection System
| FHO-TRW-C-0102-KQ | Surge Air Compressor 2 | FHO-TRW- SURGE |  |  |  | C | http://www.toronto.ca/TWONTO#00233 | Equipment Location | Surge Protection System
| FHO-TRW-C-0102-KQ | Surge Air Compressor 2 | FHO-OBSOLETE |  |  |  | C | http://www.toronto.ca/TWONTO#00233 | Equipment Location | Removed From Service
| FHO-TRW-C-0103-KQ | Surge Air Compressor 3 | FHO-OBSOLETE |  |  |  | C | http://www.toronto.ca/TWONTO#00233 | Equipment Location | Removed From Service
| FHO-TRW-C-0103-KQ | Surge Air Compressor 3 | FHO-TRW- SURGE |  |  |  | C | http://www.toronto.ca/TWONTO#00233 | Equipment Location | Surge Protection System
| TAB-ELS-ESQ | Electrical Safety Equipment | TAB POWER DISTRIB |  |  |  |  | http://www.toronto.ca/TWONTO#00260 | Process | TAB Power Distribution and Process Control
| FHO-TRW-P-0100-KQ | TRW Pump Unit 1 | FHO-OBSOLETE |  |  | 33321 | P | x | Equipment Location | Removed From Service
| FHO-TRW-P-0100-KQ | TRW Pump Unit 1 | FHO TRW PUMPING |  |  | 33321 | P | x | Equipment Location | Treated Water Pumping
| FHO-TRW-P-0101A-KQ | Treated Water Output Sampling | FHO-OBSOLETE |  |  |  | P | x | Equipment Location | Removed From Service
| FHO-TRW-P-0101A-KQ | Treated Water Output Sampling | FHO TRW OUTPUT |  |  |  | P | x | Equipment Location | Treated Water Output Sampling
| FHO-TRW-P-0101B-KQ | Treated Water Output Sampling | FHO-OBSOLETE |  |  |  | P | x | Equipment Location | Removed From Service
| FHO-TRW-P-0101B-KQ | Treated Water Output Sampling | FHO TRW OUTPUT |  |  |  | P | x | Equipment Location | Treated Water Output Sampling
| FHO-TRW-P-0300-KQ | TRW Pump Unit 3 | FHO-OBSOLETE |  |  |  | P | x | Equipment Location | Removed From Service
| FHO-TRW-P-0300-KQ | TRW Pump Unit 3 | FHO TRW PUMPING |  |  |  | P | x | Equipment Location | Treated Water Pumping
| FHO-TRW-P-0400-KQ | TRW Pump Unit 4 | FHO-OBSOLETE |  |  |  | P | x | Equipment Location | Removed From Service
| FHO-TRW-P-0400-KQ | TRW Pump Unit 4 | FHO TRW PUMPING |  |  |  | P | x | Equipment Location | Treated Water Pumping
| FHO-TRW-P-0500-KQ | TRW Pump Unit 5 | FHO-OBSOLETE |  |  |  | P | x | Equipment Location | Removed From Service
| FHO-TRW-P-0500-KQ | TRW Pump Unit 5 | FHO TRW PUMPING |  |  |  | P | x | Equipment Location | Treated Water Pumping
| FHO-TRW-P-0800-KQ | TRW Pump Unit 8 | FHO-OBSOLETE |  |  |  | P | x | Equipment Location | Removed From Service
| FHO-TRW-P-0800-KQ | TRW Pump Unit 8 | FHO TRW PUMPING |  |  |  | P | x | Equipment Location | Treated Water Pumping
| FHO-TRW-P-0900-KQ | TRW Pump Unit 9 | FHO-OBSOLETE |  |  |  | P | x | Equipment Location | Removed From Service
| FHO-TRW-P-0900-KQ | TRW Pump Unit 9 | FHO TRW PUMPING |  |  |  | P | x | Equipment Location | Treated Water Pumping
| FHO-TRW-P-1000-KQ | TRW Pump Unit 10 | FHO-OBSOLETE |  |  |  | P | x | Equipment Location | Removed From Service
| FHO-TRW-P-1000-KQ | TRW Pump Unit 10 | FHO TRW PUMPING |  |  |  | P | x | Equipment Location | Treated Water Pumping
| FHO-TRW-P-1100-KQ | TRW Pump Unit 11 | FHO-OBSOLETE |  |  |  | P | x | Equipment Location | Removed From Service
| FHO-TRW-P-1100-KQ | TRW Pump Unit 11 | FHO TRW PUMPING |  |  |  | P | x | Equipment Location | Treated Water Pumping
| FHO-TRW-P-1200-KQ | TRW Pump Unit 12 | FHO-OBSOLETE |  |  |  | P | x | Equipment Location | Removed From Service
| FHO-TRW-P-1200-KQ | TRW Pump Unit 12 | FHO TRW PUMPING |  |  |  | P | x | Equipment Location | Treated Water Pumping
| FHO-TRW-P-3000-KQ | TRW Pump Unit 30 | FHO-OBSOLETE |  |  |  | P | x | Equipment Location | Removed From Service
| FHO-TRW-P-3000-KQ | TRW Pump Unit 30 | FHO TRW PUMPING |  |  |  | P | x | Equipment Location | Treated Water Pumping
| TAB-ELS-ESQ | Electrical Safety Equipment | TAB-WORK-AREA-8 |  |  |  |  | http://www.toronto.ca/TWONTO#00260 | Process | Electrical Sub- Stations
| FHO-TRW-T-0001-KQ | Surge Tank 1 | FHO-OBSOLETE |  |  |  | T | x | Equipment Location | Removed From Service
| FHO-TRW-T-0001-KQ | Surge Tank 1 | FHO-TRW- SURGE |  |  |  | T | x | Equipment Location | Surge Protection System
| FHO-TRW-T-0002-KQ | Surge Tank 2 | FHO-OBSOLETE |  |  |  | T | x | Equipment Location | Removed From Service
| FHO-TRW-T-0002-KQ | Surge Tank 2 | FHO-TRW- SURGE |  |  |  | T | x | Equipment Location | Surge Protection System
| FHO-TRW-T-0003-KQ | Surge Tank 3 | FHO-OBSOLETE |  |  |  | T | x | Equipment Location | Removed From Service
| FHO-TRW-T-0003-KQ | Surge Tank 3 | FHO-TRW- SURGE |  |  |  | T | x | Equipment Location | Surge Protection System
129185 | THC-THK-ELQ-0001 | Electrical Services 110V-220v, Sludge Thickening | THC-THK-ELS |  | Power Distribution Panel |  | ELQ | http://www.toronto.ca/TWONTO#00260 |  | TWAS Elecftrical equipment Sludge Thickening
| MAIN-242 | Main 242 | WTR-MT1 |  |  |  |  | http://www.toronto.ca/TWONTO#00804 | Sub-Process | Work Area 1 EAST Mains and Chambers
| MAIN-243 | Main 243 | WTR-LWA |  |  |  |  | http://www.toronto.ca/TWONTO#00804 | Sub-Process | Work Area 2 Central Mains and Chambers
| TAB-WORK-AREA-8 | Electrical Sub- Stations | TAB |  |  |  | AREA | http://www.toronto.ca/TWONTO#00260 | Work Area | Ashbridges Bay Treatment Plant
| FHO-WWW-BL-0701-KQ | WW Blower 7 | FHO-OBSOLETE |  |  |  | BL | x | Equipment Location | Removed From Service
| TAB-ELS-SUB | Electrical Substations | TAB POWER DISTRIB |  |  |  |  | http://www.toronto.ca/TWONTO#00260 | Process | TAB Power Distribution and Process Control
| FHO-WWW-BL-0801-KQ | WW Blower 8 | FHO-OBSOLETE |  |  |  | BL | x | Equipment Location | Removed From Service
| FHO-WWW-P-0101-KQ | WW Pump 1 | FHO-OBSOLETE |  |  |  | P | x | Equipment Location | Removed From Service
| FHO-WWW-P-0101-KQ | WW Pump 1 | FHO-WWW |  |  |  | P | x | Equipment Location | Residue Management / Waste Water System
| FHO-WWW-P-0201-KQ | WW Pump 2 | FHO-OBSOLETE |  |  |  | P | x | Equipment Location | Removed From Service
| FHO-WWW-P-0201-KQ | WW Pump 2 | FHO-WWW |  |  |  | P | x | Equipment Location | Residue Management / Waste Water System
| FHO-WWW-P-0301-KQ | WW Pump 3 | FHO-OBSOLETE |  |  |  | P | x | Equipment Location | Removed From Service
| FHO-WWW-P-0301-KQ | WW Pump 3 | FHO-WWW |  |  |  | P | x | Equipment Location | Residue Management / Waste Water System
| FHO-WWW-P-0901-KQ | WW Polymer Pump System | FHO-OBSOLETE |  |  |  | P | x | Equipment Location | Removed From Service
| FHO-WWW-P-0901-KQ | WW Polymer Pump System | FHO-WWW |  |  |  | P | x | Equipment Location | Residue Management / Waste Water System
| FHO-WWW-T-0101-KQ | Tank, Waste Water Holding Tank 1 | FHO-OBSOLETE | Tank,Non-Pressurized |  |  | T | x | Equipment Location | Removed From Service
| FHO-WWW-T-0101-KQ | Tank, Waste Water Holding Tank 1 | FHO-WWW | Tank,Non-Pressurized |  |  | T | x | Equipment Location | Residue Management / Waste Water System
| FHO-WWW-T-0102-KQ | Clarifier 1 | FHO-WWW |  |  |  | T | x | Equipment Location | Residue Management / Waste Water System
| FHO-WWW-T-0102-KQ | Clarifier 1 | FHO-OBSOLETE |  |  |  | T | x | Equipment Location | Removed From Service
| FHO-WWW-T-0201-KQ | Tank, Waste Water Holding Tank 2 | FHO-OBSOLETE |  |  |  | T | x | Equipment Location | Removed From Service
| FHO-WWW-T-0201-KQ | Tank, Waste Water Holding Tank 2 | FHO-WWW |  |  |  | T | x | Equipment Location | Residue Management / Waste Water System
| FHO-WWW-T-0202-KQ | Clarifier 2 | FHO-WWW |  |  |  | T | x | Equipment Location | Residue Management / Waste Water System
| FHO-WWW-T-0202-KQ | Clarifier 2 | FHO-OBSOLETE |  |  |  | T | x | Equipment Location | Removed From Service
| TAB-ELS-SUB | Electrical Substations | TAB-WORK-AREA-8 |  |  |  |  | http://www.toronto.ca/TWONTO#00260 | Process | Electrical Sub- Stations
| FHO-ZMC-P-0101-KQ | Zebra Mussel Chlorination Pump 1 | FHO-OBSOLETE |  |  |  | P | x | Equipment Location | Removed From Service
| FHO-ZMC-P-0101-KQ | Zebra Mussel Chlorination Pump 1 | FHO-ZMC |  |  |  | P | x | Equipment Location | Zebra Mussel Control System
| FHO-ZMC-P-0201-KQ | Zebra Mussel Chlorination Pump 2 | FHO-OBSOLETE |  |  |  | P | x | Equipment Location | Removed From Service
| FHO-ZMC-P-0201-KQ | Zebra Mussel Chlorination Pump 2 | FHO-ZMC |  |  |  | P | x | Equipment Location | Zebra Mussel Control System
| WTR-PAH-ELS | Electrical System | WTR-PAH |  |  |  |  | http://www.toronto.ca/TWONTO#00260 | Sub-Process | Armour Heights Pumping Station
| WTR-PDS-ELS | Electrical System | WTR-PDS |  |  |  |  | http://www.toronto.ca/TWONTO#00260 | Sub-Process | Dorset Pumping Station
| WTR-PDS-ELS | Electrical System | WTR-PDSS |  |  |  |  | http://www.toronto.ca/TWONTO#00260 | Sub-Process | Dorset Pumping station (Chamber Replaced with Pod)
| WTR-PEG-ELS | Electrical System | WTR-PEG |  |  |  |  | http://www.toronto.ca/TWONTO#00260 | Sub-Process | Eglinton Pumping Station
| WTR-PEL-ELS | Electrical System | WTR-PEL |  |  |  |  | http://www.toronto.ca/TWONTO#00260 | Sub-Process | Ellesmere Pumping Station
| WTR-PHL-ELS | Electrical System | WTR-PHL |  |  |  |  | http://www.toronto.ca/TWONTO#00260 | Sub-Process | High Level Pumping Station
| WTR-PJO-ELS | Electrical System | WTR-PJO |  |  |  |  | http://www.toronto.ca/TWONTO#00260 | Sub-Process | Wm. H. Johnston Pumping Station
| WTR-PJS-ELS | Electrical System | WTR-PJS |  |  |  |  | http://www.toronto.ca/TWONTO#00260 | Sub-Process | John Street Pumping Station
| WTR-PKL-ELS | Electrical System | WTR-PKL |  |  |  |  | http://www.toronto.ca/TWONTO#00260 | Sub-Process | Keele Pumping Station
| WTR-PKN-ELS | Electrical System | WTR-PKN |  |  |  |  | http://www.toronto.ca/TWONTO#00260 | Sub-Process | Kennedy Pumping Station
| WTR-PLW-ELS | Electrical System | WTR-PLW |  |  |  |  | http://www.toronto.ca/TWONTO#00260 | Sub-Process | Lawrence Pumping Station
| WTR-PMI-ELS | Electrical System | WTR-PMI |  |  |  |  | http://www.toronto.ca/TWONTO#00260 | Sub-Process | Milliken Pumping Station
| WTR-PPD-ELS | Electrical System | WTR-PPD |  |  |  |  | http://www.toronto.ca/TWONTO#00260 | Sub-Process | Parkdale Pumping Station
| WTR-PRH-ELS | Electrical System | WTR-PRH |  |  |  |  | http://www.toronto.ca/TWONTO#00260 | Sub-Process | Rosehill Pumping Station
| WTR-PRV-ELS | Electrical System | WTR-PRV |  |  |  |  | http://www.toronto.ca/TWONTO#00260 | Sub-Process | Richview Pumping Station
| WTR-PSA-ELS | Electrical System | WTR-PSA |  |  |  |  | http://www.toronto.ca/TWONTO#00260 | Sub-Process | St. Albans Pumping Station
| WTR-PSC-ELS | Electrical System | WTR-PSC |  |  |  |  | http://www.toronto.ca/TWONTO#00260 | Sub-Process | Scarborough Pumping Station
| WTR-PTH-ELS | Electrical System | WTR-PTH |  |  |  |  | http://www.toronto.ca/TWONTO#00260 | Sub-Process | Thornhill Pumping Station
| WTR-PWT-ELS | Electrical System | WTR-PWT |  |  |  |  | http://www.toronto.ca/TWONTO#00260 | Sub-Process | West Toronto Pumping Station
| WTR-RBV-ELS | Electrical System | WTR-RBV |  |  |  |  | http://www.toronto.ca/TWONTO#00260 | Sub-Process | Bayview Reservoir
| WTR-RDF-ELS | Electrical System | WTR-RDF |  |  |  |  | http://www.toronto.ca/TWONTO#00260 | Sub-Process | Dufferin Reservoir
| WTR-REG-ELS | Electrical System | WTR-REG |  |  |  |  | http://www.toronto.ca/TWONTO#00260 | Sub-Process | Eglinton Reservoir
| WTR-REL-ELS | Electrical System | WTR-REL |  |  |  |  | http://www.toronto.ca/TWONTO#00260 | Sub-Process | Ellesmere Reservoir
| WTR-RKL-ELS | Electrical System | WTR-RKL |  |  |  |  | http://www.toronto.ca/TWONTO#00260 | Sub-Process | Keele Reservoir
| WTR-RLL-ELS | Electrical System | WTR-RLL |  |  |  |  | http://www.toronto.ca/TWONTO#00260 | Sub-Process | Leslie Tank
| WTR-RLW-ELS | Electrical System | WTR-RLW |  |  |  |  | http://www.toronto.ca/TWONTO#00260 | Sub-Process | Lawrence Reservoir
| WTR-RMA-ELS | Electrical System | WTR-RMA |  |  |  |  | http://www.toronto.ca/TWONTO#00260 | Sub-Process | Markham Reservoir
| WTR-RMI-ELS | Electrical System | WTR-RMI |  |  |  |  | http://www.toronto.ca/TWONTO#00260 | Sub-Process | Milliken Reservoir
| WTR-RMT-ELS | Electrical System | WTR-RMT |  |  |  |  | http://www.toronto.ca/TWONTO#00260 | Sub-Process | Milliken Tank
| WTR-RRG-ELS | Electrical System | WTR-RRG |  |  |  |  | http://www.toronto.ca/TWONTO#00260 | Sub-Process | Rouge Tank
| WTR-RRH-ELS | Electrical System | WTR-RRH |  |  |  |  | http://www.toronto.ca/TWONTO#00260 | Sub-Process | Rosehill Reservoir
| WTR-RRV-ELS | Electrical System | WTR-RRV |  |  |  |  | http://www.toronto.ca/TWONTO#00260 | Sub-Process | Richview Reservoir
| WTR-RST-ELS | Electrical System | WTR-RST |  |  |  |  | http://www.toronto.ca/TWONTO#00260 | Sub-Process | St.Clair Reservoir
| WTR-RWA-ELS | Electrical System | WTR-RWA |  |  |  |  | http://www.toronto.ca/TWONTO#00260 | Sub-Process | Warden Tank
| WTR-RWL-ELS | Electrical System | WTR-RWL |  |  |  |  | http://www.toronto.ca/TWONTO#00260 | Sub-Process | Whitlam Tank
134479 | THR-ELS-AER | Electrical System, Aeration and Galleries | THR-ELS |  | Safety Equipment |  |  | http://www.toronto.ca/TWONTO#00260 |  | Electrical Power System
134480 | THR-ELS-AER | Electrical System, Aeration and Galleries | THR-SES-WA3 |  | Safety Equipment |  |  | x |  | Safety & Environmental Services
73382 | THR-ELS-AER | Electrical System, Aeration and Galleries | THR-ELS-SQ |  | Safety Equipment |  |  | http://www.toronto.ca/TWONTO#00260 |  | Electrical Safety Equipment, Gloves, Hot Stick, HVT & Megger
| THR-ELS-ADM | Electrical System, Administration Building | THR-ELS |  |  |  |  | http://www.toronto.ca/TWONTO#00260 | Equipment Location | Electrical Power System
| THR-ELS-ACB | Electrical System, Air Compressor Building | THR-ELS |  |  |  |  | http://www.toronto.ca/TWONTO#00260 | Equipment Location | Electrical Power System
| THR-ELS-CG | Electrical System, Co-Generation | THR-ELS |  |  |  |  | http://www.toronto.ca/TWONTO#00260 | Equipment Location | Electrical Power System
| THR-ELS-GCB | Electrical System, Digester Gas Compressor Building | THR-ELS |  |  |  |  | http://www.toronto.ca/TWONTO#00260 | Equipment Location | Electrical Power System
| THR-ELS-DIG | Electrical System, Digester Tanks | THR-ELS |  |  |  |  | http://www.toronto.ca/TWONTO#00260 | Equipment Location | Electrical Power System
| THR-ELS-DIS | Electrical System, Disinfection, Chlorine Building | THR-ELS |  |  |  |  | http://www.toronto.ca/TWONTO#00260 | Equipment Location | Electrical Power System
| MAIN-245 | Main 245 | WTR-LWA |  |  |  |  | http://www.toronto.ca/TWONTO#00804 | Sub-Process | Work Area 2 Central Mains and Chambers
| THR-ELS-EPS | Electrical System, Effluent Pumping System | THR-ELS |  |  |  |  | http://www.toronto.ca/TWONTO#00260 | Equipment Location | Electrical Power System
| THR-ELS-FC | Electrical System, Ferrous Chloride Building | THR-ELS |  |  |  |  | http://www.toronto.ca/TWONTO#00260 | Equipment Location | Electrical Power System
| THR-ELS-FPW | Electrical System, Filtered Plant Water Building | THR-ELS |  |  |  |  | http://www.toronto.ca/TWONTO#00260 | Equipment Location | Electrical Power System
| THR-ELS-FST | Electrical System, Final Sedimentation Tanks & Galleries | THR-ELS |  |  |  |  | http://www.toronto.ca/TWONTO#00260 | Equipment Location | Electrical Power System
| THR-ELS-FST | Electrical System, Final Sedimentation Tanks & Galleries | THR-ELS-HPBB |  |  |  |  | http://www.toronto.ca/TWONTO#00260 | Equipment Location | Electrical System, High Pressure Blower Building
| THR-ELS-GRIT | Electrical System, Grit Bldg., North Prelimanry and Primary Station | THR-ELS |  |  |  |  | http://www.toronto.ca/TWONTO#00260 | Equipment Location | Electrical Power System
| THR-ELS-HH | Electrical System, Head House and Engine Room | THR-ELS |  |  |  |  | http://www.toronto.ca/TWONTO#00260 | Equipment Location | Electrical Power System
| FIS-CONTRACTOR | Island WTP - Contractor Quotes | FIS-GRK |  |  |  |  | http://www.toronto.ca/TWONTO#00278 | Building Service | FIS Buildings & Grounds
| THR-ELS-HPBB | Electrical System, High Pressure Blower Building | THR-ELS |  |  |  |  | http://www.toronto.ca/TWONTO#00260 | Equipment Location | Electrical Power System
| THR-ELS-NS | Electrical System, North Substation | THR-ELS |  |  |  |  | http://www.toronto.ca/TWONTO#00260 | Equipment Location | Electrical Power System
| THR-ELS-OCS | Electrical System, Odour Control System | THR-ELS |  |  |  |  | http://www.toronto.ca/TWONTO#00260 | Equipment Location | Electrical Power System
| THR-ELS-PRS | Electrical System, Phosphorous Removal System | THR-ELS |  |  |  |  | http://www.toronto.ca/TWONTO#00260 | Equipment Location | Electrical Power System
| THR-ELS-PRMS | Electrical System, Primary Station South | THR-ELS |  |  |  |  | http://www.toronto.ca/TWONTO#00260 | Equipment Location | Electrical Power System
| THR-ELS-RSPS | Electrical System, Returns Sludge Pumping Station | THR-ELS |  |  |  |  | http://www.toronto.ca/TWONTO#00260 | Equipment Location | Electrical Power System
| THR-ELS-STB | Electrical System, Sludge Thickening Building | THR-ELS |  |  |  |  | http://www.toronto.ca/TWONTO#00260 | Equipment Location | Electrical Power System
| MAIN-245 | Main 245 | WTR-MT1 |  |  |  |  | http://www.toronto.ca/TWONTO#00804 | Sub-Process | Work Area 1 EAST Mains and Chambers
| THR-ELS-WS | Electrical System, West Substation | THR-ELS |  |  |  |  | http://www.toronto.ca/TWONTO#00260 | Equipment Location | Electrical Power System
| TAB_EL1_13.8KV | Electrical,13.8KV,North Substation | TAB_EL1_NS |  |  |  |  | http://www.toronto.ca/TWONTO#00260 | Division | Electrical Distribution,North Substation
| TAB_RUU_13.8KV | Electrical,13.8KV,Tunnel Substation | TAB_EL1_NS |  |  |  |  | http://www.toronto.ca/TWONTO#00260 | Division | Electrical Distribution,North Substation
| TAB_EL1_4.16KV | Electrical,4.16KV,North Substation | TAB_EL1_NS |  |  |  |  | http://www.toronto.ca/TWONTO#00260 | Division | Electrical Distribution,North Substation
| FHA-ELS-ELS | Electrical/Instrumentation Test Equipment | FHA WORK AREA 2 |  |  |  |  | http://www.toronto.ca/TWONTO#00260 | Process | Services
| FIS-ELS-CBL-0100 | Cable,HV,13.8 kV,44T THES Incoming Line HT1,FIS-ELS-LB-0100 | {FIS-ELS-CBL} |  |  |  | CBL | http://www.toronto.ca/TWONTO#00192 | Electrical Equipment | Asset Group,ELS Lines,13.8 kV / 4.16 kV
| FIS-ELS-CBL-0200 | Cable,HV,13.8 kV,41T THES Incoming Line HT2,FIS-ELS-LB-0200 | {FIS-ELS-CBL} |  |  |  | CBL | http://www.toronto.ca/TWONTO#00192 | Electrical Equipment | Asset Group,ELS Lines,13.8 kV / 4.16 kV
| FIS-ELS-CBL-1511 | Cable,HV,13.8 kV,Outdoor Substation,FIS-ELS-LB-0101,Primary,FIS-ELS-TR-0101 | {FIS-ELS-CBL} |  |  |  | CBL | http://www.toronto.ca/TWONTO#00192 | Electrical Equipment | Asset Group,ELS Lines,13.8 kV / 4.16 kV
| FIS-ELS-CBL-1521 | Cable,HV,13.8 kV,Outdoor Substation,FIS-ELS-LB-0201,Primary,FIS-ELS-TR-0201 | {FIS-ELS-CBL} |  |  |  | CBL | http://www.toronto.ca/TWONTO#00192 | Electrical Equipment | Asset Group,ELS Lines,13.8 kV / 4.16 kV
| FIS-ELS-CBL-5110 | Cable,HV,4.16 kV,Substation Yard,FIS-ELS-TR-0101,Secondary,Workshop Mezzanine,FIS-ELS-SWG-0101 | {FIS-ELS-CBL} |  |  |  | CBL | http://www.toronto.ca/TWONTO#00192 | Electrical Equipment | Asset Group,ELS Lines,13.8 kV / 4.16 kV
| FIS-ELS-CBL-5130 | Cable,HV,4.16 kV,Workshop Mezzanine,FIS-ELS-SWG-0103,Feeder,Raw Water Building Upper Level,FIS-ELS-BUS-0300 | {FIS-ELS-CBL} |  |  |  | CBL | http://www.toronto.ca/TWONTO#00192 | Electrical Equipment | Asset Group,ELS Lines,13.8 kV / 4.16 kV
| FIS-ELS-CBL-5150 | Cable,HV,4.16 kV,Workshop Mezzanine,FIS-ELS-SWG-0105,Feeder,Filter Building,Mezzanine,FIS-ELS-BUS-0500 | {FIS-ELS-CBL} |  |  |  | CBL | http://www.toronto.ca/TWONTO#00192 | Electrical Equipment | Asset Group,ELS Lines,13.8 kV / 4.16 kV
| MAIN-246 | Main 246 | WTR-LWA |  |  |  |  | http://www.toronto.ca/TWONTO#00804 | Sub-Process | Work Area 2 Central Mains and Chambers
| FIS-ELS-CBL-5190 | Cable,HV,4.16 kV,Workshop Mezzanine,FIS-ELS-SWG-0109,Feeder,Generator Room,FIS-ELS-GEN-2100 | {FIS-ELS-CBL} |  |  |  | CBL | http://www.toronto.ca/TWONTO#00192 | Electrical Equipment | Asset Group,ELS Lines,13.8 kV / 4.16 kV
| FIS-ELS-CBL-5210 | Cable,HV,4.16 kV,Workshop Mezzanine,FIS-ELS-SWG-0110,Feeder,Generator Room,FIS-ELS-GEN-2200 | {FIS-ELS-CBL} |  |  |  | CBL | http://www.toronto.ca/TWONTO#00192 | Electrical Equipment | Asset Group,ELS Lines,13.8 kV / 4.16 kV
| FIS-ELS-CBL-5220 | Cable,HV,4.16 kV,Substation Yard,FIS-ELS-TR-0201,Secondary,Workshop Mezzanine,FIS-ELS-SWG-0102 | {FIS-ELS-CBL} |  |  |  | CBL | http://www.toronto.ca/TWONTO#00192 | Electrical Equipment | Asset Group,ELS Lines,13.8 kV / 4.16 kV
| FIS-ELS-CBL-5240 | Cable,HV,4.16 kV,Workshop Mezzanine,FIS-ELS-SWG-0104,Feeder,Raw Water Building Upper Level,FIS-ELS-BUS-0400 | {FIS-ELS-CBL} |  |  |  | CBL | http://www.toronto.ca/TWONTO#00192 | Electrical Equipment | Asset Group,ELS Lines,13.8 kV / 4.16 kV
| FIS-ELS-CBL-5260 | Cable,HV,4.16 kV,Workshop Mezzanine,FIS-ELS-SWG-0106,Feeder,Filter Building,Mezzanine,FIS-ELS-BUS-0600 | {FIS-ELS-CBL} |  |  |  | CBL | http://www.toronto.ca/TWONTO#00192 | Electrical Equipment | Asset Group,ELS Lines,13.8 kV / 4.16 kV
| MAIN-246 | Main 246 | WTR-MT1 |  |  |  |  | http://www.toronto.ca/TWONTO#00804 | Sub-Process | Work Area 1 EAST Mains and Chambers
| FIS-ELS-CBL-5311 | Cable,HV,4.16 kV,Raw Water Building Upper Level,FIS-ELS-BUS-0300,Feeder,FIS-RW-P-0101 | {FIS-ELS-CBL} |  |  |  | CBL | http://www.toronto.ca/TWONTO#00192 | Electrical Equipment | Asset Group,ELS Lines,13.8 kV / 4.16 kV
| FIS-ELS-CBL-5321 | Cable,HV,4.16 kV,Raw Water Building Upper Level,FIS-ELS-BUS-0300,Feeder,FIS-RW-P-0201 | {FIS-ELS-CBL} |  |  |  | CBL | http://www.toronto.ca/TWONTO#00192 | Electrical Equipment | Asset Group,ELS Lines,13.8 kV / 4.16 kV
| FIS-ELS-CBL-5331A | Cable,HV,4.16 kV,Raw Water Building Upper Level,FIS-ELS-BUS-0300,Feeder,Raw Water Building Upper Level,FIS-RW-VFD-0301 | {FIS-ELS-CBL} |  |  |  | CBL | http://www.toronto.ca/TWONTO#00192 | Electrical Equipment | Asset Group,ELS Lines,13.8 kV / 4.16 kV
| FIS-ELS-CBL-5331B | Cable,HV,4.16 kV,Raw Water Building Upper Level,FIS-ELS-VFD-0301,Feeder,FIS-RW-P-0301 | {FIS-ELS-CBL} |  |  |  | CBL | http://www.toronto.ca/TWONTO#00192 | Electrical Equipment | Asset Group,ELS Lines,13.8 kV / 4.16 kV
| FIS-ELS-CBL-5441 | Cable,HV,4.16 kV,Raw Water Building Upper Level,FIS-ELS-BUS-0400,Feeder,FIS-RW-P-0401 | {FIS-ELS-CBL} |  |  |  | CBL | http://www.toronto.ca/TWONTO#00192 | Electrical Equipment | Asset Group,ELS Lines,13.8 kV / 4.16 kV
| FIS-ELS-CBL-5451 | Cable,HV,4.16 kV,Raw Water Building Upper Level,FIS-ELS-BUS-0400,Feeder,FIS-RW-P-0501 | {FIS-ELS-CBL} |  |  |  | CBL | http://www.toronto.ca/TWONTO#00192 | Electrical Equipment | Asset Group,ELS Lines,13.8 kV / 4.16 kV
| FIS-ELS-CBL-5521 | Cable,HV,4.16 kV,Filter Building,Mezzanine,FIS-ELS-BUS-0500,Feeder,FIS-BW-P-0201 | {FIS-ELS-CBL} |  |  |  | CBL | http://www.toronto.ca/TWONTO#00192 | Electrical Equipment | Asset Group,ELS Lines,13.8 kV / 4.16 kV
| FIS-ELS-CBL-5611 | Cable,HV,4.16 kV,Filter Building,Mezzanine,FIS-ELS-BUS-0600,Feeder,FIS-BW-P-0101 | {FIS-ELS-CBL} |  |  |  | CBL | http://www.toronto.ca/TWONTO#00192 | Electrical Equipment | Asset Group,ELS Lines,13.8 kV / 4.16 kV
| FCL-MCS-6 | Elevators | FCL-MCS |  |  |  | MCS | http://www.toronto.ca/TWONTO#00260 | Sub-Process | Mechanical Services
| FHA-MCS-ELV | Elevators | FHA-MCS |  |  |  |  | http://www.toronto.ca/TWONTO#00260 | Mechanical Equipment | Mechanical
| MTMH362 | ELM CTS | TRK-HMR |  |  |  |  | http://www.toronto.ca/TWONTO#00260 | Sub-Process | HUMBER DRAINAGE AREA
| MTMH362 | ELM CTS | TRK-DON |  |  |  |  | http://www.toronto.ca/TWONTO#00260 | Sub-Process | DON DRAINAGE AREA
| FIS-ELS-HTR-0001 | H.V.A.C.,Heater,Unit,Outdoor Substation Switchgear,Outdoor Switchgear Enclosure Heater | FIS-ELS-HVAC | H.V.A.C.,Heater,Unit |  |  | HTR | http://www.toronto.ca/TWONTO#00418 | Mechanical Equipment | Asset Group, HVAC equipment specific to the preservation of ELS equipment condition
| MTMH522 | ELMCREST STS | TRK-LVW |  |  |  |  | http://www.toronto.ca/TWONTO#00260 | Sub-Process | LAKEVIEW DRAINAGE AREA
| MAIN-247 | Main 247 | WTR-LWA |  |  |  |  | http://www.toronto.ca/TWONTO#00804 | Sub-Process | Work Area 2 Central Mains and Chambers
| FIS-ELS-TLX-0001 | Hydro Meter Location | FIS-ELS-PS-0001 |  |  |  | TLX | http://www.toronto.ca/TWONTO#00302 | Equipment Location | Primary Power System
| FIS-ELS-TLX-0002 | Hydro Meter Location | FIS-ELS-PS-0001 |  |  |  | TLX | http://www.toronto.ca/TWONTO#00302 | Equipment Location | Primary Power System
| MAIN-247 | Main 247 | WTR-MT1 |  |  |  |  | http://www.toronto.ca/TWONTO#00804 | Sub-Process | Work Area 1 EAST Mains and Chambers
| FIS-ELS-CAB-5002 | ELS Cabinet,4.16 kV,Filter Building,Mezzinine Cabinet | {FIS-ELS-CAB} |  |  |  | CAB | http://www.toronto.ca/TWONTO#00260 | Division | Asset Group,Electrical Distribution Bus Cabinets
| FIS-ELS-CAB-5601 | ELS Cabinet,4.16 kV,Raw Water Pumping Station Cabinet | {FIS-ELS-CAB} |  |  |  | CAB | http://www.toronto.ca/TWONTO#00260 | Division | Asset Group,Electrical Distribution Bus Cabinets
| FIS-ELS-CAB-5001 | ELS Cabinet,4.16 kV,Workshop Building,Mezzanine,PDP Electrical Distribution Cabinet | {FIS-ELS-CAB} |  |  |  | CAB | http://www.toronto.ca/TWONTO#00260 | Division | Asset Group,Electrical Distribution Bus Cabinets
| FIS-ELS-CAB-0601 | ELS Cabinet,600 V Workshop Building,Mezzanine,MCC Cabinet | {FIS-ELS-CAB} |  |  |  | CAB | http://www.toronto.ca/TWONTO#00260 | Division | Asset Group,Electrical Distribution Bus Cabinets
| FIS-ELS-CAB-0603 | ELS Cabinet,600 V,Filter Building,Mezzanine,North MCC Cabinet | {FIS-ELS-CAB} |  |  |  | CAB | http://www.toronto.ca/TWONTO#00260 | Division | Asset Group,Electrical Distribution Bus Cabinets
| FIS-ELS-CAB-0602 | ELS Cabinet,600 V,Raw Water Pumping Station, MCC Cabinet | {FIS-ELS-CAB} |  |  |  | CAB | http://www.toronto.ca/TWONTO#00260 | Division | Asset Group,Electrical Distribution Bus Cabinets
| FIS-ELS-CAB-6001 | ELS Cabinet,600 V,Workshop Building,Mezzanine,PDP Electrical Distribution Cabinet | {FIS-ELS-CAB} |  |  |  | CAB | http://www.toronto.ca/TWONTO#00260 | Division | Asset Group,Electrical Distribution Bus Cabinets
| FHO-NEXUS | Emergency and Exits lights- Expansion Site | FHO WORK AREA 2 |  |  |  |  | http://www.toronto.ca/TWONTO#00260 | Process | Services
| MAIN-248 | Main 248 | WTR-LWA |  |  |  |  | http://www.toronto.ca/TWONTO#00804 | Sub-Process | Work Area 2 Central Mains and Chambers
| MAIN-248 | Main 248 | WTR-MT1 |  |  |  |  | http://www.toronto.ca/TWONTO#00804 | Sub-Process | Work Area 1 EAST Mains and Chambers
| MAIN-249 | Main 249 | WTR-LWA |  |  |  |  | http://www.toronto.ca/TWONTO#00804 | Sub-Process | Work Area 2 Central Mains and Chambers
| FHA-SES-SQ-2 | Emergency Breathing Apparatus SCBA | FHA-SES |  |  |  | SQ | x | Equipment Location | Safety & Environmental Services
90119 | YTF-GRK-SQ-1000 | Emergency Eye Wash Stations | YTF-GRK-PRTY-1000 |  | Safety Equipment |  | SQ | http://www.toronto.ca/TWONTO#00260 |  | Building Maintenance
| FCL-ELS-LTG | Emergency Lighting | FCL-SES |  |  |  |  | x | Sub-Process | Safety and Environmental Services
| FCL-ELS-LTG | Emergency Lighting | FCL-ELS |  |  |  |  | http://www.toronto.ca/TWONTO#00260 | Sub-Process | Electrical Distribution
91838 | FHO-ELS-LTG EMERG | Emergency Lights | FHO-SES |  | Safety Equipment |  |  | x |  | Safety & Environmental Services
| FHA-ELS-LTG EMERG | Emergency Lights | FHA-SES |  |  |  |  | x | Equipment Location | Safety & Environmental Services
78307 | THR-SES-EL-EPS | Emergency Lights / Exit Signs, Effluent Pumping Station | THR-EPS | Safety | Safety Equipment |  |  | http://www.toronto.ca/TWONTO#00260 |  | Effluent Pumping Station
78306 | THR-SES-EL-EPS | Emergency Lights / Exit Signs, Effluent Pumping Station | THR-ELS-AER | Safety | Safety Equipment |  |  | http://www.toronto.ca/TWONTO#00260 |  | Electrical System, Aeration and Galleries
| FCL-ELS-PS-0003 | Emergency Power | FCL-ELS |  |  |  | PS | http://www.toronto.ca/TWONTO#00260 | Sub-Process | Electrical Distribution
| THC-ELS-PS-0003-H | Emergency Power Equipment, Diesel & UPS, Building H | THC-ELS-PS-0003 |  |  |  | PS | http://www.toronto.ca/TWONTO#00260 | Equipment Location | Power supply, UPS
| THC-ELS-PS-0003-I | Emergency Power Equipment, Diesel & UPS, Building I | THC-ELS-PS-0003 |  |  |  | PS | http://www.toronto.ca/TWONTO#00260 | Equipment Location | Power supply, UPS
| THC-ELS-PS-0003-K | Emergency Power Equipment, Diesel & UPS, Building K | THC-ELS-PS-0003 |  |  |  | PS | http://www.toronto.ca/TWONTO#00260 | Equipment Location | Power supply, UPS
| THC-ELS-PS-0003-L | Emergency Power Equipment, Diesel & UPS, Building L | THC-ELS-PS-0003 |  |  |  | PS | http://www.toronto.ca/TWONTO#00260 | Equipment Location | Power supply, UPS
| THC-ELS-PS-0003-M | Emergency Power Equipment, Diesel & UPS, Building M | THC-ELS-PS-0003 |  |  |  | PS | http://www.toronto.ca/TWONTO#00260 | Equipment Location | Power supply, UPS
| THC-ELS-PS-0003-O | Emergency Power Equipment, Diesel & UPS, Building O | THC-ELS-PS-0003 |  |  |  | PS | http://www.toronto.ca/TWONTO#00260 | Equipment Location | Power supply, UPS
| 16856 | Emergency Power, Diesel & UPS | FIS-ELS |  |  |  |  | http://www.toronto.ca/TWONTO#00260 | Sub-Process | System, Electrical Distribution System
| FCL-SES-1 | Emergency Showers | FCL-SES |  |  |  | SES | x | Sub-Process | Safety and Environmental Services
| MTMH335 | EMERY STS | TRK-HMR |  |  |  |  | http://www.toronto.ca/TWONTO#00260 | Sub-Process | HUMBER DRAINAGE AREA
| THR-DRN-ER | Engine Room, Work Area 3 | THR-DRN-WA3 |  |  |  |  | http://www.toronto.ca/TWONTO#00260 | Mechanical Equipment | Drains, Work Area 3
| FIS-PRE | Pretreatment PMs | FIS-DIS |  |  |  |  | http://www.toronto.ca/TWONTO#00278 | Sub-Process | Disinfection
| FIS-PRE | Pretreatment PMs | FIS-RW |  |  |  |  | http://www.toronto.ca/TWONTO#00278 | Sub-Process | Raw Water Production
| THR-GQ-ER | Engine Room, Work Area 3 | THR-GQ-WA3 |  |  |  |  | http://www.toronto.ca/TWONTO#00260 | Mechanical Equipment | Grounds, Work Area 3
| THR-PLQ-ER | Engine Room, Work Area 3 | THR-PLQ-WA3 |  |  |  |  | http://www.toronto.ca/TWONTO#00260 | Mechanical Equipment | Plumbing, Work Area 3
| WTR-PJS-ENW | Enwave Process | WTR-PJS |  |  |  |  | http://www.toronto.ca/TWONTO#00260 | Process | John Street Pumping Station
| TAB-DEW EQUAL OCS | Equalization Tank Odour Control System | TAB-DEW-EQUALIZATION |  |  |  |  | http://www.toronto.ca/TWONTO#00260 | Equipment Location | Equalization Tank System
| TAB-DEW EQUAL OCS | Equalization Tank Odour Control System | TAB-WORK-AREA-SOL |  |  |  |  | http://www.toronto.ca/TWONTO#00260 | Equipment Location | TAB Work Area Sol
| TAB-DEW-EQUALIZATION | Equalization Tank System | TAB-WORK-AREA-3 |  |  |  |  | http://www.toronto.ca/TWONTO#00260 | Process | Work Area 3
| TAB-DEW-EQUALIZATION | Equalization Tank System | TAB-WORK-AREA-SOL |  |  |  |  | http://www.toronto.ca/TWONTO#00260 | Process | TAB Work Area Sol
38588 | TAB-ACC-3200 | Equalizing Tank Bldg. Space Heating, | TAB-ACC |  | HVAC |  | ACC | http://www.toronto.ca/TWONTO#00260 |  | Plant HVAC Equipment
| FIS-RTE | Routine Tasks | FIS |  |  |  |  | http://www.toronto.ca/TWONTO#00278 | Work Area | Island Water Treatment Plant
| FIS-RTE | Routine Tasks | FIS WORK AREA 1 |  |  |  |  | http://www.toronto.ca/TWONTO#00278 | Work Area | Process
| FAC-YCM-EQUIP | EQUIPMENT | FAC-YCM |  |  |  |  | http://www.toronto.ca/TWONTO#00260 | Sub-Process | YARD - 545 COMMISSIONERS ROAD
| FIS-RW-LIC-0101-SUS | Controller, Wet Well Level | 16821 | Controller,Level |  | 38343 | LIC | x | Instrumentation Equipment | Raw Water Intake
| FIS-RW-LIC-0101-SUS | Controller, Wet Well Level | FIS-SUSPENDED | Controller,Level |  | 38343 | LIC | x | Instrumentation Equipment | Obsolete Entities/Processes
113522 | TAB-ELS-WA7 | Equipment location, TAB-ELS-WA7, Electrical Equipment, Work Area7 ( Panelboards, MCC ) | TAB-ELS |  | Motor Control Center |  |  | http://www.toronto.ca/TWONTO#00260 |  | WA7 Electrical
9806 | FAC-YCM-VEH | EQUIPMENT-LICENSED | FAC-YCM-EQUIP | Vehicle,Licensed | Vehicle |  |  | http://www.toronto.ca/TWONTO#00260
9566 | DOS-YCM-VEH-TRL | EQUIPMENT-LICENSED-Vehicle Trainlers | FAC-YCM-VEH | Vehicle,Licensed | Vehicle |  |  | http://www.toronto.ca/TWONTO#00260
| ECC | Etobicoke Civic Centre | BUS |  |  |  |  | http://www.toronto.ca/TWONTO#00260 | Facility | Business Unit Support
| MTMH521 | ETOBICOKE STS | TRK-LVW |  |  |  |  | http://www.toronto.ca/TWONTO#00260 | Sub-Process | LAKEVIEW DRAINAGE AREA
| FIS-SES-WASTE | WASTE MATERIAL | FIS-SES |  |  |  |  | http://www.toronto.ca/TWONTO#00278 | Mechanical Equipment | Safety, Instrumentation & Environmental Services
| TAB-ACC-FN | Exhaust Fans | TAB-WORK-AREA-6 |  |  |  |  | http://www.toronto.ca/TWONTO#00260 | Process | Work Area 6
| TAB-ACC-FN | Exhaust Fans | TAB-WORK-AREA-SEO |  |  |  |  | http://www.toronto.ca/TWONTO#00260 | Process | TAB Work Area SEO
| TAB-ACC-FN-WGB | Exhaust Fans Waste Gas Burner Station | TAB-ACC-FN | Fan |  |  |  | http://www.toronto.ca/TWONTO#00260 | Equipment Location | Exhaust Fans
| TAB-ACC-FN-AUX | Exhaust Fans , Aux. Bldg | TAB-ACC-FN |  |  |  |  | http://www.toronto.ca/TWONTO#00260 | Equipment Location | Exhaust Fans
| TAB-ACC-FN-AUX | Exhaust Fans , Aux. Bldg | TAB-ACC-FN-ZBLDG |  |  |  |  | http://www.toronto.ca/TWONTO#00260 | Equipment Location | Exhaust Fans , Z Bldg
| FIS-SUSPENDED | Obsolete Entities/Processes | FIS |  |  |  |  | x | Obsolete Entity | Island Water Treatment Plant
| TAB-ACC-FN-AER | Exhaust Fans , Chemical & Aeration Bldg | TAB-ACC-FN |  |  |  |  | http://www.toronto.ca/TWONTO#00260 | Equipment Location | Exhaust Fans
| TAB-ACC-FN-CHL | Exhaust Fans , Chlorine Bldg. | TAB-ACC-FN |  |  |  |  | http://www.toronto.ca/TWONTO#00260 | Equipment Location | Exhaust Fans
| FIS-TRW-PIP-0001-SU | Treated Water Piping System | FIS-TRW-PUMPING |  |  | 32876 | PIP | x | Equipment Location | Treated Water Pumping
| TAB-ACC-FN-DBLDG | Exhaust Fans , D Bldg | TAB-ACC-FN |  |  |  |  | http://www.toronto.ca/TWONTO#00260 | Equipment Location | Exhaust Fans
| FIS-WA1-TRG-0001 | WA1 Staff Training | FIS-FIELD-BUILDING |  |  |  | TRG | http://www.toronto.ca/TWONTO#00278 | Building Service | FIS Field Building Location
| FIS-WA2-TRG-0001 | WA2 Staff Training | FIS-FIELD-BUILDING |  |  |  | TRG | http://www.toronto.ca/TWONTO#00278 | Building Service | FIS Field Building Location
| TAB-ACC-FN-DEW | Exhaust Fans , Dewatering Bldg. | TAB-ACC-FN |  |  |  |  | http://www.toronto.ca/TWONTO#00260 | Equipment Location | Exhaust Fans
| TAB-ACC-FN-THK | Exhaust Fans , Floation Bldg | TAB-ACC-FN |  |  |  |  | http://www.toronto.ca/TWONTO#00260 | Equipment Location | Exhaust Fans
| TAB-ACC-FN-HRS | Exhaust Fans , Heat Recovery Bldg | TAB-ACC-FN |  |  |  |  | http://www.toronto.ca/TWONTO#00260 | Equipment Location | Exhaust Fans
| TAB-ACC-FN-INC | Exhaust Fans , Incinerator Bldg | TAB-ACC-FN |  |  |  |  | http://www.toronto.ca/TWONTO#00260 | Equipment Location | Exhaust Fans
| FIS-ZMC | Zebra Mussel Control System-OUT OF SERVICE | FIS-RW |  |  |  |  | x | Sub-Process | Raw Water Production
| FN2008D | Meter Phosphate , HACH | TAB-STR-ANL-0100 |  |  |  |  | http://www.toronto.ca/TWONTO#00562 | Instrumentation Equipment | Portable Meters
| TAB-ACC-FN-IPS | Exhaust Fans , IPS Bldg | TAB-ACC-FN |  |  |  |  | http://www.toronto.ca/TWONTO#00260 | Equipment Location | Exhaust Fans
| HN2001D | Recorder, Wind Speed & Direction | TAB-RSP-INQ-M | Recorder | Control Loop |  |  | http://www.toronto.ca/TWONTO#00255 |  | M Building - Instrumentation Equipment
| TAB-ACC-FN-M&T | Exhaust Fans , M&T Bldg. | TAB-ACC-FN |  |  |  |  | http://www.toronto.ca/TWONTO#00260 | Equipment Location | Exhaust Fans
| TAB-ACC-FN-PBLDG | Exhaust Fans , P Bldg | TAB-ACC-FN |  |  |  |  | http://www.toronto.ca/TWONTO#00260 | Equipment Location | Exhaust Fans
| KN2001D | Recorder, Temperature | TAB-DIG-INQ-T5-8 | Recorder | Control Loop |  |  | http://www.toronto.ca/TWONTO#00255 |  | Digester Tanks 5-8, Instrumentation Equipment
| TAB-ACC-FN-SLO | Exhaust Fans , Silo/Odour Control Bldg | TAB-ACC-FN |  |  |  |  | http://www.toronto.ca/TWONTO#00260 | Equipment Location | Exhaust Fans
| TAB-ACC-FN-STCK | Exhaust Fans , Stack | TAB-ACC-FN |  |  |  |  | http://www.toronto.ca/TWONTO#00260 | Equipment Location | Exhaust Fans
| TAB-ACC-FN-ZBLDG | Exhaust Fans , Z Bldg | TAB-ACC-FN |  |  |  |  | http://www.toronto.ca/TWONTO#00260 | Equipment Location | Exhaust Fans
| TAB-ACC-FN-ELS | Exhaust Fans ,Electrical & Sub stations | TAB-ACC-FN |  |  |  |  | http://www.toronto.ca/TWONTO#00260 | Equipment Location | Exhaust Fans
| TAB-ACC-FN-BL | Exhaust Fans Blower Bldg. | TAB-ACC-AHU |  |  |  |  | http://www.toronto.ca/TWONTO#00260 | Equipment Location | Air Handling Unit & Supply Fan
| TAB-ACC-FN-BL | Exhaust Fans Blower Bldg. | TAB-ACC-FN |  |  |  |  | http://www.toronto.ca/TWONTO#00260 | Equipment Location | Exhaust Fans
| TAB-ACC-FN-GAS | Exhaust Fans Gas Control Bldg. | TAB-ACC-FN |  |  |  |  | http://www.toronto.ca/TWONTO#00260 | Equipment Location | Exhaust Fans
| TAB-ACC-FN-TUN | Exhaust Fans, All tunnels | TAB-ACC-FN |  |  |  |  | http://www.toronto.ca/TWONTO#00260 | Equipment Location | Exhaust Fans
| TAB-ACC-FN-TUNL | Exhaust Fans, Lower tunnels | TAB-ACC-FN |  |  |  |  | http://www.toronto.ca/TWONTO#00260 | Equipment Location | Exhaust Fans
| TAB-ACC-FN-OPS | Exhaust Fans, OPS | TAB-ACC-FN |  |  |  |  | http://www.toronto.ca/TWONTO#00260 | Equipment Location | Exhaust Fans
| FCL-ELS-LTX | Exit Lighting | FCL-ELS |  |  |  |  | http://www.toronto.ca/TWONTO#00260 | Sub-Process | Electrical Distribution
| FCL-ELS-LTX | Exit Lighting | FCL-SES |  |  |  |  | x | Sub-Process | Safety and Environmental Services
22734 | FHO-ELS-LTX-EXIT | Exit Lights | FHO-SES |  | Safety Equipment |  |  | x |  | Safety & Environmental Services
140496 | TNT-ELS-LTX-0001 | Exit Lights | TNT-ELS-LTG | Lighting,Exit | Safety Equipment |  | LTX | http://www.toronto.ca/TWONTO#00260 |  | Emergency lighting/Exit lighting
| MAIN-014 | Main 014 (Transferred to D&C) | WTR-SUSPENDED |  |  | 36946 |  | x | Sub-Process | Suspended Obsolete entity for storage purpose
| MAIN-014 | Main 014 (Transferred to D&C) | WTR-LWA |  |  | 36946 |  | x | Sub-Process | Work Area 2 Central Mains and Chambers
| MAIN-015 | Main 015 (Transferred to D&C) | WTR-LWA |  |  | 36947 |  | x | Sub-Process | Work Area 2 Central Mains and Chambers
| FHA-ELS-LTX EXIT | Exit Lights | FHA-SES |  |  |  |  | x | Equipment Location | Safety & Environmental Services
124983 | THC-ELS-LTX-BLDG A | Exit Lights, Bldg. A | THC-GRK-ELS-A | Building Service,Lighting - Room | Safety Equipment | 41942 |  | x |  | Building A
124984 | THC-ELS-LTX-BLDG B | Exit Lights, Bldg. B | THC-GRK-ELS-B | Building Service,Lighting - Room | Safety Equipment | 41943 |  | x |  | Building B
60902 | THC-ELS-LTX-BLDG C | Exit Lights, Bldg. C | THC-GRK-ELS-C | Building Service,Lighting - Room | Safety Equipment | 41944 |  | x |  | Building C
60903 | THC-ELS-LTX-BLDG D | Exit Lights, Bldg. D | THC-GRK-ELS-D | Building Service,Lighting - Room | Safety Equipment | 41945 |  | x |  | Building D
124986 | THC-ELS-LTX-BLDG DCL | Exit Lights, Bldg. DCL | THC-GRK-ELS-DCL | Building Service,Lighting - Room | Safety Equipment | 41946 |  | x |  | Building, Dechlorination
124985 | THC-ELS-LTX-BLDG DCL | Exit Lights, Bldg. DCL | THC-GRK-DCL | Building Service,Lighting - Room | Safety Equipment | 41946 |  | x |  | Dechlorination Building
124987 | THC-ELS-LTX-BLDG E | Exit Lights, Bldg. E | THC-GRK-ELS-E | Building Service,Lighting - Room | Safety Equipment | 41947 |  | x |  | Building E
124988 | THC-ELS-LTX-BLDG F | Exit Lights, Bldg. F | THC-GRK-ELS-F | Building Service,Lighting - Room | Safety Equipment | 41948 |  | x |  | Building F
60943 | THC-ELS-LTX-BLDG G | Exit Lights, Bldg. G | THC-GRK-ELS-G | Building Service,Lighting - Room | Safety Equipment | 41949 |  | x |  | Building G
60944 | THC-ELS-LTX-BLDG H | Exit Lights, Bldg. H | THC-GRK-ELS-H | Building Service,Lighting - Room | Safety Equipment | 41950 |  | x |  | Building H
124989 | THC-ELS-LTX-BLDG I | Exit Lights, Bldg. I | THC-GRK-ELS-I | Building Service,Lighting - Room | Safety Equipment | 41951 |  | x |  | Building I
124990 | THC-ELS-LTX-BLDG J | Exit Lights, Bldg. J | THC-GRK-ELS-J | Building Service,Lighting - Room | Safety Equipment | 41952 |  | x |  | Building J
60945 | THC-ELS-LTX-BLDG K | Exit Lights, Bldg. K | THC-GRK-ELS-K | Building Service,Lighting - Room | Safety Equipment | 41953 |  | x |  | Building K
60946 | THC-ELS-LTX-BLDG L | Exit Lights, Bldg. L | THC-GRK-ELS-L | Building Service,Lighting - Room | Safety Equipment | 41954 |  | x |  | Building L
124991 | THC-ELS-LTX-BLDG M | Exit Lights, Bldg. M | THC-GRK-ELS-M | Building Service,Lighting - Room | Safety Equipment | 41955 |  | x |  | Building M
60947 | THC-ELS-LTX-BLDG N | Exit Lights, Bldg. N | THC-GRK-ELS-N | Building Service,Lighting - Room | Safety Equipment | 41956 |  | x |  | Building N
124992 | THC-ELS-LTX-BLDG O | Exit Lights, Bldg. O | THC-GRK-ELS-O | Building Service,Lighting - Room | Safety Equipment | 41957 |  | x |  | Building O
124993 | THC-ELS-LTX-BLDG P | Exit Lights, Bldg. P | THC-GRK-ELS-P | Building Service,Lighting - Room | Safety Equipment | 41958 |  | x |  | Building P
124994 | THC-ELS-LTX-BLDG Q | Exit Lights, Bldg. Q | THC-GRK-ELS-Q | Building Service,Lighting - Room | Safety Equipment | 41959 |  | x |  | Building Q
124995 | THC-ELS-LTX-BLDG R | Exit Lights, Bldg. R | THC-GRK-ELS-R | Building Service,Lighting - Room | Safety Equipment | 41960 |  | x |  | Building R
60948 | THC-ELS-LTX-BLDG S | Exit Lights, Bldg. S | THC-GRK-ELS-S | Building Service,Lighting - Room | Safety Equipment | 41961 |  | x |  | Building S
60949 | THC-ELS-LTX-BLDG T | Exit Lights, Bldg. T | THC-GRK-ELS-T | Building Service,Lighting - Room | Safety Equipment | 41962 |  | x |  | Building T
124996 | THC-ELS-LTX-BLDG U | Exit Lights, Bldg. U | THC-GRK-ELS-U | Building Service,Lighting - Room | Safety Equipment | 41963 |  | x |  | Building U, Anaerobic Digesters Bldg.
124997 | THC-ELS-LTX-TUNNEL | Exit Lights, Tunnel | THC-GRK-ELS-TUNNEL | Building Service,Lighting - Room | Safety Equipment | 43472 |  | x |  | Tunnels
| YTF-ELS-LTX-1000 | Exit Signs | YTF-ELS |  |  |  | LTX | http://www.toronto.ca/TWONTO#00260 | Electrical Equipment | Electrical Equipment
| FCL-SES-5 | Eye Wash Stations Chemical Building | FCL-SES |  |  |  | SES | x | Sub-Process | Safety and Environmental Services
| FCL-SES-5A | Eye Wash Stations Low Lift | FCL-SES |  |  |  | SES | x | Sub-Process | Safety and Environmental Services
| MAIN-040 | Main 040 (Transferred to D&C) | WTR-LWA |  |  | 36948 |  | x | Sub-Process | Work Area 2 Central Mains and Chambers
135204 | THR-EWSS-WA1 | Eyewash and Shower Station, Work Area 1 | THR-JHSC-WA1 | Safety,Eye wash | Safety Equipment |  |  | http://www.toronto.ca/TWONTO#00260 |  | Joint Health & Safety Committee WA1
| MAIN-057 | Main 057 (Transferred to D&C) | WTR-LWA |  |  | 36950 |  | x | Sub-Process | Work Area 2 Central Mains and Chambers
135205 | THR-EWSS-WA1 | Eyewash and Shower Station, Work Area 1 | THR-SES-WA1 | Safety,Eye wash | Safety Equipment |  |  | http://www.toronto.ca/TWONTO#00260 |  | Safety & Environmental Services
135206 | THR-EWSS-WA1 | Eyewash and Shower Station, Work Area 1 | THR-SQ-PEWS-WA1 | Safety,Eye wash | Safety Equipment |  |  | http://www.toronto.ca/TWONTO#00260 |  | Portable. (Gravity Operated) Eyewash Station, Dig9&10 Bsmnt
| MAIN-063 | Main 063 (Transferred to D&C) | WTR-LWA |  |  | 36951 |  | x | Sub-Process | Work Area 2 Central Mains and Chambers
135207 | THR-EWSS-WA2 | Eyewash and Shower Station, Work Area 2 | THR-SES-WA2 | Safety,Eye wash | Safety Equipment |  |  | http://www.toronto.ca/TWONTO#00260 |  | Safety & Environmental Services, WA2
74160 | THR-EWSS-WA2 | Eyewash and Shower Station, Work Area 2 | THR-JHSC-WA2 | Safety,Eye wash | Safety Equipment |  |  | http://www.toronto.ca/TWONTO#00260 |  | Joint Health & Safety Committee WA2
74161 | THR-EWSS-WA2 | Eyewash and Shower Station, Work Area 2 | THR-SQ-PEWS-WA1 | Safety,Eye wash | Safety Equipment |  |  | http://www.toronto.ca/TWONTO#00260 |  | Portable. (Gravity Operated) Eyewash Station, Dig9&10 Bsmnt
135208 | THR-EWSS-WA4 | Eyewash and Shower Station, Work Area 4 | THR-SES-WA4 | Safety,Eye wash | Safety Equipment |  |  | http://www.toronto.ca/TWONTO#00260 |  | Safety & Environmental Services
74162 | THR-EWSS-WA4 | Eyewash and Shower Station, Work Area 4 | THR-JHSC-WA4 | Safety,Eye wash | Safety Equipment |  |  | http://www.toronto.ca/TWONTO#00260 |  | Joint Health & Safety Committee WA4
135209 | THR-EWSS-WA4 | Eyewash and Shower Station, Work Area 4 | THR-SQ-PEWS-WA1 | Safety,Eye wash | Safety Equipment |  |  | http://www.toronto.ca/TWONTO#00260 |  | Portable. (Gravity Operated) Eyewash Station, Dig9&10 Bsmnt
| MAIN-249 | Main 249 | WTR-MT1 |  |  |  |  | http://www.toronto.ca/TWONTO#00804 | Sub-Process | Work Area 1 EAST Mains and Chambers
18213 | FHA-SES-EYE-0015 | Eyewash Station, Bottles | FHA-SES-SQ-0008 | PPE,Eyewash Station | Safety Equipment |  | EYE | http://www.toronto.ca/TWONTO#00260 |  | Eyewash Stations & Showers
81145 | FHA-SES-EYE-0018 | Eyewash Station, Bottles | FHA-SES-SQ-0008 | PPE,Eyewash Station | Safety Equipment |  | EYE | http://www.toronto.ca/TWONTO#00260 |  | Eyewash Stations & Showers
18694 | FHA-SES-SQ-0303 | Eyewash Station, Bottles, Service Building, Basement, UPS Room | FHA-SES-SQ-0008 | Safety,Eye wash | Safety Equipment |  | SQ | http://www.toronto.ca/TWONTO#00260 |  | Eyewash Stations & Showers
| FCL-SES-SQ-0008 | Eyewash Station/Shower, Low Lift PS Building, Alum Delivery Door,Raw Water Pump Room Basement beside Phosphoric acid Skids | FCL-SES |  |  |  | SQ | x | Equipment Location | Safety and Environmental Services
97921 | FIS-SES-EYE | Eyewash Stations | FIS-SES | Safety,Eye wash | Safety Equipment |  |  | http://www.toronto.ca/TWONTO#00260 |  | Safety, Instrumentation & Environmental Services
66383 | THC-SES-SQ-EYE | Eyewash Stations THC (Virtual entity #) | THC-SES-SQ | PPE,Eyewash Station | Safety Equipment |  |  | http://www.toronto.ca/TWONTO#00260 |  | Safety Equipment
| FHO | F.J. Horgan Water Treatment Plant | WT&S |  |  |  |  | http://www.toronto.ca/TWONTO#00260 | Facility | Water Treatment & Supply
| FHO | F.J. Horgan Water Treatment Plant | TW |  |  |  |  | http://www.toronto.ca/TWONTO#00260 | Facility | Toronto Water
| FHO-ELS-LTG | Facility Electrical System | FHO-GRK | Building Service,Electrical 110 - 220 V |  |  |  | http://www.toronto.ca/TWONTO#00260 | Equipment Location | Buildings & Grounds
| 16861 | Facility Stores | FIS-GRK |  |  |  |  | http://www.toronto.ca/TWONTO#00260 | Sub-Process | FIS Buildings & Grounds
| MTMH465 | FAIRFIELD CTS | TRK-NTO |  |  |  |  | http://www.toronto.ca/TWONTO#00260 | Sub-Process | NORTH TORONTO DRAINAGE AREA
94828 | FHO-SES-SQ-0009 | Fall Lanyards | FHO-SES | PPE,Lanyard | Safety Equipment | 34722 | SQ | x |  | Safety & Environmental Services
26309 | FHO-SES-SQ-0009 | Fall Lanyards | FHO-SES-SQ-0001 | PPE,Lanyard | Safety Equipment | 34722 | SQ | x |  | Safety Equipment
| TAB-ACC-FN-PWPS | Fan, Exhaust, PWPS Bldg. | TAB-ACC-FN |  |  |  |  | http://www.toronto.ca/TWONTO#00260 | Equipment Location | Exhaust Fans
| FCL COMMUNICATIONS | FCL Communications | FCL-SPC1 |  |  |  |  | http://www.toronto.ca/TWONTO#00260 | Process | Process Control Systems - Administrative
| FCL OIT | FCL OIT | FCL-SPC1 |  |  |  |  | http://www.toronto.ca/TWONTO#00260 | Process | Process Control Systems - Administrative
| FCL PLC | FCL PLC | FCL-SPC1 |  |  |  |  | http://www.toronto.ca/TWONTO#00260 | Process | Process Control Systems - Administrative
| FCL SCADA CLIENTS | FCL SCADA Clients | FCL-SPC1 |  |  |  |  | http://www.toronto.ca/TWONTO#00260 | Process | Process Control Systems - Administrative
| FCL SCADA SERVERS | FCL SCADA Servers | FCL-SPC1 |  |  |  |  | http://www.toronto.ca/TWONTO#00260 | Process | Process Control Systems - Administrative
| FCL SCADA SUPPORT | FCL SCADA Support | FCL-SPC1 |  |  |  |  | http://www.toronto.ca/TWONTO#00260 | Process | Process Control Systems - Administrative
| FCL-AFTER SO2 | FCL-AFTER SO2 Sampling | FCL-SAMP |  |  |  |  | http://www.toronto.ca/TWONTO#00260 | Sub-Process | Sampling Systems
| FCL-CBM | FCL-CBM | FCL |  |  |  |  | http://www.toronto.ca/TWONTO#00260 | Work Area | R L Clark Water Treatment Plant
| TAB-PRS-V-FECL2 | Ferrous Chloride Filters & Valves - Chemical Unloading Station | TAB-PRS2 |  |  |  |  | http://www.toronto.ca/TWONTO#00260 | Equipment Location | Phosphorus Removal System
| TAB-PRS-P-FECL2 | Ferrous Chloride Pumps | TAB-PRS2 |  |  |  |  | http://www.toronto.ca/TWONTO#00260 | Equipment Location | Phosphorus Removal System
| TAB-PRS-T-FECL2 | Ferrous Chloride Tanks & Valves | TAB-PRS2 |  |  |  |  | http://www.toronto.ca/TWONTO#00260 | Equipment Location | Phosphorus Removal System
| FHA COMMUNICATIONS | FHA Communications | FHA-SPC1 |  |  |  |  | http://www.toronto.ca/TWONTO#00260 | Process | Process Control Systems - Administrative
| FHA OIT | FHA OIT | FHA-SPC1 |  |  |  |  | http://www.toronto.ca/TWONTO#00260 | Process | Process Control Systems - Administrative
| FHA-PLANT | FHA Plant | FHA-SPC1 |  |  |  |  | http://www.toronto.ca/TWONTO#00260 | Work Area | Process Control Systems - Administrative
| FHA-PLANT | FHA Plant | FHA |  |  |  |  | http://www.toronto.ca/TWONTO#00260 | Work Area | R C Harris Water Treatment Plant
15609 | FHA SCADA CLIENTS | FHA SCADA Clients | FHA-SPC1 |  | System Process Control |  |  | http://www.toronto.ca/TWONTO#00260 |  | Process Control Systems - Administrative
69547 | FHA SCADA SERVERS | FHA SCADA Servers | FHA-SPC1 |  | System Process Control |  |  | http://www.toronto.ca/TWONTO#00260 |  | Process Control Systems - Administrative
| FHA-CBM | FHA-CBM | [5 empty] | http://www.toronto.ca/TWONTO#00260 | Work Area
| FHA-RTE | FHA-Routine | FHA |  |  |  |  | http://www.toronto.ca/TWONTO#00260 | Work Area | R C Harris Water Treatment Plant
18693 | FHA-SES-SQ-0302 | FHA-SES-EYE-0004 - Eyewash Station, Bottles | FHA-SES-SQ-0008 | PPE,Eyewash Station | Safety Equipment |  | SQ | http://www.toronto.ca/TWONTO#00260 |  | Eyewash Stations & Showers
83041 | FHA-SES-SQ-0402 | FHA-SES-EYE-0006 - Eyewash Station, Bottles | FHA-SES-SQ-0008 | PPE,Eyewash Station | Safety Equipment |  | SQ | http://www.toronto.ca/TWONTO#00260 |  | Eyewash Stations & Showers
83053 | FHA-SES-SQ-0502 | FHA-SES-EYE-0012 - Eyewash Station, Bottles | FHA-SES-SQ-0008 | PPE,Eyewash Station | Safety Equipment |  | SQ | http://www.toronto.ca/TWONTO#00260 |  | Eyewash Stations & Showers
83044 | FHA-SES-SQ-0408 | FHA-SES-EYE-0014 - Eyewash Station, Bottles | FHA-SES-SQ-0008 | PPE,Eyewash Station | Safety Equipment |  | SQ | http://www.toronto.ca/TWONTO#00260 |  | Eyewash Stations & Showers
18738 | FHA-SES-SQ-1123 | FHA-SES-SQ-7 - Chemical Suits | FHA-SES |  | Safety Equipment |  | SQ | x |  | Safety & Environmental Services
| FHO COMMUNICATIONS | FHO Communications | FHO-SPC1 |  |  |  |  | http://www.toronto.ca/TWONTO#00260 | Process | Process Control Systems - Administrative
| FHO OIT | FHO OIT | FHO-SPC1 |  |  |  |  | http://www.toronto.ca/TWONTO#00260 | Process | Process Control Systems - Administrative
| FHO-DOZ-CONT | FHO OZONE CONTACT | FHO-DOZ |  |  |  |  | http://www.toronto.ca/TWONTO#00260 | Sub-Process | Ozonation System
| FHO-DOZ-GEN | FHO OZONE GENERATION SYSTEM | FHO-DOZ |  |  |  |  | http://www.toronto.ca/TWONTO#00260 | Sub-Process | Ozonation System
| FHO PLC | FHO PLC | FHO-SPC1 |  |  |  |  | http://www.toronto.ca/TWONTO#00260 | Process | Process Control Systems - Administrative
| FHO SCADA CLIENTS | FHO SCADA Clients | FHO-SPC1 |  |  |  |  | http://www.toronto.ca/TWONTO#00260 | Process | Process Control Systems - Administrative
| FHO SCADA SERVERS | FHO SCADA Servers | FHO-SPC1 |  |  |  |  | http://www.toronto.ca/TWONTO#00260 | Process | Process Control Systems - Administrative
| FHO SCADA SUPPORT | FHO SCADA Support | FHO-SPC1 |  |  |  |  | http://www.toronto.ca/TWONTO#00260 | Process | Process Control Systems - Administrative
| FHO-CBM | FHO-Condition Based Monitoiring | FHO |  |  |  |  | http://www.toronto.ca/TWONTO#00260 | Work Area | F.J. Horgan Water Treatment Plant
| FHO-RTE | FHO-Routine | FHO |  |  |  |  | http://www.toronto.ca/TWONTO#00260 | Work Area | F.J. Horgan Water Treatment Plant
38589 | TAB-ACC-3400 | Filter Bldg (Old Dewatering) S-6,S-7Space Heating,(Item #38) | TAB-ACC |  | HVAC |  | ACC | http://www.toronto.ca/TWONTO#00260 |  | Plant HVAC Equipment
105827 | TAB-ACC-3800 | Filter Bldg, Heat Rec. Bldg, Inc. Bldg Space Heating,(Item #29/30/31) | TAB-ACC |  | HVAC |  | ACC | http://www.toronto.ca/TWONTO#00260 |  | Plant HVAC Equipment
| FCL-ACC-FLT | Filter Building HVAC Equipment | FCL-ACC |  |  |  |  | http://www.toronto.ca/TWONTO#00260 | Equipment Location | Climate Control (HVAC)
| FCL-FLT-SAMP | Filter Composite Sampling | FCL-SAMP |  |  |  |  | http://www.toronto.ca/TWONTO#00260 | Sub-Process | Sampling Systems
| FIS-FLT PIPE GALLERY | FILTER PIPE GALLERY | FIS-GRK |  |  |  |  | http://www.toronto.ca/TWONTO#00260 | Building Service | FIS Buildings & Grounds
| FHA-WWW-RIPENING | Filter Ripening Flow | FHA-WWW |  |  |  |  | http://www.toronto.ca/TWONTO#00260 | Sub-Process | Residue Management / Waste Water System
33003 | KU3615A | Filter, Plant Water, Floatation | TAB-PWA-F | Filter | Filter |  |  | http://www.toronto.ca/TWONTO#00260 |  | Plant Water - Filters and Strainers
131005 | THR-AER-F-HPBB | Filter, Supply Air, Blower, High Pressure Blower Bldg. | THR-AER-BL | Filter | Filter |  |  | http://www.toronto.ca/TWONTO#00260 |  | Aeration Blowers
| THR-FPW | Filtered Plant Water | THR WORK AREA 3 |  |  |  |  | http://www.toronto.ca/TWONTO#00260 | Process | Plant Services
| THR-FPW | Filtered Plant Water | THR WORK AREA 4 |  |  |  |  | http://www.toronto.ca/TWONTO#00260 | Process | Liquid Handling 2
| THR-FPW-F | Filtered Plant Water, Filter Beds | THR-FPW |  |  |  |  | http://www.toronto.ca/TWONTO#00260 | Equipment Location | Filtered Plant Water
| THR-FPW-FW | Filtered Plant Water, Flushing Water | THR-FPW |  |  |  |  | http://www.toronto.ca/TWONTO#00260 | Equipment Location | Filtered Plant Water
| THR-FPW-P | Filtered Plant Water, Pumps | THR-FPW |  |  |  |  | http://www.toronto.ca/TWONTO#00260 | Equipment Location | Filtered Plant Water
| THR-DRN-FPW | Filtered Plant Water, Work Area 3 | THR-DRN-WA3 |  |  |  |  | http://www.toronto.ca/TWONTO#00260 | Mechanical Equipment | Drains, Work Area 3
| THR-GQ-FPW | Filtered Plant Water, Work Area 3 | THR-GQ-WA3 |  |  |  |  | http://www.toronto.ca/TWONTO#00260 | Mechanical Equipment | Grounds, Work Area 3
| THR-PLQ-FPW | Filtered Plant Water, Work Area 3 | THR-PLQ-WA3 |  |  |  |  | http://www.toronto.ca/TWONTO#00260 | Mechanical Equipment | Plumbing, Work Area 3
62381 | FHA-FILT | Filtration | FHA WORK AREA 1 |  | Filter |  |  | http://www.toronto.ca/TWONTO#00260 |  | Process
| FCL-FLT | Filtration | FCL WORK AREA 1 |  |  |  |  | http://www.toronto.ca/TWONTO#00260 | Process | Process
| FHA-FLT | Filtration | FHA WORK AREA 1 |  |  |  |  | http://www.toronto.ca/TWONTO#00260 | Sub-Process | Process
| FHA-FLT | Filtration | FHA-FILT |  |  |  |  | http://www.toronto.ca/TWONTO#00260 | Sub-Process | Filtration
| FHO-FLT | Filtration | FHO WORK AREA 1 |  |  |  |  | http://www.toronto.ca/TWONTO#00260 | Process | Process
| FIS-FLT | Filtration | FIS WORK AREA 1 |  |  |  |  | http://www.toronto.ca/TWONTO#00260 | Process | Process
| FHA-FLT-SAMP | Filtration Sampling | FHA-SAMP |  |  |  |  | http://www.toronto.ca/TWONTO#00260 | Sub-Process | Sampling Systems
| THR-FT-T | Final Sedimentation Tank & Dedicated WAS Pumping | THR-FT |  |  |  |  | http://www.toronto.ca/TWONTO#00260 | Equipment Location | Final Tank
| THR-FT | Final Tank | THR WORK AREA 4 |  |  |  |  | http://www.toronto.ca/TWONTO#00260 | Process | Liquid Handling 2
| THR-FT-CFP | Final Tank, Cross Feed Pumps | THR-FT |  |  |  |  | http://www.toronto.ca/TWONTO#00260 | Equipment Location | Final Tank
| THR-FT-DRN | Final Tank, Drainage, Sump Pumps | THR-FT-T |  |  |  |  | http://www.toronto.ca/TWONTO#00260 | Equipment Location | Final Sedimentation Tank & Dedicated WAS Pumping
| THR-FT-DRN | Final Tank, Drainage, Sump Pumps | THR-FT |  |  |  |  | http://www.toronto.ca/TWONTO#00260 | Equipment Location | Final Tank
| THR-FT-HWT | Final Tank, Plant Hot Water Tanks | THR-FT |  |  |  |  | http://www.toronto.ca/TWONTO#00260 | Equipment Location | Final Tank
| THR-FT-RPU | Final Tank, Remote Processor Unit, UPS & RTU | THR-FT |  |  |  |  | http://www.toronto.ca/TWONTO#00260 | Equipment Location | Final Tank
| THR-FT-RPU | Final Tank, Remote Processor Unit, UPS & RTU | THR-FT-T |  |  |  |  | http://www.toronto.ca/TWONTO#00260 | Equipment Location | Final Sedimentation Tank & Dedicated WAS Pumping
| THR-FT-RAS-P | Final Tank, Return Activated Sludge Pumping | THR-FT |  |  |  |  | http://www.toronto.ca/TWONTO#00260 | Equipment Location | Final Tank
| THR-FT-T-SCUM | Final Tank, Scum Tanks | THR-FT |  |  |  |  | http://www.toronto.ca/TWONTO#00260 | Equipment Location | Final Tank
| THR-FT-WAS-P | Final Tank, Waste Activated Sludge Pumping | THR-FT |  |  |  |  | http://www.toronto.ca/TWONTO#00260 | Equipment Location | Final Tank
| THR-FT-WAS-P-N | Final Tank, Waste Activated Sludge Pumping-North | THR-FT-WAS-P |  |  |  |  | http://www.toronto.ca/TWONTO#00260 | Equipment Location | Final Tank, Waste Activated Sludge Pumping
| THR-FT-WAS-P-S | Final Tank, Waste Activated Sludge Pumping-South | THR-FT-WAS-P |  |  |  |  | http://www.toronto.ca/TWONTO#00260 | Equipment Location | Final Tank, Waste Activated Sludge Pumping
| TNT-FT | Final Tanks 1-5 | TNT-STR |  |  |  |  | http://www.toronto.ca/TWONTO#00260 | Sub-Process | Secondary Treatment
134341 | THR-DRN-FT | Final Tanks, Work Area 4 | THR-DRN-WA4 |  | Drain |  |  | http://www.toronto.ca/TWONTO#00260 |  | Drains, Work Area 4
| YTF-SES-FEQ-1000 | Fire Dampers, Fire Prevention | YTF-SES-FEQ | Fire Prevention | Fire Equipment |  | FEQ | http://www.toronto.ca/TWONTO#00260
| YTF-SES-FEQ | Fire Equipment | YTF-BLDG |  |  |  |  | http://www.toronto.ca/TWONTO#00260 | Process | Bullding Services
| FIS-FEQ | Fire Equipment | FIS-SES | Fire Prevention,Extinguisher | Fire Equipment |  |  | http://www.toronto.ca/TWONTO#00260
| FHO-SES-FEQ-1000 | Fire Equipment, Built In | FHO-SES |  |  |  | FEQ | x | Equipment Location | Safety & Environmental Services
| FIS-SES-FE | Fire Fighting equipment | FIS-SES |  | Fire Equipment |  |  | http://www.toronto.ca/TWONTO#00260
| THC-SES-FEQ | Fire Fighting System | THC-SES |  |  |  |  | x | Sub-Process | Safety & Environmental Services
| FHA-SES-FE | Fire Hydrants | FHA-SES |  |  |  |  | x | Equipment Location | Safety & Environmental Services
| MAIN-146 | Main 146 (Transferred to D&C) | WTR-LWA |  |  | 36952 |  | x | Sub-Process | Work Area 2 Central Mains and Chambers
| TAB-FEQ-FH | Fire Hydrants | TAB-FEQ | Fire Prevention,Hydrant |  |  |  | http://www.toronto.ca/TWONTO#00260 | Sub-Process | Fire Protection Equipment, Plant Wide
| TNT-CW-FEQ | Fire Hydrants | TNT-CW |  |  |  |  | http://www.toronto.ca/TWONTO#00260 | Equipment Location | City Water
| FCL-SES-HYDRANT | Fire Hydrants | FCL-SES | Valve | Fire Equipment |  |  | x
81672 | TNT-SES-SQ-1000 | Fire Hydrants- All | TNT-GRK | Fire Prevention,Hydrant | Safety Equipment |  | SQ | http://www.toronto.ca/TWONTO#00260 |  | Groundskeeping, Building services, Safety Equipment
| MAIN-149 | Main 149 (Transferred to D&C) | WTR-LWA |  |  | 36953 |  | x | Sub-Process | Work Area 2 Central Mains and Chambers
| MAIN-149 | Main 149 (Transferred to D&C) | WTR-MT1 |  |  | 36953 |  | x | Sub-Process | Work Area 1 EAST Mains and Chambers
| FHA-FEQ-FEQ-0001 | Fire Hydrants, FHA | FHA-SES | Fire Prevention,Hydrant | Fire Equipment |  | FEQ | x
| FIS-ELS-FA-0500 | Fire Prevention, Safety,Filter Building Mezzanine | FIS_FEQ |  |  |  | FA | http://www.toronto.ca/TWONTO#00260 | Division | Asset Group, Fire Prevention, Safety, Evacuation and Suppression
| FIS-ELS-FA-0101 | Fire Prevention, Safety,Outdoor Substation | FIS_FEQ |  |  |  | FA | http://www.toronto.ca/TWONTO#00260 | Division | Asset Group, Fire Prevention, Safety, Evacuation and Suppression
| FIS-ELS-FA-0300 | Fire Prevention, Safety,Raw Water Pumping Station,Upper Level,East | FIS_FEQ |  |  |  | FA | http://www.toronto.ca/TWONTO#00260 | Division | Asset Group, Fire Prevention, Safety, Evacuation and Suppression
| FIS-ELS-FA-0400 | Fire Prevention, Safety,Raw Water Pumping Station,Upper Level,West | FIS_FEQ |  |  |  | FA | http://www.toronto.ca/TWONTO#00260 | Division | Asset Group, Fire Prevention, Safety, Evacuation and Suppression
| TAB-FEQ | Fire Protection Equipment, Plant Wide | TAB-WORK-AREA-WWPW |  |  |  |  | http://www.toronto.ca/TWONTO#00260 | Process | TAB Work Area WWPW
| TAB-FEQ | Fire Protection Equipment, Plant Wide | TAB-WORK-AREA-7 |  |  |  |  | http://www.toronto.ca/TWONTO#00260 | Process | Work Area 7
| TAB-FEQ | Fire Protection Equipment, Plant Wide | TAB-WORK-AREA-8 |  |  |  |  | http://www.toronto.ca/TWONTO#00260 | Process | Electrical Sub- Stations
| FCL-SES-FP-0001 | Fire Protection System | FCL-SES |  |  |  | FP | x | Sub-Process | Safety and Environmental Services
| OTH-FIR | FIRE SERVICES | OTH |  |  |  |  | http://www.toronto.ca/TWONTO#00260 | Process | DOS - OTHERS
| FHA-SES-FH | Fire Standpipe & Hose Cabinets | FHA-SES |  |  |  |  | x | Equipment Location | Safety & Environmental Services
| FHO-SES-FEQ-123 | Fire Standpipe & Hose Cabinets | FHO-SES-FEQ-1000 | Fire Prevention,Hose | Fire Equipment |  | FEQ | http://www.toronto.ca/TWONTO#00260
| FHO-SES-FEQ-123 | Fire Standpipe & Hose Cabinets | FHO-SES | Fire Prevention,Hose | Fire Equipment |  | FEQ | x
| TAB-FEQ-HOSE | Fire Standpipe/Hose Cabinets | TAB-FEQ | Fire Prevention,Hose | Fire Equipment |  |  | http://www.toronto.ca/TWONTO#00260
| TAB-FEQ-HC-BLWR | Fire Standpipe/Hose, Aeration/Blower Building | TAB-FEQ-HOSE | Fire Prevention,Hose |  |  |  | http://www.toronto.ca/TWONTO#00260 | Equipment Location | Fire Standpipe/Hose Cabinets
| TAB-FEQ-HC-AUX | Fire Standpipe/Hose, Auxilliary Building | TAB-FEQ-HOSE | Fire Prevention,Hose |  |  |  | http://www.toronto.ca/TWONTO#00260 | Equipment Location | Fire Standpipe/Hose Cabinets
| TAB-FEQ-HC-DEW | Fire Standpipe/Hose, Dewatering | TAB-FEQ-HOSE | Fire Prevention,Hose |  |  |  | http://www.toronto.ca/TWONTO#00260 | Equipment Location | Fire Standpipe/Hose Cabinets
| TAB-FEQ-HC-FLO | Fire Standpipe/Hose, Floatation Building | TAB-FEQ-HOSE | Fire Prevention,Hose |  |  |  | http://www.toronto.ca/TWONTO#00260 | Equipment Location | Fire Standpipe/Hose Cabinets
| TAB-FEQ-HC-INC | Fire Standpipe/Hose, Incineration/Heat Recovery | TAB-FEQ-HOSE | Fire Prevention,Hose |  |  |  | http://www.toronto.ca/TWONTO#00260 | Equipment Location | Fire Standpipe/Hose Cabinets
| TAB-FEQ-HC-PBLD | Fire Standpipe/Hose, P- Building | TAB-FEQ-HOSE | Fire Prevention,Hose |  |  |  | http://www.toronto.ca/TWONTO#00260 | Equipment Location | Fire Standpipe/Hose Cabinets
| TAB-FEQ-HC-PRT | Fire Standpipe/Hose, Primary Treatment | TAB-FEQ-HOSE | Fire Prevention,Hose |  |  |  | http://www.toronto.ca/TWONTO#00260 | Equipment Location | Fire Standpipe/Hose Cabinets
| TAB-FEQ-HC-Z | Fire Standpipe/Hose, Z Building | TAB-FEQ-HOSE | Fire Prevention,Hose |  |  |  | http://www.toronto.ca/TWONTO#00260 | Equipment Location | Fire Standpipe/Hose Cabinets
| FHA-SES-SQ-4 | First Aid | FHA-SES |  |  |  | SQ | x | Equipment Location | Safety & Environmental Services
113502 | TAB-ELS-SQ-FIRST AID | First Aid Kits | TAB-ELS-ESQ |  | Safety Equipment |  |  | http://www.toronto.ca/TWONTO#00260 |  | Electrical Safety Equipment
30378 | FIS-SES-FAK | First Aid Kits | FIS-SES |  | Safety Equipment |  |  | http://www.toronto.ca/TWONTO#00260 |  | Safety, Instrumentation & Environmental Services
| TNT-GRK-FSTAID | First aid Kits | TNT-GRK |  |  |  |  | http://www.toronto.ca/TWONTO#00260 | Equipment Location | Groundskeeping, Building services, Safety Equipment
| FIS COMMUNICATIONS | FIS Communications | FIS-SPC1 |  | Office Equipment |  |  | http://www.toronto.ca/TWONTO#00260 |  | Process Control Systems - Administrative
| MAIN-250 | Main 250 | WTR-LWA |  |  |  |  | http://www.toronto.ca/TWONTO#00804 | Sub-Process | Work Area 2 Central Mains and Chambers
| FIS>BLD>RW>S01>A01 | FIS Facility, Raw Water Pumping Station, Upper Level, Switchgear Area | FIS-ELS |  |  |  |  | http://www.toronto.ca/TWONTO#00260 | Division | System, Electrical Distribution System
| FIS-BLD-SBTN | FIS Facility, Substation Yard, Substation Outdoor Enclosure | FIS-ELS |  |  |  |  | http://www.toronto.ca/TWONTO#00260 | Division | System, Electrical Distribution System
| FIS>BLD>WS>MEZ | FIS Facility, Workshop Building, Mezzanine | FIS-ELS |  |  |  |  | http://www.toronto.ca/TWONTO#00260 | Division | System, Electrical Distribution System
| FIS OIT | FIS OIT | FIS-SPC1 |  | Office Equipment |  |  | http://www.toronto.ca/TWONTO#00260 |  | Process Control Systems - Administrative
| FIS PLC | FIS PLC | FIS-SPC1 |  | Office Equipment |  |  | http://www.toronto.ca/TWONTO#00260 |  | Process Control Systems - Administrative
| FIS SCADA CLIENTS | FIS SCADA Clients | FIS-SPC1 |  |  |  |  | http://www.toronto.ca/TWONTO#00260 | Process | Process Control Systems - Administrative
| FIS SCADA SERVERS | FIS SCADA Servers | FIS-SPC1 |  |  |  |  | http://www.toronto.ca/TWONTO#00260 | Process | Process Control Systems - Administrative
| FIS SCADA SUPPORT | FIS SCADA Support | FIS-SPC1 |  |  |  |  | http://www.toronto.ca/TWONTO#00260 | Process | Process Control Systems - Administrative
| TAB-DIG-FX-DOME13-16 | Flame Arrester, Pressure Relief, Vacuum Breaker, Moisture/Sediment Traps & Gas Valves, Digester Tank 13-16 | TAB-DIG-T-13-16 |  |  |  |  | http://www.toronto.ca/TWONTO#00260 | Sub-sub-process | Digester Tanks 13-16
| TAB-DIG-FX-T19-22 | Flame Arresters, MS Traps, Pressure Relief & Gas Valves, Digester Tank 19-22 | TAB-DIG-T-19-22 |  |  |  |  | http://www.toronto.ca/TWONTO#00260 | Equipment Location | Digester Tanks 19-22
58597 | TAB-VEH | Fleet and Mobile Equipment | TAB-WORK-AREA-7 |  | Vehicle |  |  | http://www.toronto.ca/TWONTO#00260
58598 | TAB-VEH | Fleet and Mobile Equipment | TAB-WORK-AREA-WWPW |  | Vehicle |  |  | http://www.toronto.ca/TWONTO#00260
| TAB-THK | Floatation | TAB-WORK-AREA-5 |  |  |  |  | http://www.toronto.ca/TWONTO#00260 | Process | Work Area 5
| TAB-THK | Floatation | TAB-WORK-AREA-SOL |  |  |  |  | http://www.toronto.ca/TWONTO#00260 | Process | TAB Work Area Sol
| TAB-THK-COMP | Floatation - Air Compressor | TAB-AI |  |  |  |  | http://www.toronto.ca/TWONTO#00260 | Equipment Location | Local Compressed Air Equipment
| TAB-THK-COMP | Floatation - Air Compressor | TAB-THK |  |  |  |  | http://www.toronto.ca/TWONTO#00260 | Equipment Location | Floatation
| TAB-THK-ELQ | Floatation - Electrical Equipment | TAB-THK |  |  |  |  | http://www.toronto.ca/TWONTO#00260 | Equipment Location | Floatation
| TAB-THK-INQ | Floatation - Instrumentation Equipment | TAB-THK |  |  |  |  | http://www.toronto.ca/TWONTO#00260 | Sub-Process | Floatation
| TAB-THK-P-RECYCLE | Floatation - Recycling Pumps | TAB-THK | Pump,Centrifugal | Pump |  |  | http://www.toronto.ca/TWONTO#00260
| TAB-THK-P-TWAS | Floatation - Thickened Waste Activated Sludge Pumps | TAB-THK | Pump | Pump |  |  | http://www.toronto.ca/TWONTO#00260
| TAB-STR5-V | Floatation - WAS Distribution Valves | TAB-WORK-AREA-5 |  |  |  |  | http://www.toronto.ca/TWONTO#00260 | Equipment Location | Work Area 5
| TAB-STR5-V | Floatation - WAS Distribution Valves | TAB-WORK-AREA-SOL |  |  |  |  | http://www.toronto.ca/TWONTO#00260 | Equipment Location | TAB Work Area Sol
| FCL-SES-7 | Floatation Devices | FCL-SES |  |  |  | SES | x | Sub-Process | Safety and Environmental Services
119370 | TAB-THK-TANKS | Floatation Tanks | TAB-THK |  | Tank |  |  | http://www.toronto.ca/TWONTO#00260 |  | Floatation
| FCL-FLO | Flocculation | FCL-PLT |  |  |  |  | http://www.toronto.ca/TWONTO#00260 | Sub-Process | Preliminary Treatment
| FHO-FLO | Flocculation System | FHO-PLT |  |  |  |  | http://www.toronto.ca/TWONTO#00260 | Sub-Process | Preliminary Treatment
| COE-FL | Floor slab for HUSAR, DOS - CONSTRUCTION EAST | COE |  |  |  |  | http://www.toronto.ca/TWONTO#00260 | Sub Area | DOS - CONSTRUCTION EAST
| FCL-ACC-FL | Flouride Room, HVAC Equipment | FCL-ACC |  |  |  |  | http://www.toronto.ca/TWONTO#00260 | Equipment Location | Climate Control (HVAC)
| TAB-ACC-FLU | Flue Gas system Boilers | TAB-ACC-BO |  |  |  |  | http://www.toronto.ca/TWONTO#00260 | Sub-Process | Hot Water Boilers
| FCL-FL | Fluoridation | FCL-DIS |  |  |  |  | http://www.toronto.ca/TWONTO#00260 | Sub-Process | Disinfection and Conditioning
| FHA-FL | Fluoridation | FHA-DIS |  |  |  |  | http://www.toronto.ca/TWONTO#00260 | Sub-Process | Disinfection
| FHO-FL | Fluoridation | FHO-DIS |  |  |  |  | http://www.toronto.ca/TWONTO#00260 | Sub-Process | Disinfection
| FIS-FL | Fluoridation | FIS-DIS |  |  |  |  | http://www.toronto.ca/TWONTO#00260 | Sub-Process | Disinfection
| FHO-FL-TANK-0101 | Fluoride Storage Tank 1 | FHO-FL |  |  |  | TANK | http://www.toronto.ca/TWONTO#00260 | Equipment Location | Fluoridation
| FHO-FL-TANK-0201 | Fluoride Storage Tank 2 | FHO-FL |  |  |  | TANK | http://www.toronto.ca/TWONTO#00260 | Equipment Location | Fluoridation
| MTMH460 | FORMAN-YONGE CTS | TRK-NTO |  |  |  |  | http://www.toronto.ca/TWONTO#00260 | Sub-Process | NORTH TORONTO DRAINAGE AREA
| MTMH460 | FORMAN-YONGE CTS | TRK-DON |  |  |  |  | http://www.toronto.ca/TWONTO#00260 | Sub-Process | DON DRAINAGE AREA
135343 | THR-FPW-RPU | FPW RPUs | THR-SPC |  | Remote Processor Unit |  |  | http://www.toronto.ca/TWONTO#00260 |  | Process Control Systems - Services Area
130480 | THR-ACC-RPU | Gallery Ventilaiton RPUs | THR-SPC |  | Remote Processor Unit |  |  | http://www.toronto.ca/TWONTO#00260 |  | Process Control Systems - Services Area
| THR-DIG-GBP | Gas Booster Pump, Scrubber Gas System | THR-DIG-AIT | Pump,Centrifugal | Pump |  |  | http://www.toronto.ca/TWONTO#00260
| TAB-DIG-C-T13-16 | Gas Compressors, Gas Valves & Actuators, Digestion Tank 13-16 | TAB-DIG-T-13-16 |  |  |  |  | http://www.toronto.ca/TWONTO#00260 | Sub-sub-process | Digester Tanks 13-16
| THC-SES-GAS | Gas Detectors and Monitors | THC-SES |  |  |  |  | x | Sub-Process | Safety & Environmental Services
| THC-SES-GAS-G | Gas Detectors and Monitors, Air Treatment Building G | THC-SES-GAS |  |  |  |  | http://www.toronto.ca/TWONTO#00260 | Equipment Location | Gas Detectors and Monitors
| THC-SES-GAS-A | Gas Detectors and Monitors, Building A | THC-SES-GAS |  |  |  |  | http://www.toronto.ca/TWONTO#00260 | Equipment Location | Gas Detectors and Monitors
| THC-SES-GAS-E | Gas Detectors and Monitors, Building E | THC-SES-GAS |  |  |  |  | http://www.toronto.ca/TWONTO#00260 | Equipment Location | Gas Detectors and Monitors
| THC-SES-GAS-K | Gas Detectors and Monitors, Building K | THC-SES-GAS |  |  |  |  | http://www.toronto.ca/TWONTO#00260 | Equipment Location | Gas Detectors and Monitors
| THC-SES-GAS-M | Gas Detectors and Monitors, Building M | THC-SES-GAS |  |  |  |  | http://www.toronto.ca/TWONTO#00260 | Equipment Location | Gas Detectors and Monitors
| THC-SES-GAS-U | Gas Detectors and Monitors, Digesters, Building U | THC-SES-GAS |  |  |  |  | http://www.toronto.ca/TWONTO#00260 | Equipment Location | Gas Detectors and Monitors
| THC-SES-GAS-J | Gas Detectors and Monitors, Flotation, Building J | THC-SES-GAS |  |  |  |  | http://www.toronto.ca/TWONTO#00260 | Equipment Location | Gas Detectors and Monitors
| THC-SES-GAS-I | Gas Detectors and Monitors, Headhouse, Building I | THC-SES-GAS |  |  |  |  | http://www.toronto.ca/TWONTO#00260 | Equipment Location | Gas Detectors and Monitors
| TAB-AUX | Gas Services, Natural Gas, Digester Gas | TAB-WORK-AREA-5 |  |  |  |  | http://www.toronto.ca/TWONTO#00260 | Process | Work Area 5
| TAB-AUX | Gas Services, Natural Gas, Digester Gas | TAB-WORK-AREA-6 |  |  |  |  | http://www.toronto.ca/TWONTO#00260 | Process | Work Area 6
| TAB-AUX | Gas Services, Natural Gas, Digester Gas | TAB-WORK-AREA-8 |  |  |  |  | http://www.toronto.ca/TWONTO#00260 | Process | Electrical Sub- Stations
| TAB-AUX | Gas Services, Natural Gas, Digester Gas | TAB-WORK-AREA-SEO |  |  |  |  | http://www.toronto.ca/TWONTO#00260 | Process | TAB Work Area SEO
| FCL-ACC-CL | Gaseous Chemical Building HVAC Equipment | FCL-ACC |  |  |  |  | http://www.toronto.ca/TWONTO#00260 | Equipment Location | Climate Control (HVAC)
| FHO-GOX | Gaseous Oxygen Pretreatment | FHO-DOZ |  |  |  |  | http://www.toronto.ca/TWONTO#00260 | Sub-Process | Ozonation System
| THR-PLT-GRIT-G | Gate, Sluice, North Grit, Preliminary Treatment | THR-PLT-GRITS | Valve,Gate,Act. |  |  |  | http://www.toronto.ca/TWONTO#00260 | Equipment Location | Gate,Sluice,Preliminary Treatment, Grit Building
| TAB-STR-G-BYPS | Gates ,Bypass | TAB-WORK-AREA-1 |  |  |  |  | http://www.toronto.ca/TWONTO#00260 | Process | Work Area 1
| TAB-STR-G-BYPS | Gates ,Bypass | TAB-WORK-AREA-LIQ |  |  |  |  | http://www.toronto.ca/TWONTO#00260 | Process | TAB Work Area Liq
126423 | THC-MCS-LD-0000000030 | GENERAL EQUIPMENT - GANTRY (insp Liftsafe) | THC-MCS-LD | Lifting Device | Lifting Device |  | LD | http://www.toronto.ca/TWONTO#00260 |  | Mechanical Services, Lifting Device
62532 | THC-MCS-LD-0000000028 | GENERAL EQUIPMENT - LIFT TABLE WITH MANUAL WINCH (insp Liftsafe) | THC-MCS-LD | Lifting Device | Lifting Device |  | LD | http://www.toronto.ca/TWONTO#00260 |  | Mechanical Services, Lifting Device
62617 | THC-MCS-LD-A7530 | GENERAL EQUIPMENT - WIRE ROPE (insp Liftsafe) | THC-MCS-LD | Lifting Device | Lifting Device |  |  | http://www.toronto.ca/TWONTO#00260 |  | Mechanical Services, Lifting Device
| MAIN-204 | Main 204 (Transferred to D&C) | WTR-LWA |  |  | 36954 |  | x | Sub-Process | Work Area 2 Central Mains and Chambers
126472 | THC-MCS-LD-9101539633 | GENERAL EQUIPMENT (insp Liftsafe) | THC-MCS-LD | Lifting Device | Lifting Device |  | LD | http://www.toronto.ca/TWONTO#00260 |  | Mechanical Services, Lifting Device
| TAB-MOGEN | Generator. Mobile | TAB-WORK-AREA-6 | Generator,Electricity,Portable |  |  |  | http://www.toronto.ca/TWONTO#00260 | Equipment Location | Work Area 6
| TAB-MOGEN | Generator. Mobile | TAB-WORK-AREA-SEO | Generator,Electricity,Portable |  |  |  | http://www.toronto.ca/TWONTO#00260 | Equipment Location | TAB Work Area SEO
| TAB-ELS-GEN | Generators, Standby Power | TAB-ELS-SUB |  |  |  |  | http://www.toronto.ca/TWONTO#00260 | Sub-Process | Electrical Substations
59415 | THC-ACC-PRTY-0001 | Glycol System, Administration Building, HVAC | THC-ACC-BLDG K |  | HVAC |  | PRTY | http://www.toronto.ca/TWONTO#00260 |  | Administration Building, HVAC
| MTMH162 | GODFREY-FOWLER CTS | TRK-DON |  |  |  |  | http://www.toronto.ca/TWONTO#00260 | Sub-Process | DON DRAINAGE AREA
| MTMH467 | GREER CTS | TRK-NTO |  |  |  |  | http://www.toronto.ca/TWONTO#00260 | Sub-Process | NORTH TORONTO DRAINAGE AREA
| THC-PLT-GRIT TANKS | Grid Tanks | THC-PLT |  |  |  |  | http://www.toronto.ca/TWONTO#00260 | Sub-Process | Preliminary Treatment (Grit and Screenings)
| THR-PLT-GRIT-P | Grit Pumps, Preliminary Treatment, Grit Building | THR-PLT-GRITS |  |  |  |  | http://www.toronto.ca/TWONTO#00260 | Equipment Location | Gate,Sluice,Preliminary Treatment, Grit Building
| THR-PLT-GRIT-P-HH | Grit Pumps, Preliminary Treatment, Head House | THR-PLT-T-HH |  |  |  |  | http://www.toronto.ca/TWONTO#00260 | Equipment Location | Tanks, Grit Vortex Prime, Headhouse
| THC-PLT-GRIT REMOVE | Grit Removal | THC-PLT |  |  |  |  | http://www.toronto.ca/TWONTO#00260 | Sub-Process | Preliminary Treatment (Grit and Screenings)
| FAC-PHA-GRD | GROUNDS | FAC-PHA |  |  |  |  | http://www.toronto.ca/TWONTO#00260 | Sub-Process | YARD - 125 PHARMACY ROAD
| MAIN-250 | Main 250 | WTR-MT3 |  |  |  |  | http://www.toronto.ca/TWONTO#00804 | Sub-Process | Work Area 3 WEST Mains and Chambers
120308 | THC-ACC-BLDG I | Headhouse Building, old process, HVAC | THC-MCS-HVAC |  | HVAC |  |  | http://www.toronto.ca/TWONTO#00260 |  | Mechanical Services, HVAC
| THC-OCS-BLDG-0001 | Headhouse Odour Control System | THC-PLT-BLDG-0001 |  |  |  | BLDG | http://www.toronto.ca/TWONTO#00260 | Sub-sub-process | New Head House, preliminary process
| THC-PS-BLDG-0001 | Headhouse Plant Services System | THC-PLT-BLDG-0001 |  |  |  | BLDG | http://www.toronto.ca/TWONTO#00260 | Sub-sub-process | New Head House, preliminary process
| THC-PWA-BLD-0001 | Headhouse Plant Water System | THC-PLT-BLDG-0001 |  |  |  | BLD | http://www.toronto.ca/TWONTO#00260 | Sub-sub-process | New Head House, preliminary process
120315 | THC-ACC-BLDG-0001 | Headworks, New Building HVAC | THC-MCS-HVAC |  | HVAC |  | BLDG | http://www.toronto.ca/TWONTO#00260 |  | Mechanical Services, HVAC
| TAB-HRS-HE | Heat Exchangers-Primary loop | TAB-WORK-AREA-6 |  |  |  |  | http://www.toronto.ca/TWONTO#00260 | Equipment Location | Work Area 6
| TAB-HRS-HE | Heat Exchangers-Primary loop | TAB-WORK-AREA-SEO |  |  |  |  | http://www.toronto.ca/TWONTO#00260 | Equipment Location | TAB Work Area SEO
| IU2016 | Heat Recovery Building Air Equipment | TAB-AI |  |  |  |  | http://www.toronto.ca/TWONTO#00260 | Equipment Location | Local Compressed Air Equipment
| FHO-ACC-HTR | Heater - New Building | FHO-MCS | Fan |  |  |  | http://www.toronto.ca/TWONTO#00260 | Sub-Process | Mechanical Services
105823 | TAB-ACC-2000 | Heating ,Space , Aeration and Chemical Gallery , Item 4/37 | TAB-ACC |  | HVAC |  | ACC | http://www.toronto.ca/TWONTO#00260 |  | Plant HVAC Equipment
105824 | TAB-ACC-2200 | Heating ,Space , PRS Building and Tunnel | TAB-ACC |  | HVAC |  | ACC | http://www.toronto.ca/TWONTO#00260 |  | Plant HVAC Equipment
38585 | TAB-ACC-1800 | Heating ,Space ,Blower Bldg, | TAB-ACC |  | HVAC |  | ACC | http://www.toronto.ca/TWONTO#00260 |  | Plant HVAC Equipment
38586 | TAB-ACC-2100 | Heating ,Space ,H tunnel | TAB-ACC |  | HVAC |  | ACC | http://www.toronto.ca/TWONTO#00260 |  | Plant HVAC Equipment
105822 | TAB-ACC-1600 | Heating Process & Space ,(Item #18) Primary Tanks 7-9 | TAB-ACC |  | HVAC |  | ACC | http://www.toronto.ca/TWONTO#00260 |  | Plant HVAC Equipment
38584 | TAB-ACC-1700 | Heating Process & Space ,(Item #19) O.P.S.Process | TAB-ACC |  | HVAC |  | ACC | http://www.toronto.ca/TWONTO#00260 |  | Plant HVAC Equipment
72926 | THR-ACC-HCP4 | Heating and Cooling Pumps, HVAC,WA4 | THR-DCL | Analyzer,ORP | HVAC |  |  | http://www.toronto.ca/TWONTO#00260 |  | Dechlorination
72925 | THR-ACC-HCP4 | Heating and Cooling Pumps, HVAC,WA4 | THR-ACC-WA4 | Analyzer,ORP | HVAC |  |  | http://www.toronto.ca/TWONTO#00260 |  | Air Conditioning, AHU, HVAC,Work Area4
130005 | THR-ACC-HCP2 | Heating and Cooling Pumps, WA2 | THR-ACC-WA3 | Analyzer,ORP | HVAC |  |  | http://www.toronto.ca/TWONTO#00260 |  | Air Conditioning, Boiler, Fans & AHU
72924 | THR-ACC-HCP2 | Heating and Cooling Pumps, WA2 | THR-OCS-NEW | Analyzer,ORP | HVAC |  |  | http://www.toronto.ca/TWONTO#00260 |  | Odour Control, Biofilter
72923 | THR-ACC-HCP2 | Heating and Cooling Pumps, WA2 | THR-ACC-AHU | Analyzer,ORP | HVAC |  |  | http://www.toronto.ca/TWONTO#00260 |  | Air Conditioning, Air Handling Unit, Gallery Ventilation
130003 | THR-ACC-HCP1 | Heating and Cooling Pumps,WA1 | THR-ACC-WA1 | Analyzer,ORP | HVAC |  |  | http://www.toronto.ca/TWONTO#00260 |  | Air Conditioning, AHU, HVAC,Work Area1
130004 | THR-ACC-HCP1 | Heating and Cooling Pumps,WA1 | THR-DCL | Analyzer,ORP | HVAC |  |  | http://www.toronto.ca/TWONTO#00260 |  | Dechlorination
105819 | TAB-ACC-0800 | Heating, Admin Bldg, Item 2 | TAB-ACC |  | HVAC |  | ACC | http://www.toronto.ca/TWONTO#00260 |  | Plant HVAC Equipment
105818 | TAB-ACC-0600 | Heating, Admin Bldg, Item 3 | TAB-ACC |  | HVAC |  | ACC | http://www.toronto.ca/TWONTO#00260 |  | Plant HVAC Equipment
38582 | TAB-ACC-1200 | Heating, Floatation Bldg -Item #25 | TAB-ACC |  | HVAC |  | ACC | http://www.toronto.ca/TWONTO#00260 |  | Plant HVAC Equipment
38580 | TAB-ACC-1000 | Heating, Primary 10-12 & Grit Tanks 13-16 Process ( D Bldg) (Item #24) | TAB-ACC |  | HVAC |  | ACC | http://www.toronto.ca/TWONTO#00260 |  | Plant HVAC Equipment
105826 | TAB-ACC-3600 | Heating, Space ,Old Admin Bldg,Prm 1-6, Lab Spc Heating,(Item #5) | TAB-ACC |  | HVAC |  | ACC | http://www.toronto.ca/TWONTO#00260 |  | Plant HVAC Equipment
136641 | THR-HVAC-ACB | Heating, Ventilation and Air Conditioning, Air Compressor Building | THR-ACC-HVAC |  | HVAC |  |  | http://www.toronto.ca/TWONTO#00260 |  | Air Conditioning, Heating, Ventilation & Air Conditioning
72514 | THR-ACC-COMP | Heating, Ventilation and Air Conditioning, Compressor Building | THR-ACC-WA3 |  | HVAC |  |  | http://www.toronto.ca/TWONTO#00260 |  | Air Conditioning, Boiler, Fans & AHU
81320 | THR-HVAC-CB | Heating, Ventilation and Air Conditioning, Consultant Building | THR-ACC-HVAC |  | HVAC |  |  | http://www.toronto.ca/TWONTO#00260 |  | Air Conditioning, Heating, Ventilation & Air Conditioning
130448 | THR-ACC-PRS | Heating, Ventilation and Air Conditioning, Ferrous Chloride Building | THR-PRS |  | HVAC |  |  | http://www.toronto.ca/TWONTO#00260 |  | Phosphorous Removal System
130447 | THR-ACC-PRS | Heating, Ventilation and Air Conditioning, Ferrous Chloride Building | THR-ACC-WA4 |  | HVAC |  |  | http://www.toronto.ca/TWONTO#00260 |  | Air Conditioning, AHU, HVAC,Work Area4
73538 | THR-ACC-PRS | Heating, Ventilation and Air Conditioning, Ferrous Chloride Building | THR-ACC-HVAC |  | HVAC |  |  | http://www.toronto.ca/TWONTO#00260 |  | Air Conditioning, Heating, Ventilation & Air Conditioning
73539 | THR-ACC-PRS | Heating, Ventilation and Air Conditioning, Ferrous Chloride Building | THR-ACC-WA3 |  | HVAC |  |  | http://www.toronto.ca/TWONTO#00260 |  | Air Conditioning, Boiler, Fans & AHU
129998 | THR-ACC-GRIT | Heating, Ventilation and Air Conditioning, Grit Building | THR-ACC-WA3 |  | HVAC |  |  | http://www.toronto.ca/TWONTO#00260 |  | Air Conditioning, Boiler, Fans & AHU
72918 | THR-ACC-GRIT | Heating, Ventilation and Air Conditioning, Grit Building | THR-ACC-HVAC |  | HVAC |  |  | http://www.toronto.ca/TWONTO#00260 |  | Air Conditioning, Heating, Ventilation & Air Conditioning
72919 | THR-ACC-GRIT | Heating, Ventilation and Air Conditioning, Grit Building | THR-OCS-NEW |  | HVAC |  |  | http://www.toronto.ca/TWONTO#00260 |  | Odour Control, Biofilter
129999 | THR-ACC-GRIT | Heating, Ventilation and Air Conditioning, Grit Building | THR-PLT |  | HVAC |  |  | http://www.toronto.ca/TWONTO#00260 |  | Preliminary Treatment
130000 | THR-ACC-GRIT | Heating, Ventilation and Air Conditioning, Grit Building | THR-PRM |  | HVAC |  |  | http://www.toronto.ca/TWONTO#00260 |  | Primary Treatment
130022 | THR-ACC-HH | Heating, Ventilation and Air Conditioning, Head House | THR-OCS-NEW |  | HVAC |  |  | http://www.toronto.ca/TWONTO#00260 |  | Odour Control, Biofilter
72944 | THR-ACC-HH | Heating, Ventilation and Air Conditioning, Head House | THR-ACC-HVAC |  | HVAC |  |  | http://www.toronto.ca/TWONTO#00260 |  | Air Conditioning, Heating, Ventilation & Air Conditioning
130023 | THR-ACC-HH | Heating, Ventilation and Air Conditioning, Head House | THR-PRM |  | HVAC |  |  | http://www.toronto.ca/TWONTO#00260 |  | Primary Treatment
130021 | THR-ACC-HH | Heating, Ventilation and Air Conditioning, Head House | THR-ACC-WA3 |  | HVAC |  |  | http://www.toronto.ca/TWONTO#00260 |  | Air Conditioning, Boiler, Fans & AHU
72945 | THR-ACC-HH | Heating, Ventilation and Air Conditioning, Head House | THR-PLT |  | HVAC |  |  | http://www.toronto.ca/TWONTO#00260 |  | Preliminary Treatment
136643 | THR-HVAC-HPBB | Heating, Ventilation and Air Conditioning, High Pressure Blower Building | THR-AER-BL |  | HVAC |  |  | http://www.toronto.ca/TWONTO#00260 |  | Aeration Blowers
136642 | THR-HVAC-HPBB | Heating, Ventilation and Air Conditioning, High Pressure Blower Building | THR-ACC-HVAC |  | HVAC |  |  | http://www.toronto.ca/TWONTO#00260 |  | Air Conditioning, Heating, Ventilation & Air Conditioning
73536 | THR-ACC-PRM | Heating, Ventilation and Air Conditioning, Primaries | THR-ACC-WA3 |  | HVAC |  |  | http://www.toronto.ca/TWONTO#00260 |  | Air Conditioning, Boiler, Fans & AHU
130445 | THR-ACC-PRM | Heating, Ventilation and Air Conditioning, Primaries | THR-ACC-HVAC |  | HVAC |  |  | http://www.toronto.ca/TWONTO#00260 |  | Air Conditioning, Heating, Ventilation & Air Conditioning
73537 | THR-ACC-PRM | Heating, Ventilation and Air Conditioning, Primaries | THR-PRM |  | HVAC |  |  | http://www.toronto.ca/TWONTO#00260 |  | Primary Treatment
130446 | THR-ACC-PRM | Heating, Ventilation and Air Conditioning, Primaries | THR-OCS-NEW |  | HVAC |  |  | http://www.toronto.ca/TWONTO#00260 |  | Odour Control, Biofilter
136644 | THR-HVAC-WS | Heating, Ventilation and Air Conditioning, West Substation | THR-ACC-WA3 |  | HVAC |  |  | http://www.toronto.ca/TWONTO#00260 |  | Air Conditioning, Boiler, Fans & AHU
81321 | THR-HVAC-WS | Heating, Ventilation and Air Conditioning, West Substation | THR-ACC-HVAC |  | HVAC |  |  | http://www.toronto.ca/TWONTO#00260 |  | Air Conditioning, Heating, Ventilation & Air Conditioning
105820 | TAB-ACC-1400 | Heating, Z Bldg - | TAB-ACC |  | HVAC |  | ACC | http://www.toronto.ca/TWONTO#00260 |  | Plant HVAC Equipment
| MTMH101 | HIGH LEVEL INTERCEPTOR STS | TRK-DON |  |  |  |  | http://www.toronto.ca/TWONTO#00260 | Sub-Process | DON DRAINAGE AREA
11926 | FCL-DEW-HLPS | High Lift Area Dewatering | FCL-DEW | Tank,Reservoir | Tank |  |  | http://www.toronto.ca/TWONTO#00260 |  | Dewatering
| FCL-ACC-P-HL | High Lift Pumping Station HVAC Equipment | FCL-ACC |  |  |  |  | http://www.toronto.ca/TWONTO#00260 | Equipment Location | Climate Control (HVAC)
| THR-DRN-HPBB | High Pressure Blower Bldg., Work Area 3 | THR-DRN-WA3 |  |  |  |  | http://www.toronto.ca/TWONTO#00260 | Mechanical Equipment | Drains, Work Area 3
| THR-GQ-HPBB | High Pressure Blower Bldg., Work Area 3 | THR-GQ-WA3 |  |  |  |  | http://www.toronto.ca/TWONTO#00260 | Mechanical Equipment | Grounds, Work Area 3
| THR-PLQ-HPBB | High Pressure Blower Bldg., Work Area 3 | THR-PLQ-WA3 |  |  |  |  | http://www.toronto.ca/TWONTO#00260 | Mechanical Equipment | Plumbing, Work Area 3
113503 | TAB-ELS-SQ-GLOVE | High Voltage Gloves | TAB-ELS-ESQ |  | Tool |  |  | http://www.toronto.ca/TWONTO#00260 |  | Electrical Safety Equipment
113499 | TAB-ELS-SQ-BLANKET | High Voltage Insulating Blankets | TAB-ELS-ESQ |  | Tool |  |  | http://www.toronto.ca/TWONTO#00260 |  | Electrical Safety Equipment
| TRK-HCK | HIGHLAND CREEK DRAINAGE AREA | TRK |  |  |  |  | http://www.toronto.ca/TWONTO#00260 | Process | DOS - TRUNK SEWER SYSTEM
| MTMH220 | HIGHLAND CREEK STS | TRK-DON |  |  |  |  | http://www.toronto.ca/TWONTO#00260 | Sub-Process | DON DRAINAGE AREA
| MTMH220 | HIGHLAND CREEK STS | TRK-HCK |  |  |  |  | http://www.toronto.ca/TWONTO#00260 | Sub-Process | HIGHLAND CREEK DRAINAGE AREA
| THC | Highland Creek Treatment Plant | WWT |  |  |  |  | http://www.toronto.ca/TWONTO#00260 | Facility | Wastewater Treatment
| MTMH360 | HILLARY CTS | TRK-DON |  |  |  |  | http://www.toronto.ca/TWONTO#00260 | Sub-Process | DON DRAINAGE AREA
| MTMH360 | HILLARY CTS | TRK-HMR |  |  |  |  | http://www.toronto.ca/TWONTO#00260 | Sub-Process | HUMBER DRAINAGE AREA
| MTMH420 | HILLHURST STS | TRK-NTO |  |  |  |  | http://www.toronto.ca/TWONTO#00260 | Sub-Process | NORTH TORONTO DRAINAGE AREA
| TNT-ACC-HW | Hot water Circulation System | TNT-ACC |  |  |  |  | http://www.toronto.ca/TWONTO#00260 | Sub-Process | HVAC, Boilers
| TNT-ACC-HW-HEADER | Hot water Heades, Valves, Ect., | TNT-ACC-HW |  |  |  |  | http://www.toronto.ca/TWONTO#00260 | Equipment Location | Hot water Circulation System
| THR-ACC-HW | Hot Water System, Heating and Air Conditioning | THR WORK AREA 3 |  |  |  |  | http://www.toronto.ca/TWONTO#00260 | Equipment Location | Plant Services
| THR-ACC-HW | Hot Water System, Heating and Air Conditioning | THR-ACC-WA3 |  |  |  |  | http://www.toronto.ca/TWONTO#00260 | Equipment Location | Air Conditioning, Boiler, Fans & AHU
136606 | THR-JHSC-HWT | Hot Water Tanks | THR-JHSC-WA3 |  | Safety Equipment |  |  | http://www.toronto.ca/TWONTO#00260 |  | Joint Health & Safety Committee WA3
| THR-PRM-HW | Hot Water, Flushing Primary Treatment | THR-PRM-NORTH |  |  |  |  | http://www.toronto.ca/TWONTO#00260 | Equipment Location | Primary Treatment, North Primary
| THC-PRM-BLDG-HPU0010 | HPU Building 10 | THC-PRM |  |  |  |  | http://www.toronto.ca/TWONTO#00260 | Division | Primary Treatment
| TRK-HMR | HUMBER DRAINAGE AREA | TRK |  |  |  |  | http://www.toronto.ca/TWONTO#00260 | Process | DOS - TRUNK SEWER SYSTEM
| MTMH320 | HUMBER STS | TRK-HMR |  |  |  |  | http://www.toronto.ca/TWONTO#00260 | Sub-Process | HUMBER DRAINAGE AREA
| MTMH320 | HUMBER STS | TRK-DON |  |  |  |  | http://www.toronto.ca/TWONTO#00260 | Sub-Process | DON DRAINAGE AREA
| THR | Humber Treatment Plant | WWT |  |  |  |  | http://www.toronto.ca/TWONTO#00260 | Facility | Wastewater Treatment
| SWM-HMR | HUMBER WATERSHED | SWM |  |  |  |  | http://www.toronto.ca/TWONTO#00260 | Process | DOS - STORM WATER MANAGEMENT
| OTH-HUS | HUSAR | OTH |  |  |  |  | http://www.toronto.ca/TWONTO#00260 | Process | DOS - OTHERS
| FHA-MCS-ACC | HVAC | FHA-MCS |  |  |  |  | http://www.toronto.ca/TWONTO#00260 | Sub-Process | Mechanical
| FIS-ACC-ADMIN BUILDING | HVAC Admin Buliding | FIS-HVAC |  |  |  |  | http://www.toronto.ca/TWONTO#00260 | Equipment Location | Climate Control
| TNT-ACC-AHU | HVAC- AHUs and Fans | TNT-ACC |  |  |  |  | http://www.toronto.ca/TWONTO#00260 | Sub-Process | HVAC, Boilers
| TNT-ACC-AC | HVAC- Air conditioner and cooling units | TNT-ACC | H.V.A.C. |  |  |  | http://www.toronto.ca/TWONTO#00260 | Sub-Process | HVAC, Boilers
| FIS-ACC-CHEMICAL BUILDING | HVAC Chemical Building | FIS-HVAC |  |  |  |  | http://www.toronto.ca/TWONTO#00260 | Equipment Location | Climate Control
| YTF-ACC | HVAC Equipment | YTF-BLDG |  |  |  |  | http://www.toronto.ca/TWONTO#00260 | Process | Bullding Services
| FIS-ACC-FILTER BUILDING | HVAC Filter Buidling | FIS-HVAC |  |  |  |  | http://www.toronto.ca/TWONTO#00260 | Equipment Location | Climate Control
| TNT-ACC-HTR | HVAC Heaters, | TNT-ACC |  |  |  |  | http://www.toronto.ca/TWONTO#00260 | Sub-Process | HVAC, Boilers
38581 | TAB-ACC-1100 | HVAC Heating, P Bldg | TAB-ACC | H.V.A.C. | HVAC |  | ACC | http://www.toronto.ca/TWONTO#00260 |  | Plant HVAC Equipment
| FIS-ACC-MARINEYARD | HVAC Marine Yard Building | FIS-HVAC |  |  |  |  | http://www.toronto.ca/TWONTO#00260 | Equipment Location | Climate Control
| FIS-ACC-RW BUILDING | HVAC Raw Water Building | FIS-HVAC |  |  |  |  | http://www.toronto.ca/TWONTO#00260 | Equipment Location | Climate Control
| FIS-ACC-MAINT-STORAGE | HVAC Storage Building | FIS-HVAC |  |  |  |  | http://www.toronto.ca/TWONTO#00260 | Equipment Location | Climate Control
| FIS-ACC-WORKSHOP BUILD | HVAC Workshop Building | FIS-HVAC |  |  |  |  | http://www.toronto.ca/TWONTO#00260 | Equipment Location | Climate Control
| TNT-ACC | HVAC, Boilers | TNT WORK AREA 9 |  |  |  |  | http://www.toronto.ca/TWONTO#00260 | Process | North Toronto Treatment Plant
105837 | TAB-ACC-8200 | HVAC, M&T Building | TAB-ACC |  | HVAC |  | ACC | http://www.toronto.ca/TWONTO#00260 |  | Plant HVAC Equipment
| YTF-NGS | HVAC, Natural Gas | YTF-BLDG |  |  |  |  | http://www.toronto.ca/TWONTO#00260 | Process | Bullding Services
| TAB-ACC-PWPS | HVAC, Plant Water Pumping Station | TAB-ACC-5400 |  |  |  |  | http://www.toronto.ca/TWONTO#00260 | Mechanical Equipment | Space Heating, P.W.P.S. , Item-11
| TAB-ACC-PRM | HVAC, Primary & Corrosion Control Units | TAB-ACC |  |  |  |  | http://www.toronto.ca/TWONTO#00260 | Equipment Location | Plant HVAC Equipment
58191 | THC-ACC-BLDG M | Incineration Building, HVAC | THC-MCS-HVAC |  | HVAC |  |  | http://www.toronto.ca/TWONTO#00260 |  | Mechanical Services, HVAC
| TAB-NGS-INCIN | Incineration Gas Valves | TAB-NGS-WASTE |  |  |  |  | http://www.toronto.ca/TWONTO#00260 | Equipment Location | TAB- Natural Gas Supply Line,Incinerators,Pelletizers, Waste Burners
| THC-INC | Incineration Process | THCSLDMNT |  |  |  |  | http://www.toronto.ca/TWONTO#00260 | Process | THC Solids Maintenance
| THC-INCINERATOR-BLDG | Incineration Process, Building Location | THC-EUS |  |  |  |  | http://www.toronto.ca/TWONTO#00260 | Process | Production & End User Support
| THC-INC-CHEMICAL SYSTEM | Incineration Process, FBI, Chemical System | THC-INC |  |  |  |  | http://www.toronto.ca/TWONTO#00260 | Sub-Process | Incineration Process
| THC-INC-FLUE GAS SYSTEM | Incineration Process, FBI, Exhaust Flue Gas System | THC-INC |  |  |  |  | http://www.toronto.ca/TWONTO#00260 | Sub-Process | Incineration Process
| THC-INC-FUEL SYSTEM | Incineration Process, FBI, Fuel System | THC-INC |  |  |  |  | http://www.toronto.ca/TWONTO#00260 | Sub-Process | Incineration Process
| THC-DEW-RPU | Incineration RPUs | THC-INC |  |  |  |  | http://www.toronto.ca/TWONTO#00260 | Equipment Location | Incineration Process
| THC-DEW-RPU | Incineration RPUs | THC-DEW |  |  |  |  | http://www.toronto.ca/TWONTO#00260 | Equipment Location | Dewatering Process
| EU2002 | Incinerator Building Air Equipment | TAB-AI |  |  |  |  | http://www.toronto.ca/TWONTO#00260 | Equipment Location | Local Compressed Air Equipment
| YTF-ELS-LTG-1000 | Indoor Electrical Equipment | YTF-ELS |  |  |  | LTG | http://www.toronto.ca/TWONTO#00260 | Electrical Equipment | Electrical Equipment
| THC-ITS | Information Technology Systems, Plant wide | THCLIQOPS |  |  |  |  | http://www.toronto.ca/TWONTO#00260 | Process | THC Liquids Operations
| TNT-ELS | Instrument / Electrical | TNT WORK AREA 9 |  |  |  |  | http://www.toronto.ca/TWONTO#00260 | Process | North Toronto Treatment Plant
| FHO-MCS-SA/AI | Instrument Air & Service Air | FHO-MCS |  |  |  |  | http://www.toronto.ca/TWONTO#00260 | Sub-Process | Mechanical Services
| FIS-CALS | Instrument Calibrations by Contractor | FIS |  |  |  |  | http://www.toronto.ca/TWONTO#00260 | Process | Island Water Treatment Plant
| FIS-CALS | Instrument Calibrations by Contractor | FIS WORK AREA 1 |  |  |  |  | http://www.toronto.ca/TWONTO#00260 | Process | Process
| TAB-WA8-INQ | Instrument Equipment | TAB-WORK-AREA-8 |  |  |  |  | http://www.toronto.ca/TWONTO#00260 | Instrumentation Equipment | Electrical Sub- Stations
| THR-ELS-INQ | Instrument Equipment, Meter, Calibrators, Spectrophotometer | THR-ELS |  |  |  |  | http://www.toronto.ca/TWONTO#00260 | Instrumentation Equipment | Electrical Power System
| TAB-DIG-PIT | Instrument Equipment, PIT to Waste Gas Burner | TAB-DIG-PIP |  |  |  |  | http://www.toronto.ca/TWONTO#00260 | Equipment Location | Digestion Pipe Gallery, ELQ, PIT, STRC & Sump Pumps
| THC-MCS-AI/SA | Instrument/service Air Plant Wide | THC-GRK-MCS |  |  |  |  | http://www.toronto.ca/TWONTO#00260 | Sub-Process | Mechanical Services
| COL-PCU-AUX-INST | Instrumentation Equipment | COL-PCU-AUX |  |  |  |  | http://www.toronto.ca/TWONTO#00260 | Sub-Process | Auxiliary Equipment
| COL-PLB-AUX-INST | Instrumentation Equipment | COL-PLB |  |  |  |  | http://www.toronto.ca/TWONTO#00260 | Sub-Process | Long Branch Pumping Station
| COL-PLB-AUX-INST | Instrumentation Equipment | COL-PLB-AUX |  |  |  |  | http://www.toronto.ca/TWONTO#00260 | Sub-Process | Auxiliary Equipment
| COL-PWR-AUX-INST | Instrumentation Equipment | COL-PWR-AUX |  |  |  |  | http://www.toronto.ca/TWONTO#00260 | Sub-Process | Auxiliary Equipment
| TAB-PRS-INQ | Instrumentation Equipment | TAB-PRS2 |  |  |  |  | http://www.toronto.ca/TWONTO#00260 | Equipment Location | Phosphorus Removal System
| FHA-RW-S | Intake & Screening | FHA-RAW |  |  |  |  | http://www.toronto.ca/TWONTO#00260 | Sub-Process | Raw Water Production
| FCL-RW-INTAKE | Intake and Conduit | FCL-RW |  |  |  |  | http://www.toronto.ca/TWONTO#00260 | Mechanical Equipment | Raw Water
26120 | FIS-ACC-HTR-0101-SUS | Intake Building Heating | FIS-GRK-0001 | H.V.A.C.,Heater | HVAC | 38120 | HTR | x |  | FIS, Building Maintenance
26121 | FIS-ACC-HTR-0101-SUS | Intake Building Heating | FIS-HVAC | H.V.A.C.,Heater | HVAC | 38120 | HTR | x |  | Climate Control
26122 | FIS-ACC-HTR-0101-SUS | Intake Building Heating | FIS-SUSPENDED | H.V.A.C.,Heater | HVAC | 38120 | HTR | x |  | Obsolete Entities/Processes
| FHA-WWW-SCREEN | Intake Screening Pumping System | FHA-RW-S |  |  |  |  | http://www.toronto.ca/TWONTO#00260 | Sub-Process | Intake & Screening
| FHA-WWW-SCREEN | Intake Screening Pumping System | FHA-WWW |  |  |  |  | http://www.toronto.ca/TWONTO#00260 | Sub-Process | Residue Management / Waste Water System
| DIS-ITM | Integrated Technology Management | DIS |  |  |  |  | http://www.toronto.ca/TWONTO#00260 | Work Area | District Operations
| ECC-ITM | Integrated Technology Management | ECC |  |  |  |  | http://www.toronto.ca/TWONTO#00260 | Work Area | Etobicoke Civic Centre
| FCL-ITM | Integrated Technology Management | FCL |  |  |  |  | http://www.toronto.ca/TWONTO#00260 | Work Area | R L Clark Water Treatment Plant
| FHA-ITM | Integrated Technology Management | FHA |  |  |  |  | http://www.toronto.ca/TWONTO#00260 | Work Area | R C Harris Water Treatment Plant
| FHO-ITM | Integrated Technology Management | FHO |  |  |  |  | http://www.toronto.ca/TWONTO#00260 | Work Area | F.J. Horgan Water Treatment Plant
| FIS-ITM | Integrated Technology Management | FIS |  |  |  |  | http://www.toronto.ca/TWONTO#00260 | Work Area | Island Water Treatment Plant
| TAB-ITM | Integrated Technology Management | TAB |  |  |  |  | http://www.toronto.ca/TWONTO#00260 | Work Area | Ashbridges Bay Treatment Plant
| THC-ITM | Integrated Technology Management | THC |  |  |  |  | http://www.toronto.ca/TWONTO#00260 | Work Area | Highland Creek Treatment Plant
| THR-ITM | Integrated Technology Management | THR |  |  |  |  | http://www.toronto.ca/TWONTO#00260 | Work Area | Humber Treatment Plant
| TNT-ITM | Integrated Technology Management | TNT |  |  |  |  | http://www.toronto.ca/TWONTO#00260 | Work Area | North Toronto Treatment Plant
| WTR-ITM | Integrated Technology Management | WTR |  |  |  |  | http://www.toronto.ca/TWONTO#00260 | Work Area | Water Supply
| YCS-ITM | Integrated Technology Management | YCS |  |  |  |  | http://www.toronto.ca/TWONTO#00260 | Work Area | Commissioners Street
| YDA-ITM | Integrated Technology Management | YDA |  |  |  |  | http://www.toronto.ca/TWONTO#00260 | Work Area | Dee Avenue
| YMH-ITM | Integrated Technology Management | YMH |  |  |  |  | http://www.toronto.ca/TWONTO#00260 | Work Area | Metro Hall
| YTF-ITM | Integrated Technology Management | YTF |  |  |  |  | http://www.toronto.ca/TWONTO#00260 | Work Area | Tiffield Data Center
| FCL-ITS | Integrated Technology Support | FCL-ITM |  |  |  |  | http://www.toronto.ca/TWONTO#00260 | Sub Area | Integrated Technology Management
| YTF-SES-FEQ-2000 | Internal Fire Doors, Fire Prevention | YTF-SES-FEQ | Fire Prevention | Fire Equipment |  | FEQ | http://www.toronto.ca/TWONTO#00260
| TAB-RSP-IPS | IPS Building | TAB-RSP |  |  |  |  | http://www.toronto.ca/TWONTO#00260 | Sub-Process | Raw Sewage Pumping
66778 | THC-GRK-IRG-0001 | Irigation System, Admin. Bldg, K | THC-GRK-K |  | HVAC |  | IRG | http://www.toronto.ca/TWONTO#00260 |  | Building K
125730 | THC-GRK-IRG-0001 | Irigation System, Admin. Bldg, K | THC-ACC-BLDG K |  | HVAC |  | IRG | http://www.toronto.ca/TWONTO#00260 |  | Administration Building, HVAC
66779 | THC-GRK-IRG-0002 | Irigation System, New workshop. Bldg, X | THC-GRK-X |  | HVAC |  | IRG | http://www.toronto.ca/TWONTO#00260 |  | Building X
125731 | THC-GRK-IRG-0002 | Irigation System, New workshop. Bldg, X | THC-ACC-BLDG X |  | HVAC |  | IRG | http://www.toronto.ca/TWONTO#00260 |  | New Workshop WA2 Building HVAC
| FHA-WWW-IRRIG | Irrigation | FHA-WWW |  |  |  |  | http://www.toronto.ca/TWONTO#00260 | Sub-Process | Residue Management / Waste Water System
| FIS | Island Water Treatment Plant | TW |  |  |  |  | http://www.toronto.ca/TWONTO#00260 | Facility | Toronto Water
| FIS | Island Water Treatment Plant | WT&S |  |  |  |  | http://www.toronto.ca/TWONTO#00260 | Facility | Water Treatment & Supply
136615 | THR-JHSC-WA1 | Joint Health & Safety Committee WA1 | THR WORK AREA 1 |  | Safety Equipment |  |  | http://www.toronto.ca/TWONTO#00260 |  | Solid Handling
76042 | THR-JHSC-WA2 | Joint Health & Safety Committee WA2 | THR WORK AREA 2 |  | Safety Equipment |  |  | http://www.toronto.ca/TWONTO#00260 |  | Liquid Handling
136616 | THR-JHSC-WA3 | Joint Health & Safety Committee WA3 | THR WORK AREA 3 |  | Safety Equipment |  |  | http://www.toronto.ca/TWONTO#00260 |  | Plant Services
136617 | THR-JHSC-WA4 | Joint Health & Safety Committee WA4 | THR WORK AREA 4 |  | Safety Equipment |  |  | http://www.toronto.ca/TWONTO#00260 |  | Liquid Handling 2
78665 | THR-SES-JHSC | Joint Health and Safety Coordination | THR-SES-WA3 | Safety | Safety Equipment |  |  | x |  | Safety & Environmental Services
| COL-YKP | Kipling Yard | YKP-BLD |  |  |  |  | http://www.toronto.ca/TWONTO#00260 | Building Service | Collections - 435 Kipling Ave. Building envelope
| TNT-CSO-LAB | Lab Bldg polymer System | TNT-CSO | Building Service |  |  |  | http://www.toronto.ca/TWONTO#00260 | Sub-Process | Combined Sewer Overflow and storage system
| FCL-LAB-CHEM-0001 | Lab Chemical Equipment | FCL-LAB |  |  |  | CHEM | http://www.toronto.ca/TWONTO#00260 | Station | Lab Sampling Equipment
| FIS-LAB-CHEM-0001 | Lab Chemical Equipment | FIS-AUX |  |  |  | CHEM | http://www.toronto.ca/TWONTO#00260 | Mechanical Equipment | Lab, Analyzers
| FHO-LABCHEM | Lab Chemical Inventory | FHO |  |  |  |  | http://www.toronto.ca/TWONTO#00260 | Work Area | F.J. Horgan Water Treatment Plant
| FCL-LAB | Lab Sampling Equipment | FCL-SAMP |  |  |  |  | http://www.toronto.ca/TWONTO#00260 | Sub-Process | Sampling Systems
| FIS-AUX | Lab, Analyzers | FIS WORK AREA 1 |  |  |  |  | http://www.toronto.ca/TWONTO#00260 | Equipment Location | Process
| FHO-AUX | Lab/Portable Testing Instruments | FHO WORK AREA 1 |  |  |  |  | http://www.toronto.ca/TWONTO#00260 | Process | Process
| BOM-LAB-TAB | Laboratory - Ashbridges Bay Treatment Plant | BOM - LABORATORY |  |  |  |  | http://www.toronto.ca/TWONTO#00260 | Process | Business Operations Management
| BOM-LAB-COM | Laboratory - Commissioners St. | BOM - LABORATORY |  |  |  |  | http://www.toronto.ca/TWONTO#00260 | Process | Business Operations Management
| BOM-LAB-DEE | Laboratory - Dee Avenue | BOM - LABORATORY |  |  |  |  | http://www.toronto.ca/TWONTO#00260 | Process | Business Operations Management
| BOM-LAB-COM-INORG | Laboratory - Inorganic | BOM-LAB-COM |  |  |  |  | http://www.toronto.ca/TWONTO#00260 | Sub-Process | Laboratory - Commissioners St.
| BOM-LAB-DEE-INORG | Laboratory - Inorganic | BOM-LAB-DEE |  |  |  |  | http://www.toronto.ca/TWONTO#00260 | Sub-Process | Laboratory - Dee Avenue
| BOM-LAB-TAB-INORG | Laboratory - Inorganic | BOM-LAB-TAB |  |  |  |  | http://www.toronto.ca/TWONTO#00260 | Sub-Process | Laboratory - Ashbridges Bay Treatment Plant
| BOM-LAB-DEE-ORG | Laboratory - Organic | BOM-LAB-DEE |  |  |  |  | http://www.toronto.ca/TWONTO#00260 | Sub-Process | Laboratory - Dee Avenue
| BOM-LAB-TAB-ORG | Laboratory - Organic | BOM-LAB-TAB |  |  |  |  | http://www.toronto.ca/TWONTO#00260 | Sub-Process | Laboratory - Ashbridges Bay Treatment Plant
| FHA-AUX-LAB | Laboratory and Portable Testing Equipment | FHA-AUX |  |  |  |  | http://www.toronto.ca/TWONTO#00260 | Sub-Process | Auxiliary Systems
| THC-LAB | Laboratory Equipment | THCLIQMNT |  |  |  |  | http://www.toronto.ca/TWONTO#00260 | Process | THC Liquids Maintenance
61954 | THC-GRK-LAD-0002 | Ladder, fixed access type | THC-GRK-MCS |  | Tool |  | LAD | http://www.toronto.ca/TWONTO#00260 |  | Mechanical Services
125961 | THC-GRK-LAD-0001 | Ladder, portable access type, step, rolling, folding, extension, scissor, multi-position, platform, sliding | THC-GRK-MCS |  | Tool |  | LAD | http://www.toronto.ca/TWONTO#00260 |  | Mechanical Services
81480 | FHA-SES-LD-1 | Ladders | FHA-SES | Safety | Safety Equipment |  | LD | x |  | Safety & Environmental Services
| MTMH100 | LAKE FRONT INTERCEPTOR STS | TRK-DON |  |  |  |  | http://www.toronto.ca/TWONTO#00260 | Sub-Process | DON DRAINAGE AREA
| MTMH324 | LAKESHORE STS | TRK-HMR |  |  |  |  | http://www.toronto.ca/TWONTO#00260 | Sub-Process | HUMBER DRAINAGE AREA
| TRK-LVW | LAKEVIEW DRAINAGE AREA | TRK |  |  |  |  | http://www.toronto.ca/TWONTO#00260 | Process | DOS - TRUNK SEWER SYSTEM
89125 | WTR-RLL | Leslie Tank | WTR-EAST-TNK |  | Tank |  |  | http://www.toronto.ca/TWONTO#00260 |  | Work Area 1 EAST Tanks
89124 | WTR-RLL | Leslie Tank | WTR-CENTRAL-TNK |  | Tank |  |  | http://www.toronto.ca/TWONTO#00260 |  | Work Area 2 Central Tanks
| MTMH131 | LESLIE-STEELES STS | TRK-DON |  |  |  |  | http://www.toronto.ca/TWONTO#00260 | Sub-Process | DON DRAINAGE AREA
| FHA-SES-LP | Life Preservers | FHA-SES |  |  |  |  | x | Equipment Location | Safety & Environmental Services
8693 | COL-RBC-LD-0001 | Lifting Device | COL-RBC-MISC |  | Lifting Device |  | LD | http://www.toronto.ca/TWONTO#00260 |  | Miscellaneous Equipment
31431 | COL-RBB-LD-0001 | Lifting Device | COL-RBB-MISC |  | Lifting Device |  | LD | http://www.toronto.ca/TWONTO#00260 |  | Miscellaneous Equipment
8539 | COL-RBB-LD-0002 | Lifting Device | COL-RBB-MISC |  | Lifting Device |  | LD | http://www.toronto.ca/TWONTO#00260 |  | Miscellaneous Equipment
8722 | COL-RBG-LD-0001 | Lifting Device | COL-RBG-MISC |  | Lifting Device |  | LD | http://www.toronto.ca/TWONTO#00260 |  | Miscellaneous Equipment
138617 | THR-SES-LD | Lifting Device, Safety Equipment | THR-SES-SQ | Safety | Safety Equipment |  |  | http://www.toronto.ca/TWONTO#00260 |  | Safety Equipment
| FCL-MCS-LD | Lifting Devices | FCL-MCS |  |  |  |  | http://www.toronto.ca/TWONTO#00260 | Sub-Process | Mechanical Services
| FHA-MCS-LD | Lifting Devices | FHA-MCS |  |  |  |  | http://www.toronto.ca/TWONTO#00260 | Sub-Process | Mechanical
| FHO-MCS-LD | Lifting Devices & Elevators | FHO-MCS |  |  |  |  | http://www.toronto.ca/TWONTO#00260 | Equipment Location | Mechanical Services
| THC-MCS-LD-A | Lifting Devices & Elevators, Building A | THC-MCS-LD | Lifting Device |  |  |  | http://www.toronto.ca/TWONTO#00260 | Equipment Location | Mechanical Services, Lifting Device
| THC-MCS-LD-H | Lifting Devices & Elevators, Building H | THC-MCS-LD | Lifting Device |  |  |  | http://www.toronto.ca/TWONTO#00260 | Equipment Location | Mechanical Services, Lifting Device
| THC-MCS-LD-M | Lifting Devices & Elevators, Building M | THC-MCS-LD | Lifting Device |  |  |  | http://www.toronto.ca/TWONTO#00260 | Equipment Location | Mechanical Services, Lifting Device
| THC-MCS-LD-O | Lifting Devices & Elevators, Building O | THC-MCS-LD | Lifting Device |  |  |  | http://www.toronto.ca/TWONTO#00260 | Equipment Location | Mechanical Services, Lifting Device
| THC-MCS-LD-S | Lifting Devices & Elevators, Building S | THC-MCS-LD | Lifting Device |  |  |  | http://www.toronto.ca/TWONTO#00260 | Equipment Location | Mechanical Services, Lifting Device
| THC-MCS-LD-U | Lifting Devices & Elevators,Building U | THC-MCS-LD | Lifting Device |  |  |  | http://www.toronto.ca/TWONTO#00260 | Equipment Location | Mechanical Services, Lifting Device
81368 | TNT-MCS-LD | Lifting Devices , cranes/ Portable crane/hoists, come alongs, slings, wire rope, chains | TNT-MCS | Lifting Device | Lifting Device |  |  | http://www.toronto.ca/TWONTO#00260 |  | Miscellaneous, including Storm Water Tanks
| THC-MCS-LD-B | Lifting Devices, Building B | THC-MCS-LD | Lifting Device |  |  |  | http://www.toronto.ca/TWONTO#00260 | Equipment Location | Mechanical Services, Lifting Device
| THC-MCS-LD-J | Lifting Devices, Building J | THC-MCS-LD | Lifting Device |  |  |  | http://www.toronto.ca/TWONTO#00260 | Equipment Location | Mechanical Services, Lifting Device
| THC-MCS-LD-T | Lifting Devices, Building T | THC-MCS-LD | Lifting Device |  |  |  | http://www.toronto.ca/TWONTO#00260 | Equipment Location | Mechanical Services, Lifting Device
76046 | THR-LD-WA2 | Lifting Devices, Chain Hoist, Come Along & Slings | THR-MCS-WA2 | Lifting Device,Sling | Lifting Device |  |  | http://www.toronto.ca/TWONTO#00260 |  | Cranes, Lifting Devices, Machine Tools, Overhead Doors
136621 | THR-LD-WA1 | Lifting Devices, Chain Hoist, Come Along & Slings | THR-GRK-WA1 | Lifting Device,Sling | Lifting Device |  |  | http://www.toronto.ca/TWONTO#00260 |  | Building & Grounds Work Area 1
136622 | THR-LD-WA2 | Lifting Devices, Chain Hoist, Come Along & Slings | THR-GRK-WA2 | Lifting Device,Sling | Lifting Device |  |  | http://www.toronto.ca/TWONTO#00260 |  | Building & Grounds Work Area 2
136623 | THR-LD-WA4 | Lifting Devices, Chain Hoist, Come Along & Slings | THR-MCS-WA4 | Lifting Device,Sling | Lifting Device |  |  | http://www.toronto.ca/TWONTO#00260 |  | Cranes, Lifting Devices, Machine Tools, Mechanical/Welding Shops
76047 | THR-LD-WA3 | Lifting Devices, Chain Hoist, Come Along & Slings | THR-MCS-WA3 | Lifting Device,Sling | Lifting Device |  |  | http://www.toronto.ca/TWONTO#00260 |  | Cranes, Lifting Devices, Machine Tools, Overhead doors, Welding Shops
76045 | THR-LD-WA1 | Lifting Devices, Chain Hoist, Come Along & Slings | THR-MCS-WA1 | Lifting Device,Sling | Lifting Device |  |  | http://www.toronto.ca/TWONTO#00260 |  | Cranes, Lifting Devices, Machine Tools, Overhead Doors
76048 | THR-LD-WA4 | Lifting Devices, Chain Hoist, Come Along & Slings | THR-GRK-WA4 | Lifting Device,Sling | Lifting Device |  |  | http://www.toronto.ca/TWONTO#00260 |  | Building & Grounds Work Area 4
| THC-MCS-LD-G | Lifting Devices, Chemical storage, Building G | THC-MCS-LD | Lifting Device |  |  |  | http://www.toronto.ca/TWONTO#00260 | Equipment Location | Mechanical Services, Lifting Device
| THC-MCS-LD-I | Lifting Devices, Headhouse, Building I | THC-MCS-LD | Lifting Device |  |  |  | http://www.toronto.ca/TWONTO#00260 | Equipment Location | Mechanical Services, Lifting Device
| THR WORK AREA 2 | Liquid Handling | THR |  |  |  |  | http://www.toronto.ca/TWONTO#00260 | Work Area | Humber Treatment Plant
| THR WORK AREA 4 | Liquid Handling 2 | THR |  |  |  |  | http://www.toronto.ca/TWONTO#00260 | Work Area | Humber Treatment Plant
| FHO-LOX | Liquid Oxygen System | FHO-DOZ |  |  |  |  | http://www.toronto.ca/TWONTO#00260 | Sub-Process | Ozonation System
| FCL-ACC-FN-LL | LL Screen Rm Exh. Sys -FN-0102(15-2), -0103(15-3), 0104(15-4) | FCL-ACC-P-LL |  |  |  |  | http://www.toronto.ca/TWONTO#00260 | Equipment Location | Low Lift Pumping Station HVAC Equipment
| FCL-ACC-FN-LL | LL Screen Rm Exh. Sys -FN-0102(15-2), -0103(15-3), 0104(15-4) | FCL-ACC |  |  |  |  | http://www.toronto.ca/TWONTO#00260 | Equipment Location | Climate Control (HVAC)
| TAB-AI | Local Compressed Air Equipment | TAB-WORK-AREA-6 |  |  |  |  | http://www.toronto.ca/TWONTO#00260 | Process | Work Area 6
| TAB-AI | Local Compressed Air Equipment | TAB-WORK-AREA-SEO |  |  |  |  | http://www.toronto.ca/TWONTO#00260 | Process | TAB Work Area SEO
| MTMH520 | LONGBRANCH STS | TRK-DON |  |  |  |  | http://www.toronto.ca/TWONTO#00260 | Sub-Process | DON DRAINAGE AREA
| MTMH520 | LONGBRANCH STS | TRK-LVW |  |  |  |  | http://www.toronto.ca/TWONTO#00260 | Sub-Process | LAKEVIEW DRAINAGE AREA
| MTMH102 | LOW LEVEL INTERCEPTOR STS | TRK-DON |  |  |  |  | http://www.toronto.ca/TWONTO#00260 | Sub-Process | DON DRAINAGE AREA
| FCL-ACC-P-LL | Low Lift Pumping Station HVAC Equipment | FCL-ACC |  |  |  |  | http://www.toronto.ca/TWONTO#00260 | Equipment Location | Climate Control (HVAC)
| TAB-RSP-FN | M & T Building - Odour Control Fans & Filters | TAB-RSP |  |  |  |  | http://www.toronto.ca/TWONTO#00260 | Sub-Process | Raw Sewage Pumping
| TAB-RSP-M | M Building | TAB-RSP |  |  |  |  | http://www.toronto.ca/TWONTO#00260 | Sub-Process | Raw Sewage Pumping
| TAB-RSP-SC-M | M Building - Bar Screen, Sluice Gates & Wet Wells | TAB-RSP-M |  |  |  |  | http://www.toronto.ca/TWONTO#00260 | Mechanical Equipment | M Building
| TAB-RSP-ELQ-M | M Building - Electrical Equipment | TAB-RSP-M |  |  |  |  | http://www.toronto.ca/TWONTO#00260 | Electrical Equipment | M Building
| TAB-RSP-INQ-M | M Building - Instrumentation Equipment | TAB-RSP-M |  |  |  |  | http://www.toronto.ca/TWONTO#00260 | Instrumentation Equipment | M Building
| TAB-RSP-PM | M Building - Raw Sewage Pumping | TAB-RSP |  |  |  |  | http://www.toronto.ca/TWONTO#00260 | Sub-Process | Raw Sewage Pumping
| TAB-RSP-STRC-M | M Building - Safety Equipment,Building Services,Drains, Plumbing | TAB-RSP-M |  |  |  |  | http://www.toronto.ca/TWONTO#00260 | Mechanical Equipment | M Building
| TAB-RSP-G-M | M Building - Sluice/Gate Valves | TAB-RSP-M |  |  |  |  | http://www.toronto.ca/TWONTO#00260 | Mechanical Equipment | M Building
| TAB-RSP-P | M Building - Sump Pumps | TAB-RSP-M | Pump,Centrifugal |  |  |  | http://www.toronto.ca/TWONTO#00260 | Mechanical Equipment | M Building
| TAB-ELS-M BLDG | M Building Indoor Substation | TAB-ELS-NORTH | Transformer |  |  |  | http://www.toronto.ca/TWONTO#00260 | Equipment Location | North Substation
| TAB-ELS-M BLDG | M Building Indoor Substation | TAB-RSP-M | Transformer |  |  |  | http://www.toronto.ca/TWONTO#00260 | Equipment Location | M Building
| TAB-RSP-C-M | M Building, Compressed Air | TAB-RSP-M |  |  |  |  | http://www.toronto.ca/TWONTO#00260 | Mechanical Equipment | M Building
| FHA-MCS-MEQ | Machine Shop & Equipment | FHA-MCS |  |  |  |  | http://www.toronto.ca/TWONTO#00260 | Sub-Process | Mechanical
| FHO-MCS-MEQ | Machine Shop & Equipment | FHO-MCS |  |  |  |  | http://www.toronto.ca/TWONTO#00260 | Sub-Process | Mechanical Services
| FIS-MCS-MC | Machine Shop & Equipment | FIS-MCS |  |  |  |  | http://www.toronto.ca/TWONTO#00260 | Sub-Process | Mechanical Services
| THC-MCS-MEQ | Machine Shop and Equipment | THC-GRK-MCS |  |  |  |  | http://www.toronto.ca/TWONTO#00260 | Sub-Process | Mechanical Services
| TAB-MCS-MT | Machine Shop Mechanical Equipment | TAB-MCS |  |  |  |  | http://www.toronto.ca/TWONTO#00260 | Mechanical Equipment | Mechanical & Machine Shop, Overhead Doors & Sump Pumps
76219 | THR-MCS-MT | Machine Tool, Miscellaneous | THR-MCS-WA1 | Door,Overhead | Tool |  |  | http://www.toronto.ca/TWONTO#00260 |  | Cranes, Lifting Devices, Machine Tools, Overhead Doors
76236 | THR-MCS-MT1-WA2 | Machine Tool-1 | THR-MCS-WA2 |  | Tool |  |  | http://www.toronto.ca/TWONTO#00260 |  | Cranes, Lifting Devices, Machine Tools, Overhead Doors
76237 | THR-MCS-MT2-WA2 | Machine Tool-2 | THR-MCS-WA2 |  | Tool |  |  | http://www.toronto.ca/TWONTO#00260 |  | Cranes, Lifting Devices, Machine Tools, Overhead Doors
136784 | THR-MT-WA3 | Machine Tools | THR-MCS-WA3 |  | Tool |  |  | http://www.toronto.ca/TWONTO#00260 |  | Cranes, Lifting Devices, Machine Tools, Overhead doors, Welding Shops
136785 | THR-MT-WA4 | Machine Tools | THR-GRK-WA4 |  | Tool |  |  | http://www.toronto.ca/TWONTO#00260 |  | Building & Grounds Work Area 4
76241 | THR-MT-WA4 | Machine Tools | THR WORK AREA 4 |  | Tool |  |  | http://www.toronto.ca/TWONTO#00260 |  | Liquid Handling 2
76242 | THR-MT-WA4 | Machine Tools | THR-MCS-WA4 |  | Tool |  |  | http://www.toronto.ca/TWONTO#00260 |  | Cranes, Lifting Devices, Machine Tools, Mechanical/Welding Shops
| MAIN-252 | Main 252 | WTR-LWA |  |  |  |  | http://www.toronto.ca/TWONTO#00804 | Sub-Process | Work Area 2 Central Mains and Chambers
| MAIN-253 | Main 253 | WTR-MT1 |  |  |  |  | http://www.toronto.ca/TWONTO#00804 | Sub-Process | Work Area 1 EAST Mains and Chambers
| MAIN-253 | Main 253 | WTR-LWA |  |  |  |  | http://www.toronto.ca/TWONTO#00804 | Sub-Process | Work Area 2 Central Mains and Chambers
| MAIN-258 | Main 258 | WTR-LWA |  |  |  |  | http://www.toronto.ca/TWONTO#00804 | Sub-Process | Work Area 2 Central Mains and Chambers
| MAIN-258 | Main 258 | WTR-MT3 |  |  |  |  | http://www.toronto.ca/TWONTO#00804 | Sub-Process | Work Area 3 WEST Mains and Chambers
| MAIN-259 | Main 259 | WTR-LWA |  |  |  |  | http://www.toronto.ca/TWONTO#00804 | Sub-Process | Work Area 2 Central Mains and Chambers
| MAIN-259 | Main 259 | WTR-MT3 |  |  |  |  | http://www.toronto.ca/TWONTO#00804 | Sub-Process | Work Area 3 WEST Mains and Chambers
| MAIN-260 | Main 260 | WTR-LWA |  |  |  |  | http://www.toronto.ca/TWONTO#00804 | Sub-Process | Work Area 2 Central Mains and Chambers
| MAIN-260 | Main 260 | WTR-MT1 |  |  |  |  | http://www.toronto.ca/TWONTO#00804 | Sub-Process | Work Area 1 EAST Mains and Chambers
| MAIN-262 | Main 262 | WTR-LWA |  |  |  |  | http://www.toronto.ca/TWONTO#00804 | Sub-Process | Work Area 2 Central Mains and Chambers
| MAIN-262 | Main 262 | WTR-MT1 |  |  |  |  | http://www.toronto.ca/TWONTO#00804 | Sub-Process | Work Area 1 EAST Mains and Chambers
| MAIN-263 | Main 263 | WTR-MT1 |  |  |  |  | http://www.toronto.ca/TWONTO#00804 | Sub-Process | Work Area 1 EAST Mains and Chambers
| MAIN-263 | Main 263 | WTR-LWA |  |  |  |  | http://www.toronto.ca/TWONTO#00804 | Sub-Process | Work Area 2 Central Mains and Chambers
| MAIN-265 | Main 265 | WTR-LWA |  |  |  |  | http://www.toronto.ca/TWONTO#00804 | Sub-Process | Work Area 2 Central Mains and Chambers
| MAIN-266 | Main 266 | WTR-MT1 |  |  |  |  | http://www.toronto.ca/TWONTO#00804 | Sub-Process | Work Area 1 EAST Mains and Chambers
| MAIN-266 | Main 266 | WTR-LWA |  |  |  |  | http://www.toronto.ca/TWONTO#00804 | Sub-Process | Work Area 2 Central Mains and Chambers
| MAIN-267 | Main 267 | WTR-MT1 |  |  |  |  | http://www.toronto.ca/TWONTO#00804 | Sub-Process | Work Area 1 EAST Mains and Chambers
| MAIN-267 | Main 267 | WTR-LWA |  |  |  |  | http://www.toronto.ca/TWONTO#00804 | Sub-Process | Work Area 2 Central Mains and Chambers
| MAIN-268 | Main 268 | WTR-MT1 |  |  |  |  | http://www.toronto.ca/TWONTO#00804 | Sub-Process | Work Area 1 EAST Mains and Chambers
| MAIN-268 | Main 268 | WTR-LWA |  |  |  |  | http://www.toronto.ca/TWONTO#00804 | Sub-Process | Work Area 2 Central Mains and Chambers
| MAIN-269 | Main 269 | WTR-MT1 |  |  |  |  | http://www.toronto.ca/TWONTO#00804 | Sub-Process | Work Area 1 EAST Mains and Chambers
| MAIN-269 | Main 269 | WTR-LWA |  |  |  |  | http://www.toronto.ca/TWONTO#00804 | Sub-Process | Work Area 2 Central Mains and Chambers
| MAIN-270 | Main 270 | WTR-LWA |  |  |  |  | http://www.toronto.ca/TWONTO#00804 | Sub-Process | Work Area 2 Central Mains and Chambers
| MAIN-270 | Main 270 | WTR-MT1 |  |  |  |  | http://www.toronto.ca/TWONTO#00804 | Sub-Process | Work Area 1 EAST Mains and Chambers
| MAIN-271 | Main 271 | WTR-MT1 |  |  |  |  | http://www.toronto.ca/TWONTO#00804 | Sub-Process | Work Area 1 EAST Mains and Chambers
| MAIN-271 | Main 271 | WTR-LWA |  |  |  |  | http://www.toronto.ca/TWONTO#00804 | Sub-Process | Work Area 2 Central Mains and Chambers
| MAIN-273 | Main 273 | WTR-LWA |  |  |  |  | http://www.toronto.ca/TWONTO#00804 | Sub-Process | Work Area 2 Central Mains and Chambers
| MAIN-273 | Main 273 | WTR-MT1 |  |  |  |  | http://www.toronto.ca/TWONTO#00804 | Sub-Process | Work Area 1 EAST Mains and Chambers
| MAIN-274 | Main 274 | WTR-LWA |  |  |  |  | http://www.toronto.ca/TWONTO#00804 | Sub-Process | Work Area 2 Central Mains and Chambers
| MAIN-274 | Main 274 | WTR-MT1 |  |  |  |  | http://www.toronto.ca/TWONTO#00804 | Sub-Process | Work Area 1 EAST Mains and Chambers
| MAIN-275 | Main 275 | WTR-LWA |  |  |  |  | http://www.toronto.ca/TWONTO#00804 | Sub-Process | Work Area 2 Central Mains and Chambers
| MAIN-275 | Main 275 | WTR-MT1 |  |  |  |  | http://www.toronto.ca/TWONTO#00804 | Sub-Process | Work Area 1 EAST Mains and Chambers
| MAIN-277 | Main 277 | WTR-LWA |  |  |  |  | http://www.toronto.ca/TWONTO#00804 | Sub-Process | Work Area 2 Central Mains and Chambers
| MAIN-277 | Main 277 | WTR-MT1 |  |  |  |  | http://www.toronto.ca/TWONTO#00804 | Sub-Process | Work Area 1 EAST Mains and Chambers
| MAIN-278 | Main 278 | WTR-LWA |  |  |  |  | http://www.toronto.ca/TWONTO#00804 | Sub-Process | Work Area 2 Central Mains and Chambers
| MAIN-281 | Main 281 (Transferred to D&C) | WTR-LWA |  |  |  |  | http://www.toronto.ca/TWONTO#00804 | Sub-Process | Work Area 2 Central Mains and Chambers
| MAIN-282 | Main 282 | WTR-LWA |  |  |  |  | http://www.toronto.ca/TWONTO#00804 | Sub-Process | Work Area 2 Central Mains and Chambers
| MAIN-282 | Main 282 | WTR-MT1 |  |  |  |  | http://www.toronto.ca/TWONTO#00804 | Sub-Process | Work Area 1 EAST Mains and Chambers
| MAIN-283 | Main 283 | WTR-LWA |  |  |  |  | http://www.toronto.ca/TWONTO#00804 | Sub-Process | Work Area 2 Central Mains and Chambers
| MAIN-284 | Main 284 (Transferred to D&C) | WTR-LWA |  |  |  |  | http://www.toronto.ca/TWONTO#00804 | Sub-Process | Work Area 2 Central Mains and Chambers
| MAIN-285 | Main 285 (Transferred to D&C) | WTR-LWA |  |  |  |  | http://www.toronto.ca/TWONTO#00804 | Sub-Process | Work Area 2 Central Mains and Chambers
| MAIN-286 | Main 286 | WTR-LWA |  |  |  |  | http://www.toronto.ca/TWONTO#00804 | Sub-Process | Work Area 2 Central Mains and Chambers
| MAIN-288 | Main 288 | WTR-LWA |  |  |  |  | http://www.toronto.ca/TWONTO#00804 | Sub-Process | Work Area 2 Central Mains and Chambers
| MAIN-288 | Main 288 | WTR-MT1 |  |  |  |  | http://www.toronto.ca/TWONTO#00804 | Sub-Process | Work Area 1 EAST Mains and Chambers
| MAIN-289 | Main 289 | WTR-LWA |  |  |  |  | http://www.toronto.ca/TWONTO#00804 | Sub-Process | Work Area 2 Central Mains and Chambers
| MAIN-289 | Main 289 | WTR-MT1 |  |  |  |  | http://www.toronto.ca/TWONTO#00804 | Sub-Process | Work Area 1 EAST Mains and Chambers
| MAIN-290 | Main 290 | WTR-LWA |  |  |  |  | http://www.toronto.ca/TWONTO#00804 | Sub-Process | Work Area 2 Central Mains and Chambers
| MAIN-290 | Main 290 | WTR-MT1 |  |  |  |  | http://www.toronto.ca/TWONTO#00804 | Sub-Process | Work Area 1 EAST Mains and Chambers
| MAIN-293 | Main 293 | WTR-LWA |  |  |  |  | http://www.toronto.ca/TWONTO#00804 | Sub-Process | Work Area 2 Central Mains and Chambers
| MAIN-293 | Main 293 | WTR-MT1 |  |  |  |  | http://www.toronto.ca/TWONTO#00804 | Sub-Process | Work Area 1 EAST Mains and Chambers
| MAIN-294 | Main 294 | WTR-LWA |  |  |  |  | http://www.toronto.ca/TWONTO#00804 | Sub-Process | Work Area 2 Central Mains and Chambers
| MAIN-296 | Main 296 | WTR-LWA |  |  |  |  | http://www.toronto.ca/TWONTO#00804 | Sub-Process | Work Area 2 Central Mains and Chambers
| MAIN-296 | Main 296 | WTR-MT1 |  |  |  |  | http://www.toronto.ca/TWONTO#00804 | Sub-Process | Work Area 1 EAST Mains and Chambers
| MAIN-297 | Main 297 | WTR-MT1 |  |  |  |  | http://www.toronto.ca/TWONTO#00804 | Sub-Process | Work Area 1 EAST Mains and Chambers
| MAIN-297 | Main 297 | WTR-LWA |  |  |  |  | http://www.toronto.ca/TWONTO#00804 | Sub-Process | Work Area 2 Central Mains and Chambers
| MAIN-298 | Main 298 | WTR-LWA |  |  |  |  | http://www.toronto.ca/TWONTO#00804 | Sub-Process | Work Area 2 Central Mains and Chambers
| MAIN-298 | Main 298 | WTR-MT1 |  |  |  |  | http://www.toronto.ca/TWONTO#00804 | Sub-Process | Work Area 1 EAST Mains and Chambers
| MAIN-299 | Main 299 | WTR-LWA |  |  |  |  | http://www.toronto.ca/TWONTO#00804 | Sub-Process | Work Area 2 Central Mains and Chambers
| MAIN-299 | Main 299 | WTR-MT1 |  |  |  |  | http://www.toronto.ca/TWONTO#00804 | Sub-Process | Work Area 1 EAST Mains and Chambers
| MAIN-302 | Main 302 | WTR-LWA |  |  |  |  | http://www.toronto.ca/TWONTO#00804 | Sub-Process | Work Area 2 Central Mains and Chambers
| MAIN-302 | Main 302 | WTR-MT1 |  |  |  |  | http://www.toronto.ca/TWONTO#00804 | Sub-Process | Work Area 1 EAST Mains and Chambers
| MAIN-305 | Main 305 | WTR-LWA |  |  |  |  | http://www.toronto.ca/TWONTO#00804 | Sub-Process | Work Area 2 Central Mains and Chambers
| MAIN-305 | Main 305 | WTR-MT1 |  |  |  |  | http://www.toronto.ca/TWONTO#00804 | Sub-Process | Work Area 1 EAST Mains and Chambers
| MAIN-308 | Main 308 | WTR-LWA |  |  |  |  | http://www.toronto.ca/TWONTO#00804 | Sub-Process | Work Area 2 Central Mains and Chambers
| MAIN-310 | Main 310 | WTR-MT1 |  |  |  |  | http://www.toronto.ca/TWONTO#00804 | Sub-Process | Work Area 1 EAST Mains and Chambers
| MAIN-310 | Main 310 | WTR-LWA |  |  |  |  | http://www.toronto.ca/TWONTO#00804 | Sub-Process | Work Area 2 Central Mains and Chambers
| MCP | CONTRACT ADMINISTRATION | DOS |  |  |  |  | http://www.toronto.ca/TWONTO#00278 | Work Area | DIVISIONAL OPERATIONS SERVICES
| MH3966416293 | STORAGE PIPE | TNT-OF | Door,Overhead |  |  |  | http://www.toronto.ca/TWONTO#00796 | Mechanical Equipment | Outfall, Weirs, CSO and Detention Tanks
| MH3966816287 | STORAGE PIPE | TNT-OF | Door,Overhead |  |  |  | http://www.toronto.ca/TWONTO#00796 | Mechanical Equipment | Outfall, Weirs, CSO and Detention Tanks
| MH3966816328 | STORAGE PIPE | TNT-OF | Door,Overhead |  |  |  | http://www.toronto.ca/TWONTO#00796 | Mechanical Equipment | Outfall, Weirs, CSO and Detention Tanks
| MAIN-311 | Main 311 | WTR-LWA |  |  |  |  | http://www.toronto.ca/TWONTO#00804 | Sub-Process | Work Area 2 Central Mains and Chambers
| MAIN-311 | Main 311 | WTR-MT1 |  |  |  |  | http://www.toronto.ca/TWONTO#00804 | Sub-Process | Work Area 1 EAST Mains and Chambers
| MAIN-312 | Main 312 | WTR-LWA |  |  |  |  | http://www.toronto.ca/TWONTO#00804 | Sub-Process | Work Area 2 Central Mains and Chambers
| MAIN-312 | Main 312 | WTR-MT1 |  |  |  |  | http://www.toronto.ca/TWONTO#00804 | Sub-Process | Work Area 1 EAST Mains and Chambers
| MAIN-313 | Main 313 | WTR-LWA |  |  |  |  | http://www.toronto.ca/TWONTO#00804 | Sub-Process | Work Area 2 Central Mains and Chambers
| MAIN-313 | Main 313 | WTR-MT1 |  |  |  |  | http://www.toronto.ca/TWONTO#00804 | Sub-Process | Work Area 1 EAST Mains and Chambers
| MAIN-314 | Main 314 | WTR-LWA |  |  |  |  | http://www.toronto.ca/TWONTO#00804 | Sub-Process | Work Area 2 Central Mains and Chambers
| MAIN-314 | Main 314 | WTR-MT1 |  |  |  |  | http://www.toronto.ca/TWONTO#00804 | Sub-Process | Work Area 1 EAST Mains and Chambers
| MAIN-315 | Main 315 | WTR-LWA |  |  |  |  | http://www.toronto.ca/TWONTO#00804 | Sub-Process | Work Area 2 Central Mains and Chambers
| MAIN-316 | Main 316 | WTR-LWA |  |  |  |  | http://www.toronto.ca/TWONTO#00804 | Sub-Process | Work Area 2 Central Mains and Chambers
| MAIN-316 | Main 316 | WTR-MT1 |  |  |  |  | http://www.toronto.ca/TWONTO#00804 | Sub-Process | Work Area 1 EAST Mains and Chambers
| MAIN-318 | Main 318 | WTR-LWA |  |  |  |  | http://www.toronto.ca/TWONTO#00804 | Sub-Process | Work Area 2 Central Mains and Chambers
| MAIN-318 | Main 318 | WTR-MT1 |  |  |  |  | http://www.toronto.ca/TWONTO#00804 | Sub-Process | Work Area 1 EAST Mains and Chambers
| MAIN-319 | Main 319 | WTR-LWA |  |  |  |  | http://www.toronto.ca/TWONTO#00804 | Sub-Process | Work Area 2 Central Mains and Chambers
| MAIN-319 | Main 319 | WTR-MT1 |  |  |  |  | http://www.toronto.ca/TWONTO#00804 | Sub-Process | Work Area 1 EAST Mains and Chambers
| MAIN-320 | Main 320 | WTR-LWA |  |  |  |  | http://www.toronto.ca/TWONTO#00804 | Sub-Process | Work Area 2 Central Mains and Chambers
| MAIN-320 | Main 320 | WTR-MT1 |  |  |  |  | http://www.toronto.ca/TWONTO#00804 | Sub-Process | Work Area 1 EAST Mains and Chambers
| MAIN-321 | Main 321 | WTR-LWA |  |  |  |  | http://www.toronto.ca/TWONTO#00804 | Sub-Process | Work Area 2 Central Mains and Chambers
| MAIN-322 | Main 322 | WTR-LWA |  |  |  |  | http://www.toronto.ca/TWONTO#00804 | Sub-Process | Work Area 2 Central Mains and Chambers
| MAIN-323 | Main 323 | WTR-LWA |  |  |  |  | http://www.toronto.ca/TWONTO#00804 | Sub-Process | Work Area 2 Central Mains and Chambers
| MAIN-324 | Main 324 | WTR-LWA |  |  |  |  | http://www.toronto.ca/TWONTO#00804 | Sub-Process | Work Area 2 Central Mains and Chambers
| MAIN-324 | Main 324 | WTR-MT1 |  |  |  |  | http://www.toronto.ca/TWONTO#00804 | Sub-Process | Work Area 1 EAST Mains and Chambers
| MAIN-326 | Main 326 | WTR-LWA |  |  |  |  | http://www.toronto.ca/TWONTO#00804 | Sub-Process | Work Area 2 Central Mains and Chambers
| MAIN-327 | Main 327 | WTR-LWA |  |  |  |  | http://www.toronto.ca/TWONTO#00804 | Sub-Process | Work Area 2 Central Mains and Chambers
| MAIN-328 | Main 328 | WTR-LWA |  |  |  |  | http://www.toronto.ca/TWONTO#00804 | Sub-Process | Work Area 2 Central Mains and Chambers
| MAIN-328 | Main 328 | WTR-MT1 |  |  |  |  | http://www.toronto.ca/TWONTO#00804 | Sub-Process | Work Area 1 EAST Mains and Chambers
| MAIN-329 | Main 329 | WTR-LWA |  |  |  |  | http://www.toronto.ca/TWONTO#00804 | Sub-Process | Work Area 2 Central Mains and Chambers
| MAIN-332 | Main 332 | WTR-LWA |  |  |  |  | http://www.toronto.ca/TWONTO#00804 | Sub-Process | Work Area 2 Central Mains and Chambers
| MAIN-332 | Main 332 | WTR-MT1 |  |  |  |  | http://www.toronto.ca/TWONTO#00804 | Sub-Process | Work Area 1 EAST Mains and Chambers
| MAIN-334 | Main 334 | WTR-LWA |  |  |  |  | http://www.toronto.ca/TWONTO#00804 | Sub-Process | Work Area 2 Central Mains and Chambers
| MAIN-336 | Main 336 | WTR-LWA |  |  |  |  | http://www.toronto.ca/TWONTO#00804 | Sub-Process | Work Area 2 Central Mains and Chambers
| MAIN-336 | Main 336 | WTR-MT1 |  |  |  |  | http://www.toronto.ca/TWONTO#00804 | Sub-Process | Work Area 1 EAST Mains and Chambers
| MAIN-337 | Main 337 | WTR-MT1 |  |  |  |  | http://www.toronto.ca/TWONTO#00804 | Sub-Process | Work Area 1 EAST Mains and Chambers
| MAIN-337 | Main 337 | WTR-LWA |  |  |  |  | http://www.toronto.ca/TWONTO#00804 | Sub-Process | Work Area 2 Central Mains and Chambers
| MAIN-343 | Main 343 | WTR-LWA |  |  |  |  | http://www.toronto.ca/TWONTO#00804 | Sub-Process | Work Area 2 Central Mains and Chambers
| MAIN-343 | Main 343 | WTR-MT1 |  |  |  |  | http://www.toronto.ca/TWONTO#00804 | Sub-Process | Work Area 1 EAST Mains and Chambers
| MAIN-345 | Main 345 | WTR-LWA |  |  |  |  | http://www.toronto.ca/TWONTO#00804 | Sub-Process | Work Area 2 Central Mains and Chambers
| MAIN-346 | Main 346 | WTR-LWA |  |  |  |  | http://www.toronto.ca/TWONTO#00804 | Sub-Process | Work Area 2 Central Mains and Chambers
| MAIN-346 | Main 346 | WTR-MT1 |  |  |  |  | http://www.toronto.ca/TWONTO#00804 | Sub-Process | Work Area 1 EAST Mains and Chambers
| MAIN-348 | Main 348 | WTR-LWA |  |  |  |  | http://www.toronto.ca/TWONTO#00804 | Sub-Process | Work Area 2 Central Mains and Chambers
| MAIN-348 | Main 348 | WTR-MT1 |  |  |  |  | http://www.toronto.ca/TWONTO#00804 | Sub-Process | Work Area 1 EAST Mains and Chambers
| MAIN-350 | Main 350 | WTR-LWA |  |  |  |  | http://www.toronto.ca/TWONTO#00804 | Sub-Process | Work Area 2 Central Mains and Chambers
| MAIN-355 | Main 355 | WTR-LWA |  |  |  |  | http://www.toronto.ca/TWONTO#00804 | Sub-Process | Work Area 2 Central Mains and Chambers
| MAIN-355 | Main 355 | WTR-MT1 |  |  |  |  | http://www.toronto.ca/TWONTO#00804 | Sub-Process | Work Area 1 EAST Mains and Chambers
| MAIN-359 | Main 359 | WTR-LWA |  |  |  |  | http://www.toronto.ca/TWONTO#00804 | Sub-Process | Work Area 2 Central Mains and Chambers
| MAIN-359 | Main 359 | WTR-MT1 |  |  |  |  | http://www.toronto.ca/TWONTO#00804 | Sub-Process | Work Area 1 EAST Mains and Chambers
| MAIN-361 | Main 361 | WTR-LWA |  |  |  |  | http://www.toronto.ca/TWONTO#00804 | Sub-Process | Work Area 2 Central Mains and Chambers
| MAIN-361 | Main 361 | WTR-MT1 |  |  |  |  | http://www.toronto.ca/TWONTO#00804 | Sub-Process | Work Area 1 EAST Mains and Chambers
| MAIN-364 | Main 364 | WTR-LWA |  |  |  |  | http://www.toronto.ca/TWONTO#00804 | Sub-Process | Work Area 2 Central Mains and Chambers
| MAIN-364 | Main 364 | WTR-MT1 |  |  |  |  | http://www.toronto.ca/TWONTO#00804 | Sub-Process | Work Area 1 EAST Mains and Chambers
| MAIN-366 | Main 366 | WTR-LWA |  |  |  |  | http://www.toronto.ca/TWONTO#00804 | Sub-Process | Work Area 2 Central Mains and Chambers
| MAIN-366 | Main 366 | WTR-MT1 |  |  |  |  | http://www.toronto.ca/TWONTO#00804 | Sub-Process | Work Area 1 EAST Mains and Chambers
| MAIN-369 | Main 369 | WTR-LWA |  |  |  |  | http://www.toronto.ca/TWONTO#00804 | Sub-Process | Work Area 2 Central Mains and Chambers
| MAIN-369 | Main 369 | WTR-MT1 |  |  |  |  | http://www.toronto.ca/TWONTO#00804 | Sub-Process | Work Area 1 EAST Mains and Chambers
| MAIN-370 | Main 370 | WTR-LWA |  |  |  |  | http://www.toronto.ca/TWONTO#00804 | Sub-Process | Work Area 2 Central Mains and Chambers
| MAIN-370 | Main 370 | WTR-MT1 |  |  |  |  | http://www.toronto.ca/TWONTO#00804 | Sub-Process | Work Area 1 EAST Mains and Chambers
| MAIN-371 | Main 371 | WTR-LWA |  |  |  |  | http://www.toronto.ca/TWONTO#00804 | Sub-Process | Work Area 2 Central Mains and Chambers
| MAIN-371 | Main 371 | WTR-MT1 |  |  |  |  | http://www.toronto.ca/TWONTO#00804 | Sub-Process | Work Area 1 EAST Mains and Chambers
| MAIN 373 | Main 373 | WTR-LWA |  |  |  |  | http://www.toronto.ca/TWONTO#00804 | Sub-Process | Work Area 2 Central Mains and Chambers
| MAIN-373 | Main 373 | WTR-LWA |  |  |  |  | http://www.toronto.ca/TWONTO#00804 | Sub-Process | Work Area 2 Central Mains and Chambers
| MAIN-374 | Main 374 | WTR-LWA |  |  |  |  | http://www.toronto.ca/TWONTO#00804 | Sub-Process | Work Area 2 Central Mains and Chambers
| MAIN-374 | Main 374 | WTR-MT1 |  |  |  |  | http://www.toronto.ca/TWONTO#00804 | Sub-Process | Work Area 1 EAST Mains and Chambers
| MAIN-375 | Main 375 | WTR-LWA |  |  |  |  | http://www.toronto.ca/TWONTO#00804 | Sub-Process | Work Area 2 Central Mains and Chambers
| MAIN-376 | Main 376 | WTR-LWA |  |  |  |  | http://www.toronto.ca/TWONTO#00804 | Sub-Process | Work Area 2 Central Mains and Chambers
| MAIN-376 | Main 376 | WTR-MT1 |  |  |  |  | http://www.toronto.ca/TWONTO#00804 | Sub-Process | Work Area 1 EAST Mains and Chambers
| MAIN-377 | Main 377 | WTR-LWA |  |  |  |  | http://www.toronto.ca/TWONTO#00804 | Sub-Process | Work Area 2 Central Mains and Chambers
| MAIN-377 | Main 377 | WTR-MT1 |  |  |  |  | http://www.toronto.ca/TWONTO#00804 | Sub-Process | Work Area 1 EAST Mains and Chambers
| MAIN-378 | Main 378 | WTR-LWA |  |  |  |  | http://www.toronto.ca/TWONTO#00804 | Sub-Process | Work Area 2 Central Mains and Chambers
| MAIN-378 | Main 378 | WTR-MT1 |  |  |  |  | http://www.toronto.ca/TWONTO#00804 | Sub-Process | Work Area 1 EAST Mains and Chambers
| MAIN-379 | Main 379 | WTR-LWA |  |  |  |  | http://www.toronto.ca/TWONTO#00804 | Sub-Process | Work Area 2 Central Mains and Chambers
| MAIN-379 | Main 379 | WTR-MT1 |  |  |  |  | http://www.toronto.ca/TWONTO#00804 | Sub-Process | Work Area 1 EAST Mains and Chambers
| MAIN-380 | Main 380 | WTR-LWA |  |  |  |  | http://www.toronto.ca/TWONTO#00804 | Sub-Process | Work Area 2 Central Mains and Chambers
| MAIN-380 | Main 380 | WTR-MT1 |  |  |  |  | http://www.toronto.ca/TWONTO#00804 | Sub-Process | Work Area 1 EAST Mains and Chambers
| MAIN-381 | Main 381 | WTR-MT1 |  |  |  |  | http://www.toronto.ca/TWONTO#00804 | Sub-Process | Work Area 1 EAST Mains and Chambers
| MAIN-381 | Main 381 | WTR-LWA |  |  |  |  | http://www.toronto.ca/TWONTO#00804 | Sub-Process | Work Area 2 Central Mains and Chambers
| MAIN-382 | Main 382 | WTR-LWA |  |  |  |  | http://www.toronto.ca/TWONTO#00804 | Sub-Process | Work Area 2 Central Mains and Chambers
| MAIN-385 | Main 385 | WTR-MT1 |  |  |  |  | http://www.toronto.ca/TWONTO#00804 | Sub-Process | Work Area 1 EAST Mains and Chambers
| MAIN-385 | Main 385 | WTR-LWA |  |  |  |  | http://www.toronto.ca/TWONTO#00804 | Sub-Process | Work Area 2 Central Mains and Chambers
| MAIN-386 | Main 386 | WTR-LWA |  |  |  |  | http://www.toronto.ca/TWONTO#00804 | Sub-Process | Work Area 2 Central Mains and Chambers
| MAIN-387 | Main 387 | WTR-LWA |  |  |  |  | http://www.toronto.ca/TWONTO#00804 | Sub-Process | Work Area 2 Central Mains and Chambers
| MAIN-388 | Main 388 | WTR-LWA |  |  |  |  | http://www.toronto.ca/TWONTO#00804 | Sub-Process | Work Area 2 Central Mains and Chambers
| MAIN-388 | Main 388 | WTR-MT1 |  |  |  |  | http://www.toronto.ca/TWONTO#00804 | Sub-Process | Work Area 1 EAST Mains and Chambers
| MAIN-389 | Main 389 | WTR-LWA |  |  |  |  | http://www.toronto.ca/TWONTO#00804 | Sub-Process | Work Area 2 Central Mains and Chambers
93180 | FHO-GRK-DR-0502 | Main Gate, East | FHO-GRK-PRTY-0001 | Door,Access | Door |  | DR | http://www.toronto.ca/TWONTO#00286
93179 | FHO-GRK-DR-0501 | Main Gate, LOX | FHO-GRK-PRTY-0001 | Door,Access | Door |  | DR | http://www.toronto.ca/TWONTO#00286
136479 | THR-GRK-DR-0500 | Main Gate, Motorized, Main Entrance Roadway Near Burner House | THR-DR-WA1 | Gate | Gate |  | DR | http://www.toronto.ca/TWONTO#00286
78885 | THR-GRK-DR-0500 | Main Gate, Motorized, Main Entrance Roadway Near Burner House | THR-SS-WA3 | Gate | Gate |  | DR | http://www.toronto.ca/TWONTO#00286
78884 | THR-GRK-DR-0500 | Main Gate, Motorized, Main Entrance Roadway Near Burner House | THR-DR-WA3 | Gate | Gate |  | DR | http://www.toronto.ca/TWONTO#00286
93178 | FHO-GRK-DR-0401 | Main Gate, West Side | FHO-GRK-PRTY-0001 | Door,Access | Door |  | DR | http://www.toronto.ca/TWONTO#00286
| TNT-CSO-TJB1 | Maintenance Hole#MH1 | TNT-CSO | Building Service,Floor Drain |  |  |  | http://www.toronto.ca/TWONTO#00493 | Mechanical Equipment | Combined Sewer Overflow and storage system
| TNT-MCS-SHOP | Maintenance Shop | TNT-MCS |  |  |  |  | http://www.toronto.ca/TWONTO#00260 | Equipment Location | Miscellaneous, including Storm Water Tanks
140593 | TNT-ELS-MCC-0101 | MCC,Main | TNT-ELS | Control Panel,MCC | Motor Control Centre |  | MCC | http://www.toronto.ca/TWONTO#00110 |  | Instrument / Electrical
| YTF-ELS-JIT-0101 | Meter, current, Main Electrical Service | YTF-ELS | Meter,current | Meter |  | JIT | http://www.toronto.ca/TWONTO#00302
| COL-PCU-FIT-0001 | Meter, Flow, Magmeter, Main Discharge Header | COL-PCU | Meter,Flow,Magmeter | Meter |  | FIT | http://www.toronto.ca/TWONTO#00369
| COL-PCU-FIT-0001 | Meter, Flow, Magmeter, Main Discharge Header | COL-PCU-AUX-INST | Meter,Flow,Magmeter | Meter |  | FIT | http://www.toronto.ca/TWONTO#00369
| TN138A | Meter, Flow, Potable Water (Main/Dual Meters), Building J | THC-PWA-POTAB METER | Meter,Flow,Displacement | Meter |  |  | http://www.toronto.ca/TWONTO#00369
| COL-PCP-JIT-0001 | Meter, Power Indicating Transmitter, Main Power | COL-PCP-MISC | Meter |  |  | JIT | http://www.toronto.ca/TWONTO#00302 | Instrumentation Equipment | Miscellaneous Equipment
| COL-PCP-JIT-0001 | Meter, Power Indicating Transmitter, Main Power | COL-PCP | Meter |  |  | JIT | http://www.toronto.ca/TWONTO#00302 | Instrumentation Equipment | Copeland Pumping Station
| COL-PEV-JIT-0001 | Meter, Power Indicating Transmitter, Main Power | COL-PEV | Meter |  |  | JIT | http://www.toronto.ca/TWONTO#00302 | Instrumentation Equipment | Ellis Sewage Pumping Station
| NX2353A | Fan, Exhaust, EF-14, Heat Recovery Bldg. | TAB-ACC-FN-DEW |  |  |  |  | http://www.toronto.ca/TWONTO#00179 | Mechanical Equipment | Exhaust Fans , Dewatering Bldg.
| NX2623A | Fan, Air Supply ES-1, Seawall Sub-Station Roof | TAB-ACC-AHU-SEAWL |  |  |  |  | http://www.toronto.ca/TWONTO#00179 | Mechanical Equipment | AHUs/Supply Fans Sea Wall Substation
| COL-PEV-JIT-0001 | Meter, Power Indicating Transmitter, Main Power | COL-PEV-MISC | Meter |  |  | JIT | http://www.toronto.ca/TWONTO#00302 | Instrumentation Equipment | Miscellaneous Equipment
| COL-PFB-JIT-0001 | Meter, Power Indicating Transmitter, Main Power | COL-PFB | Meter |  |  | JIT | http://www.toronto.ca/TWONTO#00302 | Instrumentation Equipment | Fallingbrook Pumping Station
| COL-PFB-JIT-0001 | Meter, Power Indicating Transmitter, Main Power | COL-PFB-MISC | Meter |  |  | JIT | http://www.toronto.ca/TWONTO#00302 | Instrumentation Equipment | Miscellaneous Equipment
| OS | Operational Support | TW |  |  |  |  | http://www.toronto.ca/TWONTO#00278 | Section | Toronto Water
| COL-PGA-JIT-0002 | Meter, Power Indicating Transmitter, Main Power | COL-PGA | Meter |  |  | JIT | http://www.toronto.ca/TWONTO#00302 | Instrumentation Equipment | Greyabbey Sewage Pumping Station
| COL-PGA-JIT-0002 | Meter, Power Indicating Transmitter, Main Power | COL-PGA-MISC | Meter |  |  | JIT | http://www.toronto.ca/TWONTO#00302 | Instrumentation Equipment | Miscellaneous Equipment
| COL-PGB-JIT-0001 | Meter, Power Indicating Transmitter, Main Power | COL-PGB | Meter |  |  | JIT | http://www.toronto.ca/TWONTO#00302 | Instrumentation Equipment | Governors Bridge Sewage Pumping Station
| COL-PGB-JIT-0001 | Meter, Power Indicating Transmitter, Main Power | COL-PGB-MISC | Meter |  |  | JIT | http://www.toronto.ca/TWONTO#00302 | Instrumentation Equipment | Miscellaneous Equipment
| COL-PGR-JIT-0002 | Meter, Power Indicating Transmitter, Main Power | COL-PGR | Meter |  |  | JIT | http://www.toronto.ca/TWONTO#00302 | Instrumentation Equipment | Grand River Sewage Pumping Station
| COL-PGR-JIT-0002 | Meter, Power Indicating Transmitter, Main Power | COL-PGR-MISC | Meter |  |  | JIT | http://www.toronto.ca/TWONTO#00302 | Instrumentation Equipment | Miscellaneous Equipment
| COL-PHF-JIT-0001 | Meter, Power Indicating Transmitter, Main Power | COL-PHF | Meter |  |  | JIT | http://www.toronto.ca/TWONTO#00302 | Instrumentation Equipment | Highfield Sewage Pumping Station
| COL-PHF-JIT-0001 | Meter, Power Indicating Transmitter, Main Power | COL-PHF-MISC | Meter |  |  | JIT | http://www.toronto.ca/TWONTO#00302 | Instrumentation Equipment | Miscellaneous Equipment
| COL-PIR-JIT-0001 | Meter, Power Indicating Transmitter, Main Power | COL-PIR | Meter |  |  | JIT | http://www.toronto.ca/TWONTO#00302 | Instrumentation Equipment | Island Road Sewage Pumping Station
| COL-PIR-JIT-0001 | Meter, Power Indicating Transmitter, Main Power | COL-PIR-MISC | Meter |  |  | JIT | http://www.toronto.ca/TWONTO#00302 | Instrumentation Equipment | Miscellaneous Equipment
| COL-PMD-JIT-0001 | Meter, Power Indicating Transmitter, Main Power | COL-PMD | Meter |  |  | JIT | http://www.toronto.ca/TWONTO#00302 | Instrumentation Equipment | Midland Pumping Station
| COL-PMD-JIT-0001 | Meter, Power Indicating Transmitter, Main Power | COL-PMD-MISC | Meter |  |  | JIT | http://www.toronto.ca/TWONTO#00302 | Instrumentation Equipment | Miscellaneous Equipment
| OTH-POL | POLICE SERVICES | OTH |  |  |  |  | http://www.toronto.ca/TWONTO#00278 | Process | DOS - OTHERS
| COL-PMT-JIT-0001 | Meter, Power Indicating Transmitter, Main Power | COL-PMT | Meter |  |  | JIT | http://www.toronto.ca/TWONTO#00302 | Instrumentation Equipment | Military Trail Sewage Pumping Station
| OTH-TRS | TRANSPORTATION SERVICES | OTH |  |  |  |  | http://www.toronto.ca/TWONTO#00278 | Process | DOS - OTHERS
| COL-PMT-JIT-0001 | Meter, Power Indicating Transmitter, Main Power | COL-PMT-MISC | Meter |  |  | JIT | http://www.toronto.ca/TWONTO#00302 | Instrumentation Equipment | Miscellaneous Equipment
| COL-PRD-JIT-0001 | Meter, Power Indicating Transmitter, Main Power | COL-PRD | Meter |  |  | JIT | http://www.toronto.ca/TWONTO#00302 | Instrumentation Equipment | Redland Pumping Station
| PCS STANDBY | YTF SCADA Standby Support | YTF-SPC1 |  |  |  |  | http://www.toronto.ca/TWONTO#00278 | Process | Process Control Systems - Administrative
| COL-PRD-JIT-0001 | Meter, Power Indicating Transmitter, Main Power | COL-PRD-MISC | Meter |  |  | JIT | http://www.toronto.ca/TWONTO#00302 | Instrumentation Equipment | Miscellaneous Equipment
| COL-PRX-JIT-0001 | Meter, Power Indicating Transmitter, Main Power | COL-PRX | Meter |  |  | JIT | http://www.toronto.ca/TWONTO#00302 | Instrumentation Equipment | Roxborough Sewage Pumping Station
| COL-PRX-JIT-0001 | Meter, Power Indicating Transmitter, Main Power | COL-PRX-MISC | Meter |  |  | JIT | http://www.toronto.ca/TWONTO#00302 | Instrumentation Equipment | Miscellaneous Equipment
| COL-PSB-JIT-0001 | Meter, Power Indicating Transmitter, Main Power | COL-PSB | Meter |  |  | JIT | http://www.toronto.ca/TWONTO#00302 | Instrumentation Equipment | Silverbirch Sewage Pumping Station
| SL-AB-EMS | IFIX License | AB-EMS |  | Software |  |  | x |  | Development/Cold Back-up Server
| SL-C_33 | IFIX License | C_33 |  | Software |  |  | x |  | Workstation
| SL-COLPSC01 | IFIX License | COLPSC01 |  | Software |  |  | x |  | Ifix iClient
| SL-COLPSC04 | IFIX License | COLPSC04 |  | Software |  |  | x |  | Ifix iClient
| SL-COLPSP01 | IFIX License | COLPSP01 |  | Software |  |  | x |  | WIN911 Paging Server
| SL-COLPSX01 | IFIX License | COLPSX01 |  | Software |  |  | x |  | Citrix/Intellution Terminal Server
| SL-COLPSX02 | IFIX License | COLPSX02 |  | Software |  |  | x |  | Citrix/Intellution Terminal Server
| SL-CPU_201 | IFIX License | CPU_201 |  | Software |  |  | x |  | Workstation
| SL-CPU_301 | IFIX License | CPU_301 |  | Software |  |  | x |  | Workstation
| SL-EMSVIEW | IFIX License | EMSVIEW |  | Software |  |  | x |  | EMS View Workstation
| SL-FISPSC03 | IFIX License | FIS-ADM BLDG |  | Software |  |  | x |  | Building Location
| SL-FIX | IFIX License | FIX |  | Software |  |  | x |  | Development/Cold Back-up Server
| SL-MMI103 | IFIX License | MMI103 |  | Software |  |  | x |  | MMI workstation
| SL-MMI17 | IFIX License | MMI17 |  | Software |  |  | x |  | MMI workstation
| SL-MMI21 | IFIX License | MMI21 |  | Software |  |  | x |  | MMI workstation
| SL-MMI70 | IFIX License | MMI70 |  | Software |  |  | x |  | MMI workstation
| SL-MMI71 | IFIX License | MMI71 |  | Software |  |  | x |  | MMI workstation
| SL-MTPVIEW3 | IFIX License | MTPVIEW3 |  | Software |  |  | x |  | MTPVIEW Workstation
| SL-PWATER | IFIX License | PWATER |  | Software |  |  | x |  | Spare Workstation
| SL-SCADA63 | IFIX License | SCADA63 |  | Software |  |  | x |  | Scada Workstation
| SL-SCADA63_SP | IFIX License | SCADA63_SP |  | Software |  |  | x |  | Scada Workstation
| SL-TABPSB02 | IFIX License | TABPSB02 |  | Software |  |  | x |  | Backup Redundant SCADA Server
| SL-TABPSB03 | IFIX License | TABPSB03 |  | Software |  |  | x |  | Backup Redundant SCADA Server
| SL-TABPSB04 | IFIX License | TABPSB04 |  | Software |  |  | x |  | Backup Redundant SCADA Server
| SL-TABPSB05 | IFIX License | TABPSB05 |  | Software |  |  | x |  | Backup Redundant SCADA Server
| SL-TABPSB06 | IFIX License | TABPSB06 |  | Software |  |  | x |  | Backup Redundant SCADA Server
| SL-TABPSB07 | IFIX License | TABPSB07 |  | Software |  |  | x |  | Backup Redundant SCADA Server
| SL-TABPSB10 | IFIX License | TABPSB10 |  | Software |  |  | x |  | Backup Redundant SCADA Server
| SL-TABPSB11 | IFIX License | TABPSB11 |  | Software |  |  | x |  | Backup Redundant SCADA Server
| SL-TABPSC01 | IFIX License | TABPSC01 |  | Software |  |  | x |  | Ifix iClient
| SL-TABPSC02 | IFIX License | TABPSC02 |  | Software |  |  | x |  | Ifix iClient
| SL-TABPSC03 | IFIX License | TABPSC03 |  | Software |  |  | x |  | Ifix iClient
| SL-TABPSC05 | IFIX License | TABPSC05 |  | Software |  |  | x |  | Ifix iClient
| SL-TABPSC06 | IFIX License | TABPSC06 |  | Software |  |  | x |  | Ifix iClient
| SL-TABPSC07 | IFIX License | TABPSC07 |  | Software |  |  | x |  | Ifix iClient
| SL-TABPSC09 | IFIX License | TABPSC09 |  | Software |  |  | x |  | Ifix iClient
| SL-TABPSC10 | IFIX License | TABPSC10 |  | Software |  |  | x |  | Ifix iClient
| SL-TABPSC11 | IFIX License | TABPSC11 |  | Software |  |  | x |  | Ifix iClient
| SL-TABPSC12 | IFIX License | TABPSC12 |  | Software |  |  | x |  | Ifix iClient
| SL-TABPSC14 | IFIX License | TABPSC14 |  | Software |  |  | x |  | Ifix iClient
| SL-TABPSC15 | IFIX License | TABPSC15 |  | Software |  |  | x |  | Ifix iClient
| SL-TABPSC16 | IFIX License | TABPSC16 |  | Software |  |  | x |  | Ifix iClient
| SL-TABPSC17 | IFIX License | TABPSC17 |  | Software |  |  | x |  | Ifix iClient
| SL-TABPSC22 | IFIX License | TABPSC22 |  | Software |  |  | x |  | Ifix iClient
| SL-TABPSC24 | IFIX License | TABPSC24 |  | Software |  |  | x |  | Ifix iClient
| SL-TABPSC25 | IFIX License | TABPSC25 |  | Software |  |  | x |  | Ifix iClient
| SL-TABPSC27 | IFIX License | TABPSC27 |  | Software |  |  | x |  | Ifix iClient
| SL-TABPSC30 | IFIX License | TABPSC30 |  | Software |  |  | x |  | Ifix iClient
| SL-TABPSC31 | IFIX License | TABPSC31 |  | Software |  |  | x |  | Ifix iClient
| SL-TABPSC34 | IFIX License | TABPSC34 |  | Software |  |  | x |  | Ifix iClient
| SL-TABPSC36 | IFIX License | TABPSC36 |  | Software |  |  | x |  | Ifix iClient
| SL-TABPSC37 | IFIX License | TABPSC37 |  | Software |  |  | x |  | Ifix iClient
| SL-TABPSM02 | IFIX License | TABPSM02 |  | Software |  |  | x |  | Main Redundant SCADA Server
| SL-TABPSM03 | IFIX License | TABPSM03 |  | Software |  |  | x |  | Main Redundant SCADA Server
| SL-TABPSM04 | IFIX License | TABPSM04 |  | Software |  |  | x |  | Main Redundant SCADA Server
| SL-TABPSM05 | IFIX License | TABPSM05 |  | Software |  |  | x |  | Main Redundant SCADA Server
| SL-TABPSM06 | IFIX License | TABPSM06 |  | Software |  |  | x |  | Main Redundant SCADA Server
| SL-TABPSM07 | IFIX License | TABPSM07 |  | Software |  |  | x |  | Main Redundant SCADA Server
| SL-TABPSM10 | IFIX License | TABPSM10 |  | Software |  |  | x |  | Main Redundant SCADA Server
| SL-TABPSM11 | IFIX License | TABPSM11 |  | Software |  |  | x |  | Main Redundant SCADA Server
| SL-TABPSM15 | IFIX License | TABPSM15 |  | Software |  |  | x |  | Main Redundant SCADA Server
| SL-TABPSN09 | IFIX License | TABPSN09 |  | Software |  |  | x |  | SCADA Server
| SL-TABPSN14 | IFIX License | TABPSM14 |  | Software |  |  | x |  | SCADA Server
| SL-TABPSP01 | IFIX License | TABPSP01 |  | Software |  |  | x |  | WIN911 Paging Server
| SL-TABPSX02 | IFIX License | TABPSX02 |  | Software |  |  | x |  | Citrix/Intellution Terminal Server
| SL-W16114 | IFIX License | W16114 |  | Software |  |  | x |  | Workstation
| SL-WPHI01AB | IFIX License | WPHI01AB |  | Software |  |  | x |  | SERVER - IHISTORIAN
| SN2006D | Controller, Level Uni-Sonic | TAB-THK-CT | Controller,Level | Control Loop |  |  | http://www.toronto.ca/TWONTO#00614 |  | Controller, Uni-Sonic
| SN2007D | Controller, Level Uni-Sonic | TAB-THK-CT | Controller,Level | Control Loop |  |  | http://www.toronto.ca/TWONTO#00614 |  | Controller, Uni-Sonic
| SN2031D | Controller, Uni-Sonic | TAB-THK-CT | Controller | Control Loop |  |  | http://www.toronto.ca/TWONTO#00614 |  | Controller, Uni-Sonic
| SN2032D | Controller, Uni-Sonic | TAB-THK-CT | Controller | Control Loop |  |  | http://www.toronto.ca/TWONTO#00614 |  | Controller, Uni-Sonic
| SN2033D | Controller, Uni-Sonic | TAB-THK-CT | Controller | Control Loop |  |  | http://www.toronto.ca/TWONTO#00614 |  | Controller, Uni-Sonic
| SN2034D | Controller, Uni-Sonic | TAB-THK-CT | Controller | Control Loop |  |  | http://www.toronto.ca/TWONTO#00614 |  | Controller, Uni-Sonic
| SN2035D | Controller, Uni-Sonic | TAB-THK-CT | Controller | Control Loop |  |  | http://www.toronto.ca/TWONTO#00614 |  | Controller, Uni-Sonic
| SN2036D | Controller, Uni-Sonic | TAB-THK-CT | Controller | Control Loop |  |  | http://www.toronto.ca/TWONTO#00614 |  | Controller, Uni-Sonic
| SN2037D | Controller, Uni-Sonic | TAB-THK-CT | Controller | Control Loop |  |  | http://www.toronto.ca/TWONTO#00614 |  | Controller, Uni-Sonic
| SN2038D | Controller, Uni-Sonic | TAB-THK-CT | Controller | Control Loop |  |  | http://www.toronto.ca/TWONTO#00614 |  | Controller, Uni-Sonic
| SN2039D | Controller, Uni-Sonic | TAB-THK-CT | Controller | Control Loop |  |  | http://www.toronto.ca/TWONTO#00614 |  | Controller, Uni-Sonic
| SN2040D | Controller, Uni-Sonic | TAB-THK-CT | Controller | Control Loop |  |  | http://www.toronto.ca/TWONTO#00614 |  | Controller, Uni-Sonic
| STRC-16135 | Tower | CH 031 07 |  |  |  |  | http://www.toronto.ca/TWONTO#00305 | Mechanical Equipment | Chamber
| STRC-16136 | Tower | CH 031 05A |  |  |  |  | http://www.toronto.ca/TWONTO#00305 | Mechanical Equipment | Chamber
| COL-PSB-JIT-0001 | Meter, Power Indicating Transmitter, Main Power | COL-PSB-MISC | Meter |  |  | JIT | http://www.toronto.ca/TWONTO#00302 | Instrumentation Equipment | Miscellaneous Equipment
| COL-PSL-JIT-0002 | Meter, Power Indicating Transmitter, Main Power | COL-PSL | Meter |  |  | JIT | http://www.toronto.ca/TWONTO#00302 | Instrumentation Equipment | Sewells Road Sewage Pumping Station
| COL-PSL-JIT-0002 | Meter, Power Indicating Transmitter, Main Power | COL-PSL-MISC | Meter |  |  | JIT | http://www.toronto.ca/TWONTO#00302 | Instrumentation Equipment | Miscellaneous Equipment
| COL-PSM-JIT-0002 | Meter, Power Indicating Transmitter, Main Power | COL-PSM | Meter |  |  | JIT | http://www.toronto.ca/TWONTO#00302 | Instrumentation Equipment | Simcoe St Sewage Pumping Station
| COL-PSM-JIT-0002 | Meter, Power Indicating Transmitter, Main Power | COL-PSM-MISC | Meter |  |  | JIT | http://www.toronto.ca/TWONTO#00302 | Instrumentation Equipment | Miscellaneous Equipment
| SWM-PDU-CH-0001 | Chamber, Valve | SWM-PDU | Chamber |  |  | CH | http://www.toronto.ca/TWONTO#00318 | Mechanical Equipment | Dunker's Storm
| SWM-PDU-CH-0001 | Chamber, Valve | SWM-PDU-MISC | Chamber |  |  | CH | http://www.toronto.ca/TWONTO#00318 | Mechanical Equipment | Miscellaneous Equipment
| SWM-PDU-CH-0002 | Chamber, Ualtra sonic Level Meter | SWM-PDU | Chamber |  |  | CH | http://www.toronto.ca/TWONTO#00318 | Mechanical Equipment | Dunker's Storm
| SWM-PDU-CH-0002 | Chamber, Ualtra sonic Level Meter | SWM-PDU-MISC | Chamber |  |  | CH | http://www.toronto.ca/TWONTO#00318 | Mechanical Equipment | Miscellaneous Equipment
| SWM-PDU-CP-0001 | Control Panel, Pumps | SWM-PDU | Control Panel |  |  | CP | http://www.toronto.ca/TWONTO#00613 | Electrical Equipment | Dunker's Storm
| SWM-PDU-CP-0001 | Control Panel, Pumps | SWM-PDU-MISC | Control Panel |  |  | CP | http://www.toronto.ca/TWONTO#00613 | Electrical Equipment | Miscellaneous Equipment
| SWM-PDU-G-0001 | Sluice Gate, Intake | SWM-PDU | Valve |  |  | G | http://www.toronto.ca/TWONTO#00202 | Mechanical Equipment | Dunker's Storm
| SWM-PDU-G-0001 | Sluice Gate, Intake | SWM-PDU-MISC | Valve |  |  | G | http://www.toronto.ca/TWONTO#00202 | Mechanical Equipment | Miscellaneous Equipment
| SWM-PDU-G-0002 | Sluice Gate, Intake | SWM-PDU | Valve |  |  | G | http://www.toronto.ca/TWONTO#00202 | Mechanical Equipment | Dunker's Storm
| SWM-PDU-G-0002 | Sluice Gate, Intake | SWM-PDU-MISC | Valve |  |  | G | http://www.toronto.ca/TWONTO#00202 | Mechanical Equipment | Miscellaneous Equipment
| SWM-PDU-HTR-0001 | Heater, Pumps Control Panel | SWM-PDU-MISC | Heater |  |  | HTR | http://www.toronto.ca/TWONTO#00418 | Mechanical Equipment | Miscellaneous Equipment
| SWM-PDU-HTR-0001 | Heater, Pumps Control Panel | SWM-PDU | Heater |  |  | HTR | http://www.toronto.ca/TWONTO#00418 | Mechanical Equipment | Dunker's Storm
| SWM-PDU-HTR-0002 | Heater, Power Supply Panel | SWM-PDU-MISC | Heater |  |  | HTR | http://www.toronto.ca/TWONTO#00418 | Mechanical Equipment | Miscellaneous Equipment
| SWM-PDU-HTR-0002 | Heater, Power Supply Panel | SWM-PDU | Heater |  |  | HTR | http://www.toronto.ca/TWONTO#00418 | Mechanical Equipment | Dunker's Storm
| COL-PSS-JIT-0001 | Meter, Power Indicating Transmitter, Main Power | COL-PSS | Meter |  |  | JIT | http://www.toronto.ca/TWONTO#00302 | Instrumentation Equipment | Scott Sewage Pumping Station
| COL-PSS-JIT-0001 | Meter, Power Indicating Transmitter, Main Power | COL-PSS-MISC | Meter |  |  | JIT | http://www.toronto.ca/TWONTO#00302 | Instrumentation Equipment | Miscellaneous Equipment
| SWM-PDU-LIT-0001 | Transmitter, Level | SWM-PDU | Transmitter,Level |  |  | LIT | http://www.toronto.ca/TWONTO#00467 | Instrumentation Equipment | Dunker's Storm
| SWM-PDU-LIT-0001 | Transmitter, Level | SWM-PDU-MISC | Transmitter,Level |  |  | LIT | http://www.toronto.ca/TWONTO#00467 | Instrumentation Equipment | Miscellaneous Equipment
| SWM-PDU-LP-0001 | Control Panel, Lighting | SWM-PDU | Control Panel |  |  | LP | http://www.toronto.ca/TWONTO#00477 | Electrical Equipment | Dunker's Storm
| SWM-PDU-LP-0001 | Control Panel, Lighting | SWM-PDU-MISC | Control Panel |  |  | LP | http://www.toronto.ca/TWONTO#00477 | Electrical Equipment | Miscellaneous Equipment
| SWM-PDU-LSH-0101 | Switch, Level-High | SWM-PDU | Switch,Level |  |  | LSH | http://www.toronto.ca/TWONTO#00466 | Instrumentation Equipment | Dunker's Storm
| SWM-PDU-LSH-0101 | Switch, Level-High | SWM-PDU-MISC | Switch,Level |  |  | LSH | http://www.toronto.ca/TWONTO#00466 | Instrumentation Equipment | Miscellaneous Equipment
| SWM-PDU-LSH-0201 | Switch, Level-High | SWM-PDU | Switch,Level |  |  | LSH | http://www.toronto.ca/TWONTO#00466 | Instrumentation Equipment | Dunker's Storm
| SWM-PDU-LSH-0201 | Switch, Level-High | SWM-PDU-MISC | Switch,Level |  |  | LSH | http://www.toronto.ca/TWONTO#00466 | Instrumentation Equipment | Miscellaneous Equipment
| COL-PSU-JIT-0001 | Meter, Power Indicating Transmitter, Main Power | COL-PSU-MISC | Meter |  |  | JIT | http://www.toronto.ca/TWONTO#00302 | Instrumentation Equipment | Miscellaneous Equipment
| SWM-PDU-P-0100 | Pump, Centrifugal | SWM-PDU | Pump |  |  | P | http://www.toronto.ca/TWONTO#00626 | Mechanical Equipment | Dunker's Storm
| SWM-PDU-P-0200 | Pump, Centrifugal | SWM-PDU | Pump |  |  | P | http://www.toronto.ca/TWONTO#00626 | Mechanical Equipment | Dunker's Storm
| SWM-PDU-P-0300 | Pump, Centrifugal | SWM-PDU | Pump |  |  | P | http://www.toronto.ca/TWONTO#00626 | Mechanical Equipment | Dunker's Storm
| SWM-PDU-P-0400 | Pump, Centrifugal | SWM-PDU | Pump |  |  | P | http://www.toronto.ca/TWONTO#00626 | Mechanical Equipment | Dunker's Storm
| COL-PSU-JIT-0001 | Meter, Power Indicating Transmitter, Main Power | COL-PSU | Meter |  |  | JIT | http://www.toronto.ca/TWONTO#00302 | Instrumentation Equipment | Sunnyside Pumping Station
| COL-PWC-JIT-0001 | Meter, Power Indicating Transmitter, Main Power | COL-PWC-MISC | Meter |  |  | JIT | http://www.toronto.ca/TWONTO#00302 | Instrumentation Equipment | Miscellaneous Equipment
| SWM-PDU-SW-0002 | Switch, Transformer | SWM-PDU | Switch |  |  | SW | http://www.toronto.ca/TWONTO#00594 | Electrical Equipment | Dunker's Storm
| SWM-PDU-SW-0002 | Switch, Transformer | SWM-PDU-MISC | Switch |  |  | SW | http://www.toronto.ca/TWONTO#00594 | Electrical Equipment | Miscellaneous Equipment
| SWM-PDU-TR-0001 | Transformer, Power | SWM-PDU | Transformer |  |  | TR | http://www.toronto.ca/TWONTO#00755 | Electrical Equipment | Dunker's Storm
| SWM-PDU-TR-0001 | Transformer, Power | SWM-PDU-MISC | Transformer |  |  | TR | http://www.toronto.ca/TWONTO#00755 | Electrical Equipment | Miscellaneous Equipment
| SWM-PDU-TS-0001 | Switch, Transfer | SWM-PDU | Switch |  |  | TS | http://www.toronto.ca/TWONTO#00754 | Electrical Equipment | Dunker's Storm
| SWM-PDU-TS-0001 | Switch, Transfer | SWM-PDU-MISC | Switch |  |  | TS | http://www.toronto.ca/TWONTO#00754 | Electrical Equipment | Miscellaneous Equipment
| SWM-PDU-WEL-0100 | Wet well | SWM-PDU | Well |  |  | WEL | http://www.toronto.ca/TWONTO#00811 | Mechanical Equipment | Dunker's Storm
| SWM-PDU-WEL-0100 | Wet well | SWM-PDU-MISC | Well |  |  | WEL | http://www.toronto.ca/TWONTO#00811 | Mechanical Equipment | Miscellaneous Equipment
| SWM-PDU-WEL-0200 | Wet well | SWM-PDU-MISC | Well |  |  | WEL | http://www.toronto.ca/TWONTO#00811 | Mechanical Equipment | Miscellaneous Equipment
| SWM-PDU-WEL-0200 | Wet well | SWM-PDU | Well |  |  | WEL | http://www.toronto.ca/TWONTO#00811 | Mechanical Equipment | Dunker's Storm
| SWM-PET-CP-0001 | Control Panel, Operator | SWM-PET | Control Panel |  |  | CP | http://www.toronto.ca/TWONTO#00613 | Electrical Equipment | Eglinton - Bellamy Storm Pumping Station
| SWM-PET-CP-0001 | Control Panel, Operator | SWM-PET-MISC | Control Panel |  |  | CP | http://www.toronto.ca/TWONTO#00613 | Electrical Equipment | Miscellaneous Equipment
| SWM-PET-CP-0002 | Control Panel, Electrical | SWM-PET | Control Panel |  |  | CP | http://www.toronto.ca/TWONTO#00613 | Electrical Equipment | Eglinton - Bellamy Storm Pumping Station
| SWM-PET-CP-0002 | Control Panel, Electrical | SWM-PET-MISC | Control Panel |  |  | CP | http://www.toronto.ca/TWONTO#00613 | Electrical Equipment | Miscellaneous Equipment
| SWM-PET-CP-0003 | Control Panel, Operator | SWM-PET | Control Panel |  |  | CP | http://www.toronto.ca/TWONTO#00613 | Electrical Equipment | Eglinton - Bellamy Storm Pumping Station
| SWM-PET-CP-0003 | Control Panel, Operator | SWM-PET-MISC | Control Panel |  |  | CP | http://www.toronto.ca/TWONTO#00613 | Electrical Equipment | Miscellaneous Equipment
| SWM-PET-CP-0004 | Control Panel, Operator | SWM-PET | Control Panel |  |  | CP | http://www.toronto.ca/TWONTO#00613 | Electrical Equipment | Eglinton - Bellamy Storm Pumping Station
| SWM-PET-CP-0004 | Control Panel, Operator | SWM-PET-MISC | Control Panel |  |  | CP | http://www.toronto.ca/TWONTO#00613 | Electrical Equipment | Miscellaneous Equipment
| SWM-PET-CP-0005 | Control Panel, Operator | SWM-PET | Control Panel |  |  | CP | http://www.toronto.ca/TWONTO#00613 | Electrical Equipment | Eglinton - Bellamy Storm Pumping Station
| SWM-PET-CP-0005 | Control Panel, Operator | SWM-PET-MISC | Control Panel |  |  | CP | http://www.toronto.ca/TWONTO#00613 | Electrical Equipment | Miscellaneous Equipment
| SWM-PET-CP-0006 | Control Panel, Operator | SWM-PET-MISC | Control Panel |  |  | CP | http://www.toronto.ca/TWONTO#00613 | Electrical Equipment | Miscellaneous Equipment
| SWM-PET-CP-0006 | Control Panel, Operator | SWM-PET | Control Panel |  |  | CP | http://www.toronto.ca/TWONTO#00613 | Electrical Equipment | Eglinton - Bellamy Storm Pumping Station
| SWM-PET-DM-0001 | Damper/Louver, Exhaust | SWM-PET | Damper/Louver |  |  | DM | http://www.toronto.ca/TWONTO#00142 | Mechanical Equipment | Eglinton - Bellamy Storm Pumping Station
| SWM-PET-DM-0001 | Damper/Louver, Exhaust | SWM-PET-MISC | Damper/Louver |  |  | DM | http://www.toronto.ca/TWONTO#00142 | Mechanical Equipment | Miscellaneous Equipment
| SWM-PET-FN-0001 | Fan, Exhaust | SWM-PET | Fan |  |  | FN | http://www.toronto.ca/TWONTO#OWLClass_binid-posum-pozar-motav | Mechanical Equipment | Eglinton - Bellamy Storm Pumping Station
| SWM-PET-FN-0001 | Fan, Exhaust | SWM-PET-MISC | Fan |  |  | FN | http://www.toronto.ca/TWONTO#OWLClass_binid-posum-pozar-motav | Mechanical Equipment | Miscellaneous Equipment
| SWM-PET-FQ-0001 | Meter, Flow | SWM-PET | Meter,Flow |  |  | FQ | http://www.toronto.ca/TWONTO#00369 | Instrumentation Equipment | Eglinton - Bellamy Storm Pumping Station
| SWM-PET-FQ-0001 | Meter, Flow | SWM-PET-MISC | Meter,Flow |  |  | FQ | http://www.toronto.ca/TWONTO#00369 | Instrumentation Equipment | Miscellaneous Equipment
| SWM-PET-GRF-0001 | Indicator, Ground Fault | SWM-PET |  |  |  | GRF | http://www.toronto.ca/TWONTO#00406 | Electrical Equipment | Eglinton - Bellamy Storm Pumping Station
| SWM-PET-GRF-0001 | Indicator, Ground Fault | SWM-PET-MISC |  |  |  | GRF | http://www.toronto.ca/TWONTO#00406 | Electrical Equipment | Miscellaneous Equipment
| SWM-PET-HTR-0001 | Heater | SWM-PET | Heater |  |  | HTR | http://www.toronto.ca/TWONTO#00418 | Mechanical Equipment | Eglinton - Bellamy Storm Pumping Station
| SWM-PET-HTR-0001 | Heater | SWM-PET-MISC | Heater |  |  | HTR | http://www.toronto.ca/TWONTO#00418 | Mechanical Equipment | Miscellaneous Equipment
| COL-PWC-JIT-0001 | Meter, Power Indicating Transmitter, Main Power | COL-PWC | Meter |  |  | JIT | http://www.toronto.ca/TWONTO#00302 | Instrumentation Equipment | Wirral Court Sewage Pumping Station
| COL-PWP-JIT-0002 | Meter, Power Indicating Transmitter, Main Power | COL-PWP | Meter |  |  | JIT | http://www.toronto.ca/TWONTO#00302 | Instrumentation Equipment | West Point Avenue Sewage Pumping Station
| SWM-PET-LIT-0101 | Transmitter, Level | SWM-PET-MISC | Transmitter,Level |  |  | LIT | http://www.toronto.ca/TWONTO#00467 | Instrumentation Equipment | Miscellaneous Equipment
| SWM-PET-LIT-0101 | Transmitter, Level | SWM-PET | Transmitter,Level |  |  | LIT | http://www.toronto.ca/TWONTO#00467 | Instrumentation Equipment | Eglinton - Bellamy Storm Pumping Station
| SWM-PET-LP-0001 | Control Panel, Lighting | SWM-PET | Control Panel |  |  | LP | http://www.toronto.ca/TWONTO#00477 | Electrical Equipment | Eglinton - Bellamy Storm Pumping Station
| SWM-PET-LP-0001 | Control Panel, Lighting | SWM-PET-MISC | Control Panel |  |  | LP | http://www.toronto.ca/TWONTO#00477 | Electrical Equipment | Miscellaneous Equipment
| SWM-PET-LSH-0103 | Switch, Level-High | SWM-PET-MISC | Switch,Level |  |  | LSH | http://www.toronto.ca/TWONTO#00466 | Instrumentation Equipment | Miscellaneous Equipment
| SWM-PET-LSH-0103 | Switch, Level-High | SWM-PET | Switch,Level |  |  | LSH | http://www.toronto.ca/TWONTO#00466 | Instrumentation Equipment | Eglinton - Bellamy Storm Pumping Station
| SWM-PET-LSHH-0104 | Switch, Level High-High | SWM-PET | Switch,Level |  |  | LSHH | http://www.toronto.ca/TWONTO#00466 | Instrumentation Equipment | Eglinton - Bellamy Storm Pumping Station
| SWM-PET-LSHH-0104 | Switch, Level High-High | SWM-PET-MISC | Switch,Level |  |  | LSHH | http://www.toronto.ca/TWONTO#00466 | Instrumentation Equipment | Miscellaneous Equipment
| SWM-PET-LSL-0102 | Switch, Level-Low | SWM-PET | Switch |  |  | LSL | http://www.toronto.ca/TWONTO#00466 | Instrumentation Equipment | Eglinton - Bellamy Storm Pumping Station
| SWM-PET-LSL-0102 | Switch, Level-Low | SWM-PET-MISC | Switch |  |  | LSL | http://www.toronto.ca/TWONTO#00466 | Instrumentation Equipment | Miscellaneous Equipment
| SWM-PET-LSLL-0101 | Switch, Level Low-Low | SWM-PET | Switch,Level |  |  | LSLL | http://www.toronto.ca/TWONTO#00466 | Instrumentation Equipment | Eglinton - Bellamy Storm Pumping Station
| SWM-PET-LSLL-0101 | Switch, Level Low-Low | SWM-PET-MISC | Switch,Level |  |  | LSLL | http://www.toronto.ca/TWONTO#00466 | Instrumentation Equipment | Miscellaneous Equipment
| COL-PWP-JIT-0002 | Meter, Power Indicating Transmitter, Main Power | COL-PWP-MISC | Meter |  |  | JIT | http://www.toronto.ca/TWONTO#00302 | Instrumentation Equipment | Miscellaneous Equipment
| SWM-PDU-JIT-0001 | Meter, Power Indicating Transmitter, Main Power | SWM-PDU | Meter |  |  | JIT | http://www.toronto.ca/TWONTO#00302 | Instrumentation Equipment | Dunker's Storm
| SWM-PDU-JIT-0001 | Meter, Power Indicating Transmitter, Main Power | SWM-PDU-MISC | Meter |  |  | JIT | http://www.toronto.ca/TWONTO#00302 | Instrumentation Equipment | Miscellaneous Equipment
| SWM-PET-JIT-0001 | Meter, Power Indicating Transmitter, Main Power | SWM-PET | Meter |  |  | JIT | http://www.toronto.ca/TWONTO#00302 | Instrumentation Equipment | Eglinton - Bellamy Storm Pumping Station
| SWM-PET-SW-0002 | Switch, Pumps Power | SWM-PET | Switch |  |  | SW | http://www.toronto.ca/TWONTO#00594 | Electrical Equipment | Eglinton - Bellamy Storm Pumping Station
| SWM-PET-SW-0002 | Switch, Pumps Power | SWM-PET-MISC | Switch |  |  | SW | http://www.toronto.ca/TWONTO#00594 | Electrical Equipment | Miscellaneous Equipment
| SWM-PET-SW-0003 | Switch, Transformer | SWM-PET | Switch |  |  | SW | http://www.toronto.ca/TWONTO#00594 | Electrical Equipment | Eglinton - Bellamy Storm Pumping Station
| SWM-PET-SW-0003 | Switch, Transformer | SWM-PET-MISC | Switch |  |  | SW | http://www.toronto.ca/TWONTO#00594 | Electrical Equipment | Miscellaneous Equipment
| SWM-PET-SW-0004 | Switch, Phase Lights | SWM-PET | Switch |  |  | SW | http://www.toronto.ca/TWONTO#00594 | Electrical Equipment | Eglinton - Bellamy Storm Pumping Station
| SWM-PET-SW-0004 | Switch, Phase Lights | SWM-PET-MISC | Switch |  |  | SW | http://www.toronto.ca/TWONTO#00594 | Electrical Equipment | Miscellaneous Equipment
| SWM-PET-T-0001 | Tank, Diesel Fuel | SWM-PET | Tank |  |  | T | http://www.toronto.ca/TWONTO#00379 | Mechanical Equipment | Eglinton - Bellamy Storm Pumping Station
| SWM-PET-T-0001 | Tank, Diesel Fuel | SWM-PET-MISC | Tank |  |  | T | http://www.toronto.ca/TWONTO#00379 | Mechanical Equipment | Miscellaneous Equipment
| SWM-PET-TR-0001 | Transformer, Power | SWM-PET | Transformer |  |  | TR | http://www.toronto.ca/TWONTO#00755 | Electrical Equipment | Eglinton - Bellamy Storm Pumping Station
| SWM-PET-TR-0001 | Transformer, Power | SWM-PET-MISC | Transformer |  |  | TR | http://www.toronto.ca/TWONTO#00755 | Electrical Equipment | Miscellaneous Equipment
| SWM-PET-TS-0001 | Switch, Transfer | SWM-PET | Switch |  |  | TS | http://www.toronto.ca/TWONTO#00754 | Electrical Equipment | Eglinton - Bellamy Storm Pumping Station
| SWM-PET-WEL-0100 | Wet well | SWM-PET | Well |  |  | WEL | http://www.toronto.ca/TWONTO#00811 | Mechanical Equipment | Eglinton - Bellamy Storm Pumping Station
| SWM-PET-WEL-0100 | Wet well | SWM-PET-MISC | Well |  |  | WEL | http://www.toronto.ca/TWONTO#00811 | Mechanical Equipment | Miscellaneous Equipment
| SWM-PET-JIT-0001 | Meter, Power Indicating Transmitter, Main Power | SWM-PET-MISC | Meter |  |  | JIT | http://www.toronto.ca/TWONTO#00302 | Instrumentation Equipment | Miscellaneous Equipment
| SWM-PIT-OIT-0001 | Operator Interface Terminal | SWM-PIT | Computer Equipment,Monitor |  |  | OIT | http://www.toronto.ca/TWONTO#00548 | Electrical Equipment | Islington Storm Pumping Station
| SWM-PIT-OIT-0001 | Operator Interface Terminal | SWM-PIT-MISC | Computer Equipment,Monitor |  |  | OIT | http://www.toronto.ca/TWONTO#00548 | Electrical Equipment | Miscellaneous Equipment
| SWM-PMG-ALR-0001 | Alarm, Gas | SWM-PMG | Fire Prevention,Alarm |  |  | ALR | http://www.toronto.ca/TWONTO#00154 | Electrical Equipment | Martin Grove Storm Pumping Station
| SWM-PMG-ALR-0001 | Alarm, Gas | SWM-PMG-MISC | Fire Prevention,Alarm |  |  | ALR | http://www.toronto.ca/TWONTO#00154 | Electrical Equipment | Miscellaneous Equipment
| SWM-PMG-FA-0001S | Fire Alarm System, Building | COL-W-OBSOLETE | Building Service,Fire Alarm |  | 42937 | FA | x | Obsolete Entity | Col West Obsolete Entities
| SWM-PMG-FA-0001S | Fire Alarm System, Building | SWM-PMG | Building Service,Fire Alarm |  | 42937 | FA | x | Obsolete Entity | Martin Grove Storm Pumping Station
| SWM-PMG-FA-0001S | Fire Alarm System, Building | SWM-PMG-MISC | Building Service,Fire Alarm |  | 42937 | FA | x | Obsolete Entity | Miscellaneous Equipment
| SWM-PWD-JIT-0001 | Meter, Power Indicating Transmitter, Main Power | SWM-PWD | Meter |  |  | JIT | http://www.toronto.ca/TWONTO#00302 | Instrumentation Equipment | Warden Storm
| SWM-PMG-OIT-0001 | Operator Interface Terminal | SWM-PMG | Computer Equipment,Monitor |  |  | OIT | http://www.toronto.ca/TWONTO#00548 | Electrical Equipment | Martin Grove Storm Pumping Station
| SWM-PMG-OIT-0001 | Operator Interface Terminal | SWM-PMG-MISC | Computer Equipment,Monitor |  |  | OIT | http://www.toronto.ca/TWONTO#00548 | Electrical Equipment | Miscellaneous Equipment
| SWM-PNQ-FA-0001S | Fire Alarm System | SWM-PNQ-MISC | Building Service,Fire Alarm |  | 42938 | FA | x | Obsolete Entity | Miscellaneous Equipment
| SWM-PNQ-FA-0001S | Fire Alarm System | COL-W-OBSOLETE | Building Service,Fire Alarm |  | 42938 | FA | x | Obsolete Entity | Col West Obsolete Entities
| SWM-PNQ-FA-0001S | Fire Alarm System | SWM-PNQ | Building Service,Fire Alarm |  | 42938 | FA | x | Obsolete Entity | North Queen Storm Pumping Station
| SWM-PWD-JIT-0001 | Meter, Power Indicating Transmitter, Main Power | SWM-PWD-MISC | Meter |  |  | JIT | http://www.toronto.ca/TWONTO#00302 | Instrumentation Equipment | Miscellaneous Equipment
| SWM-PNQ-OIT-0001 | Operator Interface Terminal | SWM-PNQ | Computer Equipment,Monitor |  |  | OIT | http://www.toronto.ca/TWONTO#00548 | Electrical Equipment | North Queen Storm Pumping Station
| SWM-PNQ-OIT-0001 | Operator Interface Terminal | SWM-PNQ-MISC | Computer Equipment,Monitor |  |  | OIT | http://www.toronto.ca/TWONTO#00548 | Electrical Equipment | Miscellaneous Equipment
| SWM-PNQ-RPU-0001 | Remote Processing Unit | SWM-PNQ | RPU |  |  | RPU | http://www.toronto.ca/TWONTO#00122 | Electrical Equipment | North Queen Storm Pumping Station
| SWM-PNQ-RPU-0001 | Remote Processing Unit | SWM-PNQ-MISC | RPU |  |  | RPU | http://www.toronto.ca/TWONTO#00122 | Electrical Equipment | Miscellaneous Equipment
| SWM-PNQ-UPS-0001 | UPS, RPU Panel | SWM-PNQ | Uninterruptible Power Supply |  |  | UPS | http://www.toronto.ca/TWONTO#00124 | Electrical Equipment | North Queen Storm Pumping Station
| SWM-PNQ-UPS-0001 | UPS, RPU Panel | SWM-PNQ-MISC | Uninterruptible Power Supply |  |  | UPS | http://www.toronto.ca/TWONTO#00124 | Electrical Equipment | Miscellaneous Equipment
| SWM-PPP-CP-0001 | Control Panel, Operator | SWM-PPP-MISC | Control Panel |  |  | CP | http://www.toronto.ca/TWONTO#00613 | Electrical Equipment | Miscellaneous Equipment
| SWM-PPP-CP-0001 | Control Panel, Operator | SWM-PPP | Control Panel |  |  | CP | http://www.toronto.ca/TWONTO#00613 | Electrical Equipment | Pantry Park Sewage Pumping Station
| SWM-PPP-LSH-0101 | Switch, Level-High | SWM-PPP-MISC | Switch,Level |  |  | LSH | http://www.toronto.ca/TWONTO#00466 | Instrumentation Equipment | Miscellaneous Equipment
| SWM-PPP-LSH-0102 | Switch, Level-High | SWM-PPP | Switch,Level |  |  | LSH | http://www.toronto.ca/TWONTO#00466 | Instrumentation Equipment | Pantry Park Sewage Pumping Station
| SWM-PPP-LSH-0102 | Switch, Level-High | SWM-PPP-MISC | Switch,Level |  |  | LSH | http://www.toronto.ca/TWONTO#00466 | Instrumentation Equipment | Miscellaneous Equipment
| SWM-PPP-LSL-0101 | Switch, Level-Low | SWM-PPP | Switch |  |  | LSL | http://www.toronto.ca/TWONTO#00466 | Instrumentation Equipment | Pantry Park Sewage Pumping Station
| SWM-PPP-LSL-0101 | Switch, Level-Low | SWM-PPP-MISC | Switch |  |  | LSL | http://www.toronto.ca/TWONTO#00466 | Instrumentation Equipment | Miscellaneous Equipment
| SWM-PPP-LSL-0102 | Switch, Level-Low | SWM-PPP-MISC | Switch |  |  | LSL | http://www.toronto.ca/TWONTO#00466 | Instrumentation Equipment | Miscellaneous Equipment
| COL-PCU-JIT-0001 | Meter, Power Indicating Transmitter, Main Power | COL-PCU-MISC | Meter | Meter |  | JIT | http://www.toronto.ca/TWONTO#00302
| COL-PSW-JIT-0001 | Meter, Power Indicating Transmitter, Main Power | COL-PSW | Meter | Meter |  | JIT | http://www.toronto.ca/TWONTO#00302
| COL-PSW-JIT-0001 | Meter, Power Indicating Transmitter, Main Power | COL-PSW-MCC-0195 | Meter | Meter |  | JIT | http://www.toronto.ca/TWONTO#00302
| SWM-PWD-COM-0001 | Control Panel, Operator | SWM-PWD | Control Panel |  |  | COM | http://www.toronto.ca/TWONTO#00613 | Electrical Equipment | Warden Storm
| SWM-PWD-COM-0001 | Control Panel, Operator | SWM-PWD-MISC | Control Panel |  |  | COM | http://www.toronto.ca/TWONTO#00613 | Electrical Equipment | Miscellaneous Equipment
| SWM-PWD-CP-0001 | Control Panel, Electrical | SWM-PWD | Control Panel |  |  | CP | http://www.toronto.ca/TWONTO#00613 | Electrical Equipment | Warden Storm
| SWM-PWD-CP-0001 | Control Panel, Electrical | SWM-PWD-MISC | Control Panel |  |  | CP | http://www.toronto.ca/TWONTO#00613 | Electrical Equipment | Miscellaneous Equipment
| SWM-PWD-CP-0002 | Control Panel, Operator | SWM-PWD | Control Panel |  |  | CP | http://www.toronto.ca/TWONTO#00613 | Electrical Equipment | Warden Storm
| SWM-PWD-CP-0002 | Control Panel, Operator | SWM-PWD-MISC | Control Panel |  |  | CP | http://www.toronto.ca/TWONTO#00613 | Electrical Equipment | Miscellaneous Equipment
| SWM-PWD-CP-0003 | Control Panel, Diesel Engine Alarm Control Panel | SWM-PWD-MISC | Control Panel |  |  | CP | http://www.toronto.ca/TWONTO#00154 | Electrical Equipment | Miscellaneous Equipment
| SWM-PWD-CP-0003 | Control Panel, Diesel Engine Alarm Control Panel | SWM-PWD | Control Panel |  |  | CP | http://www.toronto.ca/TWONTO#00154 | Electrical Equipment | Warden Storm
| SWM-PWD-CP-0004 | Control Panel, Operator | SWM-PWD-MISC | Control Panel |  |  | CP | http://www.toronto.ca/TWONTO#00613 | Electrical Equipment | Miscellaneous Equipment
| SWM-PWD-CP-0004 | Control Panel, Operator | SWM-PWD | Control Panel |  |  | CP | http://www.toronto.ca/TWONTO#00613 | Electrical Equipment | Warden Storm
| SWM-PWD-CP-0005 | Control Panel, Operator | SWM-PWD | Control Panel |  |  | CP | http://www.toronto.ca/TWONTO#00613 | Electrical Equipment | Warden Storm
| SWM-PWD-CP-0005 | Control Panel, Operator | SWM-PWD-MISC | Control Panel |  |  | CP | http://www.toronto.ca/TWONTO#00613 | Electrical Equipment | Miscellaneous Equipment
| SWM-PWD-CP-0006 | Control Panel, Diesel Engine Duty Control Panel | SWM-PWD | Control Panel |  |  | CP | http://www.toronto.ca/TWONTO#00613 | Electrical Equipment | Warden Storm
| SWM-PWD-CP-0006 | Control Panel, Diesel Engine Duty Control Panel | SWM-PWD-MISC | Control Panel |  |  | CP | http://www.toronto.ca/TWONTO#00613 | Electrical Equipment | Miscellaneous Equipment
| SWM-PWD-DM-0001 | Damper/Louver, Supply Air | SWM-PWD-MISC | Damper/Louver |  |  | DM | http://www.toronto.ca/TWONTO#00142 | Mechanical Equipment | Miscellaneous Equipment
| SWM-PWD-DM-0001 | Damper/Louver, Supply Air | SWM-PWD | Damper/Louver |  |  | DM | http://www.toronto.ca/TWONTO#00142 | Mechanical Equipment | Warden Storm
| SWM-PWD-ENG-0001 | Engine, Diesel | SWM-PWD-MISC | Engine |  |  | ENG | http://www.toronto.ca/TWONTO#00316 | Mechanical Equipment | Miscellaneous Equipment
| SWM-PWD-ENG-0001 | Engine, Diesel | SWM-PWD | Engine |  |  | ENG | http://www.toronto.ca/TWONTO#00316 | Mechanical Equipment | Warden Storm
| SWM-PWD-ENG-0002 | Engine, Diesel | SWM-PWD | Engine |  |  | ENG | http://www.toronto.ca/TWONTO#00316 | Mechanical Equipment | Warden Storm
| SWM-PWD-ENG-0002 | Engine, Diesel | SWM-PWD-MISC | Engine |  |  | ENG | http://www.toronto.ca/TWONTO#00316 | Mechanical Equipment | Miscellaneous Equipment
| SWM-PWD-ENG-0100 | Engine, Diesel | SWM-PWD-MISC | Engine |  |  | ENG | http://www.toronto.ca/TWONTO#00316 | Mechanical Equipment | Miscellaneous Equipment
| SWM-PWD-ENG-0100 | Engine, Diesel | SWM-PWD | Engine |  |  | ENG | http://www.toronto.ca/TWONTO#00316 | Mechanical Equipment | Warden Storm
| SWM-PWD-ENG-0200 | Engine, Diesel | SWM-PWD-MISC | Engine |  |  | ENG | http://www.toronto.ca/TWONTO#00316 | Mechanical Equipment | Miscellaneous Equipment
| SWM-PWD-ENG-0200 | Engine, Diesel | SWM-PWD | Engine |  |  | ENG | http://www.toronto.ca/TWONTO#00316 | Mechanical Equipment | Warden Storm
| SWM-PWD-FEQ-0001S | Fire Prevention, Extinguisher | COL-W-OBSOLETE | Fire Prevention,Extinguisher |  | 42914 | FEQ | x | Obsolete Entity | Col West Obsolete Entities
| SWM-PWD-FEQ-0001S | Fire Prevention, Extinguisher | SWM-PWD | Fire Prevention,Extinguisher |  | 42914 | FEQ | x | Obsolete Entity | Warden Storm
| SWM-PWD-FEQ-0001S | Fire Prevention, Extinguisher | SWM-PWD-MISC | Fire Prevention,Extinguisher |  | 42914 | FEQ | x | Obsolete Entity | Miscellaneous Equipment
| SWM-PWD-FN-0001 | Fan, Exhaust | SWM-PWD | Fan |  |  | FN | http://www.toronto.ca/TWONTO#OWLClass_binid-posum-pozar-motav | Mechanical Equipment | Warden Storm
| SWM-PWD-FN-0001 | Fan, Exhaust | SWM-PWD-MISC | Fan |  |  | FN | http://www.toronto.ca/TWONTO#OWLClass_binid-posum-pozar-motav | Mechanical Equipment | Miscellaneous Equipment
| SWM-PWD-FQ-0001 | Meter, Flow | SWM-PWD | Meter,Flow |  |  | FQ | http://www.toronto.ca/TWONTO#00369 | Instrumentation Equipment | Warden Storm
| SWM-PWD-FQ-0001 | Meter, Flow | SWM-PWD-MISC | Meter,Flow |  |  | FQ | http://www.toronto.ca/TWONTO#00369 | Instrumentation Equipment | Miscellaneous Equipment
| SWM-PWD-GRF-0001 | Indicator, Ground Fault | SWM-PWD |  |  |  | GRF | http://www.toronto.ca/TWONTO#00406 | Electrical Equipment | Warden Storm
| SWM-PWD-GRF-0001 | Indicator, Ground Fault | SWM-PWD-MISC |  |  |  | GRF | http://www.toronto.ca/TWONTO#00406 | Electrical Equipment | Miscellaneous Equipment
| COL-PCU-JIT-0001 | Meter, Power Indicating Transmitter, Main Power | COL-PCU | Meter | Meter |  | JIT | http://www.toronto.ca/TWONTO#00302
| COL-PCU-JIT-0001 | Meter, Power Indicating Transmitter, Main Power | COL-PCU-AUX-ELEC | Meter | Meter |  | JIT | http://www.toronto.ca/TWONTO#00302
| COL-PNT-JIT-0001 | Meter, Power Indicating Transmitter, Main Power | COL-PNT | Meter | Meter |  | JIT | http://www.toronto.ca/TWONTO#00302
| COL-PNT-JIT-0001 | Meter, Power Indicating Transmitter, Main Power | COL-PNT-MCC-0195 | Meter | Meter |  | JIT | http://www.toronto.ca/TWONTO#00302
| SWM-PWD-LP-0001 | Control Panel, Lighting | SWM-PWD | Control Panel |  |  | LP | http://www.toronto.ca/TWONTO#00477 | Electrical Equipment | Warden Storm
| SWM-PWD-LP-0001 | Control Panel, Lighting | SWM-PWD-MISC | Control Panel |  |  | LP | http://www.toronto.ca/TWONTO#00477 | Electrical Equipment | Miscellaneous Equipment
| SWM-PWD-LSH-0103 | Switch, Level-High | SWM-PWD | Switch,Level |  |  | LSH | http://www.toronto.ca/TWONTO#00466 | Instrumentation Equipment | Warden Storm
| SWM-PWD-LSH-0103 | Switch, Level-High | SWM-PWD-MISC | Switch,Level |  |  | LSH | http://www.toronto.ca/TWONTO#00466 | Instrumentation Equipment | Miscellaneous Equipment
| SWM-PWD-LSH-0106 | Switch, Level High-High | SWM-PWD | Switch,Level |  |  | LSH | http://www.toronto.ca/TWONTO#00466 | Instrumentation Equipment | Warden Storm
| SWM-PWD-LSH-0106 | Switch, Level High-High | SWM-PWD-MISC | Switch,Level |  |  | LSH | http://www.toronto.ca/TWONTO#00466 | Instrumentation Equipment | Miscellaneous Equipment
| SWM-PWD-LSHH-0104 | Switch, Level High-High | SWM-PWD | Switch,Level |  |  | LSHH | http://www.toronto.ca/TWONTO#00466 | Instrumentation Equipment | Warden Storm
| SWM-PWD-LSHH-0104 | Switch, Level High-High | SWM-PWD-MISC | Switch,Level |  |  | LSHH | http://www.toronto.ca/TWONTO#00466 | Instrumentation Equipment | Miscellaneous Equipment
| SWM-PWD-LSHH-0107 | Switch, Level High-High | SWM-PWD | Switch,Level |  |  | LSHH | http://www.toronto.ca/TWONTO#00466 | Instrumentation Equipment | Warden Storm
| SWM-PWD-LSHH-0107 | Switch, Level High-High | SWM-PWD-MISC | Switch,Level |  |  | LSHH | http://www.toronto.ca/TWONTO#00466 | Instrumentation Equipment | Miscellaneous Equipment
| SWM-PWD-LSL-0102 | Switch, Level-Low | SWM-PWD | Switch,Level |  |  | LSL | http://www.toronto.ca/TWONTO#00466 | Instrumentation Equipment | Warden Storm
| SWM-PWD-LSL-0102 | Switch, Level-Low | SWM-PWD-MISC | Switch,Level |  |  | LSL | http://www.toronto.ca/TWONTO#00466 | Instrumentation Equipment | Miscellaneous Equipment
| SWM-PWD-LSLL-0101 | Switch, Level Low-Low | SWM-PWD | Switch,Level |  |  | LSLL | http://www.toronto.ca/TWONTO#00466 | Instrumentation Equipment | Warden Storm
| SWM-PWD-LSLL-0101 | Switch, Level Low-Low | SWM-PWD-MISC | Switch,Level |  |  | LSLL | http://www.toronto.ca/TWONTO#00466 | Instrumentation Equipment | Miscellaneous Equipment
| SWM-PWD-LSLL-0105 | Switch, Level Low-Low | SWM-PWD | Switch,Level |  |  | LSLL | http://www.toronto.ca/TWONTO#00466 | Instrumentation Equipment | Warden Storm
| SWM-PWD-LSLL-0105 | Switch, Level Low-Low | SWM-PWD-MISC | Switch,Level |  |  | LSLL | http://www.toronto.ca/TWONTO#00466 | Instrumentation Equipment | Miscellaneous Equipment
| COL-PNT-JIT-0001 | Meter, Power Indicating Transmitter, Main Power | COL-PNT-MISC | Meter | Meter |  | JIT | http://www.toronto.ca/TWONTO#00302
| COL-PNT-JIT-0002 | Meter, Power Indicating Transmitter, Main Power | COL-PNT-MCC-0195 | Meter | Meter |  | JIT | http://www.toronto.ca/TWONTO#00302
| COL-PSW-JIT-0001 | Meter, Power Indicating Transmitter, Main Power | COL-PSW-MISC | Meter | Meter |  | JIT | http://www.toronto.ca/TWONTO#00302
| SWM-PWD-SW-0002 | Switch, Pump Control Panel Doisconnect | SWM-PWD | Switch |  |  | SW | http://www.toronto.ca/TWONTO#00594 | Electrical Equipment | Warden Storm
| SWM-PWD-SW-0002 | Switch, Pump Control Panel Doisconnect | SWM-PWD-MISC | Switch |  |  | SW | http://www.toronto.ca/TWONTO#00594 | Electrical Equipment | Miscellaneous Equipment
| SWM-PWD-SW-0003 | Switch, Lighting Transformer | SWM-PWD | Switch |  |  | SW | http://www.toronto.ca/TWONTO#00594 | Electrical Equipment | Warden Storm
| SWM-PWD-SW-0003 | Switch, Lighting Transformer | SWM-PWD-MISC | Switch |  |  | SW | http://www.toronto.ca/TWONTO#00594 | Electrical Equipment | Miscellaneous Equipment
| SWM-PWD-SW-0004 | Switch, Lighting Panel | SWM-PWD | Switch |  |  | SW | http://www.toronto.ca/TWONTO#00594 | Electrical Equipment | Warden Storm
| SWM-PWD-SW-0004 | Switch, Lighting Panel | SWM-PWD-MISC | Switch |  |  | SW | http://www.toronto.ca/TWONTO#00594 | Electrical Equipment | Miscellaneous Equipment
| SWM-PWD-SW-0005 | Switch, Phase Lights | SWM-PWD | Switch |  |  | SW | http://www.toronto.ca/TWONTO#00594 | Electrical Equipment | Warden Storm
| SWM-PWD-SW-0005 | Switch, Phase Lights | SWM-PWD-MISC | Switch |  |  | SW | http://www.toronto.ca/TWONTO#00594 | Electrical Equipment | Miscellaneous Equipment
| SWM-PWD-T-0001 | Tank, Diesel Fuel | SWM-PWD | Tank |  |  | T | http://www.toronto.ca/TWONTO#00379 | Mechanical Equipment | Warden Storm
| SWM-PWD-T-0001 | Tank, Diesel Fuel | SWM-PWD-MISC | Tank |  |  | T | http://www.toronto.ca/TWONTO#00379 | Mechanical Equipment | Miscellaneous Equipment
| SWM-PWD-TR-0001 | Transformer, Power | SWM-PWD | Transformer |  |  | TR | http://www.toronto.ca/TWONTO#00755 | Electrical Equipment | Warden Storm
| SWM-PWD-TR-0001 | Transformer, Power | SWM-PWD-MISC | Transformer |  |  | TR | http://www.toronto.ca/TWONTO#00755 | Electrical Equipment | Miscellaneous Equipment
| SWM-PWD-TS-0001 | Switch, Transfer | SWM-PWD | Switch |  |  | TS | http://www.toronto.ca/TWONTO#00754 | Electrical Equipment | Warden Storm
| SWM-PWD-WEL-0100 | Wet well | SWM-PWD | Well |  |  | WEL | http://www.toronto.ca/TWONTO#00811 | Mechanical Equipment | Warden Storm
| SWM-PWD-WEL-0100 | Wet well | SWM-PWD-MISC | Well |  |  | WEL | http://www.toronto.ca/TWONTO#00811 | Mechanical Equipment | Miscellaneous Equipment
| SWM-PWI-JIT-0001 | Meter, Power Indicating Transmitter, Main Power | SWM-PWI | Meter | Meter |  | JIT | http://www.toronto.ca/TWONTO#00302
| SWM-PWI-JIT-0001 | Meter, Power Indicating Transmitter, Main Power | SWM-PWI-MISC | Meter | Meter |  | JIT | http://www.toronto.ca/TWONTO#00302
| FHO-ELS-JIT-0930 | Meter, Power Monitiring, MCC-0930, Admin Building, S4, Main Electrical Room, PDP-0900 Cell 1C | FHO-ELS-MCC-0930 |  | Meter |  | JIT | http://www.toronto.ca/TWONTO#00302
| FHO-ELS-JIT-1010 | Meter, Power Monitiring, MCC-1010, Admin Building, S4, Main Electrical Room, PDP-1000 Cell 5C | FHO-ELS-MCC-1010 |  | Meter |  | JIT | http://www.toronto.ca/TWONTO#00302
| FHO-ELS-JIT-1020 | Meter, Power Monitiring, MCC-1020, Admin Building, S4, Main Electrical Room, PDP-1000 Cell 6C | FHO-ELS-MCC-1020 |  | Meter |  | JIT | http://www.toronto.ca/TWONTO#00302
| FHO-ELS-JIT-1030 | Meter, Power Monitiring, MCC-1030, Admin Building, S4, Main Electrical Room, PDP-1000 Cell 7C | FHO-ELS-MCC-1030 |  | Meter |  | JIT | http://www.toronto.ca/TWONTO#00302
| COL-PCU-JIT-0002 | Meter, Power Monitor, Main Power, Electrical Room | COL-PCU-AUX-ELEC | Meter | Meter |  | JIT | http://www.toronto.ca/TWONTO#00302
| COL-PCU-JIT-0002 | Meter, Power Monitor, Main Power, Electrical Room | COL-PCU-MCC-0001 | Meter | Meter |  | JIT | http://www.toronto.ca/TWONTO#00302
| COL-PCU-JIT-0002 | Meter, Power Monitor, Main Power, Electrical Room | COL-PCU-MCC-0100 | Meter | Meter |  | JIT | http://www.toronto.ca/TWONTO#00302
| FHO-ELS-JIT-1021 | Meter, Power Monitoring, ACC-HTR-0104, Admin Building, S4, Main Electrical Room. MCC-1020 | FHO-ELS-MCC-1020 |  | Meter |  | JIT | http://www.toronto.ca/TWONTO#00302
| FHO-ELS-JIT-1023 | Meter, Power Monitoring, Admin Building, S4, Main Electrical Room | FHO-ELS-INQ |  | Meter |  | JIT | http://www.toronto.ca/TWONTO#00302
| FHO-ELS-JIT-0711 | Meter, Power Monitoring, DP-0711, Chemical Building, S4, Main Electrical Room | FHO-ELS-INQ |  | Meter |  | JIT | http://www.toronto.ca/TWONTO#00302
| FHO-ELS-JIT-0712 | Meter, Power Monitoring, DP-0712, Chemical Building, S4, Main Electrical Room | FHO-ELS-INQ |  | Meter |  | JIT | http://www.toronto.ca/TWONTO#00302
| FHO-ELS-JIT-0721 | Meter, Power Monitoring, DP-0721, Admin Building, S4, Main Electrical Room | FHO-ELS-INQ |  | Meter |  | JIT | http://www.toronto.ca/TWONTO#00302
| FHO-ELS-JIT-0722 | Meter, Power Monitoring, DP-0722, Admin Building, S4, Main Electrical Room | FHO-ELS-INQ |  | Meter |  | JIT | http://www.toronto.ca/TWONTO#00302
| FHO-ELS-JIT-0723 | Meter, Power Monitoring, DP-0723, Admin Building, S4, Main Electrical Room | FHO-ELS-INQ |  | Meter |  | JIT | http://www.toronto.ca/TWONTO#00302
| FHO-ELS-JIT-0811 | Meter, Power Monitoring, DP-0811, Chemical Building, S4, Main Electrical Room | FHO-ELS-INQ |  | Meter |  | JIT | http://www.toronto.ca/TWONTO#00302
| FHO-ELS-JIT-0812 | Meter, Power Monitoring, DP-0812, Chemical Building, S4, Main Electrical Room | FHO-ELS-INQ |  | Meter |  | JIT | http://www.toronto.ca/TWONTO#00302
| FHO-ELS-JIT-0821 | Meter, Power Monitoring, DP-0821, Admin Building, S4, Main Electrical Room | FHO-ELS-INQ |  | Meter |  | JIT | http://www.toronto.ca/TWONTO#00302
| FHO-ELS-JIT-0822 | Meter, Power Monitoring, DP-0822, Admin Building, S4, Main Electrical Room | FHO-ELS-INQ |  | Meter |  | JIT | http://www.toronto.ca/TWONTO#00302
| TAB-ACC-AC-1601 | Conditioner, Air,MCC Room North of Primary Tank #9 | TAB-ACC-CI |  |  |  | AC | http://www.toronto.ca/TWONTO#00141 | Division | Chiller and Air Coolers
| FHO-ELS-JIT-0823 | Meter, Power Monitoring, DP-0823, Admin Building, S4, Main Electrical Room | FHO-ELS-INQ |  | Meter |  | JIT | http://www.toronto.ca/TWONTO#00302
| FHO-ELS-JIT-0921 | Meter, Power Monitoring, DP-0921, Admin Building, S4, Main Electrical Room, MCC-0920 | FHO-ELS-MCC-0920 |  | Meter |  | JIT | http://www.toronto.ca/TWONTO#00302
| FHO-ELS-JIT-0922 | Meter, Power Monitoring, DP-0922, Admin Building, S4, Main Electrical Room, MCC-0920 | FHO-ELS-MCC-0920 |  | Meter |  | JIT | http://www.toronto.ca/TWONTO#00302
| FHO-ELS-JIT-0923 | Meter, Power Monitoring, DP-0923, Admin Building, S4, Main Electrical Room, MCC-0920 | FHO-ELS-MCC-0920 |  | Meter |  | JIT | http://www.toronto.ca/TWONTO#00302
| FHO-ELS-JIT-1022 | Meter, Power Monitoring, DP-1022, Admin Building, S4, Main Electrical Room | FHO-ELS-INQ |  | Meter |  | JIT | http://www.toronto.ca/TWONTO#00302
| FHO-ELS-JIT-0710 | Meter, Power Monitoring, MCC-0710, Admin Building, S4, Main Electrical Room, PDP-0700 Cell 2B | FHO-ELS-MCC-0710 |  | Meter |  | JIT | http://www.toronto.ca/TWONTO#00302
| FHO-ELS-JIT-0720 | Meter, Power Monitoring, MCC-0720, Admin Building, S4, Main Electrical Room, PDP-0700 Cell 2B | FHO-ELS-MCC-0720 |  | Meter |  | JIT | http://www.toronto.ca/TWONTO#00302
| FHO-ELS-JIT-0730 | Meter, Power Monitoring, MCC-0730, Admin Building, S4, Main Electrical Room, PDP-0700 Cell 1B | FHO-ELS-MCC-0730 |  | Meter |  | JIT | http://www.toronto.ca/TWONTO#00302
| FHO-ELS-JIT-0810 | Meter, Power Monitoring, MCC-0810, Admin Building, S4, Main Electrical Room, PDP-0800 Cell 6B | FHO-ELS-MCC-0810 |  | Meter |  | JIT | http://www.toronto.ca/TWONTO#00302
| FHO-ELS-JIT-0820 | Meter, Power Monitoring, MCC-0820, Admin Building, S4, Main Electrical Room, PDP-0800 Cell 6B | FHO-ELS-MCC-0820 |  | Meter |  | JIT | http://www.toronto.ca/TWONTO#00302
| FHO-ELS-JIT-0830 | Meter, Power Monitoring, MCC-0830, Admin Building, S4, Main Electrical Room, PDP-0800 Cell 7B | FHO-ELS-MCC-0830 |  | Meter |  | JIT | http://www.toronto.ca/TWONTO#00302
| FHO-ELS-JIT-0910 | Meter, Power Monitoring, MCC-0910, Admin Building, S4, Main Electrical Room, PDP-0900 Cell 3C | FHO-ELS-MCC-0910 |  | Meter |  | JIT | http://www.toronto.ca/TWONTO#00302
| FHO-ELS-JIT-0920 | Meter, Power Monitoring, MCC-0920, Admin Building, S4, Main Electrical Room, PDP-0900 Cell 2C | FHO-ELS-MCC-0920 |  | Meter |  | JIT | http://www.toronto.ca/TWONTO#00302
| THR-DIS-FI-9001 | Meter, Rotameter, Hypochlorite Spill Tank T-9000, Disinfection Building Main Floor | THR-DIS-P-S | Meter,Flow,Rotometer | Meter |  | FI | http://www.toronto.ca/TWONTO#00369
| THR-DIS-FI-9001 | Meter, Rotameter, Hypochlorite Spill Tank T-9000, Disinfection Building Main Floor | THR-DIS-P-SUS | Meter,Flow,Rotometer | Meter |  | FI | http://www.toronto.ca/TWONTO#00369
| ON3101D | Meter, Sludge Level, Bubbler, Old Wet Well, Old Dew. Bldg, Main Floor, N Side | TAB-DEW-WEL | Meter,Level,Bubbler | Meter |  |  | http://www.toronto.ca/TWONTO#00689
| TAB-ELS-JIT-7302 | Meter,Power Recording, Maintenance Workshop, Bio-Solid Loading Bay | TAB-EL3-MCC-6122 | Meter | Meter |  | JIT | http://www.toronto.ca/TWONTO#00302
| THC-ELS-JIT-0100 | Meter,Power,Main 27.6KV Hydro Feeder 1 | THC-ELS-TR-0100 | Meter,Power Recording | Meter |  | JIT | http://www.toronto.ca/TWONTO#00302
| THC-ELS-JIT-0200 | Meter,Power,Main 27.6KV Hydro Feeder 1 | THC-ELS-TR-0200 | Meter,Power Recording | Meter |  | JIT | http://www.toronto.ca/TWONTO#00302
65233 | THC-ELS-MCC-1101 | Motor Control Center, Main, Building I | THC-ELS-PS-0001-I | Control Panel,MCC | Motor Control Centre |  | MCC | http://www.toronto.ca/TWONTO#00110 |  | Primary Power Equipment, Building I
78615 | FHO-ELS-MCC-0820 | Motor Control Centre, Admin Building, S4, Main Electrical Room | FHO-ELS-PS-0001 | Control Panel,MCC | Motor Control Centre |  | MCC | http://www.toronto.ca/TWONTO#00110 |  | Primary Power Equipment
21796 | FHO-ELS-MCC-0710 | Motor Control Centre, Admin Building, S4, Main Electrical Room | FHO-ELS-PS-0001 | Control Panel,MCC | Motor Control Centre |  | MCC | http://www.toronto.ca/TWONTO#00110 |  | Primary Power Equipment
21801 | FHO-ELS-MCC-0920 | Motor Control Centre, Admin Building, S4, Main Electrical Room | FHO-ELS-PS-0001 | Control Panel,MCC | Motor Control Centre |  | MCC | http://www.toronto.ca/TWONTO#00110 |  | Primary Power Equipment
21798 | FHO-ELS-MCC-0810 | Motor Control Centre, Admin Building, S4, Main Electrical Room | FHO-ELS-INQ | Control Panel,MCC | Motor Control Centre |  | MCC | http://www.toronto.ca/TWONTO#00110 |  | Power Management
| TAB-ACC-CP-0070 | Instrumentation and Controls, Volcano # 1 | TAB-ACC-BO-0010 | Controller | Control Loop |  | CP | http://www.toronto.ca/TWONTO#00613 |  | Boiler # 1, Hot Water Heating, Volcano, B-1
| TAB-ACC-CP-0400 | Instrumentation and Controls, Volcano #19 | TAB-ACC-BO-0400 | Controller | Control Loop |  | CP | http://www.toronto.ca/TWONTO#00613 |  | Boiler #19, Volcano
| TAB-ACC-CP-0500 | Instrumentation and Controls, Volcano # 20 | TAB-ACC-BO-0500 | Control Panel,Instrumentation | Control Loop |  | CP | http://www.toronto.ca/TWONTO#00613 |  | Boiler #20, Volcano
| TAB-ACC-DIG-0010 | Digester Gas Train, Boiler #1, Z Building | TAB-ACC-BO 1 |  |  |  | DIG | http://www.toronto.ca/TWONTO#00723 | Equipment Location | Boiler # 1, Hot Water Heating, Volcano B-1
| TAB-ACC-DIG-0020 | Digester Gas Train, Boiler #2, Z Building | TAB-ACC-BO 2 |  |  |  | DIG | http://www.toronto.ca/TWONTO#00723 | Equipment Location | Boiler # 2, Hot Water Heating, Volcano B-2
| TAB-ACC-DIG-0030 | Digester Gas Train, Boiler #3, Z Building | TAB-ACC-BO 3 |  |  |  | DIG | http://www.toronto.ca/TWONTO#00723 | Equipment Location | Boiler # 3, Hot Water Heating, Volcano B-3
| TAB-ACC-DIG-0040 | Digester Gas Train, Boiler #4, Z Building | TAB-ACC-BO 4 |  |  |  | DIG | http://www.toronto.ca/TWONTO#00723 | Equipment Location | Boiler # 4, Hot Water Heating, Volcano B-4
| TAB-ACC-DIG-0060 | Digester Gas Train, Boiler #6, Z Building | TAB-ACC-BO 6 |  |  |  | DIG | http://www.toronto.ca/TWONTO#00723 | Equipment Location | Boiler # 6, Hot Water Heating
21795 | FHO-ELS-MCC-0710 | Motor Control Centre, Admin Building, S4, Main Electrical Room | FHO-ELS-INQ | Control Panel,MCC | Motor Control Centre |  | MCC | http://www.toronto.ca/TWONTO#00110 |  | Power Management
78610 | FHO-ELS-MCC-0720 | Motor Control Centre, Admin Building, S4, Main Electrical Room | FHO-ELS-PS-0001 | Control Panel,MCC | Motor Control Centre |  | MCC | http://www.toronto.ca/TWONTO#00110 |  | Primary Power Equipment
21799 | FHO-ELS-MCC-0820 | Motor Control Centre, Admin Building, S4, Main Electrical Room | FHO-ELS-INQ | Control Panel,MCC | Motor Control Centre |  | MCC | http://www.toronto.ca/TWONTO#00110 |  | Power Management
| TAB-ACC-FN-01-04 | Exhaust Fans , Digester 01-04 | TAB-ACC-FN |  |  |  | FN | http://www.toronto.ca/TWONTO#OWLClass_binid-posum-pozar-motav | Equipment Location | Exhaust Fans
| TAB-ACC-FN-05-08 | Exhaust Fans , Digester 05-08 | TAB-ACC-FN |  |  |  | FN | http://www.toronto.ca/TWONTO#OWLClass_binid-posum-pozar-motav | Equipment Location | Exhaust Fans
| TAB-ACC-FN-09-12 | Exhaust Fans , Digester 09-12 | TAB-ACC-FN |  |  |  | FN | http://www.toronto.ca/TWONTO#OWLClass_binid-posum-pozar-motav | Equipment Location | Exhaust Fans
| TAB-ACC-FN-13-16 | Exhaust Fans , Digester 13-16 | TAB-ACC-FN |  |  |  | FN | http://www.toronto.ca/TWONTO#OWLClass_binid-posum-pozar-motav | Equipment Location | Exhaust Fans
| TAB-ACC-FN-1501 | Fan, Exhaust, Seawall Sub Stn | TAB-ACC-FN-ELS |  |  |  | FN | http://www.toronto.ca/TWONTO#OWLClass_binid-posum-pozar-motav | Mechanical Equipment | Exhaust Fans ,Electrical & Sub stations
| TAB-ACC-FN-19-22 | Exhaust Fans , Digester 19-22 | TAB-ACC-FN |  |  |  | FN | http://www.toronto.ca/TWONTO#OWLClass_binid-posum-pozar-motav | Equipment Location | Exhaust Fans
78609 | FHO-ELS-MCC-0720 | Motor Control Centre, Admin Building, S4, Main Electrical Room | FHO-ELS-INQ | Control Panel,MCC | Motor Control Centre |  | MCC | http://www.toronto.ca/TWONTO#00110 |  | Power Management
78618 | FHO-ELS-MCC-0920 | Motor Control Centre, Admin Building, S4, Main Electrical Room | FHO-ELS-INQ | Control Panel,MCC | Motor Control Centre |  | MCC | http://www.toronto.ca/TWONTO#00110 |  | Power Management
78614 | FHO-ELS-MCC-0810 | Motor Control Centre, Admin Building, S4, Main Electrical Room | FHO-ELS-PS-0001 | Control Panel,MCC | Motor Control Centre |  | MCC | http://www.toronto.ca/TWONTO#00110 |  | Primary Power Equipment
21804 | FHO-ELS-MCC-1020 | Motor Control Centre, Cadmin Building, S4, Main Electrical Room | FHO-ELS-INQ | Control Panel,MCC | Motor Control Centre |  | MCC | http://www.toronto.ca/TWONTO#00110 |  | Power Management
21805 | FHO-ELS-MCC-1020 | Motor Control Centre, Cadmin Building, S4, Main Electrical Room | FHO-ELS-PS-0001 | Control Panel,MCC | Motor Control Centre |  | MCC | http://www.toronto.ca/TWONTO#00110 |  | Primary Power Equipment
78612 | FHO-ELS-MCC-0730 | Motor Control Centre, Emergency Load, Admin Building, S4, Main Electrical Room | FHO-ELS-PS-0001 | Control Panel,MCC | Motor Control Centre |  | MCC | http://www.toronto.ca/TWONTO#00110 |  | Primary Power Equipment
78611 | FHO-ELS-MCC-0730 | Motor Control Centre, Emergency Load, Admin Building, S4, Main Electrical Room | FHO-ELS-INQ | Control Panel,MCC | Motor Control Centre |  | MCC | http://www.toronto.ca/TWONTO#00110 |  | Power Management
78619 | FHO-ELS-MCC-0930 | Motor Control Centre, Emergency Load, Clarifier Building, S2, Main Foyer | FHO-ELS-INQ | Control Panel,MCC | Motor Control Centre |  | MCC | http://www.toronto.ca/TWONTO#00110 |  | Power Management
78621 | FHO-ELS-MCC-1030 | Motor Control Centre, Emergency Load, Clarifier Building, S2, Main Foyer | FHO-ELS-PS-0001 | Control Panel,MCC | Motor Control Centre |  | MCC | http://www.toronto.ca/TWONTO#00110 |  | Primary Power Equipment
21802 | FHO-ELS-MCC-0930 | Motor Control Centre, Emergency Load, Clarifier Building, S2, Main Foyer | FHO-ELS-PS-0001 | Control Panel,MCC | Motor Control Centre |  | MCC | http://www.toronto.ca/TWONTO#00110 |  | Primary Power Equipment
21806 | FHO-ELS-MCC-1030 | Motor Control Centre, Emergency Load, Clarifier Building, S2, Main Foyer | FHO-ELS-INQ | Control Panel,MCC | Motor Control Centre |  | MCC | http://www.toronto.ca/TWONTO#00110 |  | Power Management
47979 | TAB-EL3-MCC-6122 | Motor Control Unit, MCC-401, Maintenance Workshop Building, Bio-Solid Loading Bay Facility | TAB-EL3-MCC | Control Panel,MCC | Motor Control Centre |  | MCC | http://www.toronto.ca/TWONTO#00110 |  | Motor Control Center- South Substation
47981 | TAB-EL3-MCC-6122 | Motor Control Unit, MCC-401, Maintenance Workshop Building, Bio-Solid Loading Bay Facility | TAB-WA4-ELS | Control Panel,MCC | Motor Control Centre |  | MCC | http://www.toronto.ca/TWONTO#00110 |  | WA4 Electric Equipments
47980 | TAB-EL3-MCC-6122 | Motor Control Unit, MCC-401, Maintenance Workshop Building, Bio-Solid Loading Bay Facility | TAB-EL3-PDP-6015 | Control Panel,MCC | Motor Control Centre |  | MCC | http://www.toronto.ca/TWONTO#00110 |  | Power distribution Panel, 600V
84554 | THR-SPC-COM-2010 | Network,Protocol,Main Equipment Room West Wall, | THR-PCS-MAINSUB |  | Network |  | COM | http://www.toronto.ca/TWONTO#00537 |  | PCS Equipment Serving the Main Substation
84556 | THR-SPC-COM-2012 | Network,Protocol,Main Equipment Room West Wall,Multinet Converter for JRT-0001A, JRT-0001B, JRT-0001C | THR-SPC-COM-2010 |  | Network |  | COM | http://www.toronto.ca/TWONTO#00537 |  | Network,Protocol,Main Equipment Room West Wall,
84555 | THR-SPC-COM-2011 | Network,Protocol,Main Equipment Room West Wall,Multinet Converter for JRT-0101, JRT-0100, JRT-0200, JRT-0201 | THR-SPC-COM-2010 |  | Network |  | COM | http://www.toronto.ca/TWONTO#00537 |  | Network,Protocol,Main Equipment Room West Wall,
84557 | THR-SPC-COM-2014 | Network,Protocol,Main Equipment Room West Wall,Multinet Converter for JRT-0103, JRT-0400, JRT-0011A, JRT-0011B, JRT-0011C | THR-SPC-COM-2010 |  | Network |  | COM | http://www.toronto.ca/TWONTO#00537 |  | Network,Protocol,Main Equipment Room West Wall,
138903 | THR-SPC-COM-2015 | Network,Protocol,Main Equipment Room West Wall,Multinet Converter for JRT-0104, JRT-5901, JRT-5101, JRT-1100, JRT-1700 | THR-SPC-COM-2010 |  | Network |  | COM | http://www.toronto.ca/TWONTO#00537 |  | Network,Protocol,Main Equipment Room West Wall,
138904 | THR-SPC-COM-2016 | Network,Protocol,Main Equipment Room West Wall,Multinet Converter for JRT-0105, JRT-6101, JRT-0500, JRT-0700, JRT-0900 | THR-SPC-COM-2010 |  | Network |  | COM | http://www.toronto.ca/TWONTO#00537 |  | Network,Protocol,Main Equipment Room West Wall,
138902 | THR-SPC-COM-2013 | Network,Protocol,Main Equipment Room West Wall,Multinet Converter for JRT-0203, JRT-0002, JRT-0021A, JRT-0021B, JRT-0021C | THR-SPC-COM-2010 |  | Network |  | COM | http://www.toronto.ca/TWONTO#00537 |  | Network,Protocol,Main Equipment Room West Wall,
138905 | THR-SPC-COM-2017 | Network,Protocol,Main Equipment Room West Wall,Multinet Converter for JRT-0300, JRT-5202, JRT-1200, JRT-1800, JRT-6202 | THR-SPC-COM-2010 |  | Network |  | COM | http://www.toronto.ca/TWONTO#00537 |  | Network,Protocol,Main Equipment Room West Wall,
138906 | THR-SPC-COM-2018 | Network,Protocol,Main Equipment Room West Wall,Multinet Converter for JRT-1000, JRT-0800, JRT-0600, JRT-0206, JRT-0205 | THR-SPC-COM-2010 |  | Network |  | COM | http://www.toronto.ca/TWONTO#00537 |  | Network,Protocol,Main Equipment Room West Wall,
138907 | THR-SPC-COM-2019 | Network,Protocol,Main Equipment Room West Wall,Multinet Converter for JRT-9902, JRT-2000, JRT-2100, JRT-1900 | THR-SPC-COM-2010 |  | Network |  | COM | http://www.toronto.ca/TWONTO#00537 |  | Network,Protocol,Main Equipment Room West Wall,
| TAB-ACC-FN-UV | Fan, Exhaust, | TAB-ACC-FN |  |  |  |  | http://www.toronto.ca/TWONTO#OWLClass_binid-posum-pozar-motav | Equipment Location | Exhaust Fans
| THC-OCS-SP | Odour Control System, THC-virtual entity, used to maintain, design PM Tasks, add EL, copy activity lists | THCSLDOPS |  |  |  |  | http://www.toronto.ca/TWONTO#00260 | Process | THC Solids Operations
| TAB-SA-P-0102 | Oil Oump, Auxiliary, Air Compressor, Auxiliary Systems Building, Main Floor | TAB-SA-C-0100 | Pump | Pump |  | P | http://www.toronto.ca/TWONTO#00626
| TAB-SA-P-0302 | Oil Pump, Auxiliary, Air Compressor, Auxiliary Systems Building, Main Floor | TAB-SA-C-0300 | Pump | Pump |  | P | http://www.toronto.ca/TWONTO#00626
| TAB-SA-P-0402 | Oil Pump, Auxiliary, Air Compressor, Auxiliary Systems Building, Main Floor | TAB-SA-C-0400 | Pump | Pump |  | P | http://www.toronto.ca/TWONTO#00626
| TAB-SA-P-0202 | Oil Pump, Auxiliary, Air Compressor, Auxiliary Systems Building, Main Floor | TAB-SA-C-0200 | Pump | Pump |  | P | http://www.toronto.ca/TWONTO#00626
| TAB-SA-P-0401 | Oil Pump, Main, Air Compressor, Auxiliary Systems Building, Main Floor | TAB-SA-C-0400 | Pump | Pump |  | P | http://www.toronto.ca/TWONTO#00626
| TAB-SA-P-0201 | Oil Pump, Main, Air Compressor, Auxiliary Systems Building, Main Floor | TAB-SA-C-0200 | Pump | Pump |  | P | http://www.toronto.ca/TWONTO#00626
| TAB-SA-P-0301 | Oil Pump, Main, Air Compressor, Auxiliary Systems Building, Main Floor | TAB-SA-C-0300 | Pump | Pump |  | P | http://www.toronto.ca/TWONTO#00626
| TAB-SA-P-0101 | Oil Pumps, Main, Air Compressor, Auxiliary Systems Building, Main Floor | TAB-SA-C-0100 | Pump | Pump |  | P | http://www.toronto.ca/TWONTO#00626
134348 | THR-DR-QH-0505 | Overhead Door, East Maintenance Shop | THR-DR-WA3 | Door,Overhead | Door |  | QH | http://www.toronto.ca/TWONTO#00649
134349 | THR-DR-QH-0505 | Overhead Door, East Maintenance Shop | THR-DR-WA4 | Door,Overhead | Door |  | QH | http://www.toronto.ca/TWONTO#00649
136656 | THR-MCS-DR-0101 | OVERHEAD DOOR, NORTH FACING,NEW MAINTENANCE BUILDING | THR-DR-WA4 | Door,Overhead | Door |  | DR | http://www.toronto.ca/TWONTO#00649
136657 | THR-MCS-DR-0102 | OVERHEAD DOOR, NORTH FACING,NEW MAINTENANCE BUILDING | THR-DR-WA4 | Door,Overhead | Door |  | DR | http://www.toronto.ca/TWONTO#00649
76609 | THR-DR-SH-0500 | Overhead Door, STB North Main Entrance | THR-DR-WA1 | Door,Overhead | Door |  | SH | http://www.toronto.ca/TWONTO#00649
134354 | THR-DR-SH-0500 | Overhead Door, STB North Main Entrance | THR-DR-WA3 | Door,Overhead | Door |  | SH | http://www.toronto.ca/TWONTO#00649
76610 | THR-DR-SH-0503 | Overhead Door, STB South Main Loading Area | THR-DR-WA1 | Door,Overhead | Door |  | SH | http://www.toronto.ca/TWONTO#00649
134359 | THR-DR-SH-0503 | Overhead Door, STB South Main Loading Area | THR-DR-WA3 | Door,Overhead | Door |  | SH | http://www.toronto.ca/TWONTO#00649
134343 | THR-DR-MH-0500 | Overhead Door,East,New Maintenance Building | THR-DR-WA4 | Door,Overhead | Door |  | MH | http://www.toronto.ca/TWONTO#00649
134344 | THR-DR-MH-0501 | Overhead Door,North,New Maintenance Building | THR-DR-WA4 | Door,Overhead | Door |  | MH | http://www.toronto.ca/TWONTO#00649
| THR-DIS-CP-0820 | Panel, Control Panel Pump 0820 Disinfection Building Main Floor south side | THR-DIS-P-0820 | Control Panel | Pump |  | CP | http://www.toronto.ca/TWONTO#00613
| THR-DIS-CP-0820 | Panel, Control Panel Pump 0820 Disinfection Building Main Floor south side | THR-DIS-P-SUMP | Control Panel | Pump |  | CP | http://www.toronto.ca/TWONTO#00613
| THR-DIS-CP-0820 | Panel, Control Panel Pump 0820 Disinfection Building Main Floor south side | THR-DIS-T-PP | Control Panel | Pump |  | CP | http://www.toronto.ca/TWONTO#00613
| THR-DIS-CP-0820 | Panel, Control Panel Pump 0820 Disinfection Building Main Floor south side | THR-DIS | Control Panel | Pump |  | CP | http://www.toronto.ca/TWONTO#00613
77619 | THR-DIS-CP-0007 | Panel, Control Panel, Filling Valves, Disinfection Building Main Floor | THR-DIS-T-PP | Control Panel,Power Distribution Panel | Power Distribution Panel |  | CP | http://www.toronto.ca/TWONTO#00613 |  | Disinfection, Tank, Palace Pier
133934 | THR-DIS-CP-0620 | Panel, Control Panel, Master Control Panel, Electrical Room, Disinfection Building Main Floor | THR-DIS | Control Panel,Power Distribution Panel | Power Distribution Panel |  | CP | http://www.toronto.ca/TWONTO#00613 |  | Disinfection
133935 | THR-DIS-CP-0620 | Panel, Control Panel, Master Control Panel, Electrical Room, Disinfection Building Main Floor | THR-DIS-T-PP | Control Panel,Power Distribution Panel | Power Distribution Panel |  | CP | http://www.toronto.ca/TWONTO#00613 |  | Disinfection, Tank, Palace Pier
77631 | THR-DIS-CP-0810 | Panel, Control Panel, Pump 0810, Disinfection Building Main Floor North side | THR-DIS | Control Panel | Power Distribution Panel |  | CP | http://www.toronto.ca/TWONTO#00613 |  | Disinfection
133937 | THR-DIS-CP-0810 | Panel, Control Panel, Pump 0810, Disinfection Building Main Floor North side | THR-DIS-T-PP | Control Panel | Power Distribution Panel |  | CP | http://www.toronto.ca/TWONTO#00613 |  | Disinfection, Tank, Palace Pier
133936 | THR-DIS-CP-0810 | Panel, Control Panel, Pump 0810, Disinfection Building Main Floor North side | THR-DIS-P-SUMP | Control Panel | Power Distribution Panel |  | CP | http://www.toronto.ca/TWONTO#00613 |  | Disinfection - Pump, Sump
| TAB-ACC-NGS-0010A | Natural Gas Train, Boiler #1, Z Building | TAB-ACC-BO 1 |  |  |  | NGS | http://www.toronto.ca/TWONTO#00723 | Equipment Location | Boiler # 1, Hot Water Heating, Volcano B-1
| TAB-ACC-NGS-0010B | Natural Gas Train, Pilot,Boiler #1, Z Building | TAB-ACC-BO 1 |  |  |  | NGS | http://www.toronto.ca/TWONTO#00723 | Equipment Location | Boiler # 1, Hot Water Heating, Volcano B-1
| TAB-ACC-NGS-0020A | Natural Gas Train, Boiler #2, Z Building | TAB-ACC-BO 2 |  |  |  | NGS | http://www.toronto.ca/TWONTO#00723 | Equipment Location | Boiler # 2, Hot Water Heating, Volcano B-2
| TAB-ACC-NGS-0020B | Natural Gas Train, Pilot,Boiler #2, Z Building | TAB-ACC-BO 2 |  |  |  | NGS | http://www.toronto.ca/TWONTO#00723 | Equipment Location | Boiler # 2, Hot Water Heating, Volcano B-2
| TAB-ACC-NGS-0030A | Natural Gas Train, Boiler #3, Z Building | TAB-ACC-BO 3 |  |  |  | NGS | http://www.toronto.ca/TWONTO#00723 | Equipment Location | Boiler # 3, Hot Water Heating, Volcano B-3
| TAB-ACC-NGS-0030B | Natural Gas Pilot Train, Boiler #3, Z Building | TAB-ACC-BO 3 |  |  |  | NGS | http://www.toronto.ca/TWONTO#00723 | Equipment Location | Boiler # 3, Hot Water Heating, Volcano B-3
| TAB-ACC-NGS-0040A | Natural Gas Train, Boiler #4, Z Building | TAB-ACC-BO 4 |  |  |  | NGS | http://www.toronto.ca/TWONTO#00723 | Equipment Location | Boiler # 4, Hot Water Heating, Volcano B-4
| TAB-ACC-NGS-0040B | Natural Gas Pilot Train, Boiler #4, Z Building | TAB-ACC-BO 4 |  |  |  | NGS | http://www.toronto.ca/TWONTO#00723 | Equipment Location | Boiler # 4, Hot Water Heating, Volcano B-4
| TAB-ACC-NGS-0060A | Natural Gas Train, Boiler #6, Z Building | TAB-ACC-BO 6 |  |  |  | NGS | http://www.toronto.ca/TWONTO#00723 | Equipment Location | Boiler # 6, Hot Water Heating
| TAB-ACC-NGS-0060B | Natural Gas Pilot Train, Boiler #6, Z Building | TAB-ACC-BO 6 |  |  |  | NGS | http://www.toronto.ca/TWONTO#00723 | Equipment Location | Boiler # 6, Hot Water Heating
77632 | THR-DIS-CP-0810 | Panel, Control Panel, Pump 0810, Disinfection Building Main Floor North side | THR-DIS-P-0810 | Control Panel | Power Distribution Panel |  | CP | http://www.toronto.ca/TWONTO#00613 |  | Pump, Centrifugal, Disinfection Building Main Floor North side
133941 | THR-DIS-CP-0830 | Panel, Control Panel, Pump 0830, Disinfection Building Main Floor south side | THR-DIS | Control Panel,Power Distribution Panel | Power Distribution Panel |  | CP | http://www.toronto.ca/TWONTO#00613 |  | Disinfection
77635 | THR-DIS-CP-0830 | Panel, Control Panel, Pump 0830, Disinfection Building Main Floor south side | THR-DIS-P-SUMP | Control Panel,Power Distribution Panel | Power Distribution Panel |  | CP | http://www.toronto.ca/TWONTO#00613 |  | Disinfection - Pump, Sump
77634 | THR-DIS-CP-0830 | Panel, Control Panel, Pump 0830, Disinfection Building Main Floor south side | THR-DIS-CP-9030 | Control Panel,Power Distribution Panel | Power Distribution Panel |  | CP | http://www.toronto.ca/TWONTO#00613 |  | Panel, Control Panel, Pump 9030, Disinfection Building Main Floor south side
77639 | THR-DIS-CP-9030 | Panel, Control Panel, Pump 9030, Disinfection Building Main Floor south side | THR-DIS-CP-0830 | Control Panel | Power Distribution Panel |  | CP | http://www.toronto.ca/TWONTO#00613 |  | Panel, Control Panel, Pump 0830, Disinfection Building Main Floor south side
77638 | THR-DIS-CP-9030 | Panel, Control Panel, Pump 9030, Disinfection Building Main Floor south side | THR-DIS | Control Panel | Power Distribution Panel |  | CP | http://www.toronto.ca/TWONTO#00613 |  | Disinfection
| TAB-ADMIN-TRG-0001 | Admin Staff Training | TAB-ADMIN |  |  |  | TRG | http://www.toronto.ca/TWONTO#00278 | Building Service | Tab Admin
133927 | THR-DIS-CP-0011 | Panel, Control Panel, Tanks 1-8, Disinfection Building Main Floor | THR-DIS | Control Panel,Power Distribution Panel | Power Distribution Panel |  | CP | http://www.toronto.ca/TWONTO#00613 |  | Disinfection
77624 | THR-DIS-CP-0011 | Panel, Control Panel, Tanks 1-8, Disinfection Building Main Floor | THR-DIS-WIT-1000 | Control Panel,Power Distribution Panel | Power Distribution Panel |  | CP | http://www.toronto.ca/TWONTO#00613 |  | Transmitter, Weight Indicating, Chlorine Bank 1, Chlorination Building, Disinfection, Chlorination System
133928 | THR-DIS-CP-0011 | Panel, Control Panel, Tanks 1-8, Disinfection Building Main Floor | THR-DIS-T-PP | Control Panel,Power Distribution Panel | Power Distribution Panel |  | CP | http://www.toronto.ca/TWONTO#00613 |  | Disinfection, Tank, Palace Pier
77625 | THR-DIS-CP-0011 | Panel, Control Panel, Tanks 1-8, Disinfection Building Main Floor | THR-DIS-WSC-1000 | Control Panel,Power Distribution Panel | Power Distribution Panel |  | CP | http://www.toronto.ca/TWONTO#00613 |  | Disinfection, Weigh Scale, Chlorine Cylinders Bank 1
77620 | THR-DIS-CP-0008 | Panel, Control Panel, Transfer suction Valves, Disinfection Building Main Floor | THR-DIS-T-PP | Control Panel,Power Distribution Panel | Power Distribution Panel |  | CP | http://www.toronto.ca/TWONTO#00613 |  | Disinfection, Tank, Palace Pier
77621 | THR-DIS-CP-0009 | Panel, Control Panel, Transfer suction Valves, Disinfection Building Main Floor | THR-DIS-T-PP | Control Panel,Power Distribution Panel | Power Distribution Panel |  | CP | http://www.toronto.ca/TWONTO#00613 |  | Disinfection, Tank, Palace Pier
133925 | THR-DIS-CP-0009 | Panel, Control Panel, Transfer suction Valves, Disinfection Building Main Floor | THR-DIS | Control Panel,Power Distribution Panel | Power Distribution Panel |  | CP | http://www.toronto.ca/TWONTO#00613 |  | Disinfection
135000 | THR-ELS-PDP-0203 | Panel, Distribution Power,New Maint. Bldg(600V DISTRIBUTION PANE) | THR-RSPS-CR | Air Handling Unit,Draw Thru | Power Distribution Panel |  | PDP | http://www.toronto.ca/TWONTO#00110 |  | New Returns Control Room
79189 | THR-ELS-PDP-1802 | Panel, Power Distribution, 4160V Switchgear,, North Service Bldg, East Maintenance Building | THR-ELS-EMS | Control Panel,Power Distribution Panel | Power Distribution Panel |  | PDP | http://www.toronto.ca/TWONTO#00110 |  | Electrical System, East Maintenance Shop
77618 | THR-DIS-CP-0006 | Panel,ControlPanel,Pump Skids, Disinfection Building Main Floor | THR-DIS-P-0610 | Control Panel,Power Distribution Panel | Power Distribution Panel |  | CP | http://www.toronto.ca/TWONTO#00613 |  | Pump, Diaphragm, Chemical Metering, Skid#6 Disinfection Building Main Floor
133918 | THR-DIS-CP-0002 | Panel,ControlPanel,Pump Skids, Disinfection Building Main Floor | THR-DIS-P-0210 | Control Panel,Power Distribution Panel | Power Distribution Panel |  | CP | http://www.toronto.ca/TWONTO#00613 |  | Pump, Diaphragm, Chemical Metering, Skid#2 Disinfection Building Main Floor
133919 | THR-DIS-CP-0002 | Panel,ControlPanel,Pump Skids, Disinfection Building Main Floor | THR-DIS-P-EFF | Control Panel,Power Distribution Panel | Power Distribution Panel |  | CP | http://www.toronto.ca/TWONTO#00613 |  | Pumps, Disinfection, Effluent
77617 | THR-DIS-CP-0005 | Panel,ControlPanel,Pump Skids, Disinfection Building Main Floor | THR-DIS-P-SRAS | Control Panel,Power Distribution Panel | Power Distribution Panel |  | CP | http://www.toronto.ca/TWONTO#00613 |  | Pumps, Disinfection, South Return Activated Sludge
| TAB-AER-PRJ-0005 | Upgrades, Aeration Tanks | TAB-AER-STRC |  |  |  | PRJ | http://www.toronto.ca/TWONTO#00619 | Mechanical Equipment | Building Services, Safety, Drains & Plumbing - Air Emission Houses
| TAB-AER-PRJ-0005 | Upgrades, Aeration Tanks | TAB-AER-TANKS |  |  |  | PRJ | http://www.toronto.ca/TWONTO#00619 | Mechanical Equipment | Aeration Tanks
| TAB-AER-PRJ-0005 | Upgrades, Aeration Tanks | TAB-AER |  |  |  | PRJ | http://www.toronto.ca/TWONTO#00619 | Mechanical Equipment | Aeration Gallery
133917 | THR-DIS-CP-0001 | Panel,ControlPanel,Pump Skids, Disinfection Building Main Floor | THR-DIS-P-0110 | Control Panel,Power Distribution Panel | Power Distribution Panel |  | CP | http://www.toronto.ca/TWONTO#00613 |  | Pump, Diaphragm, Chemical Metering, Skid#1 Disinfection Building Main Floor
133920 | THR-DIS-CP-0003 | Panel,ControlPanel,Pump Skids, Disinfection Building Main Floor | THR-DIS-P-EFF | Control Panel,Power Distribution Panel | Power Distribution Panel |  | CP | http://www.toronto.ca/TWONTO#00613 |  | Pumps, Disinfection, Effluent
133921 | THR-DIS-CP-0004 | Panel,ControlPanel,Pump Skids, Disinfection Building Main Floor | THR-DIS-P-0410 | Control Panel,Power Distribution Panel | Power Distribution Panel |  | CP | http://www.toronto.ca/TWONTO#00613 |  | Pump, Diaphragm, Chemical Metering, Skid#4 Disinfection Building Main Floor
133924 | THR-DIS-CP-0006 | Panel,ControlPanel,Pump Skids, Disinfection Building Main Floor | THR-DIS-P-FPW | Control Panel,Power Distribution Panel | Power Distribution Panel |  | CP | http://www.toronto.ca/TWONTO#00613 |  | Pumps, Disinfection, Filtered Plant Water
133923 | THR-DIS-CP-0005 | Panel,ControlPanel,Pump Skids, Disinfection Building Main Floor | THR-DIS-P-0510 | Control Panel,Power Distribution Panel | Power Distribution Panel |  | CP | http://www.toronto.ca/TWONTO#00613 |  | Pump, Diaphragm, Chemical Metering, Skid#5 Disinfection Building Main Floor
133922 | THR-DIS-CP-0004 | Panel,ControlPanel,Pump Skids, Disinfection Building Main Floor | THR-DIS-P-NRAS | Control Panel,Power Distribution Panel | Power Distribution Panel |  | CP | http://www.toronto.ca/TWONTO#00613 |  | Pumps, Disinfection, North Return Activated Sludge
77615 | THR-DIS-CP-0001 | Panel,ControlPanel,Pump Skids, Disinfection Building Main Floor | THR-DIS-P-EFF | Control Panel,Power Distribution Panel | Power Distribution Panel |  | CP | http://www.toronto.ca/TWONTO#00613 |  | Pumps, Disinfection, Effluent
77616 | THR-DIS-CP-0003 | Panel,ControlPanel,Pump Skids, Disinfection Building Main Floor | THR-DIS-P-0310 | Control Panel,Power Distribution Panel | Power Distribution Panel |  | CP | http://www.toronto.ca/TWONTO#00613 |  | Pump, Diaphragm, Chemical Metering, Skid#3 Disinfection Building Main Floor
76238 | THR-MCS-PW-0004 | Parts Washer, East Maintenance Bldg | THR-MT-WA4 |  | Tool |  | PW | http://www.toronto.ca/TWONTO#00747 |  | Machine Tools
76239 | THR-MCS-PW-0572 | Parts Washer, West Maintenance Shop | THR-GRK-GQ-WA3 | Vehicle,Unlicensed | Tool |  | PW | http://www.toronto.ca/TWONTO#00747 |  | Building & Grounds Equipment, Work Area 3
| THR-PCS-MAINSUB | PCS Equipment Serving the Main Substation | THR-ELS-MAINSUB |  |  |  |  | http://www.toronto.ca/TWONTO#00260 | Equipment Location | Electrical Equipment at the Main Substation
78886 | THR-GRK-DR-0500A | Personnel Turnstile, Main Gate, Main Entrance Roadway Near Burner House | THR-GRK-DR-0500 | Gate | Gate |  | DR | http://www.toronto.ca/TWONTO#00286
138723 | THR-SES-SQ-11P | Portable, (Bottled) Eyewash Station, East Maintenance Shop | THR-SQ-PEWS-WA2 | Safety,Eye wash | Safety Equipment |  | SQ | http://www.toronto.ca/TWONTO#00328 |  | Portable, (Bottled) Eye Wash Station, Work Area 2
138722 | THR-SES-SQ-11P | Portable, (Bottled) Eyewash Station, East Maintenance Shop | THR-EWSS-WA4 | Safety,Eye wash | Safety Equipment |  | SQ | http://www.toronto.ca/TWONTO#00328 |  | Eyewash and Shower Station, Work Area 4
78851 | THR-SES-SQ-11P | Portable, (Bottled) Eyewash Station, East Maintenance Shop | THR-SQ-PEWS-WA4 | Safety,Eye wash | Safety Equipment |  | SQ | http://www.toronto.ca/TWONTO#00328 |  | Portable, (Bottled) Eyewash Station, Work Area 4
78906 | THR-SES-SQ-6P | Portable, (Bottled) Eyewash Station, STB Main Floor | THR-EWSS-WA2 | Safety,Eye wash | Safety Equipment |  | SQ | http://www.toronto.ca/TWONTO#00328 |  | Eyewash and Shower Station, Work Area 2
78907 | THR-SES-SQ-6P | Portable, (Bottled) Eyewash Station, STB Main Floor | THR-SQ-PEWS-WA1 | Safety,Eye wash | Safety Equipment |  | SQ | http://www.toronto.ca/TWONTO#00328 |  | Portable. (Gravity Operated) Eyewash Station, Dig9&10 Bsmnt
138780 | THR-SES-SQ-6P | Portable, (Bottled) Eyewash Station, STB Main Floor | THR-SQ-PEWS-WA2 | Safety,Eye wash | Safety Equipment |  | SQ | http://www.toronto.ca/TWONTO#00328 |  | Portable, (Bottled) Eye Wash Station, Work Area 2
138769 | THR-SES-SQ-3P | Portable, (Bottled) Eyewash Station, West Maintenance Shop E Wall | THR-SQ-PEWS-WA2 | Safety,Eye wash | Safety Equipment |  | SQ | http://www.toronto.ca/TWONTO#00328 |  | Portable, (Bottled) Eye Wash Station, Work Area 2
78627 | FHO-ELS-PDP-1000 | Power Distribution Panel, 600V Switchgear, Admin Building, RWPS&Clarifiers Power, S4, Main Electrical Room | FHO-ELS-MCC-1010 |  | Power Distribution Panel |  | PDP | http://www.toronto.ca/TWONTO#00110 |  | Motor Control Centre, Raw Water PS, S7, Electrical Room
113433 | TAB-ELS-PDP-0401 | Power Distribution Panel, Bio-Solid Loading Bay, Main Floor | TAB-WA4-ELS | Control Panel | Power Distribution Panel |  | PDP | http://www.toronto.ca/TWONTO#00110 |  | WA4 Electric Equipments
78626 | FHO-ELS-PDP-0900 | Power Distribution Panel,600V Switchgear,Admin Building, RWPS&Clarifiers Power, S4, Main Electrical Room | FHO-ELS-MCC-0910 |  | Power Distribution Panel |  | PDP | http://www.toronto.ca/TWONTO#00110 |  | Motor Control Centre, Raw Water PS, S7, Electrical Room
27740 | FIS-ELS-PDP-0612 | Power Distribution Panel,Metering Building Main Floor,600V,200A,3ph,3W | FIS-ELS-MCC-0600 | Control Panel,Power Distribution Panel | Power Distribution Panel |  | PDP | http://www.toronto.ca/TWONTO#00110 |  | MCC,600 V,Filter Building,Mezzanine,West
96601 | FIS-ELS-PDP-0612 | Power Distribution Panel,Metering Building Main Floor,600V,200A,3ph,3W | {FIS-ELS-PDP} | Control Panel,Power Distribution Panel | Power Distribution Panel |  | PDP | http://www.toronto.ca/TWONTO#00110 |  | Asset Group, Power Distribution Cabinets,600 V,Island WTP
27739 | FIS-ELS-PDP-0611 | Power Distribution Panel,Mixer Building Main Floor,600V,225A,3ph,3W | FIS-ELS-MCC-0600 | Control Panel,Power Distribution Panel | Power Distribution Panel |  | PDP | http://www.toronto.ca/TWONTO#00110 |  | MCC,600 V,Filter Building,Mezzanine,West
96296 | FIS-ELS-PDP-0611 | Power Distribution Panel,Mixer Building Main Floor,600V,225A,3ph,3W | {FIS-ELS-PDP} | Control Panel,Power Distribution Panel | Power Distribution Panel |  | PDP | http://www.toronto.ca/TWONTO#00110 |  | Asset Group, Power Distribution Cabinets,600 V,Island WTP
96287 | FIS-ELS-PDP-0302 | Power Distribution Panel,Raw Water Intake House Main Floor,347 / 600V,250A,3ph,3W | FIS-ELS-DS-0302 | Control Panel,Power Distribution Panel | Power Distribution Panel |  | PDP | http://www.toronto.ca/TWONTO#00110 |  | Disconnect Switch, PDP-0302 & LP-0302, Raw Water Intake Building, North Wall
96286 | FIS-ELS-PDP-0302 | Power Distribution Panel,Raw Water Intake House Main Floor,347 / 600V,250A,3ph,3W | {FIS-ELS-PDP} | Control Panel,Power Distribution Panel | Power Distribution Panel |  | PDP | http://www.toronto.ca/TWONTO#00110 |  | Asset Group, Power Distribution Cabinets,600 V,Island WTP
27539 | FIS-ELS-ESP-0303 | Power Distribution Panel,Raw Water Intake Valve Chamber Main Floor,347 / 600V,100A,3ph,3W | FIS-ELS-MCC-0300 | Control Panel,Power Distribution Panel | Power Distribution Panel |  | ESP | http://www.toronto.ca/TWONTO#00110 |  | MCC,600 V,Raw Water Pumping Station,Upper Level,East
| TAB-CAP-0014 | UV -Disinfection Project | TAB-WA6 |  |  |  | CAP | http://www.toronto.ca/TWONTO#00619 | Electrical Equipment | Common to Projects, Bldg. Services, Z Building
| TAB-CAP-PRJ-0001 | D-Building Upgrades | TAB-PLT |  |  |  | PRJ | http://www.toronto.ca/TWONTO#00619 | Mechanical Equipment | Preliminary Treatment
| TAB-CAP-PRJ-0001 | D-Building Upgrades | TAB-PLT-PLQ-D |  |  |  | PRJ | http://www.toronto.ca/TWONTO#00619 | Mechanical Equipment | Plumbing, General, D Bldg Prelim Treatment
| TAB-CAP-PRJ-0001 | D-Building Upgrades | TAB-WORK-AREA-1 |  |  |  | PRJ | http://www.toronto.ca/TWONTO#00619 | Mechanical Equipment | Work Area 1
| TAB-CAP-PRJ-0001 | D-Building Upgrades | TAB |  |  |  | PRJ | http://www.toronto.ca/TWONTO#00619 | Mechanical Equipment | Ashbridges Bay Treatment Plant
| TAB-CAP-PRJ-0002 | M&T Building Upgrades | TAB-RSP |  |  |  | PRJ | http://www.toronto.ca/TWONTO#00619 | Mechanical Equipment | Raw Sewage Pumping
| TAB-CAP-PRJ-0002 | M&T Building Upgrades | TAB-WA1-MEQ |  |  |  | PRJ | http://www.toronto.ca/TWONTO#00619 | Mechanical Equipment | WA1 Portablel Pumps & Equipment
| TAB-CAP-PRJ-0002 | M&T Building Upgrades | TAB-PLT |  |  |  | PRJ | http://www.toronto.ca/TWONTO#00619 | Mechanical Equipment | Preliminary Treatment
| TAB-CAP-PRJ-0002 | M&T Building Upgrades | TAB-WORK-AREA-1 |  |  |  | PRJ | http://www.toronto.ca/TWONTO#00619 | Mechanical Equipment | Work Area 1
| TAB-CAP-PRJ-0003 | Odour Control Upgrades | TAB-WORK-AREA-2 |  |  |  | PRJ | http://www.toronto.ca/TWONTO#00619 | Mechanical Equipment | Work Area 2
| TAB-CAP-PRJ-0003 | Odour Control Upgrades | TAB-AER-STRC |  |  |  | PRJ | http://www.toronto.ca/TWONTO#00619 | Mechanical Equipment | Building Services, Safety, Drains & Plumbing - Air Emission Houses
| TAB-CAP-PRJ-0004 | Bio- Solids Upgrades | TAB-DEW SLUDGE CAKE |  |  |  | PRJ | x | Obsolete Entity | Sludge Cake Pumping
| TAB-CAP-PRJ-0004 | Bio- Solids Upgrades | TAB-WORK-AREA-3 |  |  |  | PRJ | x | Obsolete Entity | Work Area 3
| TAB-CAP-PRJ-0004 | Bio- Solids Upgrades | TAB-SUSPENDED ENTITY |  |  |  | PRJ | x | Obsolete Entity | Suspended entities
| TAB-CAP-PRJ-0005 | P-Building Upgrades | TAB-PRM-STRC-P |  |  |  | PRJ | http://www.toronto.ca/TWONTO#00619 | Mechanical Equipment | P Building - Drains, Plumbing, Walls
| TAB-CAP-PRJ-0005 | P-Building Upgrades | TAB-WORK-AREA-2 |  |  |  | PRJ | http://www.toronto.ca/TWONTO#00619 | Mechanical Equipment | Work Area 2
| TAB-CAP-PRJ-0005 | P-Building Upgrades | TAB-WORK-AREA-3 |  |  |  | PRJ | http://www.toronto.ca/TWONTO#00619 | Mechanical Equipment | Work Area 3
| TAB-CAP-PRJ-0005 | P-Building Upgrades | TAB-PLT |  |  |  | PRJ | http://www.toronto.ca/TWONTO#00619 | Mechanical Equipment | Preliminary Treatment
| TAB-CAP-PRJ-0006 | East & West Electrical Control Room Upgrades | TAB-AER-SB |  |  |  | PRJ | http://www.toronto.ca/TWONTO#00619 | Mechanical Equipment | Aeration Odour Control
| TAB-CAP-PRJ-0006 | East & West Electrical Control Room Upgrades | TAB-STR-STRC-AG |  |  |  | PRJ | http://www.toronto.ca/TWONTO#00619 | Mechanical Equipment | Aeration Gallery - Safety, Drains, Plumbing & PA System
| TAB-CAP-PRJ-0006 | East & West Electrical Control Room Upgrades | TAB-WORK-AREA-2 |  |  |  | PRJ | http://www.toronto.ca/TWONTO#00619 | Mechanical Equipment | Work Area 2
| TAB-CAP-PRJ-0007 | Primary &Secondary Clarifier Upgrades | TAB-PLT |  |  |  | PRJ | http://www.toronto.ca/TWONTO#00619 | Mechanical Equipment | Preliminary Treatment
| TAB-CAP-PRJ-0007 | Primary &Secondary Clarifier Upgrades | TAB-WORK-AREA-1 |  |  |  | PRJ | http://www.toronto.ca/TWONTO#00619 | Mechanical Equipment | Work Area 1
| TAB-CAP-PRJ-0008 | Electrical Equipment Assesment- Capital project | TAB-STR-STRC |  |  |  | PRJ | http://www.toronto.ca/TWONTO#00619 | Electrical Equipment | Blower Bldg Services - Drains, Electrical Service(110/220V), Lighting, Plumbing
| TAB-CAP-PRJ-0014 | UV -Disinfection Project | TAB-WA6 |  |  |  | PRJ | http://www.toronto.ca/TWONTO#00619 | Electrical Equipment | Common to Projects, Bldg. Services, Z Building
| TAB-CAP-PRJ-0015 | ECAP 4 North Susbstion | TAB-WA6 |  |  |  | PRJ | http://www.toronto.ca/TWONTO#00619 | Electrical Equipment | Common to Projects, Bldg. Services, Z Building
| TAB-CAP-PRJ-0016 | ECAP 3 / 5 - Aeration West Control Rm / Blower Bldg | TAB-WA6 |  |  |  | PRJ | http://www.toronto.ca/TWONTO#00619 | Electrical Equipment | Common to Projects, Bldg. Services, Z Building
| TAB-CAP-PRJ-0017 | Dig 9-12 Upgrades | TAB-WA6 |  |  |  | PRJ | http://www.toronto.ca/TWONTO#00619 | Mechanical Equipment | Common to Projects, Bldg. Services, Z Building
| TAB-CAP-PRJ-0018 | IPS Project | TAB-WA6 |  |  |  | PRJ | http://www.toronto.ca/TWONTO#00619 | Mechanical Equipment | Common to Projects, Bldg. Services, Z Building
| TAB-CAP-PRJ-0020 | Temporary Disinfection Project | TAB-DIS |  |  |  | PRJ | http://www.toronto.ca/TWONTO#00619 | Mechanical Equipment | Disinfection
| TAB-CAP-PRJ-0021 | Odour Control Project - Biorem | TAB-SLO-BIO |  |  |  | PRJ | http://www.toronto.ca/TWONTO#00619 | Mechanical Equipment | Odour Control Facility-WA4
| TAB-CAP-PRJ-0021 | Odour Control Project - Biorem | TAB-SLO-LOADING |  |  |  | PRJ | http://www.toronto.ca/TWONTO#00619 | Mechanical Equipment | Sludge Loading - Bio-Solids
| TAB-CAP-PRJ-0023 | PRU System Project | TAB-WA6 |  |  |  | PRJ | http://www.toronto.ca/TWONTO#00619 | Electrical Equipment | Common to Projects, Bldg. Services, Z Building
| TAB-CBM | Condition Based Monitoring | TAB |  |  |  |  | http://www.toronto.ca/TWONTO#00278 | Work Area | Ashbridges Bay Treatment Plant
27538 | FIS-ELS-ESP-0303 | Power Distribution Panel,Raw Water Intake Valve Chamber Main Floor,347 / 600V,100A,3ph,3W | {FIS-ELS-PDP} | Control Panel,Power Distribution Panel | Power Distribution Panel |  | ESP | http://www.toronto.ca/TWONTO#00110 |  | Asset Group, Power Distribution Cabinets,600 V,Island WTP
96283 | FIS-ELS-PDP-0201 | Power Distribution Panel,Workshop Building Main Floor,347 / 600V,250A,3ph,3W | {FIS-ELS-PDP} | Control Panel,Power Distribution Panel | Power Distribution Panel |  | PDP | http://www.toronto.ca/TWONTO#00110 |  | Asset Group, Power Distribution Cabinets,600 V,Island WTP
96284 | FIS-ELS-PDP-0201 | Power Distribution Panel,Workshop Building Main Floor,347 / 600V,250A,3ph,3W | FIS-ELS-CP-0201 | Control Panel,Power Distribution Panel | Power Distribution Panel |  | PDP | http://www.toronto.ca/TWONTO#00110 |  | Control Panel,Electrical,Workshop Building,Mezzanine,South-West,Load Shedding Contactor
117253 | TAB-RSP-HPU-2204 | Power Unit, Hydraulic, Check Valve V-2204D, RSP M Building Area, Main Floor | TAB-RSP-V-2204D |  | Hydraulic System |  | HPU | http://www.toronto.ca/TWONTO#00433 |  | Valve, Check, Raw Sewage Pump P-2204
| FHO-FEQ-HS-0105 | Pull Station, Admin. Building, L1, Main Hallway, By Entrance to West Staircase | FHO-SES-FEQ-1000 |  | Fire Equipment |  | HS | http://www.toronto.ca/TWONTO#00624
| THR-ACC-P-0711 | Pump 1, Glycol Skid, Compressor Bldg Main Floor, Glycol System | THR-ACC-T-0711S | Pump,Centrifugal | Pump |  | P | http://www.toronto.ca/TWONTO#00626
| THR-ACC-P-0712 | Pump 2, Glycol Skid, Compressor Bldg Main Floor, Glycol System | THR-ACC-T-0711S | Pump,Centrifugal | Pump |  | P | http://www.toronto.ca/TWONTO#00626
| THR-ACC-P-0206A | Pump, Centrifugal Main Glycol Supply | THR-ACC-HE-0601 | Pump,Centrifugal | Pump |  | P | http://www.toronto.ca/TWONTO#00626
| THR-ACC-P-0206A | Pump, Centrifugal Main Glycol Supply | THR-ACC-T-0206 | Pump,Centrifugal | Pump |  | P | http://www.toronto.ca/TWONTO#00626
| FIS-AM-P-0801 | Pump, Centrifugal, Ammonia Scrubber SB-0801, Ammonia & Fluoride Building, Main Floor, Scrubber Room | FIS-AM-SB-0801 |  | Pump |  | P | http://www.toronto.ca/TWONTO#00626
| THR-DIS-P-0830 | Pump, Centrifugal, Chemical spill collection, Spill Sump Disinfection Building Main Floor | THR-DIS-T-PP | Centrifuge | Pump |  | P | http://www.toronto.ca/TWONTO#00626
| THR-DIS-P-0830 | Pump, Centrifugal, Chemical spill collection, Spill Sump Disinfection Building Main Floor | THR-DIS-P-SUMP | Centrifuge | Pump |  | P | http://www.toronto.ca/TWONTO#00626
| THR-DIS-P-0710 | Pump, Centrifugal, Chemical Transfer, Disinfection Building Main Floor | THR-DIS-T-PP | Centrifuge | Pump |  | P | http://www.toronto.ca/TWONTO#00626
| TAB-DEW POLYMER DIS | Polymer Solution Distribution System( To be suspended) | TAB-DEW POLYMER DIST |  |  | 33656 |  | x | Obsolete Entity | Polymer Solution Distribution System
| TAB-DEW POLYMER DIS | Polymer Solution Distribution System( To be suspended) | TAB-SUSPENDED ENTITY |  |  | 33656 |  | x | Obsolete Entity | Suspended entities
| THR-DIS-P-0720 | Pump, Centrifugal, Chemical Transfer, Disinfection Building Main Floor | THR-DIS-T-PP | Centrifuge | Pump |  | P | http://www.toronto.ca/TWONTO#00626
77714 | THR-DIS-P-0810 | Pump, Centrifugal, Disinfection Building Main Floor North side | THR-DIS-CP-0810 | Control Panel,Power Distribution Panel | Power Distribution Panel |  | P | http://www.toronto.ca/TWONTO#00626 |  | Panel, Control Panel, Pump 0810, Disinfection Building Main Floor North side
77713 | THR-DIS-P-0810 | Pump, Centrifugal, Disinfection Building Main Floor North side | THR-DIS | Control Panel,Power Distribution Panel | Power Distribution Panel |  | P | http://www.toronto.ca/TWONTO#00626 |  | Disinfection
77715 | THR-DIS-P-0810 | Pump, Centrifugal, Disinfection Building Main Floor North side | THR-DIS-P-SUMP | Control Panel,Power Distribution Panel | Power Distribution Panel |  | P | http://www.toronto.ca/TWONTO#00626 |  | Disinfection - Pump, Sump
134017 | THR-DIS-P-0820 | Pump, Centrifugal, Disinfection Building Main Floor south side | THR-DIS | Control Panel,Power Distribution Panel | Power Distribution Panel |  | P | http://www.toronto.ca/TWONTO#00626 |  | Disinfection
134018 | THR-DIS-P-0820 | Pump, Centrifugal, Disinfection Building Main Floor south side | THR-DIS-CP-0820 | Control Panel,Power Distribution Panel | Power Distribution Panel |  | P | http://www.toronto.ca/TWONTO#00626 |  | Panel, Control Panel Pump 0820 Disinfection Building Main Floor south side
134019 | THR-DIS-P-0820 | Pump, Centrifugal, Disinfection Building Main Floor south side | THR-DIS-P-SUMP | Control Panel,Power Distribution Panel | Power Distribution Panel |  | P | http://www.toronto.ca/TWONTO#00626 |  | Disinfection - Pump, Sump
| TNT-CSO-P-0400 | Pump, Centrifugal, Flush, Maintenance Hole No. 1 | TNT-CSO | Pump,Centrifugal | Pump |  | P | http://www.toronto.ca/TWONTO#00626
| THR-DIS-P-0120 | Pump, Diaphragm, Chemical Metering, Skid#1 Disinfection Building Main Floor | THR-DIS-P-EFF | Pump,Diaphragm | Pump |  | P | http://www.toronto.ca/TWONTO#00626
| THR-DIS-P-0110 | Pump, Diaphragm, Chemical Metering, Skid#1 Disinfection Building Main Floor | THR-DIS-P-EFF | Pump,Diaphragm | Pump |  | P | http://www.toronto.ca/TWONTO#00626
| TAB-DEW-DRV-0045 | Drive, VFD, Polymer Feed Pump #1 | TAB-DEW-P-3310 |  |  |  | DRV | http://www.toronto.ca/TWONTO#00128 | Electrical Equipment | Pump, Polymer Solution Feed #1
| TAB-DEW-DRV-0046 | Drive, VFD, Polymer Pump # 1 | TAB-DEW-P-3320 |  |  |  | DRV | http://www.toronto.ca/TWONTO#00128 | Electrical Equipment | Pump , Polymer Solution Feed #2
| TAB-DEW-DRV-0047 | Drive, VFD, Polymer Pump # 3 | TAB-DEW-P-3330 |  |  |  | DRV | http://www.toronto.ca/TWONTO#00128 | Electrical Equipment | Pump, Polymer Solution Feed #3
| TAB-DEW-DRV-0048 | Drive, VFD, Polymer Pump # 4 | TAB-DEW-P-3340 |  |  |  | DRV | http://www.toronto.ca/TWONTO#00128 | Electrical Equipment | Pump , Polymer Solution Feed #4
| TAB-DEW-DRV-0049 | Drive, VFD, Polymer Pump # 5 | TAB-DEW-P-3350 |  |  |  | DRV | http://www.toronto.ca/TWONTO#00128 | Electrical Equipment | Pump , Polymer Solution Feed #5
| TAB-DEW-DRV-0050 | Drive, VFD, Polymer Pump # 6 | TAB-DEW-P-3360 |  |  |  | DRV | http://www.toronto.ca/TWONTO#00128 | Electrical Equipment | Pump, Polymer Solution Feed #6
| TAB-DEW-DRV-0051 | Drive, VFD, Polymer Pump # 7 | TAB-DEW-P-3370 |  |  |  | DRV | http://www.toronto.ca/TWONTO#00128 | Electrical Equipment | Pump, Polymer Solution Feed #7
| TAB-DEW-DRV-0052 | Drive, VFD, Polymer Pump # 8 | TAB-DEW-P-3380 |  |  |  | DRV | http://www.toronto.ca/TWONTO#00128 | Electrical Equipment | Pump, Polymer Solution Feed #8
| TAB-DEW-DRV-0053 | Drive, VFD, Polymer Pump # 9 | TAB-DEW-P-3410 |  |  |  | DRV | http://www.toronto.ca/TWONTO#00128 | Electrical Equipment | Pump, Polymer Solution Feed #9
| TAB-DEW-DRV-0054 | Drive, VFD, Polymer Pump # 10 | TAB-DEW-P-3420 |  |  |  | DRV | http://www.toronto.ca/TWONTO#00128 | Electrical Equipment | Pump, Polymer Solution Feed #10
| TAB-DEW-DRV-0055 | Drive, VFD, Polymer Pump # 11 | TAB-DEW-P-3430 |  |  |  | DRV | http://www.toronto.ca/TWONTO#00128 | Electrical Equipment | Pump, Polymer Solution Feed #11
| TAB-DEW-DRV-0056 | Drive, VFD, Polymer Pump # 12 | TAB-DEW-P-3440 |  |  |  | DRV | http://www.toronto.ca/TWONTO#00128 | Electrical Equipment | Pump, Polymer Solution Feed #12
| TAB-DEW-DRV-0058 | Drive, VFD, New Wet Well Pump # 2 | TAB-DEW-P-3502 |  |  |  | DRV | http://www.toronto.ca/TWONTO#00128 | Electrical Equipment | Pump, Decant #2 New Wet Well
| TAB-DEW-DRV-0059 | Drive, VFD, New Wet Well Pump # 3 | TAB-DEW-P-3503 |  |  |  | DRV | http://www.toronto.ca/TWONTO#00128 | Electrical Equipment | Pump, Decant #3, New Wet Well
| TAB-DEW-DRV-0060 | Drive, VFD, New Wet Wel Pump #4 | TAB-DEW-P-3504 |  |  |  | DRV | http://www.toronto.ca/TWONTO#00128 | Electrical Equipment | Pump , Decant # 4, New Wet Well
| THR-DIS-P-0220 | Pump, Diaphragm, Chemical Metering, Skid#2 Disinfection Building Main Floor | THR-DIS-P-EFF | Pump,Diaphragm | Pump |  | P | http://www.toronto.ca/TWONTO#00626
| THR-DIS-P-0210 | Pump, Diaphragm, Chemical Metering, Skid#2 Disinfection Building Main Floor | THR-DIS-P-EFF | Pump,Diaphragm | Pump |  | P | http://www.toronto.ca/TWONTO#00626
| TAB-DEW-LIT-3230 | Transmitter, Level Indicating, Polymer Solution Day Tank #3 | TAB-DEW-T-3230 |  | Control Loop |  | LIT | http://www.toronto.ca/TWONTO#00467 |  | Tank, Polymer Solution Day Tank #3
| THR-DIS-P-0310 | Pump, Diaphragm, Chemical Metering, Skid#3 Disinfection Building Main Floor | THR-DIS-P-EFF | Pump,Diaphragm | Pump |  | P | http://www.toronto.ca/TWONTO#00626
| THR-DIS-P-0320 | Pump, Diaphragm, Chemical Metering, Skid#3 Disinfection Building Main Floor | THR-DIS-P-EFF | Pump,Diaphragm | Pump |  | P | http://www.toronto.ca/TWONTO#00626
| THR-DIS-P-0410 | Pump, Diaphragm, Chemical Metering, Skid#4 Disinfection Building Main Floor | THR-DIS-P-NRAS | Pump,Diaphragm | Pump |  | P | http://www.toronto.ca/TWONTO#00626
| TAB-DEW-PRJ-0001 | Cake Dryness Optimization Project | TAB-DEW CENTRIFUGES |  |  |  | PRJ | http://www.toronto.ca/TWONTO#00619 | Mechanical Equipment | Centrifuge Systems
| THR-DIS-P-0420 | Pump, Diaphragm, Chemical Metering, Skid#4 Disinfection Building Main Floor | THR-DIS-P-NRAS | Pump,Diaphragm | Pump |  | P | http://www.toronto.ca/TWONTO#00626
| THR-DIS-P-0510 | Pump, Diaphragm, Chemical Metering, Skid#5 Disinfection Building Main Floor | THR-DIS-P-SRAS | Pump,Diaphragm | Pump |  | P | http://www.toronto.ca/TWONTO#00626
| THR-DIS-P-0520 | Pump, Diaphragm, Chemical Metering, Skid#5 Disinfection Building Main Floor | THR-DIS-P-SRAS | Pump,Diaphragm | Pump |  | P | http://www.toronto.ca/TWONTO#00626
| THR-DIS-P-0610 | Pump, Diaphragm, Chemical Metering, Skid#6 Disinfection Building Main Floor | THR-DIS-P-FPW | Pump,Diaphragm | Pump |  | P | http://www.toronto.ca/TWONTO#00626
| THR-DIS-P-0620 | Pump, Diaphragm, Chemical Metering, Skid#6 Disinfection Building Main Floor | THR-DIS-P-FPW | Pump,Diaphragm | Pump |  | P | http://www.toronto.ca/TWONTO#00626
40971 | TAB-ACC-P-3050 | Pump, Fire, Main, | TAB-WA1-SQ-7200 | Pump,Centrifugal | Safety Equipment |  | P | http://www.toronto.ca/TWONTO#00626 |  | Fire PumpSkid, D Bldg
| TAB-STR-P-4001 | Pump, Main Oil ,Blower BL4001 | TAB-STR-BL-4001 | Pump | Pump |  | P | http://www.toronto.ca/TWONTO#00626
| TAB-STR-P-4002 | Pump, Main Oil ,Blower BL4002 | TAB-STR-BL-4002 | Pump,Positive Displacement | Pump |  | P | http://www.toronto.ca/TWONTO#00626
| TAB-STR-P-4003 | Pump, Main Oil ,Blower BL4003 | TAB-STR-BL-4003 | Pump | Pump |  | P | http://www.toronto.ca/TWONTO#00626
| TAB-STR-P-4004 | Pump, Main Oil ,Blower BL4004 | TAB-STR-BL-4004 | Pump | Pump |  | P | http://www.toronto.ca/TWONTO#00626
| TAB-STR-P-4005 | Pump, Main Oil ,Blower BL4005 | TAB-STR-BL-4005 | Pump | Pump |  | P | http://www.toronto.ca/TWONTO#00626
| TAB-STR-P-4007 | Pump, Main Oil ,Blower BL4007 | TAB-STR-BL-4007 | Pump | Pump |  | P | http://www.toronto.ca/TWONTO#00626
| TAB-STR-P-4008 | Pump, Main Oil ,Blower BL4008 | TAB-STR-BL-4008 | Pump | Pump |  | P | http://www.toronto.ca/TWONTO#00626
| TAB-STR-P-4009 | Pump, Main Oil ,Blower BL4009 | TAB-STR-BL-4009 | Pump | Pump |  | P | http://www.toronto.ca/TWONTO#00626
| TAB-STR-P-4010 | Pump, Main Oil ,Blower BL4010 | TAB-STR-BL-4010 | Pump | Pump |  | P | http://www.toronto.ca/TWONTO#00626
| TAB-STR-P-4011 | Pump, Main Oil ,Blower BL4011 | TAB-STR-BL-4011 | Pump | Pump |  | P | http://www.toronto.ca/TWONTO#00626
| THR-ACC-P-0710 | Pump, Makeup, Glycol Skid, Compressor Bldg Main Floor, Glycol System | THR-ACC-CP-0710 | Pump,Centrifugal | Pump |  | P | http://www.toronto.ca/TWONTO#00626
| FIS-SBS-P-0101 | Pump, Metering, SBS Dosing, Workshop Building, Main Floor, Chemical Storage Room | FIS-ALM | Pump,Metering | Pump |  | P | http://www.toronto.ca/TWONTO#00626
| FIS-SBS-P-0301 | Pump, Metering, SBS Dosing, Workshop Building, Main Floor, Chemical Storage Room | FIS-ALM | Pump,Metering | Pump |  | P | http://www.toronto.ca/TWONTO#00626
| FIS-SBS-P-0101 | Pump, Metering, SBS Dosing, Workshop Building, Main Floor, Chemical Storage Room | FIS-SBS | Pump,Metering | Pump |  | P | http://www.toronto.ca/TWONTO#00626
| FIS-SBS-P-0201 | Pump, Metering, SBS Dosing, Workshop Building, Main Floor, Chemical Storage Room | FIS-ALM | Pump,Metering | Pump |  | P | http://www.toronto.ca/TWONTO#00626
| FIS-SBS-P-0201 | Pump, Metering, SBS Dosing, Workshop Building, Main Floor, Chemical Storage Room | FIS-SBS | Pump,Metering | Pump |  | P | http://www.toronto.ca/TWONTO#00626
| FIS-SBS-P-0301 | Pump, Metering, SBS Dosing, Workshop Building, Main Floor, Chemical Storage Room | FIS-SBS | Pump,Metering | Pump |  | P | http://www.toronto.ca/TWONTO#00626
| THR-CG-P-1161 | Pump, Oil, Main Engine, Lube Oil System, Engine-Gen 1101 | THR-CG-ENG-1101 |  | Pump |  | P | http://www.toronto.ca/TWONTO#00626
| THR-CG-P-1261 | Pump, Oil, Main Engine, Lube Oil System, Engine-Gen 1201 | THR-CG-ENG-1201 |  | Pump |  | P | http://www.toronto.ca/TWONTO#00626
| FIS-DEW-P-0004A | Pump, Submersible, Vertical Turbine, Dewatering Tank T-0006, Main Sump Pit Area, Admin Bldg Entrance | FIS-DEW-T-0006 | Pump | Pump |  | P | http://www.toronto.ca/TWONTO#00626
| FIS-DEW-P-0004A | Pump, Submersible, Vertical Turbine, Dewatering Tank T-0006, Main Sump Pit Area, Admin Bldg Entrance | FIS-DEW | Pump | Pump |  | P | http://www.toronto.ca/TWONTO#00626
| FIS-DEW-P-0004B | Pump, Submersible, Vertical Turbine, Dewatering Tank T-0006, Main Sump Pit Area, Admin Bldg Entrance | FIS-DEW | Pump | Pump |  | P | http://www.toronto.ca/TWONTO#00626
| FIS-DEW-P-0004B | Pump, Submersible, Vertical Turbine, Dewatering Tank T-0006, Main Sump Pit Area, Admin Bldg Entrance | FIS-DEW-T-0006 | Pump | Pump |  | P | http://www.toronto.ca/TWONTO#00626
| FIS-DEW-P-0002A | Pump, Submersible, Vertical Turbine, Tank 0005, Filter Building Sub Basement, Main Sump Pit Area | FIS-DEW-T-0005 | Pump,Non Positive Displacement,Submersible | Pump |  | P | http://www.toronto.ca/TWONTO#00626
| FIS-DEW-P-0002B | Pump, Submersible, Vertical Turbine, Tank 0005, Filter Building Sub Basement, Main Sump Pit Area | FIS-DEW-T-0005 | Pump,Non Positive Displacement,Submersible | Pump |  | P | http://www.toronto.ca/TWONTO#00626
| FIS-DEW-P-0002A | Pump, Submersible, Vertical Turbine, Tank 0005, Filter Building Sub Basement, Main Sump Pit Area | FIS-DEW | Pump,Non Positive Displacement,Submersible | Pump |  | P | http://www.toronto.ca/TWONTO#00626
| FIS-DEW-P-0002B | Pump, Submersible, Vertical Turbine, Tank 0005, Filter Building Sub Basement, Main Sump Pit Area | FIS-DEW | Pump,Non Positive Displacement,Submersible | Pump |  | P | http://www.toronto.ca/TWONTO#00626
| FIS-DEW-P-0005A | Pump, Submersible, Vertical Turbine, Tank T-0004, Flow Metering Building, Maintenance Hole No.5, | FIS-DEW | Pump,Non Positive Displacement,Submersible | Pump |  | P | http://www.toronto.ca/TWONTO#00626
| FIS-DEW-P-0005B | Pump, Submersible, Vertical Turbine, Tank T-0004, Flow Metering Building, Maintenance Hole No.5, | FIS-DEW | Pump | Pump |  | P | http://www.toronto.ca/TWONTO#00626
| FIS-DEW-P-0005B | Pump, Submersible, Vertical Turbine, Tank T-0004, Flow Metering Building, Maintenance Hole No.5, | FIS-DEW-T-0004 | Pump | Pump |  | P | http://www.toronto.ca/TWONTO#00626
| TAB-DIG-FX-9-12 | Digester Tanks 9-12, Flame Arresters, Condensate Tanks & Moisture Separators, | TAB-DIG-FX-DOME9-12 |  |  |  | FX | http://www.toronto.ca/TWONTO#00361 | Equipment Location | Digester Tanks 9-12, Flame Arresters, Pressure Relief & Vacuum Breaker Valves
| FIS-DEW-P-0005A | Pump, Submersible, Vertical Turbine, Tank T-0004, Flow Metering Building, Maintenance Hole No.5, | FIS-DEW-T-0004 | Pump,Non Positive Displacement,Submersible | Pump |  | P | http://www.toronto.ca/TWONTO#00626
| THR-ELS-P-0100A | Pump,Submersible,Old Main Sub Station,Flood Monitoring System | THR-ELS-CP-0100 |  | Pump |  | P | http://www.toronto.ca/TWONTO#00626
| THR-ELS-P-0101 | Pump,Submersible,Old Main Sub Station,Flood Monitoring System | THR-ELS-CP-0100 |  | Pump |  | P | http://www.toronto.ca/TWONTO#00626
| TAB-DIG-FX-T1-4 | Digester Tanks 1-4, Flame Arresters, Condensate Tanks, Moisture Separators | TAB-DIG-T-01-04 |  |  |  |  | x | Obsolete Entity | Digester Tanks 1-4
| TAB-DIG-FX-T1-4 | Digester Tanks 1-4, Flame Arresters, Condensate Tanks, Moisture Separators | TAB-SUSPENDED ENTITY |  |  |  |  | x | Obsolete Entity | Suspended entities
| THR-ELS-P-0100A | Pump,Submersible,Old Main Sub Station,Flood Monitoring System | THR-ELS-CP-0102 |  | Pump |  | P | http://www.toronto.ca/TWONTO#00626
98851 | IU2018A | Receiver, Air, Z- Bldg. Main Floor, # 2 HWB | TAB-AI-S-10 | Vessel,Pressure | Tank |  |  | http://www.toronto.ca/TWONTO#00606 |  | Z Building Air Equipment
31354 | IU2019A | Receiver, Air, Z- Bldg. Main Floor, # 3 HWB | TAB-AI-S-10 | Vessel,Pressure | Tank |  |  | http://www.toronto.ca/TWONTO#00606 |  | Z Building Air Equipment
98854 | IU2020A | Receiver, Air, Z- Bldg. Main Floor, # 4 HWB | TAB-AI-S-10 | Vessel,Pressure | Tank |  |  | http://www.toronto.ca/TWONTO#00606 |  | Z Building Air Equipment
98849 | IU2017A | Receiver, Air, Z- Bldg.Main Floor, # 1 HWB | TAB-AI-S-10 | Vessel,Pressure | Tank |  |  | http://www.toronto.ca/TWONTO#00606 |  | Z Building Air Equipment
47656 | TAB-EL1-WR-0001 | Receptacle,600V,Fed From MCC-6626,Maint.Rm,Workshop,P Building | TAB-EL1-MCC-6626 | Control Panel,Electrical | Power Distribution Panel |  | WR | http://www.toronto.ca/TWONTO#00821 |  | Motor Control Centre 600V - OPS
47657 | TAB-EL1-WR-0002 | Receptacle,600V,Fed From MCC-6626,Maint.Rm,Workshop,P Building | TAB-EL1-MCC-6626 | Control Panel,Electrical | Power Distribution Panel |  | WR | http://www.toronto.ca/TWONTO#00821 |  | Motor Control Centre 600V - OPS
29552 | FIS-SPC-RPU-1523 | Remote Processing Unit, PACL System, Workshop Building, Main Floor, Chemical Storage Room | FIS-CCS | Controller,PLC | Remote Processor Unit |  | RPU | http://www.toronto.ca/TWONTO#00122 |  | Corrosion Control
121148 | THC-ACC-RPU-1401 | Remote Processing Unit, Transmitter,Remote I/O,Digester,MCC Room Main Control Panel | THC-ELS-PS-0001-U | Transmitter | Remote Processor Unit |  | RPU | http://www.toronto.ca/TWONTO#00122 |  | Primary Power Equipment, Building U
124992 | THC-ELS-RPU-1401 | Remote Processing Unit, Transmitter,Remote I/O,Digester,MCC Room Main Control Panel | THC-ELS-PS-0001-U |  | Remote Processor Unit |  | RPU | http://www.toronto.ca/TWONTO#00122 |  | Primary Power Equipment, Building U
63364 | THC-DIG-RPU-1401 | Remote Processing Unit, Transmitter,Remote I/O,Digester,MCC Room Main Control Panel | THC-ELS-PS-0001-U | Transmitter | Remote Processor Unit |  | RPU | http://www.toronto.ca/TWONTO#00122 |  | Primary Power Equipment, Building U
135022 | THR-ELS-RPU-0001 | Remote Processor Unit, Main South Substation | THR-ELS-SS | RPU | Remote Processor Unit |  | RPU | http://www.toronto.ca/TWONTO#00122 |  | Electrical System, South Main Substation
135023 | THR-ELS-RPU-0002 | Remote Processor Unit, Main South Substation | THR-ELS-SS | RPU | Remote Processor Unit |  | RPU | http://www.toronto.ca/TWONTO#00122 |  | Electrical System, South Main Substation
79200 | THR-ELS-RPU-0001 | Remote Processor Unit, Main South Substation | THR-ELS-NS | RPU | Remote Processor Unit |  | RPU | http://www.toronto.ca/TWONTO#00122 |  | Electrical System, North Substation
139220 | THR-THK-RPU-0007 | Remote Processor Unit, Thickening Main Centrifuge 1 | THR-THK | RPU | Remote Processor Unit |  | RPU | http://www.toronto.ca/TWONTO#00122 |  | Sludge Thickening
139219 | THR-THK-RPU-0007 | Remote Processor Unit, Thickening Main Centrifuge 1 | THR-ELS-STB | RPU | Remote Processor Unit |  | RPU | http://www.toronto.ca/TWONTO#00122 |  | Electrical System, Sludge Thickening Building
85016 | THR-THK-RPU-0007 | Remote Processor Unit, Thickening Main Centrifuge 1 | THR-THK-CF | RPU | Remote Processor Unit |  | RPU | http://www.toronto.ca/TWONTO#00122 |  | Centrifuge, Sludge Thickening
139221 | THR-THK-RPU-0008 | Remote Processor Unit, Thickening Main Centrifuge 2 | THR-THK | RPU | Remote Processor Unit |  | RPU | http://www.toronto.ca/TWONTO#00122 |  | Sludge Thickening
139222 | THR-THK-RPU-0008 | Remote Processor Unit, Thickening Main Centrifuge 2 | THR-THK-CF | RPU | Remote Processor Unit |  | RPU | http://www.toronto.ca/TWONTO#00122 |  | Centrifuge, Sludge Thickening
85017 | THR-THK-RPU-0008 | Remote Processor Unit, Thickening Main Centrifuge 2 | THR-ELS-STB | RPU | Remote Processor Unit |  | RPU | http://www.toronto.ca/TWONTO#00122 |  | Electrical System, Sludge Thickening Building
19516 | FHO-ACC-RPU-1101 | Remote Programming Unit, Clarifier Building HVAC, Clarifier Building, S2, Main Foyer | FHO-MCS-HVAC | Controller,PLC | Remote Processor Unit |  | RPU | http://www.toronto.ca/TWONTO#00122 |  | Plant HVAC
| THC-ELS-RPU | RPU- Electrical Services, Maintenance- virtual entity | THC-GRK |  |  |  |  | http://www.toronto.ca/TWONTO#00260 | Electrical Equipment | Buildings & Grounds
| THC-ELS-RPU | RPU- Electrical Services, Maintenance- virtual entity | THC-GRK-ELS |  |  |  |  | http://www.toronto.ca/TWONTO#00260 | Electrical Equipment | Electrical Services, Maintenance- virtual entity
54279 | TAB-SA-RPU-0732 | RPU, Air Compressor, Controller, Auxiliary Systems Building, Main Floor | TAB-SA-C-0200 | RPU | Remote Processor Unit |  | RPU | http://www.toronto.ca/TWONTO#00122 |  | Air Compressor, Auxiliary Systems Building, Main Floor
117511 | TAB-SA-RPU-0301 | RPU, Air Compressor, Controller, Auxiliary Systems Building, Main Floor | TAB-SA-C-0300 | Controller,PLC | Remote Processor Unit |  | RPU | http://www.toronto.ca/TWONTO#00122 |  | Air Compressor, Auxiliary Systems Building, Main Floor
54280 | TAB-SA-RPU-0733 | RPU, Air Compressor, Controller, Auxiliary Systems Building, Main Floor | TAB-SA-C-0300 | RPU | Remote Processor Unit |  | RPU | http://www.toronto.ca/TWONTO#00122 |  | Air Compressor, Auxiliary Systems Building, Main Floor
54281 | TAB-SA-RPU-0734 | RPU, Air Compressor, Controller, Auxiliary Systems Building, Main Floor | TAB-SA-C-0400 | RPU | Remote Processor Unit |  | RPU | http://www.toronto.ca/TWONTO#00122 |  | Air Compressor, Auxiliary Systems Building, Main Floor
54276 | TAB-SA-RPU-0201 | RPU, Air Compressor, Controller, Auxiliary Systems Building, Main Floor | TAB-SA-C-0200 | Controller,PLC | Remote Processor Unit |  | RPU | http://www.toronto.ca/TWONTO#00122 |  | Air Compressor, Auxiliary Systems Building, Main Floor
54275 | TAB-SA-RPU-0101 | RPU, Air Compressor, Controller, Auxiliary Systems Building, Main Floor | TAB-SA-C-0100 | Controller,PLC | Remote Processor Unit |  | RPU | http://www.toronto.ca/TWONTO#00122 |  | Air Compressor, Auxiliary Systems Building, Main Floor
54277 | TAB-SA-RPU-0401 | RPU, Air Compressor, Controller, Auxiliary Systems Building, Main Floor | TAB-SA-C-0400 | Controller,PLC | Remote Processor Unit |  | RPU | http://www.toronto.ca/TWONTO#00122 |  | Air Compressor, Auxiliary Systems Building, Main Floor
117512 | TAB-SA-RPU-0731 | RPU, Air Compressor, Controller, Auxiliary Systems Building, Main Floor | TAB-SA-C-0100 | RPU | Remote Processor Unit |  | RPU | http://www.toronto.ca/TWONTO#00122 |  | Air Compressor, Auxiliary Systems Building, Main Floor
89126 | FHO-SPC-RPU-1821 | RPU, Electrical Services PLC, Admin Building S4, Main Electrical Room | FHO-ELS-INQ | Controller,PLC | Remote Processor Unit |  | RPU | http://www.toronto.ca/TWONTO#00122 |  | Power Management
25265 | FHO-SPC-RPU-1123 | RPU, High Lift Pumps PLC, Admin Building S4, Main Electrical Room | FHO TRW PUMPING | Controller,PLC | Remote Processor Unit |  | RPU | http://www.toronto.ca/TWONTO#00122 |  | Treated Water Pumping
18235 | FHA-SPC-RPU-1523 | RPU, Main Electrical Switchgear, Service Building Switchgear Room | FHA-ELS |  | Remote Processor Unit |  | RPU | http://www.toronto.ca/TWONTO#00122 |  | Electrical
25266 | FHO-SPC-RPU-1221 | RPU, Pre-Treatments Modules 1&2 PLC, Admin Building S4, Main Electrical Room | FHO-PLT | Controller,PLC | Remote Processor Unit |  | RPU | http://www.toronto.ca/TWONTO#00122 |  | Preliminary Treatment
89039 | FHO-SPC-RPU-1222 | RPU, Pre-Treatments Modules 3&4 PLC, Admin Building S4, Main Electrical Room | FHO-PLT | Controller,PLC | Remote Processor Unit |  | RPU | http://www.toronto.ca/TWONTO#00122 |  | Preliminary Treatment
25264 | FHO-SPC-RPU-1121 | RPU, Raw Water Pumps PLC, Admin Building S4, Main Electrical Room | FHO-RAW | Controller,PLC | Remote Processor Unit |  | RPU | http://www.toronto.ca/TWONTO#00122 |  | Raw Water Production
53670 | TAB-SES-SQ-0098 | Safety Equipment, Emergency Eye Wash Station, maintenance Workshop, Screen Bldg., P Bldg. | TAB-PLT-SQ | Safety | Plumbing |  | SQ | http://www.toronto.ca/TWONTO#00307 |  | P Building - Safety Equipment
| COL-RBB-SP-0217 | Sampler, Forcemain Flow | COL-RBB | Sampler |  |  | SP | http://www.toronto.ca/TWONTO#00163 | Mechanical Equipment | Western Beaches Tunnel (Battery Park)-Storm
| COL-RBB-SP-0217 | Sampler, Forcemain Flow | COL-RBB-MISC | Sampler |  |  | SP | http://www.toronto.ca/TWONTO#00163 | Mechanical Equipment | Miscellaneous Equipment
| TAB-SA-CPU-0039 | Scada, Workstation, Service Air, Auxiliary Systems Building, Main Floor | TAB-AUX-ELQ | Computer Equipment,CPU |  |  | CPU | http://www.toronto.ca/TWONTO#00548 | Electrical Equipment | Auxiliary Building - Electrical Equipment
81666 | TNT-SES-SQ-0100 | SCBA Breathing Apparatus, NE 107319,Filter Bldg, Main Floor | TNT-GRK-SCBA | PPE,SCBA | Safety Equipment |  | SQ | http://www.toronto.ca/TWONTO#00123 |  | SCBA Breathing Apparatus
81665 | TNT-SES-SQ-0100 | SCBA Breathing Apparatus, NE 107319,Filter Bldg, Main Floor | TAB-SES-SCBA | PPE,SCBA | Safety Equipment |  | SQ | http://www.toronto.ca/TWONTO#00123 |  | WA4 Safety Equipment, SCBA
98214 | FIS-SES-SCBA-3503 | Self Contained Breathing Apparatus Spare Air Cylinder, Gaseous Chemical Building, Main Floor, Machine Room | FIS-SES-SQ-0001 | PPE,SCBA | Safety Equipment |  | SCBA | http://www.toronto.ca/TWONTO#00582 |  | Emergency Breathing Apparatus
98215 | FIS-SES-SCBA-5001 | Self Contained Breathing Apparatus, Fluoride Building, Main Floor, North Door | FIS-SES-SQ-0001 | PPE,SCBA | Safety Equipment |  | SCBA | http://www.toronto.ca/TWONTO#00123 |  | Emergency Breathing Apparatus
30656 | FIS-SES-SCBA-3502 | Self Contained Breathing Apparatus, Gaseous Chemical Building, Main Floor, Corridor Between Feed & Machine Room | FIS-SES-SQ-0001 | PPE,SCBA | Safety Equipment |  | SCBA | http://www.toronto.ca/TWONTO#00123 |  | Emergency Breathing Apparatus
30655 | FIS-SES-SCBA-3501 | Self Contained Breathing Apparatus, Gaseous Chemical Building, Main Floor, Machine Shop, East Wall | FIS-SES-SQ-0001 | PPE,SCBA | Safety Equipment |  | SCBA | http://www.toronto.ca/TWONTO#00123 |  | Emergency Breathing Apparatus
30657 | FIS-SES-SCBA-4501 | Self Contained Breathing Apparatus, Workshop Building, Main Floor, EICT Corridor Next to West Side Entrance | FIS-SES-SQ-0001 | PPE,SCBA | Safety Equipment |  | SCBA | http://www.toronto.ca/TWONTO#00123 |  | Emergency Breathing Apparatus
68496 | THR-ACC-T-0712 | Separator, Air, Gas Compressor Bldg Main Floor, Glycol System | THR-ACC-P-0710 | Tank | Tank |  | T | http://www.toronto.ca/TWONTO#00149 |  | Pump, Makeup, Glycol Skid, Compressor Bldg Main Floor, Glycol System
78787 | THR-SES-SPL-2685 | Spill Kit, Glycol, East Maintenance Building, Basement,WA4 | THR-SES-SPL | Safety | Safety Equipment |  | SPL | http://www.toronto.ca/TWONTO#00700 |  | Spill Containment Kits, Humber Treatment Plant
| TAB-DIS-CHL | Chlorination Process | TAB-SUSPENDED ENTITY |  |  |  |  | x | Sub-Process | Suspended entities
78784 | THR-SES-SPL-2548 | Spill Kit, Oil, East Maintenance Building,WA4 | THR-SES-SPL | Safety | Safety Equipment |  | SPL | http://www.toronto.ca/TWONTO#00700 |  | Spill Containment Kits, Humber Treatment Plant
| TAB-DIS-CHL-2 | Chlorination Train #2 | TAB-DIS-CHL |  |  |  | CHL | http://www.toronto.ca/TWONTO#00723 | Equipment Location | Chlorination Process
| TAB-DIS-CHL-3 | ChlorinatIon Train #3 | TAB-DIS-CHL |  |  |  | CHL | http://www.toronto.ca/TWONTO#00723 | Equipment Location | Chlorination Process
| TAB-DIS-CHL-4 | Chlorination Train #4 | TAB-DIS-CHL |  |  |  | CHL | http://www.toronto.ca/TWONTO#00723 | Equipment Location | Chlorination Process
| TAB-DIS-CHL-5 | Chlorination Train #5 | TAB-DIS-CHL |  |  |  | CHL | http://www.toronto.ca/TWONTO#00723 | Equipment Location | Chlorination Process
| TAB-DIS-CHL-6 | Chlorination Train #6 | TAB-DIS-CHL |  |  |  | CHL | http://www.toronto.ca/TWONTO#00723 | Equipment Location | Chlorination Process
| TAB-DIS-CHL-7 | Chlorination Train #7 | TAB-DIS-CHL |  |  |  | CHL | http://www.toronto.ca/TWONTO#00723 | Equipment Location | Chlorination Process
| TAB-DIS-CHL-8 | Chlorination Train #8 | TAB-DIS-CHL |  |  |  | CHL | http://www.toronto.ca/TWONTO#00723 | Equipment Location | Chlorination Process
| TAB-DIS-CHL-ROUTE | Chlorination & Filtered Effluent Routeing | TAB-DIS-CHL |  |  |  |  | http://www.toronto.ca/TWONTO#00442 | Equipment Location | Chlorination Process
128796 | THC-SM-SPL-0006 | Spill KIT, WA1, Maintenance workshop area | THC-SES-SQ | Spill Kit | Safety Equipment |  | SPL | http://www.toronto.ca/TWONTO#00700 |  | Safety Equipment
91074 | FHO-DCL-SO-0201 | Sulphonator, Dechlorination Train 2, Chemical Building, Main Floor, Machine Room | FHO-DCL | Chemical Feeder,Gas | Chemical Feeder |  | SO | http://www.toronto.ca/TWONTO#00716 |  | De-Chlorination
91075 | FHO-DCL-SO-0201 | Sulphonator, Dechlorination Train 2, Chemical Building, Main Floor, Machine Room | FHO-DCL-SO-0201-KQ | Chemical Feeder,Gas | Chemical Feeder |  | SO | http://www.toronto.ca/TWONTO#00716 |  | Dechlorination Train 2
21347 | FHO-DCL-SO-0301 | Sulphonator, Dechlorination Train 3, Chemical Building, Main Floor, Machine Room | FHO-DCL | Chemical Feeder,Gas | Chemical Feeder |  | SO | http://www.toronto.ca/TWONTO#00716 |  | De-Chlorination
91077 | FHO-DCL-SO-0301 | Sulphonator, Dechlorination Train 3, Chemical Building, Main Floor, Machine Room | FHO-DCL-SO-0301-KQ | Chemical Feeder,Gas | Chemical Feeder |  | SO | http://www.toronto.ca/TWONTO#00716 |  | Dechlorination Train 3
129799 | THR-ACC-DS-0711 | Switch, Disconnect, Pump 1, Glycol Skid, Compressor Building Main Floor, Glycol System | THR-ACC-DIG |  | Switch |  | DS | http://www.toronto.ca/TWONTO#00594 |  | Air Conditioning, HVAC, Digesters
67615 | THR-ACC-DS-0711 | Switch, Disconnect, Pump 1, Glycol Skid, Compressor Building Main Floor, Glycol System | THR-ACC-P-0711 |  | Switch |  | DS | http://www.toronto.ca/TWONTO#00594 |  | Pump 1, Glycol Skid, Compressor Bldg Main Floor, Glycol System
| TAB-DIS-SS-35 | Chlorine Process - Scrubber System | TAB-SUSPENDED ENTITY |  |  |  | SS | x | Equipment Location | Suspended entities
67616 | THR-ACC-DS-0712 | Switch, Disconnect, Pump 2, Glycol Skid, Compressor Building Main Floor, Glycol System | THR-ACC-P-0712 |  | Switch |  | DS | http://www.toronto.ca/TWONTO#00594 |  | Pump 2, Glycol Skid, Compressor Bldg Main Floor, Glycol System
19794 | FHO-ACC-FS-1101 | Switch, Flow, Air, AHU-1101 Outlet, Clarifier Building, S2, Main Foyer | FHO-ACC-AHU-1101 |  | Switch |  | FS | http://www.toronto.ca/TWONTO#00367 |  | Air Handling Unit, Clarifier Building, S4, larifier Gallery
92748 | FHO-FLO-FSL-0001 | Switch, Flow, Flocculation Sampling Pumps Main Discharge Header, Filter Pipe Gallery 1-8, N/W | FHO PRE FILTERED | Switch,Flow-Low | Switch |  | FSL | http://www.toronto.ca/TWONTO#00367 |  | Sampling
96023 | FIS-AM-FSL-0801 | Switch, Flow, Low, Inlet Water, Ammonia Scrubber SB-0801, Ammonia & Fluoride Building, Main Floor, Scrubber Room | FIS-AM-SB-0801 |  | Switch |  | FSL | http://www.toronto.ca/TWONTO#00367 |  | Scrubber, Ammonia, Ammonia & Fluoride Building, Main Floor, Scrubber Room
129949 | THR-ACC-FSL-0009 | Switch, Flow, Low, Main Glycol Recirculating Pump 0205A, Ground Floor | THR-ACC-P-0205A | Switch,Flow-Low | Switch |  | FSL | http://www.toronto.ca/TWONTO#00367 |  | Pump, Glycol Skid Recirculation
129950 | THR-ACC-FSL-0010 | Switch, Flow, Low, Main Glycol Recirculating Pump 0205B, Ground Floor | THR-ACC-P-0205B | Switch,Flow-Low | Switch |  | FSL | http://www.toronto.ca/TWONTO#00367 |  | Pump, Glycol Skid Recirculation
129951 | THR-ACC-FSL-0011 | Switch, Flow, Low, Main Glycol Supply, Ground Floor | THR-ACC-AHU-0007 | Switch,Flow-Low | Switch |  | FSL | http://www.toronto.ca/TWONTO#00367 |  | Air Handling Unit, STB Roof
| TAB-EL1-SLD-0001 | North Substation Single Line Diagram | TAB-EL1-BLDG-0001 |  |  |  | SLD | x | Electrical Equipment | MSA Substation
| TAB-EL1-TS-6113 | Power Distribution, Automatic Transfer Switch, Generator, Standby Power, 600V | TAB-EL1-MCC-6121 |  |  |  | TS | http://www.toronto.ca/TWONTO#00754 | Electrical Equipment | Motor Control Centre, 600V MCC
| TAB-EL1-TS-6320 | Power Distribution, Automatic Transfer Switch, Generator, Standby Power, 600V | TAB-EL1-MCC-6005 |  |  |  | TS | http://www.toronto.ca/TWONTO#00754 | Electrical Equipment | Motor Control Centre 600V - Blower Bldg
| TAB-EL1-TS-6320 | Power Distribution, Automatic Transfer Switch, Generator, Standby Power, 600V | TAB-EL1-GEN-6320 |  |  |  | TS | http://www.toronto.ca/TWONTO#00754 | Electrical Equipment | Generator, Standby Power, 600V 500kw - Blower Bldg
| TAB-EL1-TS-6530 | Power Distribution, Automatic Transfer Switch, Generator, Standby Power, 600V | TAB-EL1-GEN-6530 |  |  |  | TS | http://www.toronto.ca/TWONTO#00754 | Electrical Equipment | Generator, Standby Power, 600V 1000kw - Z Bldg
| TAB-EL1-TS-6530 | Power Distribution, Automatic Transfer Switch, Generator, Standby Power, 600V | TAB-EL1-PDP-6008 |  |  |  | TS | http://www.toronto.ca/TWONTO#00754 | Electrical Equipment | Power Distribution Panel, 600V, Z Building Outdoor Substation
| TAB-EL1-TS-6531 | Power Distribution, Automatic Transfer Switch, Generator, Standby Power, 600V | TAB-EL1-GEN-6530 |  |  |  | TS | http://www.toronto.ca/TWONTO#00754 | Electrical Equipment | Generator, Standby Power, 600V 1000kw - Z Bldg
| TAB-EL1-TS-6531 | Power Distribution, Automatic Transfer Switch, Generator, Standby Power, 600V | TAB-EL1-PDP-6009 |  |  |  | TS | http://www.toronto.ca/TWONTO#00754 | Electrical Equipment | Power Distribution Panel, 600V, Z Building Outdoor Substation
| TAB-EL1-TS-6532 | Power Distribution, Automatic Transfer Switch, Generator, Standby Power, 600V | TAB-EL1-GEN-6540 |  |  |  | TS | http://www.toronto.ca/TWONTO#00754 | Electrical Equipment | Generator, Standby Power, 600V 1000kw - Z Bldg
| TAB-EL1-TS-6532 | Power Distribution, Automatic Transfer Switch, Generator, Standby Power, 600V | TAB-EL1-PDP-6008 |  |  |  | TS | http://www.toronto.ca/TWONTO#00754 | Electrical Equipment | Power Distribution Panel, 600V, Z Building Outdoor Substation
| TAB-EL1-TS-6533 | Power Distribution, Automatic Transfer Switch, Generator, Standby Power, 600V | TAB-EL1-GEN-6540 |  |  |  | TS | http://www.toronto.ca/TWONTO#00754 | Electrical Equipment | Generator, Standby Power, 600V 1000kw - Z Bldg
| TAB-EL1-TS-6533 | Power Distribution, Automatic Transfer Switch, Generator, Standby Power, 600V | TAB-EL1-PDP-6009 |  |  |  | TS | http://www.toronto.ca/TWONTO#00754 | Electrical Equipment | Power Distribution Panel, 600V, Z Building Outdoor Substation
| TAB-EL1-TS-6650 | Power Distribution, Automatic Transfer Switch, Generator, Standby Power, 600V | TAB-EL1-MCC-6628 |  |  |  | TS | http://www.toronto.ca/TWONTO#00754 | Electrical Equipment | Motor Control Centre
| TAB-EL1-TS-6651 | Power Distribution, Automatic Transfer Switch, Generator, Standby Power, 600V | TAB-EL1-MCC-6627 |  |  |  | TS | http://www.toronto.ca/TWONTO#00754 | Electrical Equipment | Motor Control Centre
| TAB-EL1-TS-6654 | Power Distribution, Automatic Transfer Switch, Generator, Standby Power, 600V | TAB-EL1-MCC-6628 |  |  |  | TS | http://www.toronto.ca/TWONTO#00754 | Electrical Equipment | Motor Control Centre
67768 | THR-ACC-FSL-0011 | Switch, Flow, Low, Main Glycol Supply, Ground Floor | THR-ACC-T-0206 | Switch,Flow-Low | Switch |  | FSL | http://www.toronto.ca/TWONTO#00367 |  | Tank, Glycol Make-Up Package, STB Basement
| TAB-EL2-TS-6120 | Power Distribution, Automatic Transfer Switch, Generator, Standby Power, 600V | TAB-EL2-GEN-6120 |  |  |  | TS | http://www.toronto.ca/TWONTO#00754 | Electrical Equipment | Generator, Standby Power, 600V 650kw - Dewatering/Silo Bldg
| TAB-EL2-TS-6120 | Power Distribution, Automatic Transfer Switch, Generator, Standby Power, 600V | TAB-EL2-MCC-6226 |  |  |  | TS | http://www.toronto.ca/TWONTO#00754 | Electrical Equipment | Motor Control Center- Biosolids Silo Bldg
| TAB-EL2-TS-6121 | Power Distribution, Automatic Transfer Switch, Generator, Standby Power, 600V | TAB-EL2-GEN-6120 |  |  |  | TS | http://www.toronto.ca/TWONTO#00754 | Electrical Equipment | Generator, Standby Power, 600V 650kw - Dewatering/Silo Bldg
| TAB-EL2-TS-6121 | Power Distribution, Automatic Transfer Switch, Generator, Standby Power, 600V | TAB-EL2-MCC-6624 |  |  |  | TS | http://www.toronto.ca/TWONTO#00754 | Electrical Equipment | Motor Control Centre, 600V
| TAB-EL2-TS-6122 | Power Distribution, Automatic Transfer Switch, Generator, Standby Power, 600V | TAB-EL2-MCC-6524 |  |  |  | TS | http://www.toronto.ca/TWONTO#00754 | Electrical Equipment | Motor Control Centre, 600V
| TAB-EL2-TS-6122 | Power Distribution, Automatic Transfer Switch, Generator, Standby Power, 600V | TAB-EL2-GEN-6130 |  |  |  | TS | http://www.toronto.ca/TWONTO#00754 | Electrical Equipment | Generator, Standby Power, 600V 650kw - Dewatering/Silo Bldg
| TAB-EL2-TS-6123 | Power Distribution, Automatic Transfer Switch, Generator, Standby Power, 600V | TAB-EL2-PDP-6015 |  |  |  | TS | http://www.toronto.ca/TWONTO#00754 | Electrical Equipment | Power distribution Panel, 600V
| TAB-EL2-TS-6123 | Power Distribution, Automatic Transfer Switch, Generator, Standby Power, 600V | TAB-EL2-GEN-6130 |  |  |  | TS | http://www.toronto.ca/TWONTO#00754 | Electrical Equipment | Generator, Standby Power, 600V 650kw - Dewatering/Silo Bldg
97396 | FIS-PCL-FSL-0003 | Switch, Flow, Low, PACL Dosing Line 1 to Raw Water Flume, Workshop Building, Main Floor, Chemical Storage Room, South Wal | FIS-PCL-P-0101 |  | Switch |  | FSL | http://www.toronto.ca/TWONTO#00367 |  | Pump, Metering, PACL Dosing, Workshop Building, Chemical Storage
| TAB-EL3-MCC-6014 | MCC, Electrical Room, Auxiliary System Building 2nd Floor East | TAB-EL3-TR-5212 |  |  |  | MCC | http://www.toronto.ca/TWONTO#00110 | Electrical Equipment | Transformer, Substation, Auxiliary Systems Building, 2nd Floor
| TAB-EL3-MCC-6014 | MCC, Electrical Room, Auxiliary System Building 2nd Floor East | TAB-EL3-TR-5214 |  |  |  | MCC | http://www.toronto.ca/TWONTO#00110 | Electrical Equipment | Power Distribution Transformer, 4.16 KV / 0.6 KV, (TR-1) Aux Building B Side
| TAB-EL3-MCC-6014E | MCC, Auxilary Systems Building, 2nd Floor | TAB-EL3-TR-5212 |  |  |  | MCC | http://www.toronto.ca/TWONTO#00110 | Electrical Equipment | Transformer, Substation, Auxiliary Systems Building, 2nd Floor
| TAB-EL3-TR-5214 | Power Distribution Transformer, 4.16 KV / 0.6 KV, (TR-1) Aux Building B Side | TAB-EL3-BUS-5012 |  |  |  | TR | http://www.toronto.ca/TWONTO#00755 | Electrical Equipment | Busbar, Power input, 4.16 KV
| TAB-EL3-TS-6014 | Automatic Transfer Switch, Aux. Bldg | TAB-EL3-GEN-6240 |  |  |  | TS | http://www.toronto.ca/TWONTO#00754 | Electrical Equipment | Generator, Standby Power, 600V 500kw - Dig 19-22/Gas Cntl Bldg
| TAB-EL3-TS-6220 | Power Distribution, Automatic Transfer Switch, Generator, Standby Power, 600V | TAB-EL3-GEN-6220 |  |  |  | TS | http://www.toronto.ca/TWONTO#00754 | Electrical Equipment | Generator, Standby Power, 600V 500kw - Dig 13-16
| TAB-EL3-TS-6220 | Power Distribution, Automatic Transfer Switch, Generator, Standby Power, 600V | TAB-EL3-MCC-6227 |  |  |  | TS | http://www.toronto.ca/TWONTO#00754 | Electrical Equipment | Motor Control Centre, Digester 13-16 bldg
| TAB-EL3-TS-6326A | Power Distribution, Automatic Transfer Switch, Generator, Standby Power, 600V | TAB-EL1-MCC-6628 |  |  |  | TS | http://www.toronto.ca/TWONTO#00754 | Electrical Equipment | Motor Control Centre
| TAB-EL3-TS-6340 | Power Distribution, Automatic Transfer Switch, Generator, Standby Power, 600V | TAB-EL3-GEN-6240 |  |  |  | TS | http://www.toronto.ca/TWONTO#00754 | Electrical Equipment | Generator, Standby Power, 600V 500kw - Dig 19-22/Gas Cntl Bldg
| TAB-EL3-TS-6340 | Power Distribution, Automatic Transfer Switch, Generator, Standby Power, 600V | TAB-EL3-MCC-6323 |  |  |  | TS | http://www.toronto.ca/TWONTO#00754 | Electrical Equipment | Motor Control Centre, Digester 19-22 bldg
| TAB-EL3-TS-6341 | Power Distribution, Automatic Transfer Switch, Generator, Standby Power, 600V | TAB-EL3-MCC-6324 |  |  |  | TS | http://www.toronto.ca/TWONTO#00754 | Electrical Equipment | Motor Control Centre, Gas Compressor Bldg
| TAB-EL3-TS-6341 | Power Distribution, Automatic Transfer Switch, Generator, Standby Power, 600V | TAB-EL3-GEN-6240 |  |  |  | TS | http://www.toronto.ca/TWONTO#00754 | Electrical Equipment | Generator, Standby Power, 600V 500kw - Dig 19-22/Gas Cntl Bldg
| TAB-EL3-TS-6343 | Power Distribution, Automatic Transfer Switch, Generator, Standby Power, 600V | TAB-EL3-GEN-6240 |  |  |  | TS | http://www.toronto.ca/TWONTO#00754 | Electrical Equipment | Generator, Standby Power, 600V 500kw - Dig 19-22/Gas Cntl Bldg
29674 | FIS-PCL-FSL-0002 | Switch, Flow, Low, PACL Dosing Line 2 to Raw Water Flume, Workshop Building, Main Floor, Chemical Storage Room, South Wall | FIS-PCL-P-0101 |  | Switch |  | FSL | http://www.toronto.ca/TWONTO#00367 |  | Pump, Metering, PACL Dosing, Workshop Building, Chemical Storage
25254 | FHO-RW-FSL-0005 | Switch, Flow, Main Supply Header from ZMC Sampling System to Chemical Lab, S10, Basement | FHO RAW H2O | Switch,Flow-Low | Switch |  | FSL | http://www.toronto.ca/TWONTO#00367 |  | Raw water Sampling
92646 | FHO-FL-FSL-0301 | Switch, Flow, Reservoir Sampling Pump Main Discharge Header, S2, Sluice Gate Hall East | FHO RESERVOIR | Switch,Flow-Low | Switch |  | FSL | http://www.toronto.ca/TWONTO#00367 |  | Sampling
67778 | THR-ACC-FSL-0756 | Switch, Flow-Low, Air Handling Unit 0756, East Maintenance Bldg, Plant Services, Gallery Ventilation, Zone 3A | THR-ACC-AHU-0756 | Switch,Flow-Low | Switch |  | FSL | http://www.toronto.ca/TWONTO#00367 |  | Air Handling Unit, Blow Thru, East Maintenance Bldg, Gallery Ventilation, Zone 3A
67779 | THR-ACC-FSL-0757 | Switch, Flow-Low, Air Handling Unit 0757, East Maintenance Bldg, Plant Services, Gallery Ventilation, Zone 3A | THR-ACC-AHU-0757 | Switch,Flow-Low | Switch |  | FSL | http://www.toronto.ca/TWONTO#00367 |  | Air Handling Unit, Blow Thru, East Maintenance Bldg. Roof, Gallery Ventilation, Zone 3A
29857 | FIS-POL-FSL-1001 | Switch, Flow-Low, Water Inlet, Skid 1000, RMF Building, Main Floor, RMF Polymer Feed Room | FIS-POL-P-1001 | Switch,Flow-Low | Switch |  | FSL | http://www.toronto.ca/TWONTO#00367 |  | Pump,Diaphragm, Skid 1000, Polymer Storage room
29858 | FIS-POL-FSL-1101 | Switch, Flow-Low, Water Inlet, Skid 1100, RMF Building, Main Floor, RMF Polymer Feed Room | FIS-POL-P-1101 | Switch,Flow-Low | Switch |  | FSL | http://www.toronto.ca/TWONTO#00367 |  | Pump,Diaphragm, Skid 1100, Polymer Storage room
52165 | TAB-PWA-LSH-5145 | Switch, Level High, Plant Water Bldg, Main Floor, East Sump | TAB-PWA-P-5145 | Switch,Level | Switch |  | LSH | http://www.toronto.ca/TWONTO#00466 |  | Pump, Sanitary Sump
52167 | TAB-PWA-LSH-5152 | Switch, Level High, Plant Water Bldg, Main Floor, West Sump | TAB-PWA-P-5152 |  | Switch |  | LSH | http://www.toronto.ca/TWONTO#00466 |  | Pump, Waste Wash Water Sump
51542 | TAB-PRS-LSHH-8101A | Switch, Level High-High, Chemical Gallery, Main Sump | TAB-PRS-P-8101 |  | Switch |  | LSHH | http://www.toronto.ca/TWONTO#00466 |  | Pump, Sump
116656 | TAB-PWA-LSHH-5145 | Switch, Level High-High, Plant Water Bldg, Main Floor, East Sump | TAB-PWA-P-5145 |  | Switch |  | LSHH | http://www.toronto.ca/TWONTO#00466 |  | Pump, Sanitary Sump
52174 | TAB-PWA-LSHH-5152 | Switch, Level High-High, Plant Water Bldg, Main Floor, West Sump | TAB-PWA-P-5152 |  | Switch |  | LSHH | http://www.toronto.ca/TWONTO#00466 |  | Pump, Waste Wash Water Sump
80772 | TNT-CSO-LSL-0401 | Switch, Level Low, Maintenance Hole No. 1 | TNT-CSO-TJB1 | Switch,Level-Low | Switch |  | LSL | http://www.toronto.ca/TWONTO#00466 |  | Maintenance Hole#MH1
40893 | TAB-ACC-LSL-6301 | Switch, Level Switch Low, Glycol Automatic Feeder, T-0351, Main Floor, Dig 9-12 Control Building. | TAB-ACC-T-6351 | Switch,Level-Low | Switch |  | LSL | http://www.toronto.ca/TWONTO#00466 |  | Tank, Glycol Feeder, Bypass Filtration System, Mechanical Room, Dig 9-12 Control Building.
28568 | FIS-DEW-LS-0006 | Switch, Level, Assembly, Tank T-0006 Dewatering Pumps Control,Main Sump Pit Area,Filter Complex, Entrance | FIS-DEW-P-0004A |  | Switch |  | LS | http://www.toronto.ca/TWONTO#00466 |  | Pump, Submersible, Vertical Turbine, Dewatering Tank T-0006, Main Sump Pit Area, Admin Bldg Entrance
| TAB-ELS-NOPARENT | Temporary Parent for Entities to be Assigned a Parent | TAB-ELS-ROUTES |  |  |  |  | x | Electrical Equipment | Top-level hierarchy for generic entities that represent muliti-equipment inspection routes
| TAB-ELS-NOPARENT | Temporary Parent for Entities to be Assigned a Parent | TAB-ELS-NON-PHYC |  |  |  |  | x | Electrical Equipment | Top-level hierarchy for generic entities that represent muliti-equipment inspection routes and shutdowns
96721 | FIS-ELS-LS-2103 | Switch, Level, Float, Fuel Oil Day Tank T-2102 Spill Containment, Workshop Building, Main Floor, Generator Room | FIS-ELS-T-2102 |  | Switch |  | LS | http://www.toronto.ca/TWONTO#00466 |  | Tank, 450 L, Generator GEN-2100 Fuel Oil Day Tank, Workshop Building, Generator Room
28834 | FIS-ELS-LS-2203 | Switch, Level, Float, Fuel Oil Day Tank T-2202 Spill Containment, Workshop Building, Main Floor, Generator Room | FIS-ELS-T-2202 |  | Switch |  | LS | http://www.toronto.ca/TWONTO#00466 |  | Tank, 450 L, Generator GEN-2200 Fuel Oil Day Tank, Workshop Building, Generator Room
| TAB-ELS-PRJ-0001 | TAB Standby Power Project | 52349 |  |  |  | PRJ | http://www.toronto.ca/TWONTO#00619 | Building Service | TAB Power Distribution
| TAB-ELS-PRJ-0003 | Plant Services project | 52349 |  |  |  | PRJ | http://www.toronto.ca/TWONTO#00619 | Electrical Equipment | TAB Power Distribution
| TAB-ELS-PRJ-0004 | PLC Migration Project - Phase 1 / Phase 2 | 52349 |  |  |  | PRJ | http://www.toronto.ca/TWONTO#00619 | Electrical Equipment | TAB Power Distribution
28024 | FIS-AM-LSH-0801 | Switch, Level, High, Ammonia Scrubber SB-0801, Ammonia & Fluoride Building, Main Floor, Scrubber Room | FIS-AM-SB-0801 |  | Switch |  | LSH | http://www.toronto.ca/TWONTO#00466 |  | Scrubber, Ammonia, Ammonia & Fluoride Building, Main Floor, Scrubber Room
72831 | THR-DIS-LSH-2001 | Switch, Level, High, Capacitive, Hypochlorite Tank T-2000, Disinfection Building Main Floor | THR-DIS-T-2000 | Switch,Level-High | Switch |  | LSH | http://www.toronto.ca/TWONTO#00466 |  | Tank, Sodium Hypochlorite Storage, Disinfection Building
72830 | THR-DIS-LSH-1001 | Switch, Level, High, Capacitive, Hypochlorite Tank T-1000, Disinfection Building Main Floor | THR-DIS-T-1000 | Switch,Level-Low | Switch |  | LSH | http://www.toronto.ca/TWONTO#00466 |  | Tank, Sodium Hypochlorite Storage, Disinfection Building
72832 | THR-DIS-LSH-3001 | Switch, Level, High, Capacitive, Hypochlorite Tank T-3000, Disinfection Building Main Floor | THR-DIS-T-3000 | Switch,Level-High | Switch |  | LSH | http://www.toronto.ca/TWONTO#00466 |  | Tank, Sodium Hypochlorite Storage, Disinfection Building
133913 | THR-DIS-LSH-4001 | Switch, Level, High, Capacitive, Hypochlorite Tank T-4000, Disinfection Building Main Floor | THR-DIS-T-4000 | Switch,Level-High | Switch |  | LSH | http://www.toronto.ca/TWONTO#00466 |  | Tank, Sodium Hypochlorite Storage, Disinfection Building
133914 | THR-DIS-LSH-5001 | Switch, Level, High, Capacitive, Hypochlorite Tank T-5000, Disinfection Building Main Floor | THR-DIS-T-5000 | Switch,Level-High | Switch |  | LSH | http://www.toronto.ca/TWONTO#00466 |  | Tank, Sodium Hypochlorite Storage, Disinfection Building
133915 | THR-DIS-LSH-6001 | Switch, Level, High, Capacitive, Hypochlorite Tank T-6000, Disinfection Building Main Floor | THR-DIS-T-6000 | Switch,Level-High | Switch |  | LSH | http://www.toronto.ca/TWONTO#00466 |  | Tank, Sodium Hypochlorite Storage, Disinfection Building
72833 | THR-DIS-LSH-7001 | Switch, Level, High, Capacitive, Hypochlorite Tank T-7000, Disinfection Building Main Floor | THR-DIS-T-7000 | Switch,Level-High | Switch |  | LSH | http://www.toronto.ca/TWONTO#00466 |  | Tank, Sodium Hypochlorite Storage, Disinfection Building
133916 | THR-DIS-LSH-8001 | Switch, Level, High, Capacitive, Hypochlorite Tank T-8000, Disinfection Building Main Floor | THR-DIS-T-8000 | Switch,Level-High | Switch |  | LSH | http://www.toronto.ca/TWONTO#00466 |  | Tank, Sodium Hypochlorite Storage, Disinfection Building
133910 | THR-DIS-LSH-0811 | Switch, Level, High, Float, North Flood Sump Pit, Containment Area Disinfection Building Main Floor | THR-DIS-T-PP | Switch,Level-High | Switch |  | LSH | http://www.toronto.ca/TWONTO#00466 |  | Disinfection, Tank, Palace Pier
133911 | THR-DIS-LSH-0821 | Switch, Level, High, Float, South Flood Sump Pit, Containment Area Disinfection Building Main Floor | THR-DIS-T-PP | Switch,Level-High | Switch |  | LSH | http://www.toronto.ca/TWONTO#00466 |  | Disinfection, Tank, Palace Pier
96503 | FIS-DEW-LSH-0005 | Switch, Level, High, Main Sump Pit Area Tank T-0006, Filter Complex, Entrance | FIS-DEW | Sensor,Level | Switch |  | LSH | http://www.toronto.ca/TWONTO#00466 |  | Dewatering & Drainage
96504 | FIS-DEW-LSH-0005 | Switch, Level, High, Main Sump Pit Area Tank T-0006, Filter Complex, Entrance | FIS-DEW-T-0006 | Sensor,Level | Switch |  | LSH | http://www.toronto.ca/TWONTO#00466 |  | Tank, Dewatering Chamber, Main Sump Pit Area, Admin Bldg Entrance
96499 | FIS-DEW-LSH-0003 | Switch, Level, High, Main Sump Pit Tank T-0005, Filter Building, Sub Basement | FIS-DEW | Sensor,Level | Switch |  | LSH | http://www.toronto.ca/TWONTO#00466 |  | Dewatering & Drainage
96500 | FIS-DEW-LSH-0003 | Switch, Level, High, Main Sump Pit Tank T-0005, Filter Building, Sub Basement | FIS-DEW-T-0005 | Sensor,Level | Switch |  | LSH | http://www.toronto.ca/TWONTO#00466 |  | Tank, Dewatering Chamber, Filter Building Sub Basement, Main Sump Pit Area
96505 | FIS-DEW-LSH-0006 | Switch, Level, High, Maintenance Hole No.5 Tank T-0004, Metering Building, Maintenance Hole No.5 | FIS-DEW | Sensor,Level | Switch |  | LSH | http://www.toronto.ca/TWONTO#00466 |  | Dewatering & Drainage
96506 | FIS-DEW-LSH-0006 | Switch, Level, High, Maintenance Hole No.5 Tank T-0004, Metering Building, Maintenance Hole No.5 | FIS-DEW-T-0004 | Sensor,Level | Switch |  | LSH | http://www.toronto.ca/TWONTO#00466 |  | Tank, Dewatering, Maintenance Hole No.5, Flow Metering Building
73795 | THR-ELS-LSH-0100 | Switch, Level, High, Sump Pump 0100A/0101, Old Main Sub Station | THR-ELS-CP-0100 | Switch,Level-High-High | Switch |  | LSH | http://www.toronto.ca/TWONTO#00466 |  | Control Panel,Sump Pump 0100A/0101,Old Main Sub Station
97073 | FIS-FL-LSH-0003 | Switch, Level, High, Tanks T-0301 Spill Containment, Ammonia & Fluoride Building, Main Floor,T-0301 Room | FIS-FL | Switch,Level-High | Switch |  | LSH | http://www.toronto.ca/TWONTO#00466 |  | Fluoridation
134836 | THR-ELS-LSHH-0100 | Switch, Level, High-High, Sump Pump 0100A/0101, Old Main Sub Station | THR-ELS-CP-0100 | Switch,Level-High-High | Switch |  | LSHH | http://www.toronto.ca/TWONTO#00466 |  | Control Panel,Sump Pump 0100A/0101,Old Main Sub Station
133919 | THR-DIS-LSL-1001 | Switch, Level, Low, Capacitive, Hypochlorite Tank T-1000, Disinfection Building Main Floor | THR-DIS-T-1000 | Switch,Level-High | Switch |  | LSL | http://www.toronto.ca/TWONTO#00466 |  | Tank, Sodium Hypochlorite Storage, Disinfection Building
72836 | THR-DIS-LSL-2001 | Switch, Level, Low, Capacitive, Hypochlorite Tank T-2000, Disinfection Building Main Floor | THR-DIS-T-2000 | Switch,Level-Low | Switch |  | LSL | http://www.toronto.ca/TWONTO#00466 |  | Tank, Sodium Hypochlorite Storage, Disinfection Building
72837 | THR-DIS-LSL-3001 | Switch, Level, Low, Capacitive, Hypochlorite Tank T-3000, Disinfection Building Main Floor | THR-DIS-T-3000 | Switch,Level-Low | Switch |  | LSL | http://www.toronto.ca/TWONTO#00466 |  | Tank, Sodium Hypochlorite Storage, Disinfection Building
133920 | THR-DIS-LSL-4001 | Switch, Level, Low, Capacitive, Hypochlorite Tank T-4000, Disinfection Building Main Floor | THR-DIS-T-4000 | Switch,Level-Low | Switch |  | LSL | http://www.toronto.ca/TWONTO#00466 |  | Tank, Sodium Hypochlorite Storage, Disinfection Building
133921 | THR-DIS-LSL-5001 | Switch, Level, Low, Capacitive, Hypochlorite Tank T-5000, Disinfection Building Main Floor | THR-DIS-T-5000 | Switch,Level-Low | Switch |  | LSL | http://www.toronto.ca/TWONTO#00466 |  | Tank, Sodium Hypochlorite Storage, Disinfection Building
133922 | THR-DIS-LSL-6001 | Switch, Level, Low, Capacitive, Hypochlorite Tank T-6000, Disinfection Building Main Floor | THR-DIS-T-6000 | Switch,Level-Low | Switch |  | LSL | http://www.toronto.ca/TWONTO#00466 |  | Tank, Sodium Hypochlorite Storage, Disinfection Building
72838 | THR-DIS-LSL-7001 | Switch, Level, Low, Capacitive, Hypochlorite Tank T-7000, Disinfection Building Main Floor | THR-DIS-T-7000 | Switch,Level-Low | Switch |  | LSL | http://www.toronto.ca/TWONTO#00466 |  | Tank, Sodium Hypochlorite Storage, Disinfection Building
133923 | THR-DIS-LSL-8001 | Switch, Level, Low, Capacitive, Hypochlorite Tank T-8000, Disinfection Building Main Floor | THR-DIS-T-8000 | Switch,Level-Low | Switch |  | LSL | http://www.toronto.ca/TWONTO#00466 |  | Tank, Sodium Hypochlorite Storage, Disinfection Building
129546 | THE-ELS-LSL-0100 | Switch, Level, Low, Sump Pump 0100A/0101, Old Main Sub Station | THR-ELS-CP-0100 | Switch,Level-High-High | Switch |  | LSL | http://www.toronto.ca/TWONTO#00466 |  | Control Panel,Sump Pump 0100A/0101,Old Main Sub Station
134840 | THR-ELS-LSM-0100 | Switch, Level, Medium, Sump Pump 0100A/0101, Old Main Sub Station | THR-ELS-CP-0100 | Switch,Level-High-High | Switch |  | LSM | http://www.toronto.ca/TWONTO#00466 |  | Control Panel,Sump Pump 0100A/0101,Old Main Sub Station
28567 | FIS-DEW-LS-0005 | Switch, Level,Assembly,Tank T-0005 Dewatering Pumps Control,Filter Bldg Sub Bsmnt,Main Sump Pit Area | FIS-DEW-P-0002A |  | Switch |  | LS | http://www.toronto.ca/TWONTO#00466 |  | Pump, Submersible, Vertical Turbine, Tank 0005, Filter Building Sub Basement, Main Sump Pit Area
38867 | SWM-PIT-SW-0001 | Switch, Main Electrical Disconnect | SWM-PIT | Switch | Switch |  | SW | http://www.toronto.ca/TWONTO#00594 |  | Islington Storm Pumping Station
18633 | COL-PLB-SW-0001 | Switch, Main Electrical Disconnect | COL-PLB | Switch | Switch |  | SW | http://www.toronto.ca/TWONTO#00594 |  | Long Branch Pumping Station
18634 | COL-PLB-SW-0001 | Switch, Main Electrical Disconnect | COL-PLB-AUX-ELEC | Switch | Switch |  | SW | http://www.toronto.ca/TWONTO#00594 |  | Electrical Equipment
105646 | SWM-PIT-SW-0001 | Switch, Main Electrical Disconnect | SWM-PIT-MISC | Switch | Switch |  | SW | http://www.toronto.ca/TWONTO#00594 |  | Miscellaneous Equipment
5876 | COL-PLB-SW-0001 | Switch, Main Electrical Disconnect | COL-PLB-AUX-MECH | Switch | Switch |  | SW | http://www.toronto.ca/TWONTO#00594 |  | Mechanical Equipment
105526 | SWM-PBL-SW-0001 | Switch, Main Electrical Disconnect | SWM-PBL | Switch | Switch |  | SW | http://www.toronto.ca/TWONTO#00594 |  | Bloor Storm Pumping Station
105530 | SWM-PBL-SW-0004 | Switch, Main Electrical Disconnect | SWM-PBL-MISC | Switch | Switch |  | SW | http://www.toronto.ca/TWONTO#00594 |  | Miscellaneous Equipment
38691 | SWM-PBL-SW-0001 | Switch, Main Electrical Disconnect | SWM-PBL-MISC | Switch | Switch |  | SW | http://www.toronto.ca/TWONTO#00594 |  | Miscellaneous Equipment
5877 | COL-PLB-SW-0001 | Switch, Main Electrical Disconnect | COL-PLB-MCC-0195A | Switch | Switch |  | SW | http://www.toronto.ca/TWONTO#00594 |  | Motor Control Centre
38693 | SWM-PBL-SW-0004 | Switch, Main Electrical Disconnect | SWM-PBL | Switch | Switch |  | SW | http://www.toronto.ca/TWONTO#00594 |  | Bloor Storm Pumping Station
| COL-PBR-SW-0001 | Switch, Main Electrical Disconnect | COL-PBR | Switch |  |  | SW | http://www.toronto.ca/TWONTO#00594 | Electrical Equipment | Berry Road Sewage Pumping Station
| COL-PBR-SW-0001 | Switch, Main Electrical Disconnect | COL-PBR-MISC | Switch |  |  | SW | http://www.toronto.ca/TWONTO#00594 | Electrical Equipment | Miscellaneous Equipment
| COL-PFB-SW-0001 | Switch, Main Electrical Disconnect | COL-PFB | Switch |  |  | SW | http://www.toronto.ca/TWONTO#00594 | Electrical Equipment | Fallingbrook Pumping Station
| COL-PFB-SW-0001 | Switch, Main Electrical Disconnect | COL-PFB-MISC | Switch |  |  | SW | http://www.toronto.ca/TWONTO#00594 | Electrical Equipment | Miscellaneous Equipment
| COL-PGB-SW-0001 | Switch, Main Electrical Disconnect | COL-PGB-MISC | Switch |  |  | SW | http://www.toronto.ca/TWONTO#00594 | Electrical Equipment | Miscellaneous Equipment
| COL-PGB-SW-0001 | Switch, Main Electrical Disconnect | COL-PGB | Switch |  |  | SW | http://www.toronto.ca/TWONTO#00594 | Electrical Equipment | Governors Bridge Sewage Pumping Station
| COL-PMT-SW-0001 | Switch, Main Electrical Disconnect | COL-PMT | Switch |  |  | SW | http://www.toronto.ca/TWONTO#00594 | Electrical Equipment | Military Trail Sewage Pumping Station
| COL-PMT-SW-0001 | Switch, Main Electrical Disconnect | COL-PMT-MISC | Switch |  |  | SW | http://www.toronto.ca/TWONTO#00594 | Electrical Equipment | Miscellaneous Equipment
| COL-PPU-SW-0001 | Switch, Main Electrical Disconnect | COL-PPU | Switch |  |  | SW | http://www.toronto.ca/TWONTO#00594 | Electrical Equipment | Port Union Road Sewage Pumping Station
| COL-PPU-SW-0001 | Switch, Main Electrical Disconnect | COL-PPU-MISC | Switch |  |  | SW | http://www.toronto.ca/TWONTO#00594 | Electrical Equipment | Miscellaneous Equipment
| COL-PRX-SW-0002 | Switch, Main Electrical Disconnect | COL-PRX-MISC | Switch |  |  | SW | http://www.toronto.ca/TWONTO#00594 | Electrical Equipment | Miscellaneous Equipment
| COL-PRX-SW-0002 | Switch, Main Electrical Disconnect | COL-PRX | Switch |  |  | SW | http://www.toronto.ca/TWONTO#00594 | Electrical Equipment | Roxborough Sewage Pumping Station
| COL-PSD-SW-0001 | Switch, Main Electrical Disconnect | COL-PSD-MISC | Switch |  |  | SW | http://www.toronto.ca/TWONTO#00594 | Electrical Equipment | Miscellaneous Equipment
| COL-PSD-SW-0001 | Switch, Main Electrical Disconnect | COL-PSD | Switch |  |  | SW | http://www.toronto.ca/TWONTO#00594 | Electrical Equipment | Spadina Sewage Pumping Station
| COL-PTD-SW-0001 | Switch, Main Electrical Disconnect | COL-PTD | Switch |  |  | SW | http://www.toronto.ca/TWONTO#00594 | Electrical Equipment | Todmorden Sewage Pumping Station
| COL-PTD-SW-0001 | Switch, Main Electrical Disconnect | COL-PTD-MISC | Switch |  |  | SW | http://www.toronto.ca/TWONTO#00594 | Electrical Equipment | Miscellaneous Equipment
| COL-PWP-SW-0001 | Switch, Main Electrical Disconnect | COL-PWP | Switch |  |  | SW | http://www.toronto.ca/TWONTO#00594 | Electrical Equipment | West Point Avenue Sewage Pumping Station
| COL-PWP-SW-0001 | Switch, Main Electrical Disconnect | COL-PWP-MISC | Switch |  |  | SW | http://www.toronto.ca/TWONTO#00594 | Electrical Equipment | Miscellaneous Equipment
| SWM-PET-SW-0001 | Switch, Main Electrical Disconnect | SWM-PET | Switch |  |  | SW | http://www.toronto.ca/TWONTO#00594 | Electrical Equipment | Eglinton - Bellamy Storm Pumping Station
| SWM-PET-SW-0001 | Switch, Main Electrical Disconnect | SWM-PET-MISC | Switch |  |  | SW | http://www.toronto.ca/TWONTO#00594 | Electrical Equipment | Miscellaneous Equipment
| SWM-PWD-SW-0001 | Switch, Main Electrical Disconnect | SWM-PWD | Switch |  |  | SW | http://www.toronto.ca/TWONTO#00594 | Electrical Equipment | Warden Storm
| SWM-PWD-SW-0001 | Switch, Main Electrical Disconnect | SWM-PWD-MISC | Switch |  |  | SW | http://www.toronto.ca/TWONTO#00594 | Electrical Equipment | Miscellaneous Equipment
14293 | COL-PHB-SW-0001 | Switch, Main Power | COL-PHB | Switch | Switch |  | SW | http://www.toronto.ca/TWONTO#00594 |  | Humber Sewage Pumping Station
5074 | COL-PKP-SW-0001 | Switch, Main Power | COL-PKP-MISC | Switch | Switch |  | SW | http://www.toronto.ca/TWONTO#00594 |  | Miscellaneous Equipment
23655 | COL-POM-SW-0001 | Switch, Main Power | COL-POM-MISC | Switch | Switch |  | SW | http://www.toronto.ca/TWONTO#00594 |  | Miscellaneous Equipment
38913 | SWM-PMG-SW-0001 | Switch, Main Power | SWM-PMG | Switch | Switch |  | SW | http://www.toronto.ca/TWONTO#00594 |  | Martin Grove Storm Pumping Station
4752 | COL-PHB-SW-0001 | Switch, Main Power | COL-PHB-MISC | Switch | Switch |  | SW | http://www.toronto.ca/TWONTO#00594 |  | Miscellaneous Equipment
38914 | SWM-PMG-SW-0001 | Switch, Main Power | SWM-PMG-MISC | Switch | Switch |  | SW | http://www.toronto.ca/TWONTO#00594 |  | Miscellaneous Equipment
| MTMH225 | MALVERN STS | TRK-HCK |  |  |  |  | http://www.toronto.ca/TWONTO#00260 | Sub-Process | HIGHLAND CREEK DRAINAGE AREA
| TAB-MCS-SQ-8001 | Windsock, Chorine Bldg | TAB-SES-SQ |  |  |  | SQ | http://www.toronto.ca/TWONTO#00813 | Mechanical Equipment | WA7 Safety Equipment
| TAB-MCS-SQ-8002 | Windsock, Dig. 13-16 | TAB-SES-SQ |  |  |  | SQ | http://www.toronto.ca/TWONTO#00813 | Mechanical Equipment | WA7 Safety Equipment
| TAB-MCS-SQ-8003 | Windsock, OPS | TAB-SES-SQ |  |  |  | SQ | http://www.toronto.ca/TWONTO#00813 | Mechanical Equipment | WA7 Safety Equipment
| FIS-MARINE YARD | MARINE YARD ISLAND WATER TREATMENT PLANT | FIS-GRK |  |  |  |  | http://www.toronto.ca/TWONTO#00260 | Building Service | FIS Buildings & Grounds
| MTMAMS | MASSEY CREEK STS AND RELIEF | TRK-DON |  |  |  |  | http://www.toronto.ca/TWONTO#00260 | Sub-Process | DON DRAINAGE AREA
| MTMASR | MASSEY CREEK STS AND RELIEF | TRK-DON |  |  |  |  | http://www.toronto.ca/TWONTO#00260 | Sub-Process | DON DRAINAGE AREA
| FHO-GRK-INQ | Master Clock & Auxilliary Systems | FHO-GRK-PRTY-0001 |  |  |  |  | http://www.toronto.ca/TWONTO#00260 | Mechanical Equipment | Building Maintenance
| FHO-GRK-INQ | Master Clock & Auxilliary Systems | FHO-GRK |  |  |  |  | http://www.toronto.ca/TWONTO#00260 | Mechanical Equipment | Buildings & Grounds
| THC-ELS-MCC | MCC plant wide | THCLIQOPS |  |  |  |  | http://www.toronto.ca/TWONTO#00260 | Electrical Equipment | THC Liquids Operations
| THC-ELS-MCC | MCC plant wide | THC-GRK-ELS |  |  |  |  | http://www.toronto.ca/TWONTO#00260 | Electrical Equipment | Electrical Services, Maintenance- virtual entity
| MTMH226 | MCCOWAN ROAD STS | TRK-HCK |  |  |  |  | http://www.toronto.ca/TWONTO#00260 | Sub-Process | HIGHLAND CREEK DRAINAGE AREA
| TAB-NGS-STM-BLR1 | Natural Gas line to Steam Boiler 1 | TAB-NGS-BOILERS |  |  |  |  | http://www.toronto.ca/TWONTO#00479 | Equipment Location | TAB- Natural Gas Supply Line, Boiler Headers
| TAB-NGS-STM-BLR2 | Natural Gas line to Steam Boiler 2 | TAB-NGS-BOILERS |  |  |  |  | http://www.toronto.ca/TWONTO#00479 | Equipment Location | TAB- Natural Gas Supply Line, Boiler Headers
| MTMH222 | MEADOWDALE STS | TRK-DON |  |  |  |  | http://www.toronto.ca/TWONTO#00260 | Sub-Process | DON DRAINAGE AREA
| MTMH222 | MEADOWDALE STS | TRK-HCK |  |  |  |  | http://www.toronto.ca/TWONTO#00260 | Sub-Process | HIGHLAND CREEK DRAINAGE AREA
| FHA-MCS | Mechanical | FHA WORK AREA 2 |  |  |  |  | http://www.toronto.ca/TWONTO#00260 | Process | Services
| COL-PCU-AUX-MECH | Mechanical Equipment | COL-PCU-AUX |  |  |  |  | http://www.toronto.ca/TWONTO#00260 | Sub-Process | Auxiliary Equipment
| COL-PLB-AUX-MECH | Mechanical Equipment | COL-PLB |  |  |  |  | http://www.toronto.ca/TWONTO#00260 | Sub-Process | Long Branch Pumping Station
| COL-PLB-AUX-MECH | Mechanical Equipment | COL-PLB-AUX |  |  |  |  | http://www.toronto.ca/TWONTO#00260 | Sub-Process | Auxiliary Equipment
| COL-PWR-AUX-MECH | Mechanical Equipment | COL-PWR-AUX |  |  |  |  | http://www.toronto.ca/TWONTO#00260 | Sub-Process | Auxiliary Equipment
107164 | TAB-ACC-MEQ-6401 | Mechanical Equipment, Air separator, Mechanical Room No.5, Old Screen Bldg., P Bldg. | TAB-ACC-HE-6401 | H.V.A.C. | HVAC |  | MEQ | http://www.toronto.ca/TWONTO#00260 |  | Heat Exchanger, Mechanical Room No.5, Old Screen Bldg., P Bldg.
126488 | THC-MCS-MEQ-0001 | Mechanical Equipment, Building A | THC-MCS-MEQ |  | Tool |  | MEQ | http://www.toronto.ca/TWONTO#00260 |  | Machine Shop and Equipment
62634 | THC-MCS-MEQ-0002 | Mechanical Equipment, Building B | THC-MCS-MEQ |  | Tool |  | MEQ | http://www.toronto.ca/TWONTO#00260 |  | Machine Shop and Equipment
62637 | THC-MCS-MEQ-0005 | Mechanical Equipment, Building M | THC-GRK-MCS |  | Tool |  | MEQ | http://www.toronto.ca/TWONTO#00260 |  | Mechanical Services
107170 | TAB-ACC-MEQ-6514 | Mechanical Equipment, Heat Recovery ventilator, Workshop Kitchen, Screen Bldg., P Bldg. | TAB-PLT-PLQ-P | Heat Exchanger | HVAC |  | MEQ | http://www.toronto.ca/TWONTO#00260 |  | Plumbing, General, P Bldg Prelim Treatment
| WTR-PSC-MEQ-0003 | Mechanical Equipment, Portable Sump Pumps | WTR-PSC-AUX | Pump,Portable | Pump |  | MEQ | http://www.toronto.ca/TWONTO#00260
| FCL-MCS | Mechanical Services | FCL WORK AREA 2 |  |  |  |  | http://www.toronto.ca/TWONTO#00260 | Process | Plant Services
| TAB-PD-TRG-0001 | PD Staff Training | 52349 |  |  |  | TRG | http://www.toronto.ca/TWONTO#00278 | Building Service | TAB Power Distribution
| FHO-MCS | Mechanical Services | FHO WORK AREA 2 |  |  |  |  | http://www.toronto.ca/TWONTO#00260 | Process | Services
| FIS-MCS | Mechanical Services | FIS WORK AREA 2 |  |  |  |  | http://www.toronto.ca/TWONTO#00260 | Process | Services
| THC-GRK-MCS | Mechanical Services | THCLIQOPS |  |  |  |  | http://www.toronto.ca/TWONTO#00260 | Sub-Process | THC Liquids Operations
| THC-GRK-MCS | Mechanical Services | THC-GRK |  |  |  |  | http://www.toronto.ca/TWONTO#00260 | Sub-Process | Buildings & Grounds
| THC-MCS-HVAC | Mechanical Services, HVAC | THC-GRK-MCS |  |  |  |  | http://www.toronto.ca/TWONTO#00260 | Sub-Process | Mechanical Services
| THC-MCS-LD | Mechanical Services, Lifting Device | THC-GRK-MCS | Lifting Device |  |  |  | http://www.toronto.ca/TWONTO#00260 | Sub-Process | Mechanical Services
58144 | THC-ACC-BLDG B | Mechanical Shop (Chlorine) Building HVAC | THC-MCS-HVAC |  | HVAC |  |  | http://www.toronto.ca/TWONTO#00260 |  | Mechanical Services, HVAC
| MTMH323 | MENDOTA STS | TRK-HMR |  |  |  |  | http://www.toronto.ca/TWONTO#00260 | Sub-Process | HUMBER DRAINAGE AREA
| YME | Merton Yard | BUS |  |  |  |  | http://www.toronto.ca/TWONTO#00260 | Facility | Business Unit Support
| YMH | Metro Hall | BUS |  |  |  |  | http://www.toronto.ca/TWONTO#00260 | Facility | Business Unit Support
89227 | WTR-RMI | Milliken Reservoir | WTR-EAST-RES |  | Tank |  |  | http://www.toronto.ca/TWONTO#00260 |  | Work Area 1 EAST Reservoirs
| MTMH461 | MILLWOD CTS | TRK-NTO |  |  |  |  | http://www.toronto.ca/TWONTO#00260 | Sub-Process | NORTH TORONTO DRAINAGE AREA
| COL-BCV-MISC | Miscellaneous Equipment | COL-BCV |  |  |  |  | http://www.toronto.ca/TWONTO#00260 | Sub-Process | Carlingview Blower Station
| COL-BDC-MISC | Miscellaneous Equipment | COL-BDC |  |  |  |  | http://www.toronto.ca/TWONTO#00260 | Sub-Process | Disco Blower Station
| COL-BEB-MISC | Miscellaneous Equipment | COL-BEB |  |  |  |  | http://www.toronto.ca/TWONTO#00260 | Sub-Process | Edenbridge Blower Station
| COL-CCC-MISC | Miscellaneous Equipment | COL-CCC |  |  |  |  | http://www.toronto.ca/TWONTO#00260 | Sub-Process | Charles Caccia Park Storm Sanitary Combined Water Tank
| COL-CED-MISC | Miscellaneous Equipment | COL-CED |  |  |  |  | http://www.toronto.ca/TWONTO#00260 | Sub-Process | Coatsworth Cut CSO Storage Tank
| COL-PAB-MISC | Miscellaneous Equipment | COL-PAB |  |  |  |  | http://www.toronto.ca/TWONTO#00260 | Sub-Process | Ashbridges Bay Pumping Station (Coxwell)
| COL-PBF-MISC | Miscellaneous Equipment | COL-PCF |  |  |  |  | http://www.toronto.ca/TWONTO#00260 | Sub-Process | Clark Pumping Station
| COL-PBF-MISC | Miscellaneous Equipment | COL-PBF |  |  |  |  | http://www.toronto.ca/TWONTO#00260 | Sub-Process | Bluffers Park Sewage Pumping Station
| COL-PBG-MISC | Miscellaneous Equipment | COL-PBG |  |  |  |  | http://www.toronto.ca/TWONTO#00260 | Sub-Process | Brule Gardens Sewage Pumping Station
| DP PUMP | Toronto Water - Pump DP | [5 empty] | ? | City
| DP-TW HIERARCHY | Toronto Water - Standard | [5 empty] | ? | Division
| COL-PBP-MISC | Miscellaneous Equipment | COL-PBP |  |  |  |  | http://www.toronto.ca/TWONTO#00260 | Sub-Process | Baby Point Sewage Pumping Station
| COL-PBR-MISC | Miscellaneous Equipment | COL-PBR |  |  |  |  | http://www.toronto.ca/TWONTO#00260 | Sub-Process | Berry Road Sewage Pumping Station
| COL-PBY-MISC | Miscellaneous Equipment | COL-PBY |  |  |  |  | http://www.toronto.ca/TWONTO#00260 | Sub-Process | Brick Yard Sewage Pumping Station
| COL-PCF-MISC | Miscellaneous Equipment | COL-PCF |  |  |  |  | http://www.toronto.ca/TWONTO#00260 | Sub-Process | Clark Pumping Station
| COL-PCP-MISC | Miscellaneous Equipment | COL-PCP |  |  |  |  | http://www.toronto.ca/TWONTO#00260 | Sub-Process | Copeland Pumping Station
| COL-PDA-MISC | Miscellaneous Equipment | COL-PDA |  |  |  |  | http://www.toronto.ca/TWONTO#00260 | Sub-Process | Dacotah Sewage Pumping Station (Algonquin Island PS #2)
77796 | THR-PRM-T-3200 | Tank, Scum, from Hopper T-0330 & 0730, South Primary Tank | THR-PRM-STA-2 | Tank,Non-Pressurized | Tank |  | T | http://www.toronto.ca/TWONTO#00708 |  | South Primary Station 2
77795 | THR-PRM-T-3200 | Tank, Scum, from Hopper T-0330 & 0730, South Primary Tank | THR-PRM-SCUM-T | Tank,Non-Pressurized | Tank |  | T | http://www.toronto.ca/TWONTO#00708 |  | Scum/Sludge Pumping, Tanks & Hopper, South Primary
| COL-PDG-MISC | Miscellaneous Equipment | COL-PDG |  |  |  |  | http://www.toronto.ca/TWONTO#00260 | Sub-Process | Douglas Drive Syphon
| COL-PEV-MISC | Miscellaneous Equipment | COL-PEV |  |  |  |  | http://www.toronto.ca/TWONTO#00260 | Sub-Process | Ellis Sewage Pumping Station
| COL-PFB-MISC | Miscellaneous Equipment | COL-PFB |  |  |  |  | http://www.toronto.ca/TWONTO#00260 | Sub-Process | Fallingbrook Pumping Station
| COL-PFH-MISC | Miscellaneous Equipment | COL-PFH |  |  |  |  | http://www.toronto.ca/TWONTO#00260 | Sub-Process | Fire Hall Sewage Pumping Station (Wards Island PS#4)
| COL-PFI-MISC | Miscellaneous Equipment | COL-PFI |  |  |  |  | http://www.toronto.ca/TWONTO#00260 | Sub-Process | Fifth Street Sewage Pumping Station (Wards Island PS #8)
| COL-PFO-MISC | Miscellaneous Equipment | COL-PFO |  |  |  |  | http://www.toronto.ca/TWONTO#00260 | Sub-Process | Fourth Street Sewage Pumping Station (Wards Island PS#9)
| COL-PGA-MISC | Miscellaneous Equipment | COL-PLB |  |  |  |  | http://www.toronto.ca/TWONTO#00260 | Sub-Process | Long Branch Pumping Station
137892 | THR-PRM-T-3300 | Tank, Scum, from Hopper T-0530, South Primary Tank | THR-PRM-STA-3 | Tank,Non-Pressurized | Tank |  | T | http://www.toronto.ca/TWONTO#00708 |  | South Primary Station 3
| COL-PGA-MISC | Miscellaneous Equipment | COL-PGA |  |  |  |  | http://www.toronto.ca/TWONTO#00260 | Sub-Process | Greyabbey Sewage Pumping Station
| COL-PGB-MISC | Miscellaneous Equipment | COL-PGB |  |  |  |  | http://www.toronto.ca/TWONTO#00260 | Sub-Process | Governors Bridge Sewage Pumping Station
| COL-PGR-MISC | Miscellaneous Equipment | COL-PGR |  |  |  |  | http://www.toronto.ca/TWONTO#00260 | Sub-Process | Grand River Sewage Pumping Station
| COL-PHA-MISC | Miscellaneous Equipment | COL-PHA |  |  |  |  | http://www.toronto.ca/TWONTO#00260 | Sub-Process | Hanlan's Point Sewage Pumping Station
| COL-PHB-MISC | Miscellaneous Equipment | COL-PHB |  |  |  |  | http://www.toronto.ca/TWONTO#00260 | Sub-Process | Humber Sewage Pumping Station
| COL-PHF-MISC | Miscellaneous Equipment | COL-PHF |  |  |  |  | http://www.toronto.ca/TWONTO#00260 | Sub-Process | Highfield Sewage Pumping Station
| COL-PHP-MISC | Miscellaneous Equipment | COL-PHP |  |  |  |  | http://www.toronto.ca/TWONTO#00260 | Sub-Process | High Park Sewage Pumping Station
| COL-PIR-MISC | Miscellaneous Equipment | COL-PIR |  |  |  |  | http://www.toronto.ca/TWONTO#00260 | Sub-Process | Island Road Sewage Pumping Station
| COL-PKG-MISC | Miscellaneous Equipment | COL-PKG |  |  |  |  | http://www.toronto.ca/TWONTO#00260 | Sub-Process | Kingston Rd Pumping Station
| COL-PKG-MISC | Miscellaneous Equipment | COL-PMM |  |  |  |  | http://www.toronto.ca/TWONTO#00260 | Sub-Process | Mimico Pumping Station
| COL-PKP-MISC | Miscellaneous Equipment | COL-PKP |  |  |  |  | http://www.toronto.ca/TWONTO#00260 | Sub-Process | Kennedy Park Sewage Pumping Station
| COL-PKS-MISC | Miscellaneous Equipment | COL-PKS |  |  |  |  | http://www.toronto.ca/TWONTO#00260 | Sub-Process | King St West Sewage Pumping Station
| COL-PLV-MISC | Miscellaneous Equipment | COL-PLV |  |  |  |  | http://www.toronto.ca/TWONTO#00260 | Sub-Process | Livingston Road Pumping Station
| COL-PLV-MISC | Miscellaneous Equipment | COL-PNT |  |  |  |  | http://www.toronto.ca/TWONTO#00260 | Sub-Process | New Toronto Pumping Station
| COL-PMD-MISC | Miscellaneous Equipment | COL-PMD |  |  |  |  | http://www.toronto.ca/TWONTO#00260 | Sub-Process | Midland Pumping Station
137891 | THR-PRM-T-3300 | Tank, Scum, from Hopper T-0530, South Primary Tank | THR-PRM-SCUM-T | Tank,Non-Pressurized | Tank |  | T | http://www.toronto.ca/TWONTO#00708 |  | Scum/Sludge Pumping, Tanks & Hopper, South Primary
58811 | THC-DEW-T-6400 | Tank,BTU 1000 Hopper,Solid Treatment | THC-DEW-CENTRATE | Tank,Non-Pressurized | Tank |  | T | http://www.toronto.ca/TWONTO#00423 |  | Centrate System Dewatering
| COL-PMM-MISC | Miscellaneous Equipment | COL-PMM |  |  |  |  | http://www.toronto.ca/TWONTO#00260 | Sub-Process | Mimico Pumping Station
| COL-PMT-MISC | Miscellaneous Equipment | COL-PMT |  |  |  |  | http://www.toronto.ca/TWONTO#00260 | Sub-Process | Military Trail Sewage Pumping Station
| COL-PMYA-MISC | Miscellaneous Equipment | COL-PMA |  |  |  |  | http://www.toronto.ca/TWONTO#00260 | Sub-Process | Metro Building #1 Sewage Pumping Station
| COL-PMYA-MISC | Miscellaneous Equipment | COL-PMYA |  |  |  |  | http://www.toronto.ca/TWONTO#00260 | Sub-Process | Maryport Sewage Pumping Station 8A (Keele)
| COL-PMYB-MISC | Miscellaneous Equipment | COL-PMB |  |  |  |  | http://www.toronto.ca/TWONTO#00260 | Sub-Process | Metro Building #2 Sewage Pumping Station
| COL-PMYB-MISC | Miscellaneous Equipment | COL-PMYB |  |  |  |  | http://www.toronto.ca/TWONTO#00260 | Sub-Process | Maryport Sewage Pumping Station 8B (Downsview)
| COL-PMY-MISC | Miscellaneous Equipment | COL-PMY |  |  |  |  | http://www.toronto.ca/TWONTO#00260 | Sub-Process | Maryport Sewage Pumping Station
| COL-PMY-MISC | Miscellaneous Equipment | COL-PMYA |  |  |  |  | http://www.toronto.ca/TWONTO#00260 | Sub-Process | Maryport Sewage Pumping Station 8A (Keele)
| COL-PNO-MISC | Miscellaneous Equipment | COL-PNO |  |  |  |  | http://www.toronto.ca/TWONTO#00260 | Sub-Process | Nottawa Sewage Pumping Station (Algonquin Island PS#3)
| COL-PNT-MISC | Miscellaneous Equipment | COL-PNT |  |  |  |  | http://www.toronto.ca/TWONTO#00260 | Sub-Process | New Toronto Pumping Station
| COL-POM-MISC | Miscellaneous Equipment | COL-POM |  |  |  |  | http://www.toronto.ca/TWONTO#00260 | Sub-Process | Old Mill Sewage Pumping Station
| COL-PPU-MISC | Miscellaneous Equipment | COL-PPU |  |  |  |  | http://www.toronto.ca/TWONTO#00260 | Sub-Process | Port Union Road Sewage Pumping Station
| COL-PQW-MISC | Miscellaneous Equipment | COL-PQW |  |  |  |  | http://www.toronto.ca/TWONTO#00260 | Sub-Process | Queensway Sewage Pumping Station
| COL-PRC-MISC | Miscellaneous Equipment | COL-PRC |  |  |  |  | http://www.toronto.ca/TWONTO#00260 | Sub-Process | Rectory Café Sewage Pumping Station (Wards Island PS #5)
| COL-PRD-MISC | Miscellaneous Equipment | COL-PQW |  |  |  |  | http://www.toronto.ca/TWONTO#00260 | Sub-Process | Queensway Sewage Pumping Station
| COL-PRD-MISC | Miscellaneous Equipment | COL-PRD |  |  |  |  | http://www.toronto.ca/TWONTO#00260 | Sub-Process | Redland Pumping Station
| COL-PRG-MISC | Miscellaneous Equipment | COL-PRG |  |  |  |  | http://www.toronto.ca/TWONTO#00260 | Sub-Process | Ridge Valley Pumping Station
| COL-PRR-MISC | Miscellaneous Equipment | COL-PRR |  |  |  |  | http://www.toronto.ca/TWONTO#00260 | Sub-Process | Riverside Sewage Pumping Station
| COL-PRX-MISC | Miscellaneous Equipment | COL-PRX |  |  |  |  | http://www.toronto.ca/TWONTO#00260 | Sub-Process | Roxborough Sewage Pumping Station
| COL-PSB-MISC | Miscellaneous Equipment | COL-PSB |  |  |  |  | http://www.toronto.ca/TWONTO#00260 | Sub-Process | Silverbirch Sewage Pumping Station
| COL-PSD-MISC | Miscellaneous Equipment | COL-PSD |  |  |  |  | http://www.toronto.ca/TWONTO#00260 | Sub-Process | Spadina Sewage Pumping Station
| COL-PSH-MISC | Miscellaneous Equipment | COL-PSH |  |  |  |  | http://www.toronto.ca/TWONTO#00260 | Sub-Process | Senior’s Home Sewage Pumping Station (Wards Island PS#6)
| COL-PSI-MISC | Miscellaneous Equipment | COL-PSI |  |  |  |  | http://www.toronto.ca/TWONTO#00260 | Sub-Process | Sixth Street Sewage Pumping Station (Wards Island PS#11)
| COL-PSK-MISC | Miscellaneous Equipment | COL-PSK |  |  |  |  | http://www.toronto.ca/TWONTO#00260 | Sub-Process | Skydome Sewage Pumping Station
| COL-PSL-MISC | Miscellaneous Equipment | COL-PSL |  |  |  |  | http://www.toronto.ca/TWONTO#00260 | Sub-Process | Sewells Road Sewage Pumping Station
| TAB-PWA-PRJ-0001 | Capital Project for Disinfection | TAB-PWA |  |  |  | PRJ | http://www.toronto.ca/TWONTO#00619 | Mechanical Equipment | Plant Water
| TAB-PWA-PRJ-0001 | Capital Project for Disinfection | TAB-STR-BL |  |  |  | PRJ | http://www.toronto.ca/TWONTO#00619 | Mechanical Equipment | Process Air Blowers & Lube Oil Pumps
| COL-PSM-MISC | Miscellaneous Equipment | COL-PSM |  |  |  |  | http://www.toronto.ca/TWONTO#00260 | Sub-Process | Simcoe St Sewage Pumping Station
| COL-PSP-MISC | Miscellaneous Equipment | COL-PSP |  |  |  |  | http://www.toronto.ca/TWONTO#00260 | Sub-Process | Southport Sewage Pumping Station
| COL-PSS-MISC | Miscellaneous Equipment | COL-PSS |  |  |  |  | http://www.toronto.ca/TWONTO#00260 | Sub-Process | Scott Sewage Pumping Station
| COL-PST-MISC | Miscellaneous Equipment | COL-PST |  |  |  |  | http://www.toronto.ca/TWONTO#00260 | Sub-Process | Strachan Pumping Station
| COL-PSU-MISC | Miscellaneous Equipment | COL-PSU |  |  |  |  | http://www.toronto.ca/TWONTO#00260 | Sub-Process | Sunnyside Pumping Station
| COL-PSW-MISC | Miscellaneous Equipment | COL-PSW |  |  |  |  | http://www.toronto.ca/TWONTO#00260 | Sub-Process | Swansea Pumping Station
| COL-PTD-MISC | Miscellaneous Equipment | COL-PTD |  |  |  |  | http://www.toronto.ca/TWONTO#00260 | Sub-Process | Todmorden Sewage Pumping Station
| COL-PTR-MISC | Miscellaneous Equipment | COL-PTS |  |  |  |  | http://www.toronto.ca/TWONTO#00260 | Sub-Process | Third Street Sewage Pumping Station (Wards Island PS#12)
| COL-PVM-MISC | Miscellaneous Equipment | COL-PVM |  |  |  |  | http://www.toronto.ca/TWONTO#00260 | Sub-Process | Valleymede Sewage Pumping Station
| COL-PWC-MISC | Miscellaneous Equipment | COL-PWC |  |  |  |  | http://www.toronto.ca/TWONTO#00260 | Sub-Process | Wirral Court Sewage Pumping Station
| COL-PWE-MISC | Miscellaneous Equipment | COL-PWE |  |  |  |  | http://www.toronto.ca/TWONTO#00260 | Sub-Process | Wellington Sewage Pumping Station (partial operation)
| COL-PWL-MISC | Miscellaneous Equipment | COL-PWL |  |  |  |  | http://www.toronto.ca/TWONTO#00260 | Sub-Process | Willow Avenue Sewage Pumping Station (Wards Island PS#7)
| COL-PWN-MISC | Miscellaneous Equipment | COL-PWN |  |  |  |  | http://www.toronto.ca/TWONTO#00260 | Sub-Process | Warren Park Pumping Station
| COL-PWP-MISC | Miscellaneous Equipment | COL-PWP |  |  |  |  | http://www.toronto.ca/TWONTO#00260 | Sub-Process | West Point Avenue Sewage Pumping Station
| COL-PWY-MISC | Miscellaneous Equipment | COL-PWY |  |  |  |  | http://www.toronto.ca/TWONTO#00260 | Sub-Process | Wyandot Ave. Sewage Pumping Station (Algonquin Island PS#1)
| COL-RBB-MISC | Miscellaneous Equipment | COL-RBB |  |  |  |  | http://www.toronto.ca/TWONTO#00260 | Sub-Process | Western Beaches Tunnel (Battery Park)-Storm
| COL-RBC-MISC | Miscellaneous Equipment | COL-RBC |  |  |  |  | http://www.toronto.ca/TWONTO#00260 | Sub-Process | Cowan Shaft (WBT)-storm
| COL-RBG-MISC | Miscellaneous Equipment | COL-RBG |  |  |  |  | http://www.toronto.ca/TWONTO#00260 | Sub-Process | Glendale Shaft (WBT)-storm
| COL-SHD-MISC | Miscellaneous Equipment | COL-SHD |  |  |  |  | http://www.toronto.ca/TWONTO#00260 | Sub-Process | Hyde Ave Storm Storage Tank
| COL-SKW-MISC | Miscellaneous Equipment | COL-SKW |  |  |  |  | http://www.toronto.ca/TWONTO#00260 | Sub-Process | Kew Beach Detention Tank (Kenilworth)-storm
| COL-SMC-MISC | Miscellaneous Equipment | COL-SMC |  |  |  |  | http://www.toronto.ca/TWONTO#00260 | Sub-Process | Maclean Detention Tank-storm
| SWM-PBL-MISC | Miscellaneous Equipment | SWM-PBL |  |  |  |  | http://www.toronto.ca/TWONTO#00260 | Sub-Process | Bloor Storm Pumping Station
| SWM-PDU-MISC | Miscellaneous Equipment | SWM-PDU |  |  |  |  | http://www.toronto.ca/TWONTO#00260 | Sub-Process | Dunker's Storm
| SWM-PET-MISC | Miscellaneous Equipment | COL-PSW |  |  |  |  | http://www.toronto.ca/TWONTO#00260 | Sub-Process | Swansea Pumping Station
| TAB-RSP-PIP-0001 | Influent Conduit # 1, Raw Sewage Conduit from High Level | TAB-RSP-PIP |  |  |  | PIP | http://www.toronto.ca/TWONTO#00569 | Mechanical Equipment | Raw Sewage, Influent Conduits # 1-5
| TAB-RSP-PIP-0002 | Influent Conduit # 2, Raw Sewage Conduit from High Level | TAB-RSP-PIP |  |  |  | PIP | http://www.toronto.ca/TWONTO#00569 | Mechanical Equipment | Raw Sewage, Influent Conduits # 1-5
| TAB-RSP-PIP-0003 | Influent Conduit # 3, Raw Sewage Conduit from Coxwell | TAB-RSP-PIP |  |  |  | PIP | http://www.toronto.ca/TWONTO#00569 | Mechanical Equipment | Raw Sewage, Influent Conduits # 1-5
| TAB-RSP-PIP-0004 | Influent Conduit # 4, Raw Sewage Conduit from Coxwell | TAB-RSP-PIP |  |  |  | PIP | http://www.toronto.ca/TWONTO#00569 | Mechanical Equipment | Raw Sewage, Influent Conduits # 1-5
17272 | COL-PKP-SW-0001 | Switch, Main Power | COL-PKP | Switch | Switch |  | SW | http://www.toronto.ca/TWONTO#00594 |  | Kennedy Park Sewage Pumping Station
| TAB-RSP-PIP-1000 | T Building , Raw Sewage Piping | TAB-RSP-T |  |  |  | PIP | http://www.toronto.ca/TWONTO#00569 | Mechanical Equipment | T Building
| TAB-RSP-PIP-2000 | M Building , Raw Sewage Piping | TAB-RSP-M |  |  |  | PIP | http://www.toronto.ca/TWONTO#00569 | Mechanical Equipment | M Building
| SWM-PET-MISC | Miscellaneous Equipment | SWM-PET |  |  |  |  | http://www.toronto.ca/TWONTO#00260 | Sub-Process | Eglinton - Bellamy Storm Pumping Station
| SWM-PIT-MISC | Miscellaneous Equipment | SWM-PIT |  |  |  |  | http://www.toronto.ca/TWONTO#00260 | Sub-Process | Islington Storm Pumping Station
| SWM-PMG-MISC | Miscellaneous Equipment | SWM-PMG |  |  |  |  | http://www.toronto.ca/TWONTO#00260 | Sub-Process | Martin Grove Storm Pumping Station
| SWM-PNQ-MISC | Miscellaneous Equipment | SWM-PNQ |  |  |  |  | http://www.toronto.ca/TWONTO#00260 | Sub-Process | North Queen Storm Pumping Station
| SWM-PPP-MISC | Miscellaneous Equipment | SWM-PPP |  |  |  |  | http://www.toronto.ca/TWONTO#00260 | Sub-Process | Pantry Park Sewage Pumping Station
| SWM-PWD-MISC | Miscellaneous Equipment | SWM-PWD |  |  |  |  | http://www.toronto.ca/TWONTO#00260 | Sub-Process | Warden Storm
| SWM-PWI-MISC | Miscellaneous Equipment | SWM-PWI |  |  |  |  | http://www.toronto.ca/TWONTO#00260 | Sub-Process | Wilson Storm Pumping Station
13670 | FCL-MCS-EQUIP-0001 | Miscellaneous Equipment and Tools | FCL-MCS |  | Tool |  | EQUIP | http://www.toronto.ca/TWONTO#00260 |  | Mechanical Services
| TNT-MCS | Miscellaneous, including Storm Water Tanks | TNT WORK AREA 9 |  |  |  |  | http://www.toronto.ca/TWONTO#00260 | Process | North Toronto Treatment Plant
| TUNNEL SUBSTN_FNCE COMP | Miscellaneous,Tunnel Substation,Fenced Compound | TUNNEL SUBSTATION |  |  |  |  | http://www.toronto.ca/TWONTO#00260 | Electrical Equipment | RUU Substation
| TNT-AER-ML-CHNL | Mixed liquer Channel | TNT-AER |  |  |  |  | http://www.toronto.ca/TWONTO#00260 | Equipment Location | Aeration Treatment
| TNT-FT-ML-CHNL | Mixed liquer Channel, Final Tanks | TNT-FT |  |  |  |  | http://www.toronto.ca/TWONTO#00260 | Equipment Location | Final Tanks 1-5
| TAB-THK-P-MIXED POLY | Mixed Polymer Feed Pumps | TAB-THK-POL |  | Pump |  |  | http://www.toronto.ca/TWONTO#00260
119369 | TAB-THK-T-PYS | Mixed Polymer Solution Day Tanks | TAB-THK-POL |  | Tank |  |  | http://www.toronto.ca/TWONTO#00260 |  | Polymer System
| MTMH221 | MORNINGSIDE STS | TRK-HCK |  |  |  |  | http://www.toronto.ca/TWONTO#00260 | Sub-Process | HIGHLAND CREEK DRAINAGE AREA
| TAB-EL1-MCC | Motor Control Center- North Substation | TAB-ELS-NORTH | Control Panel,MCC |  |  |  | http://www.toronto.ca/TWONTO#00260 | Equipment Location | North Substation
| TAB-EL2-MCC | Motor Control Center- South Substation | TAB-ELS-SOUTH |  |  |  |  | http://www.toronto.ca/TWONTO#00260 | Equipment Location | South Substation
| TAB-EL3-MCC | Motor Control Center- South Substation | TAB-ELS-SEAWALL | Control Panel,MCC |  |  |  | http://www.toronto.ca/TWONTO#00260 | Electrical Equipment | Seawall Substation
| MTMH361 | MOUNT DENNIS CTS | TRK-DON |  |  |  |  | http://www.toronto.ca/TWONTO#00260 | Sub-Process | DON DRAINAGE AREA
| MTMH361 | MOUNT DENNIS CTS | TRK-HMR |  |  |  |  | http://www.toronto.ca/TWONTO#00260 | Sub-Process | HUMBER DRAINAGE AREA
| NORTH SUBSTN_1ST FLR | MSA Substation,1st Floor | TAB_EL1_NS |  |  |  |  | http://www.toronto.ca/TWONTO#00260 | Division | Electrical Distribution,North Substation
| NORTH SUBSTATION_BASEMENT | MSA Substation,Basement | TAB_EL1_NS |  |  |  |  | http://www.toronto.ca/TWONTO#00260 | Division | Electrical Distribution,North Substation
6717 | COL-POM-SW-0001 | Switch, Main Power | COL-POM | Switch | Switch |  | SW | http://www.toronto.ca/TWONTO#00594 |  | Old Mill Sewage Pumping Station
| NORTH SUBSTN_BTTRY RM | MSA Substation,Battery Room | TAB_EL1_NS |  |  |  |  | http://www.toronto.ca/TWONTO#00260 | Division | Electrical Distribution,North Substation
| TAB-SA-T-1010 | Air Receiver Tank, Dewateringl Bldg. | TAB-AI-DEW | Tank,Reservoir |  |  | T | http://www.toronto.ca/TWONTO#00606 | Equipment Location | Air Receiver Tank, Dewateringl Bldg.
| TAB-SA-V-1010 | valve, Pressure Relief | TAB-SA-T-1010 | Valve,Pressure Relief |  |  | V | http://www.toronto.ca/TWONTO#00601 | Equipment Location | Air Receiver Tank, Dewateringl Bldg.
| NRTH SUBSTN_ELE_CNTRL_RM | MSA Substation,Electrical Control Room | TAB_EL1_NS |  |  |  |  | http://www.toronto.ca/TWONTO#00260 | Division | Electrical Distribution,North Substation
| THR-THK-P-MTI | MTI Transfer Pumps & Sludge Holding Tanks | THR-THK |  |  |  |  | http://www.toronto.ca/TWONTO#00260 | Equipment Location | Sludge Thickening
| THR-NGS-CG | Natural Gas System, Co-Generation | THR-CG |  |  |  |  | http://www.toronto.ca/TWONTO#00260 | Sub-Process | Co-Generation
| THR-NGS-CG | Natural Gas System, Co-Generation | THR-DIG |  |  |  |  | http://www.toronto.ca/TWONTO#00260 | Sub-Process | Digester
| THC-NGS | Natural Gas, Enbridge Plant Natural Gas Supply | THC-GRK-MCS | Transmitter,Flow |  |  |  | http://www.toronto.ca/TWONTO#00260 | Sub-sub-process | Mechanical Services
65372 | THC-ELS-NETWORK | Network, Plant Wide | THC-ELS-PS-0003-M | Battery | Network |  |  | http://www.toronto.ca/TWONTO#00260 |  | Emergency Power Equipment, Diesel & UPS, Building M
65373 | THC-ELS-NETWORK | Network, Plant Wide | THC-GRK-ELS | Battery | Network |  |  | http://www.toronto.ca/TWONTO#00260 |  | Electrical Services, Maintenance- virtual entity
120312 | THC-ACC-BLDG U | New Digesters Building HVAC | THC-MCS-HVAC |  | HVAC |  |  | http://www.toronto.ca/TWONTO#00260 |  | Mechanical Services, HVAC
| TAB-HRS-P-CON | New PS - Condensate Pumps | TAB-HRS-STEAM |  |  |  |  | http://www.toronto.ca/TWONTO#00260 | Equipment Location | Plant Steam
| MTMH524 | NEW TORONTO FM/STS | TRK-LVW |  |  |  |  | http://www.toronto.ca/TWONTO#00260 | Sub-Process | LAKEVIEW DRAINAGE AREA
58812 | THC-DEW-T-6400 | Tank,BTU 1000 Hopper,Solid Treatment | THC-INC-FU-1000 | Tank,Non-Pressurized | Tank |  | T | http://www.toronto.ca/TWONTO#00423 |  | Furnace, Incinerator 1000
120314 | THC-ACC-BLDG X | New Workshop WA2 Building HVAC | THC-MCS-HVAC |  | HVAC |  |  | http://www.toronto.ca/TWONTO#00260 |  | Mechanical Services, HVAC
| MTMH130 | NEWTONBROOK STS | TRK-DON |  |  |  |  | http://www.toronto.ca/TWONTO#00260 | Sub-Process | DON DRAINAGE AREA
| FHO-NIT-SYS | NITROGEN SYSTEM | FHO-DOZ |  |  |  |  | http://www.toronto.ca/TWONTO#00260 | Sub-Process | Ozonation System
104791 | NON-DOS-STM-WC | NO DOS entity related work area for SWM Management / Watercourse | SWM-NON-DOS |  | Drain |  |  | http://www.toronto.ca/TWONTO#00260 |  | Non DOS Entity related work area for spill treatment and maintenance chambers
| TAB-SLO-FN | Fans, Odour Control Building | TAB-SLO-LOADING | Fan |  |  |  | x | Obsolete Entity | Sludge Loading - Bio-Solids
| TAB-SLO-FN | Fans, Odour Control Building | TAB-SUSPENDED ENTITY | Fan |  |  |  | x | Obsolete Entity | Suspended entities
136599 | THR-JHSC-AER | North & South Aeration Tanks, & T-14 Gallery | THR-JHSC-WA4 |  | Safety Equipment |  |  | http://www.toronto.ca/TWONTO#00260 |  | Joint Health & Safety Committee WA4
| FCL-ACC-HTR-FNG | North Filter Gallery Heaters HTR-0521A&B: HTR-0529 | [5 empty] | http://www.toronto.ca/TWONTO#00260 | Equipment Location
| FCL-ACC-HTR-530-536 | North Filter Gallery Heaters System HTR-0530: HTR-0536 | FCL-ACC |  |  |  | HTR | http://www.toronto.ca/TWONTO#00260 | Equipment Location | Climate Control (HVAC)
| FCL-ACC-HTR-530-536 | North Filter Gallery Heaters System HTR-0530: HTR-0536 | FCL-ACC-FLT |  |  |  | HTR | http://www.toronto.ca/TWONTO#00260 | Equipment Location | Filter Building HVAC Equipment
| FCL-ACC-HTR-537-544 | North Filter Pipe Gallery Heaters System HTR-0537: HTR-0544 |  |  |  |  | HTR | http://www.toronto.ca/TWONTO#00260 | Equipment Location
76038 | THR-JHSC-NFST | North Final Sedimentation (Round) Tanks 13-21, Upper & Lower Levels | THR-JHSC-WA4 |  | Safety Equipment |  |  | http://www.toronto.ca/TWONTO#00260 |  | Joint Health & Safety Committee WA4
136604 | THR-JHSC-GRITMCC | North Grit MCC Room | THR-JHSC-WA3 |  | Safety Equipment |  |  | http://www.toronto.ca/TWONTO#00260 |  | Joint Health & Safety Committee WA3
| MTMH325 | NORTH MIMINO STS | TRK-HMR |  |  |  |  | http://www.toronto.ca/TWONTO#00260 | Sub-Process | HUMBER DRAINAGE AREA
136607 | THR-JHSC-NPRM | North Primary Tanks & Surrounding Areas | THR-JHSC-WA2 |  | Safety Equipment |  |  | http://www.toronto.ca/TWONTO#00260 |  | Joint Health & Safety Committee WA2
76039 | THR-JHSC-NSS | North Sub Stn.,Sorrounding Area &. MCC Rooms | THR-JHSC-WA3 |  | Safety Equipment |  |  | http://www.toronto.ca/TWONTO#00260 |  | Joint Health & Safety Committee WA3
| TAB-EL1-BLDG-E0001 | North Substation Electrical | TAB-EL1-BLDG-0001 |  |  |  |  | http://www.toronto.ca/TWONTO#00260 | Electrical Equipment | MSA Substation
| TRK-NTO | NORTH TORONTO DRAINAGE AREA | TRK |  |  |  |  | http://www.toronto.ca/TWONTO#00260 | Process | DOS - TRUNK SEWER SYSTEM
| MTMH480 | NORTH TORONTO STM | TRK-DON |  |  |  |  | http://www.toronto.ca/TWONTO#00260 | Sub-Process | DON DRAINAGE AREA
| MTMH480 | NORTH TORONTO STM | TRK-NTO |  |  |  |  | http://www.toronto.ca/TWONTO#00260 | Sub-Process | NORTH TORONTO DRAINAGE AREA
| MTMH125 | NORTH TORONTO STS | TRK-DON |  |  |  |  | http://www.toronto.ca/TWONTO#00260 | Sub-Process | DON DRAINAGE AREA
| TNT | North Toronto Treatment Plant | WWT |  |  |  |  | http://www.toronto.ca/TWONTO#00260 | Facility | Wastewater Treatment
| TNT WORK AREA 9 | North Toronto Treatment Plant | TAB |  |  |  |  | http://www.toronto.ca/TWONTO#00260 | Work Area | Ashbridges Bay Treatment Plant
| MTMH380 | NORTH YORK STM | TRK-DON |  |  |  |  | http://www.toronto.ca/TWONTO#00260 | Sub-Process | DON DRAINAGE AREA
| MTMH380 | NORTH YORK STM | TRK-HMR |  |  |  |  | http://www.toronto.ca/TWONTO#00260 | Sub-Process | HUMBER DRAINAGE AREA
| TAB-DEW-OCS | Odour Control | TAB-DEW SLUDGE FEED |  |  |  |  | http://www.toronto.ca/TWONTO#00260 | Sub-Process | Sludge Feed to Centrifuge System
| THC-ODOUR-HEADHOUSE | Odour Control | THC-STR-ODOUR |  |  |  |  | http://www.toronto.ca/TWONTO#00260 | Equipment Location | Odour Control
| THC-ODOUR-OLD PLANT | Odour Control | THC-STR-ODOUR |  |  |  |  | http://www.toronto.ca/TWONTO#00260 | Equipment Location | Odour Control
| THC-ODOUR-PHASE I-IV | Odour Control | THC-STR-ODOUR |  |  |  |  | http://www.toronto.ca/TWONTO#00260 | Equipment Location | Odour Control
| THC-STR-ODOUR | Odour Control | THC-STR |  |  |  |  | http://www.toronto.ca/TWONTO#00260 | Sub-Process | Secondary Treatment
76040 | THR-JHSC-OCSS | Odour Control Bldg.,Sorrounding Areas & MCC Rooms | THR-JHSC-WA1 |  | Safety Equipment | 41061 |  | x |  | Joint Health & Safety Committee WA1
136608 | THR-JHSC-OCSS | Odour Control Bldg.,Sorrounding Areas & MCC Rooms | THR-JHSC-WA3 |  | Safety Equipment | 41061 |  | x |  | Joint Health & Safety Committee WA3
| TAB-SLO-BIO | Odour Control Facility-WA4 | TAB-SLO-LOADING | Filter |  |  |  | http://www.toronto.ca/TWONTO#00260 | Equipment Location | Sludge Loading - Bio-Solids
| TAB-SLO-BIO | Odour Control Facility-WA4 | TAB-WORK-AREA-4 | Filter |  |  |  | http://www.toronto.ca/TWONTO#00260 | Equipment Location | Work Area 4
| TAB-SLO-BIO | Odour Control Facility-WA4 | TAB-WORK-AREA-SOL | Filter |  |  |  | http://www.toronto.ca/TWONTO#00260 | Equipment Location | TAB Work Area Sol
| THR-OCS | Odour Control System | THR WORK AREA 1 |  |  |  |  | http://www.toronto.ca/TWONTO#00260 | Process | Solid Handling
| THR-OCS | Odour Control System | THR WORK AREA 4 |  |  |  |  | http://www.toronto.ca/TWONTO#00260 | Process | Liquid Handling 2
| TAB-OCS-IPS | Odour control System - IPS | TAB-RSP |  |  |  |  | http://www.toronto.ca/TWONTO#00260 | Mechanical Equipment | Raw Sewage Pumping
| TAB-OCS-IPS | Odour control System - IPS | TAB-RSP-FN |  |  |  |  | http://www.toronto.ca/TWONTO#00260 | Mechanical Equipment | M & T Building - Odour Control Fans & Filters
| TAB-OCS | Odour Control System, Aeration tanks | TAB-WORK-AREA-2 |  |  |  |  | http://www.toronto.ca/TWONTO#00260 | Process | Work Area 2
| TAB-OCS | Odour Control System, Aeration tanks | TAB-WORK-AREA-LIQ |  |  |  |  | http://www.toronto.ca/TWONTO#00260 | Process | TAB Work Area Liq
| THR-OCS-BL | Odour Control System, Blowers | THR-OCS-SB |  |  |  |  | http://www.toronto.ca/TWONTO#00260 | Equipment Location | Odour Control System, Scrubbers
| THR-OCS-OZ | Odour Control System, Ozonator | THR-OCS |  |  |  |  | http://www.toronto.ca/TWONTO#00260 | Equipment Location | Odour Control System
| THR-OCS-P | Odour Control System, Pumps | THR-OCS-SB |  |  |  |  | http://www.toronto.ca/TWONTO#00260 | Equipment Location | Odour Control System, Scrubbers
| THR-OCS-SB | Odour Control System, Scrubbers | THR-OCS |  |  |  |  | http://www.toronto.ca/TWONTO#00260 | Equipment Location | Odour Control System
| THR-OCS-T | Odour Control System, Tanks | THR-OCS |  |  |  |  | http://www.toronto.ca/TWONTO#00260 | Equipment Location | Odour Control System
| THC-OCS-LIQ | Odour Control System, THC Liquid | THCLIQMNT |  |  |  |  | http://www.toronto.ca/TWONTO#00260 | Process | THC Liquids Maintenance
| THC-OCS-SLD | Odour Control System, THC Solid | THCSLDMNT |  |  |  |  | http://www.toronto.ca/TWONTO#00260 | Process | THC Solids Maintenance
| THC-OCS-SLD | Odour Control System, THC Solid | THCSLDOPS |  |  |  |  | http://www.toronto.ca/TWONTO#00260 | Process | THC Solids Operations
| COL-PEV-SW-0001 | Switch, Main Power | COL-PEV | Switch |  |  | SW | http://www.toronto.ca/TWONTO#00594 | Electrical Equipment | Ellis Sewage Pumping Station
| THR-DRN-OCS | Odour Control System, Work Area 1 | THR-DRN-WA1 |  |  |  |  | http://www.toronto.ca/TWONTO#00260 | Mechanical Equipment | Drains, Work Area 1
| THR-OCS-NEW | Odour Control, Biofilter | THR WORK AREA 3 |  |  |  |  | http://www.toronto.ca/TWONTO#00260 | Process | Plant Services
| THR-OCS-NEW | Odour Control, Biofilter | THR WORK AREA 2 |  |  |  |  | http://www.toronto.ca/TWONTO#00260 | Process | Liquid Handling
| THR-OCS-HH | Odour Control, Headhouse | THR-OCS-NEW | UPS |  |  |  | http://www.toronto.ca/TWONTO#00260 | Equipment Location | Odour Control, Biofilter
| THR-GQ-OCS | Odour Control, Work Area 1 | THR-GQ-WA1 |  |  |  |  | http://www.toronto.ca/TWONTO#00260 | Mechanical Equipment | Grounds, Work Area 1
| THR-PLQ-OCS | Odour Control, Work Area 1 | THR-PLQ-WA1 |  |  |  |  | http://www.toronto.ca/TWONTO#00260 | Mechanical Equipment | Plumbing, Work Area 1
| FHO-DOZ-OFFGAS | OFFGAS DESTRUCTION | FHO-DOZ |  |  |  |  | http://www.toronto.ca/TWONTO#00260 | Sub-Process | Ozonation System
120310 | THC-ACC-BLDG Q | Old gas Compressors Building HVAC | THC-MCS-HVAC |  | HVAC |  |  | http://www.toronto.ca/TWONTO#00260 |  | Mechanical Services, HVAC
120303 | THC-ACC-BLDG A | Old Plant Blower Building HVAC | THC-MCS-HVAC |  | HVAC |  |  | http://www.toronto.ca/TWONTO#00260 |  | Mechanical Services, HVAC
| TAB-PRM-OPS | Old PS - Primary Treatment | TAB-PRM |  |  |  |  | http://www.toronto.ca/TWONTO#00260 | Sub-Process | Primary Treatment
| TAB-PRM-STRC--OPS | Old PS Building - Drains, Plumbing, Walls | TAB-PRM-OPS |  |  |  |  | http://www.toronto.ca/TWONTO#00260 | Mechanical Equipment | Old PS - Primary Treatment
58813 | THC-DEW-T-6500 | Tank,BTU 2000 Hopper,Solid Treatment | THC-DEW-CENTRATE | Tank,Non-Pressurized | Tank |  | T | http://www.toronto.ca/TWONTO#00423 |  | Centrate System Dewatering
| TAB-PRM-ELQ-OPS | Old PS Building - Electrical Equipment | TAB-PRM-OPS |  |  |  |  | http://www.toronto.ca/TWONTO#00260 | Electrical Equipment | Old PS - Primary Treatment
| TAB-PRM-INQ-OPS | Old PS Building - Instrumentation Equipment | TAB-PRM-OPS |  |  |  |  | http://www.toronto.ca/TWONTO#00260 | Instrumentation Equipment | Old PS - Primary Treatment
| TAB-PRM-SQ-OPT | Old PS Building - Safety Equipments | TAB-PRM-OPS |  |  |  |  | http://www.toronto.ca/TWONTO#00260 | Mechanical Equipment | Old PS - Primary Treatment
| TAB-PRM-P-OPS | Old PS Building - Scum ,Sludge & Sump Pumps | TAB-PRM-OPS |  | Pump |  |  | http://www.toronto.ca/TWONTO#00260
| TAB-PRM-V-OPS | Old PS Header Valves, Primary Sludge Line 1, 2, & 3 | TAB-PRM-OPS |  |  |  |  | http://www.toronto.ca/TWONTO#00260 | Mechanical Equipment | Old PS - Primary Treatment
| FHO-DOZ-OL-CW | OPEN LOOP COOLING WATER SYSTEM | FHO-DOZ |  |  |  |  | http://www.toronto.ca/TWONTO#00260 | Sub-Process | Ozonation System
| FHA-LAB-CHEM-0001 | Operator Lab Chemicals | FHA-AUX-LAB | Analyzer,Chlorine |  |  | CHEM | http://www.toronto.ca/TWONTO#00260 | Equipment Location | Laboratory and Portable Testing Equipment
| MTMH421 | OTTER CRESENT STS | TRK-NTO |  |  |  |  | http://www.toronto.ca/TWONTO#00260 | Sub-Process | NORTH TORONTO DRAINAGE AREA
| YTF-ELS-LTG-3000 | Outdoor Electrical Equipment | YTF-ELS |  |  |  | LTG | http://www.toronto.ca/TWONTO#00260 | Electrical Equipment | Electrical Equipment
| TNT-OF | Outfall, Weirs, CSO and Detention Tanks | TNT WORK AREA 9 |  |  |  |  | http://www.toronto.ca/TWONTO#00260 | Process | North Toronto Treatment Plant
| TNT-DIG-OFLOW | Overflow Liquor Headers, Digester | TNT-DIG |  |  |  |  | http://www.toronto.ca/TWONTO#00260 | Equipment Location | Digestion
| FHO-DOZ | Ozonation System | FHO WORK AREA 1 |  |  |  |  | http://www.toronto.ca/TWONTO#00260 | Process | Process
| FHO-DOZ-SAMP | Ozone Contact Tank Sampling | FHO-DOZ |  |  |  |  | http://www.toronto.ca/TWONTO#00260 | Sub-Process | Ozonation System
| FHO-DOZ-CW | Ozone Cooling Water | FHO-DOZ |  |  |  |  | http://www.toronto.ca/TWONTO#00260 | Sub-Process | Ozonation System
| FHO-SBS | Ozone Quenching | FHO-DOZ |  |  |  |  | http://www.toronto.ca/TWONTO#00260 | Sub-Process | Ozonation System
| TAB-PRM-P | P Bldg - Primary Treatment | TAB-PRM |  |  |  |  | http://www.toronto.ca/TWONTO#00260 | Sub-Process | Primary Treatment
| TAB-PRM-P-SUMP | P Bldg & Old PS Buildings, Primary Treatment Sump and Unwatering Pumps | TAB-PRM-P-OPS | Pump | Pump |  |  | http://www.toronto.ca/TWONTO#00260
| TAB-PLT-SC-P | P Building - Bar Screens 1 - 6 | TAB-PLT-P | Screen,Bar |  |  |  | http://www.toronto.ca/TWONTO#00260 | Mechanical Equipment | P Building - Preliminary Treatment
| TAB-PRM-STRC-P | P Building - Drains, Plumbing, Walls | TAB-PRM-P |  |  |  |  | http://www.toronto.ca/TWONTO#00260 | Mechanical Equipment | P Bldg - Primary Treatment
| TAB-PLT-ELQ-P | P Building - Electrical Equipment | TAB-PLT-P |  |  |  |  | http://www.toronto.ca/TWONTO#00260 | Electrical Equipment | P Building - Preliminary Treatment
| TAB-PLT-T | P Building - Grit Tanks 1-12 & Hoppers 1 - 6 | TAB-PLT-P |  |  |  |  | http://www.toronto.ca/TWONTO#00260 | Mechanical Equipment | P Building - Preliminary Treatment
| TAB-PRM-INQ-P | P Building - Instrument Equipment | TAB-PRM-P |  |  |  |  | http://www.toronto.ca/TWONTO#00260 | Instrumentation Equipment | P Bldg - Primary Treatment
| TAB-PLT-INQ | P Building - Instrumentation Equipment | TAB-PLT-P |  |  |  |  | http://www.toronto.ca/TWONTO#00260 | Instrumentation Equipment | P Building - Preliminary Treatment
| TAB-OCS-PBLDG | P Building - Odour control System, Fans | TAB-PLT-P | Odour Control |  |  |  | http://www.toronto.ca/TWONTO#00260 | Mechanical Equipment | P Building - Preliminary Treatment
| TAB-PRM-POL | P Building - Polymer system | TAB-PRM-P |  |  |  |  | http://www.toronto.ca/TWONTO#00260 | Mechanical Equipment | P Bldg - Primary Treatment
| TAB-PLT-P | P Building - Preliminary Treatment | TAB-PLT |  |  |  |  | http://www.toronto.ca/TWONTO#00260 | Sub-Process | Preliminary Treatment
| TAB-PRM-P-P | P Building - Primary Sludge Pumping | TAB-PRM-P |  |  |  |  | http://www.toronto.ca/TWONTO#00260 | Mechanical Equipment | P Bldg - Primary Treatment
| TAB-PLT-SQ-P | P Building - Safety Equipment, Atmosphere monitors | TAB-PLT-P |  |  |  |  | http://www.toronto.ca/TWONTO#00260 | Instrumentation Equipment | P Building - Preliminary Treatment
| TAB-PLT-SQ | P Building - Safety Equipment | TAB-PLT-P |  |  |  |  | http://www.toronto.ca/TWONTO#00260 | Mechanical Equipment | P Building - Preliminary Treatment
| TAB-PRM-T-P | P Building - Scum, Sludge Hoppers & Primary Tanks 7 - 9 | TAB-PRM-P |  |  |  |  | http://www.toronto.ca/TWONTO#00260 | Mechanical Equipment | P Bldg - Primary Treatment
| TAB-WA1-AR-0001 | Alternate Rate, Work Area 1 | TAB-WA1 |  |  |  | AR | http://www.toronto.ca/TWONTO#00278 | Building Service | Common to WA1 - Safety, Bldg. Services, , etc.
| TAB-WA1-IR-RTE | WA1 IR route | TAB-ELS-ROUTES |  |  |  |  | http://www.toronto.ca/TWONTO#00442 | Electrical Equipment | Top-level hierarchy for generic entities that represent muliti-equipment inspection routes
| TAB-PLT-P-P | P Building - Sump Pumps, Grit Tanks | TAB-PLT-P | Pump |  |  |  | http://www.toronto.ca/TWONTO#00260 | Mechanical Equipment | P Building - Preliminary Treatment
| TAB-ELS-P BLDG | P Building Outdoor Substation | TAB-WORK-AREA-1 | Switchgear,Outdoor |  |  |  | http://www.toronto.ca/TWONTO#00260 | Equipment Location | Work Area 1
| TAB-WA1-TRG-0001 | WA1 Staff training | TAB-WA1 |  |  |  | TRG | http://www.toronto.ca/TWONTO#00278 | Building Service | Common to WA1 - Safety, Bldg. Services, , etc.
| TAB-ELS-P BLDG | P Building Outdoor Substation | TAB-WORK-AREA-LIQ | Switchgear,Outdoor |  |  |  | http://www.toronto.ca/TWONTO#00260 | Equipment Location | TAB Work Area Liq
| TAB-PLT-LOA-P | P Building, Truck Loading Bay | TAB-PLT-P |  |  |  |  | http://www.toronto.ca/TWONTO#00260 | Mechanical Equipment | P Building - Preliminary Treatment
| TAB-WA2-AR-0001 | TAB WA2 Alternate Rate | TAB-WA2-ADM-0001 |  |  |  | AR | http://www.toronto.ca/TWONTO#00278 | Building Service | Admin. Work- Work Area 2
| TAB-WA2-IR-RTE | WA2 IR route | TAB-ELS-ROUTES |  |  |  |  | http://www.toronto.ca/TWONTO#00442 | Electrical Equipment | Top-level hierarchy for generic entities that represent muliti-equipment inspection routes
| TAB-WA2-OCH-0001 | operation Chalange. Work- Work Area 2 | TAB-WORK-AREA-2 |  |  |  | OCH | http://www.toronto.ca/TWONTO#00278 | Process | Work Area 2
| TAB-WA2-OCH-0001 | operation Chalange. Work- Work Area 2 | TAB-WORK-AREA-LIQ |  |  |  | OCH | http://www.toronto.ca/TWONTO#00278 | Process | TAB Work Area Liq
| TAB-WA2-PRJ-0004 | New Filter instalation in Plant Water Line to Aeration Blowers | TAB-STR-BL |  |  |  | PRJ | http://www.toronto.ca/TWONTO#00619 | Mechanical Equipment | Process Air Blowers & Lube Oil Pumps
| TAB-WA2-TRG-0001 | WA2 Staff training | TAB-STR-STRC |  |  |  | TRG | http://www.toronto.ca/TWONTO#00278 | Building Service | Blower Bldg Services - Drains, Electrical Service(110/220V), Lighting, Plumbing
| TAB-WA3-IR-RTE | WA3 IR route | TAB-ELS-ROUTES |  |  |  |  | http://www.toronto.ca/TWONTO#00442 | Electrical Equipment | Top-level hierarchy for generic entities that represent muliti-equipment inspection routes
| TAB-WA3-TRG-0001 | WA3 Staff Training | TAB-WORK-AREA-SOL |  |  |  | TRG | http://www.toronto.ca/TWONTO#00278 | Building Service | TAB Work Area Sol
| TAB-WA3-TRG-0001 | WA3 Staff Training | TAB-DEW-SERVICES |  |  |  | TRG | http://www.toronto.ca/TWONTO#00278 | Building Service | Dewatering Building Service & Safety Systems
| TAB-PLT-CV-P | P Building, Grit Conveyors | TAB-PLT-P |  |  |  |  | http://www.toronto.ca/TWONTO#00260 | Mechanical Equipment | P Building - Preliminary Treatment
| TAB-PLT-CMP-P | P Building, Screening Compactors | TAB-PLT-P |  |  |  |  | http://www.toronto.ca/TWONTO#00260 | Mechanical Equipment | P Building - Preliminary Treatment
| FHO-PAC | PAC System | FHO-PLT |  |  |  |  | http://www.toronto.ca/TWONTO#00260 | Sub-Process | Preliminary Treatment
| TAB-WA4-IR-RTE | WA4 IR route | TAB-ELS-ROUTES |  |  |  |  | http://www.toronto.ca/TWONTO#00442 | Electrical Equipment | Top-level hierarchy for generic entities that represent muliti-equipment inspection routes
| TAB-WA4-IR-RTE | WA4 IR route | TAB-WA4-ELS |  |  |  |  | http://www.toronto.ca/TWONTO#00442 | Electrical Equipment | WA4 Electric Equipments
| FIS-PACL SBS | PACL ROOM | FIS-GRK |  |  |  |  | http://www.toronto.ca/TWONTO#00260 | Building Service | FIS Buildings & Grounds
| FHO-PCL | PACL System | FHO-PLT |  |  |  |  | http://www.toronto.ca/TWONTO#00260 | Sub-Process | Preliminary Treatment
| TAB-WA4-TRG-0001 | WA4 Staff Training | 50588 |  |  |  | TRG | http://www.toronto.ca/TWONTO#00278 | Building Service | WA4 common to Work Area
| FIS-PCL | PACL System | FIS-PLT |  |  |  |  | http://www.toronto.ca/TWONTO#00260 | Process | Preliminary Treatment
| OTH-PKR | PARKS AND RECREATIONS | OTH |  |  |  |  | http://www.toronto.ca/TWONTO#00260 | Process | DOS - OTHERS
| TAB-WA5-IR-RTE | WA5 IR route | TAB-ELS-ROUTES |  |  |  |  | http://www.toronto.ca/TWONTO#00442 | Electrical Equipment | Top-level hierarchy for generic entities that represent muliti-equipment inspection routes
| TAB-WA5-IR-RTE | WA5 IR route | TAB-WA5-ELS |  |  |  |  | http://www.toronto.ca/TWONTO#00442 | Electrical Equipment | WA5 Electric Equipments
| TAB-WA5-MEQ-0002 | Welding Machine, Portable | TAB-WA5-MCS |  |  |  | MEQ | http://www.toronto.ca/TWONTO#00810 | Mechanical Equipment | Machine Shop- WA5
| MTMH136 | PARLIAMENT STS | TRK-DON |  |  |  |  | http://www.toronto.ca/TWONTO#00260 | Sub-Process | DON DRAINAGE AREA
| PCS EOC CLIENTS | PCS EOC Clients | YTF-SPC1 |  |  |  |  | http://www.toronto.ca/TWONTO#00260 | Computer Equipment | Process Control Systems - Administrative
| TAB-WA5-TRG-0001 | WA5 Staff Training | TAB-DIG-STRC |  |  |  | TRG | http://www.toronto.ca/TWONTO#00278 | Building Service | Digestion Pipe Gallery - Drains, Walls, Lighting, Bldg, Services, PA System, Plumbing, Safety Equipments
| COL-PEV-SW-0001 | Switch, Main Power | COL-PEV-MISC | Switch |  |  | SW | http://www.toronto.ca/TWONTO#00594 | Electrical Equipment | Miscellaneous Equipment
| PCS ITERMINAL SERVER | PCS iTerminal Server | YTF-SPC1 |  |  |  |  | http://www.toronto.ca/TWONTO#00260 | Computer Equipment | Process Control Systems - Administrative
| TAB-WA6-IR-RTE | WA6 IR route | TAB-ELS-ROUTES |  |  |  |  | http://www.toronto.ca/TWONTO#00442 | Electrical Equipment | Top-level hierarchy for generic entities that represent muliti-equipment inspection routes
| TAB-WA6-MEWP-0001 | Mobile Elevating work platform- Genie | TAB-WA6-LD-1000 |  |  |  | MEWP | http://www.toronto.ca/TWONTO#00492 | Division | WA6 portable cranes/hoists, come alongs, slings, wire rope, chains, etc.,
| TAB-WA6-MEWP-0002 | Mobile Elevating work platform- SCISSORLIFT | TAB-WA6-LD-1000 |  |  |  | MEWP | http://www.toronto.ca/TWONTO#00492 | Division | WA6 portable cranes/hoists, come alongs, slings, wire rope, chains, etc.,
| TAB-SLD-STRC | Pelletizer Bldg - Building Services, Drains, Electrical Service(110/220V), Lighting, Plumbing | TAB-SLD |  |  |  |  | http://www.toronto.ca/TWONTO#00260 | Equipment Location | Sludge Drying - Pelletization (OPERATED BY VEOLIA)
| TAB-SLD-F | Pelletizer Bldg. - Filters, Fans & Pellet Cooler Bags | TAB-SLD |  |  |  |  | http://www.toronto.ca/TWONTO#00260 | Equipment Location | Sludge Drying - Pelletization (OPERATED BY VEOLIA)
| TAB-WA6-TRG-0001 | WA6 Staff Training | TAB-WA6 |  |  |  | TRG | http://www.toronto.ca/TWONTO#00278 | Building Service | Common to Projects, Bldg. Services, Z Building
| TAB-WA7-IR-RTE | WA7 IR route | TAB-ELS-ROUTES |  |  |  |  | http://www.toronto.ca/TWONTO#00442 | Electrical Equipment | Top-level hierarchy for generic entities that represent muliti-equipment inspection routes
| TAB-SLD-ROUTING | Pelletizer Bldg. - Material Handling | TAB-SLD |  |  |  |  | http://www.toronto.ca/TWONTO#00260 | Equipment Location | Sludge Drying - Pelletization (OPERATED BY VEOLIA)
| TAB-SLD-FN | Pelletizer Bldg. - Silo System, Fans & Filters | TAB-SLD |  |  |  |  | http://www.toronto.ca/TWONTO#00260 | Equipment Location | Sludge Drying - Pelletization (OPERATED BY VEOLIA)
| TAB-WA7-TRG-0001 | WA7 Staff Training | TAB-GRK |  |  |  | TRG | http://www.toronto.ca/TWONTO#00278 | Building Service | Grounds Equipment, Building Services-WA7
| TAB-SLD-SL | Pelletizer Bldg. - Sludge System, Coater, Dryer & Hopper | TAB-SLD |  |  |  |  | http://www.toronto.ca/TWONTO#00260 | Equipment Location | Sludge Drying - Pelletization (OPERATED BY VEOLIA)
| TAB-WA8-IR-RTE | WA8 IR route | TAB-ELS-ROUTES |  |  |  |  | http://www.toronto.ca/TWONTO#00442 | Electrical Equipment | Top-level hierarchy for generic entities that represent muliti-equipment inspection routes
| TAB-WA8-TRG-0001 | WA8 Staff Training | TAB-WA8 |  |  |  | TRG | http://www.toronto.ca/TWONTO#00278 | Building Service | Common to WA8 Bldg. Services
| TAB-SLD-P | Pelletizer Bldg. - Thermal Oil Heating System, Pumps, Strainer & Expanasion Tanks | TAB-SLD |  |  |  |  | http://www.toronto.ca/TWONTO#00260 | Equipment Location | Sludge Drying - Pelletization (OPERATED BY VEOLIA)
| WTR-PLW-PPE | Personal Protection Equipment - WWA | WTR-WEST-SES |  |  |  |  | http://www.toronto.ca/TWONTO#00260 | Equipment Location | Safety & Lifting Devices
120307 | THC-ACC-BLDG H | Phase I Aeration Building, HVAC | THC-MCS-HVAC |  | HVAC |  |  | http://www.toronto.ca/TWONTO#00260 |  | Mechanical Services, HVAC
58192 | THC-ACC-BLDG O | Phase IV , Building O HVAC | THC-MCS-HVAC |  | HVAC |  |  | http://www.toronto.ca/TWONTO#00260 |  | Mechanical Services, HVAC
| THC-OCS-BLDG-O | Phase IV, Building O Odour Control System | THC-OCS-LIQ |  |  |  |  | http://www.toronto.ca/TWONTO#00260 | Process | Odour Control System, THC Liquid
| THC-OCS-BLDG-O | Phase IV, Building O Odour Control System | THC-OCS-SLD |  |  |  |  | http://www.toronto.ca/TWONTO#00260 | Process | Odour Control System, THC Solid
12112 | FCL-ELS-COM | Phone, Intercom, & Page System UPS | FCL-ELS |  | Communications Equipment |  |  | http://www.toronto.ca/TWONTO#00260 |  | Electrical Distribution
| TAB-PRS | Phosphorous Removal System | TAB-WORK-AREA-3 |  |  |  |  | http://www.toronto.ca/TWONTO#00260 | Process | Work Area 3
| TAB-PRS | Phosphorous Removal System | TAB-WORK-AREA-1 |  |  |  |  | http://www.toronto.ca/TWONTO#00260 | Process | Work Area 1
| TAB-PRS | Phosphorous Removal System | TAB-WORK-AREA-LIQ |  |  |  |  | http://www.toronto.ca/TWONTO#00260 | Process | TAB Work Area Liq
| THR-PRS | Phosphorous Removal System | THR WORK AREA 4 |  |  |  |  | http://www.toronto.ca/TWONTO#00260 | Process | Liquid Handling 2
| THR-PRS-DRN | Phosphorous Removal System, Drain | THR-PRS |  |  |  |  | http://www.toronto.ca/TWONTO#00260 | Equipment Location | Phosphorous Removal System
| THR-PRS-F | Phosphorous Removal System, Filtration | THR-PRS |  |  |  |  | http://www.toronto.ca/TWONTO#00260 | Equipment Location | Phosphorous Removal System
| THR-PRS-P | Phosphorous Removal System, Pumps | THR-PRS |  |  |  |  | http://www.toronto.ca/TWONTO#00260 | Equipment Location | Phosphorous Removal System
| THR-PRS-T | Phosphorous Removal System, Storage Tank | THR-PRS |  |  |  |  | http://www.toronto.ca/TWONTO#00260 | Equipment Location | Phosphorous Removal System
| TAB-PRS2 | Phosphorus Removal System | TAB-WORK-AREA-2 |  |  |  |  | http://www.toronto.ca/TWONTO#00260 | Process | Work Area 2
| TAB-PRS2 | Phosphorus Removal System | TAB-WORK-AREA-LIQ |  |  |  |  | http://www.toronto.ca/TWONTO#00260 | Process | TAB Work Area Liq
| THC-PRS | Phosphorus Removal, sub-process | THC-PRM |  |  |  |  | http://www.toronto.ca/TWONTO#00260 | Sub-Process | Primary Treatment
| TNT-PRS | Phosporus Removal System | TNT-STR |  |  |  |  | http://www.toronto.ca/TWONTO#00260 | Sub-Process | Secondary Treatment
| COM-INORG-P | Pipettes - Inorganic | BOM-LAB-COM-INORG |  |  |  |  | http://www.toronto.ca/TWONTO#00260 | Equipment Location | Laboratory - Inorganic
| THC COMMUNICATIONS | THC Communications | THC-SPC1 |  |  |  |  | http://www.toronto.ca/TWONTO#00278 | Process | Process Control Systems - Administrative
| DEE-INORG-P | Pipettes - Inorganic | BOM-LAB-COM |  |  |  |  | http://www.toronto.ca/TWONTO#00260 | Equipment Location | Laboratory - Commissioners St.
| THC OIT | THC OIT | THC-SPC1 |  |  |  |  | http://www.toronto.ca/TWONTO#00278 | Process | Process Control Systems - Administrative
| THC PLC | THC PLC | THC-SPC1 |  |  |  |  | http://www.toronto.ca/TWONTO#00278 | Process | Process Control Systems - Administrative
| THC SCADA CLIENTS | THC SCADA Clients | THC-SPC1 |  |  |  |  | http://www.toronto.ca/TWONTO#00278 | Process | Process Control Systems - Administrative
| THC SCADA SERVERS | THC SCADA Servers | THC-SPC1 |  |  |  |  | http://www.toronto.ca/TWONTO#00278 | Process | Process Control Systems - Administrative
| THC SCADA SUPPORT | THC SCADA Support | THC-SPC1 |  |  |  |  | http://www.toronto.ca/TWONTO#00278 | Process | Process Control Systems - Administrative
| THC-ACC-DM-1041 | Damper,Motorized | THC-PRM-BLDG-HPU0010 |  |  |  | DM | http://www.toronto.ca/TWONTO#00142 | Division | HPU Building 10
| THC-ACC-DM-1042 | Damper,Motorized | THC-PRM-BLDG-HPU0010 |  |  |  | DM | http://www.toronto.ca/TWONTO#00142 | Division | HPU Building 10
| THC-ACC-DM-1051 | Damper,Motorized | THC-PRM-BLDG-HPU0010 |  |  |  | DM | http://www.toronto.ca/TWONTO#00142 | Division | HPU Building 10
| THC-ACC-DM-1052 | Damper,Motorized | THC-PRM-BLDG-HPU0010 |  |  |  | DM | http://www.toronto.ca/TWONTO#00142 | Division | HPU Building 10
| THC-ACC-DM-1081A | Damper,Motorized | THC-PRM-BLDG-HPU0010 |  |  |  | DM | http://www.toronto.ca/TWONTO#00142 | Division | HPU Building 10
| THC-ACC-DM-1081B | Damper,Motorized | THC-PRM-BLDG-HPU0010 |  |  |  | DM | http://www.toronto.ca/TWONTO#00142 | Division | HPU Building 10
| THC-ACC-DM-4006 | Damper,Motorized, SW Plant, Tunnel T12 | THC-ACC-FN-4006 |  |  |  | DM | http://www.toronto.ca/TWONTO#00142 | Division | Fan, Exhaust, SW Plant, Tunnel T12
| THC-ACC-FN-1080 | Fan, Exhaust, PC10 HPU Building | THC-PRM-BLDG-HPU0010 |  |  |  | FN | http://www.toronto.ca/TWONTO#OWLClass_binid-posum-pozar-motav | Division | HPU Building 10
| THC-ACC-FN-4006 | Fan, Exhaust, SW Plant, Tunnel T12 | THC-ACC-TUNNEL |  |  |  | FN | http://www.toronto.ca/TWONTO#OWLClass_binid-posum-pozar-motav | Division | Plant Tunnels, HVAC
| THC-ACC-FN-4007 | Fan, Exhaust, from Sump Pit in Tunnel T12 & T15 , containing PRM-P-0122/0123 | THC-ACC-TUNNEL |  |  |  | FN | http://www.toronto.ca/TWONTO#OWLClass_binid-posum-pozar-motav | Division | Plant Tunnels, HVAC
| THC-ACC-HTR-1000 | Heater, Electric, SW Plant, Tunnel 15, AHT-15B | THC-ACC-TUNNEL |  |  |  | HTR | http://www.toronto.ca/TWONTO#00418 | Division | Plant Tunnels, HVAC
| THC-ACC-HTR-4007 | Heater, Hydronic Unit Heater, SW Tunnel T12 | THC-ACC-TUNNEL |  |  |  | HTR | http://www.toronto.ca/TWONTO#00418 | Division | Plant Tunnels, HVAC
| THC-ACC-HTR-4012 | Heater, Electric Unit Heater, HPU Building 10, SW Plant | THC-PRM-BLDG-HPU0010 |  |  |  | HTR | http://www.toronto.ca/TWONTO#00418 | Division | HPU Building 10
| THC-ACC-HTR-5000 | Heater, Hydronic Unit Heater, SE Access House Tunnel 33A | THC-ACC-TUNNEL |  |  |  | HTR | http://www.toronto.ca/TWONTO#00418 | Division | Plant Tunnels, HVAC
| THC-ACC-TSH-1080 | Switch, Temperature, High, Exhaust Fan Motor | THC-ACC-FN-1080 |  |  |  | TSH | http://www.toronto.ca/TWONTO#00734 | Division | Fan, Exhaust, PC10 HPU Building
| DEE-INORG-P | Pipettes - Inorganic | BOM-LAB-DEE-INORG |  |  |  |  | http://www.toronto.ca/TWONTO#00260 | Equipment Location | Laboratory - Inorganic
| TAB-INORG-P | Pipettes - Inorganic | BOM-LAB-TAB-INORG |  |  |  |  | http://www.toronto.ca/TWONTO#00260 | Equipment Location | Laboratory - Inorganic
| DEE-ORG-P | Pipettes - Organic | BOM-LAB-DEE-INORG |  |  |  |  | http://www.toronto.ca/TWONTO#00260 | Equipment Location | Laboratory - Inorganic
| DEE-ORG-P | Pipettes - Organic | BOM-LAB-DEE-ORG |  |  |  |  | http://www.toronto.ca/TWONTO#00260 | Equipment Location | Laboratory - Organic
| THR-PIP-WA3 | Piping, Work Area 3 | THR-GRK-PRTY-WA3 |  |  |  |  | http://www.toronto.ca/TWONTO#00260 | Equipment Location | WA3 Property, Humber T. P. for DOS Work Orders
| THR-PIP-WA3 | Piping, Work Area 3 | THR-GRK-WA3 |  |  |  |  | http://www.toronto.ca/TWONTO#00260 | Equipment Location | Buildings & Grounds, Work Area 3
| FHO-ZMC-PIPING | Piping, Zebra Mussel Control System | FHO-ZMC |  |  |  |  | http://www.toronto.ca/TWONTO#00260 | Equipment Location | Zebra Mussel Control System
| FHA-AUX-SA | Plant Air/Instrument Air/Vacuum System | FHA-AUX |  |  |  |  | http://www.toronto.ca/TWONTO#00260 | Sub-Process | Auxiliary Systems
120309 | THC-ACC-BLDG L | Plant Effluent Pumping Station, HVAC | THC-MCS-HVAC |  | HVAC |  |  | http://www.toronto.ca/TWONTO#00260 |  | Mechanical Services, HVAC
| THR-ELS-COMM | Plant External & Internal Phone System | THR-ELS | Silencer |  |  |  | http://www.toronto.ca/TWONTO#00260 | Equipment Location | Electrical Power System
| THR-ELS-COMM | Plant External & Internal Phone System | THR-GRK-WA1 | Silencer |  |  |  | http://www.toronto.ca/TWONTO#00260 | Equipment Location | Building & Grounds Work Area 1
| THC-AER-DL-1201 | Data Logger | THC-AER |  | Control Loop |  | DL | http://www.toronto.ca/TWONTO#00255 |  | AerationTreatment Process
| THC-AER-DL-1301 | Data Logger | THC-AER |  | Control Loop |  | DL | http://www.toronto.ca/TWONTO#00255 |  | AerationTreatment Process
| THC-AER-DL-1302 | Data Logger | THC-AER |  | Control Loop |  | DL | http://www.toronto.ca/TWONTO#00255 |  | AerationTreatment Process
| THC-AER-M-7170 | Motor, Blower, Aeration | THC-AER-BL-7100-I-IV | Motor,AC,Induction |  |  | M | http://www.toronto.ca/TWONTO#00531 | Electrical Equipment | Blower, Aeration System
| THC-AER-M-7170 | Motor, Blower, Aeration | THC-AER-BL-7100 | Motor,AC,Induction |  |  | M | http://www.toronto.ca/TWONTO#00531 | Electrical Equipment | Blower, Aeration
| THC-AER-M-7270 | Motor, Blower, Aeration | THC-AER-BL-7200-I-IV | Motor,AC,Induction |  |  | M | http://www.toronto.ca/TWONTO#00531 | Electrical Equipment | Blower, Aeration System
| THC-AER-M-7270 | Motor, Blower, Aeration | THC-AER-BL-7200 | Motor,AC,Induction |  |  | M | http://www.toronto.ca/TWONTO#00531 | Electrical Equipment | Blower, Aeration
| THC-AER-M-7370 | Motor, Blower, Aeration | THC-AER-BL-7300-I-IV | Motor,AC,Induction |  |  | M | http://www.toronto.ca/TWONTO#00531 | Electrical Equipment | Blower, Aeration System
| THC-AER-M-7470 | Motor, Blower, Aeration | THC-AER-BL-7400-I-IV | Motor,AC,Induction |  |  | M | http://www.toronto.ca/TWONTO#00531 | Electrical Equipment | Blower, Aeration System
| THR-ELS-COMM | Plant External & Internal Phone System | THR-OCS-NEW | Silencer |  |  |  | http://www.toronto.ca/TWONTO#00260 | Equipment Location | Odour Control, Biofilter
| FHO-MCS-HVAC | Plant HVAC | FHO-MCS |  |  |  |  | http://www.toronto.ca/TWONTO#00260 | Sub-Process | Mechanical Services
105817 | TAB-ACC | Plant HVAC Equipment | TAB-WORK-AREA-SEO |  | HVAC |  |  | http://www.toronto.ca/TWONTO#00260 |  | TAB Work Area SEO
105816 | TAB-ACC | Plant HVAC Equipment | TAB-WORK-AREA-6 |  | HVAC |  |  | http://www.toronto.ca/TWONTO#00260 |  | Work Area 6
| THC-AUX-CP-0010 | Control Panel, Sump pumps THC-AUX-P-0011 and 0012 | THC-AUX-LIQUIDS |  |  |  | CP | http://www.toronto.ca/TWONTO#00613 | Electrical Equipment | Auxiliary Systems, Plant Liquids side
| TAB-ACC-INQ | Plant HVAC Equipment - Instrument Equipment | TAB-ACC |  |  |  |  | http://www.toronto.ca/TWONTO#00260 | Instrumentation Equipment | Plant HVAC Equipment
52766 | FCL-MCS-BAS | Plant HVAC System | FCL-MCS |  | HVAC |  |  | http://www.toronto.ca/TWONTO#00260 |  | Mechanical Services
| TAB-WA7-MCS | Plant Miscellaneous Assets | TAB-WORK-AREA-WWPW |  |  |  |  | http://www.toronto.ca/TWONTO#00260 | Process | TAB Work Area WWPW
| TAB-WA7-MCS | Plant Miscellaneous Assets | TAB-WORK-AREA-7 |  |  |  |  | http://www.toronto.ca/TWONTO#00260 | Process | Work Area 7
| THC-CAP-16ECS-MI-01HC | THC Capital Works, Tunnel Concrete Repairs, Contract # 16ECS-MI-01HC | THC-CAP-WA2 |  |  | 37921 | CAP | x | Sub-sub-process | THC WA2 Capital Projects
| THC-CAP-16ECS-MI-01HC | THC Capital Works, Tunnel Concrete Repairs, Contract # 16ECS-MI-01HC | THC-SUSPENDED |  |  | 37921 | CAP | x | Sub-sub-process | Suspended entity
| THC-CAP-BTU-13FS-08WP | THC Capital Works, Biosolids Treatment Upgrade (Incinerator), Contract # 13FS-08WP | THC-CAP-WA1 |  |  | 37922 | BTU | x | Sub-sub-process | THC WA1 Capital Projects
| THC-CAP-BTU-13FS-08WP | THC Capital Works, Biosolids Treatment Upgrade (Incinerator), Contract # 13FS-08WP | THC-SUSPENDED |  |  | 37922 | BTU | x | Sub-sub-process | Suspended entity
| THC-CAPECAP06MCP1307 | THC Capital Works, Electrical Condition Assessment Project - 06 (ECAP-06) MCC Replacement, Contract # MCP-13-07 | THC-CAP-WA3 |  |  | 37925 |  | x | Sub-sub-process | THC WA3 Capital Projects
| THC-CAPECAP06MCP1307 | THC Capital Works, Electrical Condition Assessment Project - 06 (ECAP-06) MCC Replacement, Contract # MCP-13-07 | THC-SUSPENDED |  |  | 37925 |  | x | Sub-sub-process | Suspended entity
| THC-CAP-PLC-9117-14-7076 | THC Capital Works, PLC Platform Migration and Upgrades Project, RFP # 9117-14-7076 | THC-CAP-WA2 |  |  | 37923 | PLC | x | Sub-sub-process | THC WA2 Capital Projects
| THC-CAP-PLC-9117-14-7076 | THC Capital Works, PLC Platform Migration and Upgrades Project, RFP # 9117-14-7076 | THC-SUSPENDED |  |  | 37923 | PLC | x | Sub-sub-process | Suspended entity
| THC-CAP-RAP-9117-13-7066 | THC Capital Works, RAS Pumping, Aeration and Phosphorous Systems Upgrades (RAP), RFP # 9117-13-7066 | THC-CAP-WA2 |  |  | 37924 | RAP | x | Sub-sub-process | THC WA2 Capital Projects
| THC-CAP-RAP-9117-13-7066 | THC Capital Works, RAS Pumping, Aeration and Phosphorous Systems Upgrades (RAP), RFP # 9117-13-7066 | THC-SUSPENDED |  |  | 37924 | RAP | x | Sub-sub-process | Suspended entity
| THC-CAP-WA1 | THC WA1 Capital Projects | THCSLDMNT |  |  |  |  | http://www.toronto.ca/TWONTO#00195 | Sub Area | THC Solids Maintenance
| THC-CAP-WA2 | THC WA2 Capital Projects | THCLIQMNT |  |  |  |  | http://www.toronto.ca/TWONTO#00195 | Sub Area | THC Liquids Maintenance
| THC-CAP-WA3 | THC WA3 Capital Projects | THCLIQOPS |  |  |  |  | http://www.toronto.ca/TWONTO#00195 | Sub Area | THC Liquids Operations
| THC-CAP-WA4 | THC WA4 Capital Projects | THCSLDOPS |  |  |  |  | http://www.toronto.ca/TWONTO#00195 | Sub Area | THC Solids Operations
| THC-CBM | THC-Condition Based Monitoring | THC-GRK-MCS |  |  |  |  | http://www.toronto.ca/TWONTO#00278 | Sub-Process | Mechanical Services
| THC-CBM | THC-Condition Based Monitoring | THC |  |  |  |  | http://www.toronto.ca/TWONTO#00278 | Sub-Process | Highland Creek Treatment Plant
| THC-CBM-0001 | THC-Condition Based Monitoring (virtual entity) used to repair entity links and activity lists | THC |  |  |  | CBM | http://www.toronto.ca/TWONTO#00278 | Instrumentation Equipment | Highland Creek Treatment Plant
| THC-CBM-0001 | THC-Condition Based Monitoring (virtual entity) used to repair entity links and activity lists | THC-CBM |  |  |  | CBM | http://www.toronto.ca/TWONTO#00278 | Instrumentation Equipment | THC-Condition Based Monitoring
26847 | FHO-TRW-T | Plant Reservoir | FHO-TRW |  | Tank |  |  | http://www.toronto.ca/TWONTO#00260 |  | Treated Water System
| FHA-MCS-PWA | Plant Service Water | FHA-MCS |  |  |  |  | http://www.toronto.ca/TWONTO#00260 | Sub-Process | Mechanical
| THC-CWP-DEU-0001 | THC Capital Works Project Disinfection and Electrical Upgrades 21ECS-MI-01HC | THC-CAP-WA2 |  |  |  | DEU | http://www.toronto.ca/TWONTO#00619 | Sub-sub-process | THC WA2 Capital Projects
| THC-CWP-DIGESTERS&WGB | THC Capital Works, Digester Cleaning and Rehabilitation and Waste Gas Burner Upgrades Project, Contract # MCP-13-04 | THC-CAP-WA1 |  |  |  |  | http://www.toronto.ca/TWONTO#00619 | Sub-sub-process | THC WA1 Capital Projects
| THC-CWP-FBI | THC Capital Works, Fluidizide Bed Incineration, Contract # 20ECS-MI-03HC/9117-20-7137;9117-18-7202;21ECS-MI-05HC | THC-CAP-WA1 |  |  |  |  | http://www.toronto.ca/TWONTO#00619 | Sub-sub-process | THC WA1 Capital Projects
| THC-CWP-HEADWKS&OCS | THC Capital Works, Headworks and Odour Control Upgrades, Contract # 13FS-16WP | THC-CAP-WA2 |  |  |  |  | http://www.toronto.ca/TWONTO#00619 | Sub-sub-process | THC WA2 Capital Projects
| THC-CWP-LTU CONTRACT1 | THC Capital Works, Liquid Train Upgrades - Contract 1, Contract # 18ECS-MI-01HC | THC-CAP-WA2 |  |  |  |  | http://www.toronto.ca/TWONTO#00619 | Sub-sub-process | THC WA2 Capital Projects
| THC-CWP-LTU CONTRACT1 | THC Capital Works, Liquid Train Upgrades - Contract 1, Contract # 18ECS-MI-01HC | THC-PRM |  |  |  |  | http://www.toronto.ca/TWONTO#00619 | Sub-sub-process | Primary Treatment
| THC-CWP-PCB-ADMBLD | THC Capital Works, Process Control Building (Administration Building), Contract # MCP-13-19WP | THC-CAP-WA2 |  |  |  |  | http://www.toronto.ca/TWONTO#00619 | Sub-sub-process | THC WA2 Capital Projects
| FCL WORK AREA 2 | Plant Services | FCL |  |  |  |  | http://www.toronto.ca/TWONTO#00260 | Work Area | R L Clark Water Treatment Plant
| THR WORK AREA 3 | Plant Services | THR |  |  |  |  | http://www.toronto.ca/TWONTO#00260 | Work Area | Humber Treatment Plant
| TAB-HRS-STEAM | Plant Steam | TAB-WORK-AREA-6 |  |  |  |  | http://www.toronto.ca/TWONTO#00260 | Process | Work Area 6
| TAB-HRS-STEAM | Plant Steam | TAB-WORK-AREA-SEO |  |  |  |  | http://www.toronto.ca/TWONTO#00260 | Process | TAB Work Area SEO
| PLANT TECH | Plant Techs | FCL-SES-8 |  |  |  |  | http://www.toronto.ca/TWONTO#00260 | Sub-sub-process | Respirator Fit Testing
| THC-ACC-TUNNEL | Plant Tunnels, HVAC | THC-MCS-HVAC |  |  |  |  | http://www.toronto.ca/TWONTO#00260 | Mechanical Equipment | Mechanical Services, HVAC
| FIS-PW | Plant Water | FIS-TRW |  |  |  |  | http://www.toronto.ca/TWONTO#00260 | Sub-Process | Treated Water Production
| THR-PWA | Plant Water | THR-CG |  |  |  |  | http://www.toronto.ca/TWONTO#00260 | Sub-Process | Co-Generation
| TNT-PWA | Plant Water | TNT WORK AREA 9 |  |  |  |  | http://www.toronto.ca/TWONTO#00260 | Process | North Toronto Treatment Plant
| TAB-PWA-ELS | Plant Water - Electrical System | TAB-PWA |  |  |  |  | http://www.toronto.ca/TWONTO#00260 | Equipment Location | Plant Water
| TAB-PWA-F | Plant Water - Filters and Strainers | TAB-PWA |  |  |  |  | http://www.toronto.ca/TWONTO#00260 | Equipment Location | Plant Water
| TAB-PWA-INQ | Plant Water - Instrumentation Equipment | TAB-PWA |  |  |  |  | http://www.toronto.ca/TWONTO#00260 | Equipment Location | Plant Water
| THC-DEW-CF-0312/0313 | Sludge Dewatering, Centrifuge CF-312/313 | THC-DEW-SOLIDS |  |  | 35332 | CF | x | Sub-sub-process | Solids Treatment, System Dewatering
| THC-DEW-CF-0312/0313 | Sludge Dewatering, Centrifuge CF-312/313 | THC-SUSPENDED |  |  | 35332 | CF | x | Sub-sub-process | Suspended entity
| THC-DEW-CF-1300/1400 | Sludge Dewatering, Centrifuge CF-1300/1400 | THC-DEW-SOLIDS |  |  |  | CF | http://www.toronto.ca/TWONTO#00200 | Sub-sub-process | Solids Treatment, System Dewatering
| THC-DEW-CF-1500/1600 | Sludge Dewatering, Centrifuge CF-1500/1600 | THC-DEW-SOLIDS |  |  |  | CF | http://www.toronto.ca/TWONTO#00200 | Sub-sub-process | Solids Treatment, System Dewatering
| TAB-PWA-PUMPS | Plant Water - Pumps | TAB-PWA |  |  |  |  | http://www.toronto.ca/TWONTO#00260 | Sub-Process | Plant Water
52243 | TAB-PWA-SQ | Plant Water - Safetry Equipment | TAB-PWA |  | Safety Equipment |  |  | http://www.toronto.ca/TWONTO#00260 |  | Plant Water
| TAB-PWA-P | Plant Water - Sump Pumps | TAB-PWA |  |  |  |  | http://www.toronto.ca/TWONTO#00260 | Mechanical Equipment | Plant Water
| TAB-PWA-DBLDG | Plant Water System- D Bldg | TAB-WORK-AREA-1 |  |  |  |  | http://www.toronto.ca/TWONTO#00260 | Process | Work Area 1
| TAB-PWA-DBLDG | Plant Water System- D Bldg | TAB-WORK-AREA-LIQ |  |  |  |  | http://www.toronto.ca/TWONTO#00260 | Process | TAB Work Area Liq
| TAB-PWA-DIG | Plant Water - to Digestion sys | TAB-PWA |  |  |  |  | http://www.toronto.ca/TWONTO#00260 | Equipment Location | Plant Water
| TAB-PWA-SC | Plant Water - Travelling Screens | TAB-PWA |  |  |  |  | http://www.toronto.ca/TWONTO#00260 | Equipment Location | Plant Water
| TAB-PWA-V | Plant Water - Valves | TAB-PWA |  |  |  |  | http://www.toronto.ca/TWONTO#00260 | Equipment Location | Plant Water
| TAB-PWA-V1 | Plant Water - Valves, Hydrants | TAB-PWA | Valve |  |  |  | http://www.toronto.ca/TWONTO#00260 | Equipment Location | Plant Water
| TAB-PWA-T | Plant Water - Water Tower | TAB-PWA |  |  |  |  | http://www.toronto.ca/TWONTO#00260 | Equipment Location | Plant Water
| THC-PWA-CITY WATER | Plant Water City Water | THCLIQOPS |  |  |  |  | http://www.toronto.ca/TWONTO#00260 | Process | THC Liquids Operations
| THC-PWA-EFFLUENT | Plant Water Effluent | THC-PWA-CITY WATER |  |  |  |  | http://www.toronto.ca/TWONTO#00260 | Sub-Process | Plant Water City Water
| TAB-PWA-SG | Plant Water -Effluent Inlet Chambers & Sluice Gates, Vlves, Instruments | TAB-PWA |  |  |  |  | http://www.toronto.ca/TWONTO#00260 | Equipment Location | Plant Water
| THC-DIG-0400 | Eliminated Role: Digester 0400 | THC-DIG-DIGESTERS |  |  | 40439 | DIG | x | Equipment Location | Primary Anerobic Digesters 0400-0700
| THC-DIG-0400 | Eliminated Role: Digester 0400 | THC-SUS |  |  | 40439 | DIG | x | Equipment Location | THC records of assets and roles that are no longer in service or exists
| THC-DIG-0500 | Eliminated Role: Digester 0500 | THC-DIG-DIGESTERS |  |  | 40440 | DIG | x | Equipment Location | Primary Anerobic Digesters 0400-0700
| THC-DIG-0500 | Eliminated Role: Digester 0500 | THC-SUS |  |  | 40440 | DIG | x | Equipment Location | THC records of assets and roles that are no longer in service or exists
| THC-DIG-0600 | Eliminated Role: Digester 0600 | THC-DIG-DIGESTERS |  |  | 40441 | DIG | x | Equipment Location | Primary Anerobic Digesters 0400-0700
| THC-DIG-0600 | Eliminated Role: Digester 0600 | THC-SUS |  |  | 40441 | DIG | x | Equipment Location | THC records of assets and roles that are no longer in service or exists
| THC-DIG-0700 | Eliminated Role: Digester 0700 | THC-SUS |  |  | 40442 | DIG | x | Equipment Location | THC records of assets and roles that are no longer in service or exists
| THC-DIG-0700 | Eliminated Role: Digester 0700 | THC-DIG-DIGESTERS |  |  | 40442 | DIG | x | Equipment Location | Primary Anerobic Digesters 0400-0700
| TAB-PWA-HEADERS | Plant Water -Header-valves.Etc., | TAB-PWA |  |  |  |  | http://www.toronto.ca/TWONTO#00260 | Equipment Location | Plant Water
| THC-DIG-C-BOOST-3100 | Eliminated Role: Compressors Unit, Gas Booster, Digester 0400-0700 | THC-DIG-DIGESTERS |  |  | 40432 | BOOST | x | Equipment Location | Primary Anerobic Digesters 0400-0700
| THC-DIG-C-BOOST-3100 | Eliminated Role: Compressors Unit, Gas Booster, Digester 0400-0700 | THC-SUS |  |  | 40432 | BOOST | x | Equipment Location | THC records of assets and roles that are no longer in service or exists
| THC-DIG-C-BOOST-3200 | Eliminated Role: Compressors Unit, Gas Booster, Digester 0400-0700 | THC-DIG-DIGESTERS |  |  | 40431 | BOOST | x | Equipment Location | Primary Anerobic Digesters 0400-0700
| THC-DIG-C-BOOST-3200 | Eliminated Role: Compressors Unit, Gas Booster, Digester 0400-0700 | THC-GHOST |  |  | 40431 | BOOST | x | Equipment Location | THC Records that were created by mistake
| THC-DIG-C-BOOST-3300 | Eliminated Role: Compressors Unit, Gas Booster, Digester 0400-0700 | THC-DIG-DIGESTERS |  |  | 40430 | BOOST | x | Equipment Location | Primary Anerobic Digesters 0400-0700
| THC-DIG-C-BOOST-3300 | Eliminated Role: Compressors Unit, Gas Booster, Digester 0400-0700 | THC-SUS |  |  | 40430 | BOOST | x | Equipment Location | THC records of assets and roles that are no longer in service or exists
| TAB-MCS-DR | Plant Wide - Overhead Doors | TAB-MCS |  |  |  |  | http://www.toronto.ca/TWONTO#00260 | Mechanical Equipment | Mechanical & Machine Shop, Overhead Doors & Sump Pumps
93448 | FHO-MCS-FAL | Plant wide -Fall protection equipments | FHO-MCS-LD | Crane,Overhead,Travelling | Rigging Equipment |  |  | http://www.toronto.ca/TWONTO#00260 |  | Lifting Devices & Elevators
93449 | FHO-MCS-FLT | Plant wide -Mobile Elevating devices | FHO-MCS |  | Lifting Device |  |  | http://www.toronto.ca/TWONTO#00260 |  | Mechanical Services
| COL-PCP-PLQ-0001 | Plumbing Equipment | COL-PCP-MISC | Pump |  |  | PLQ | http://www.toronto.ca/TWONTO#00260 | Mechanical Equipment | Miscellaneous Equipment
| THR-PLQ-WA1 | Plumbing, Work Area 1 | THR-GRK-PRTY-WA1 |  |  |  |  | http://www.toronto.ca/TWONTO#00260 | Equipment Location | WA1 Property, Humber T. P. for DOS Work Orders
| THR-PLQ-WA2 | Plumbing, Work Area 2 | THR-GRK-PRTY-WA2 |  |  |  |  | http://www.toronto.ca/TWONTO#00260 | Equipment Location | WA2 Property, Humber T. P. for DOS Work Orders
| THR-PLQ-WA3 | Plumbing, Work Area 3 | THR-GRK-PRTY-WA3 |  |  |  |  | http://www.toronto.ca/TWONTO#00260 | Equipment Location | WA3 Property, Humber T. P. for DOS Work Orders
| THR-PLQ-WA4 | Plumbing, Work Area 4 | THR-GRK-PRTY-WA4 |  |  |  |  | http://www.toronto.ca/TWONTO#00260 | Equipment Location | WA4 Property, Humber T. P. for DOS Work Oders
| THC-ELS-COM-0001 | Communication Equipment/Telephone | THC-ELS-NETWORK |  |  |  | COM | http://www.toronto.ca/TWONTO#00702 | Electrical Equipment | Network, Plant Wide
| THC-ELS-COM-0001 | Communication Equipment/Telephone | THC-GRK-MAINT |  |  |  | COM | http://www.toronto.ca/TWONTO#00702 | Electrical Equipment | Building Maintenance
| THC-ELS-ELQ-0001 | Electrical Services 110 - 220V | THC-GRK-ELS | Building Service,Electrical 110 - 220 V |  |  | ELQ | http://www.toronto.ca/TWONTO#00283 | Electrical Equipment | Electrical Services, Maintenance- virtual entity
| THC-ELS-ELQ-0001 | Electrical Services 110 - 220V | THC-GRK-MAINT | Building Service,Electrical 110 - 220 V |  |  | ELQ | http://www.toronto.ca/TWONTO#00283 | Electrical Equipment | Building Maintenance
| THC-ELS-INSPECTION | ESA Inspection plant wide | THC-GRK-ELS |  |  |  |  | http://www.toronto.ca/TWONTO#00278 | Electrical Equipment | Electrical Services, Maintenance- virtual entity
| FCL-WWW-POL | Polymer | FCL-WWW |  |  |  |  | http://www.toronto.ca/TWONTO#00260 | Sub-Process | Residue Management
| FHA-WWW-POLY | Polymer | FHA-WWW |  |  |  |  | http://www.toronto.ca/TWONTO#00260 | Sub-Process | Residue Management / Waste Water System
| THC-ELS-PDP-0101B | Distribution Panel, Building I | THC-ELS-PS-0001-I | Control Panel,Electrical |  |  | PDP | http://www.toronto.ca/TWONTO#00110 | Electrical Equipment | Primary Power Equipment, Building I
| THC-ELS-PDP-0101C | Distribution Panel, Building A | THC-ELS-PS-0001-A | Control Panel,Electrical |  |  | PDP | http://www.toronto.ca/TWONTO#00110 | Electrical Equipment | Primary Power Equipment, Building A
| THC-ELS-PDP-0202B | Distribution Panel, Building K | THC-ELS-BLDG-0001 | Control Panel,Electrical |  |  | PDP | http://www.toronto.ca/TWONTO#00110 | Electrical Equipment | Main Substation 4160V Switchgear THC-ELS-BUS-0101/0202 (Gas Insulated Switchgear Substation) Building K
| THC-ELS-PDP-0202B | Distribution Panel, Building K | THC-ELS-PS-0001-K | Control Panel,Electrical |  |  | PDP | http://www.toronto.ca/TWONTO#00110 | Electrical Equipment | Primary Power Equipment, Building K
| THC-ELS-PDP-0300A | Switchgear,Lower Plant 600V Feeder 1, Building A | THC-ELS-PS-0001-A | Control Panel,Electrical |  |  | PDP | http://www.toronto.ca/TWONTO#00110 | Electrical Equipment | Primary Power Equipment, Building A
| THC-ELS-PDP-0301B | Distribution Panel, Building A | THC-ELS-PS-0001-A | Control Panel,Electrical |  |  | PDP | http://www.toronto.ca/TWONTO#00110 | Electrical Equipment | Primary Power Equipment, Building A
| THC-ELS-PDP-0400A | Switchgear,Lower Plant 600V Feeder 2, Building A | THC-ELS-PS-0001-A | Control Panel,Electrical |  |  | PDP | http://www.toronto.ca/TWONTO#00110 | Electrical Equipment | Primary Power Equipment, Building A
| THC-ELS-PDP-0402 | Distribution Panel, Building B | THC-ELS-PS-0001-B | Control Panel,Electrical |  |  | PDP | http://www.toronto.ca/TWONTO#00110 | Electrical Equipment | Primary Power Equipment, Building B
| THC-ELS-PDP-0402A | Distribution Panel, Building A | THC-ELS-PS-0001-A | Control Panel,Electrical |  |  | PDP | http://www.toronto.ca/TWONTO#00110 | Electrical Equipment | Primary Power Equipment, Building A
| THC-ELS-PDP-0402B | Distribution Panel, Building A | THC-ELS-PS-0001-A | Control Panel,Electrical |  |  | PDP | http://www.toronto.ca/TWONTO#00110 | Electrical Equipment | Primary Power Equipment, Building A
| THC-ELS-PDP-0701 | Distribution Panel, Building L | THC-ELS-PS-0001-L | Control Panel,Electrical |  |  | PDP | http://www.toronto.ca/TWONTO#00110 | Electrical Equipment | Primary Power Equipment, Building L
| THC-ELS-PDP-0800 | Distribution Panel, Building L | THC-ELS-PS-0001-L | Control Panel,Electrical |  |  | PDP | http://www.toronto.ca/TWONTO#00110 | Electrical Equipment | Primary Power Equipment, Building L
| THC-ELS-PDP-0802 | Distribution Panel, Building L | THC-ELS-PS-0001-L | Control Panel,Electrical |  |  | PDP | http://www.toronto.ca/TWONTO#00110 | Electrical Equipment | Primary Power Equipment, Building L
| THC-ELS-PDP-1101A | Distribution Panel, Building H | THC-ELS-PS-0001-H | Control Panel,Electrical |  |  | PDP | http://www.toronto.ca/TWONTO#00110 | Electrical Equipment | Primary Power Equipment, Building H
| THC-ELS-PDP-1101B | Distribution Panel, Building S | THC-ELS-PS-0001-S | Control Panel,Electrical |  |  | PDP | http://www.toronto.ca/TWONTO#00110 | Electrical Equipment | Primary Power Equipment, Building S
| THC-ELS-PDP-1202A | Distribution Panel, Building H | THC-ELS-PS-0001-H | Control Panel,Electrical |  |  | PDP | http://www.toronto.ca/TWONTO#00110 | Electrical Equipment | Primary Power Equipment, Building H
| THC-ELS-PDP-1202B | Distribution Panel, Building S | THC-ELS-PS-0001-S | Control Panel,Electrical |  |  | PDP | http://www.toronto.ca/TWONTO#00110 | Electrical Equipment | Primary Power Equipment, Building S
| THC-ELS-PDP-1901 | Distribution Panel, Building K | THC-ELS-BLDG-0001 | Control Panel,Electrical |  |  | PDP | http://www.toronto.ca/TWONTO#00110 | Electrical Equipment | Main Substation 4160V Switchgear THC-ELS-BUS-0101/0202 (Gas Insulated Switchgear Substation) Building K
| THC-ELS-PDP-1901 | Distribution Panel, Building K | THC-ELS-PS-0001-K | Control Panel,Electrical |  |  | PDP | http://www.toronto.ca/TWONTO#00110 | Electrical Equipment | Primary Power Equipment, Building K
| THC-ELS-PDP-2002 | Distribution Panel, Building K | THC-ELS-PS-0001-K | Control Panel,Electrical |  |  | PDP | http://www.toronto.ca/TWONTO#00110 | Electrical Equipment | Primary Power Equipment, Building K
| THC-DEW-POL-FEED | Polymer Feed System Dewatering | THC-DEW-POL |  |  |  |  | http://www.toronto.ca/TWONTO#00260 | Sub-sub-process | Polymer System Dewatering
| THC-DEW-POL-MAKEUP | Polymer Make Up System Dewatering | THC-DEW-POL |  |  |  |  | http://www.toronto.ca/TWONTO#00260 | Sub-sub-process | Polymer System Dewatering
119360 | TAB-THK-T | Polymer Mixing Tanks | TAB-THK-POL |  | Tank |  |  | http://www.toronto.ca/TWONTO#00260 |  | Polymer System
| TAB-DEW POLYMER DIST | Polymer Solution Distribution System | TAB-DEW-POLYMER |  |  |  |  | http://www.toronto.ca/TWONTO#00260 | Sub-Process | Dewatering Polymer System
109324 | TAB-DEW POLYMER PREP | Polymer Solution Preparation & Storage Systems | TAB-DEW-POLYMER |  | Chemical Feeder |  |  | http://www.toronto.ca/TWONTO#00260 |  | Dewatering Polymer System
| FHO-POL | Polymer System | FHO-PLT |  |  |  |  | http://www.toronto.ca/TWONTO#00260 | Sub-Process | Preliminary Treatment
| FIS-POL | Polymer System | FIS-PCL |  |  |  |  | http://www.toronto.ca/TWONTO#00260 | Process | PACL System
| FIS-POL | Polymer System | FIS-PLT |  |  |  |  | http://www.toronto.ca/TWONTO#00260 | Process | Preliminary Treatment
| TAB-THK-POL | Polymer System | TAB-WORK-AREA-SOL |  |  |  |  | http://www.toronto.ca/TWONTO#00260 | Process | TAB Work Area Sol
| TAB-THK-POL | Polymer System | TAB-WORK-AREA-5 |  |  |  |  | http://www.toronto.ca/TWONTO#00260 | Process | Work Area 5
| THC-DEW-POL | Polymer System Dewatering | THC-DEW |  |  |  |  | http://www.toronto.ca/TWONTO#00260 | Sub-Process | Dewatering Process
| THR-THK-POL | Polymer Systems, Sludge Thickening | THR-THK |  |  |  |  | http://www.toronto.ca/TWONTO#00260 | Equipment Location | Sludge Thickening
81733 | TNT-WA9-LD-1000? | portable cranes/hoists, come alongs, slings, wire rope, chains | TNT-GRK | Lifting Device | Lifting Device |  | LD | http://www.toronto.ca/TWONTO#00260 |  | Groundskeeping, Building services, Safety Equipment
81732 | TNT-WA9-LD-1000? | portable cranes/hoists, come alongs, slings, wire rope, chains | TAB-SUSPENDED ENTITY | Lifting Device | Lifting Device |  | LD | http://www.toronto.ca/TWONTO#00260 |  | Suspended entities
| FCL-SES-3 | Portable Gas Detectors | FCL-SES |  |  |  | SES | x | Sub-Process | Safety and Environmental Services
| TAB-STR-ANL-0100 | Portable Meters | TAB-STR-SQ |  |  |  | ANL | http://www.toronto.ca/TWONTO#00260 | Equipment Location | WA2 Safety Equipment,lifting devices, ladders, Eye Wash station, First Aid Kits, Lock out stations
| TAB-STR-ANL-0100 | Portable Meters | TAB-AER |  |  |  | ANL | http://www.toronto.ca/TWONTO#00260 | Equipment Location | Aeration Gallery
| TAB-STR-ANL-0100 | Portable Meters | TAB-AER-INQ |  |  |  | ANL | http://www.toronto.ca/TWONTO#00260 | Equipment Location | Aeration - WA2 Instrumentation Equipment
| THC-ELS-WR-0001-M | Receptacle 600 V, Building M | THC-ELS-PS-0001-M |  |  |  | WR | http://www.toronto.ca/TWONTO#00821 | Electrical Equipment | Primary Power Equipment, Building M
| TAB-SLO-ANL | Portable Meters and Analysers | TAB-WORK-AREA-4 | Filter | Meter |  |  | http://www.toronto.ca/TWONTO#00260
| TAB-SLO-ANL | Portable Meters and Analysers | TAB-WORK-AREA-SOL | Filter | Meter |  |  | http://www.toronto.ca/TWONTO#00260
| FHO-CLB | Post Chlorination System | FHO-DIS |  |  |  |  | http://www.toronto.ca/TWONTO#00260 | Sub-Process | Disinfection
| FCL-CLB | Post-Chlorination | FCL-DIS |  |  |  |  | http://www.toronto.ca/TWONTO#00260 | Sub-Process | Disinfection and Conditioning
| FHA-CLB | Post-Chlorination | FHA-DIS |  |  |  |  | http://www.toronto.ca/TWONTO#00260 | Sub-Process | Disinfection
| FIS-CLB | Post-Chlorination | FIS-DIS |  |  |  |  | http://www.toronto.ca/TWONTO#00260 | Sub-Process | Disinfection
| THC-PWA-POTABLE | Potable Water | THC-PWA-CITY WATER |  |  |  |  | http://www.toronto.ca/TWONTO#00260 | Sub-Process | Plant Water City Water
| THC-PWA-POTAB METER | Potable Water Flow Meters | THC-PWA-CITY WATER |  |  |  |  | http://www.toronto.ca/TWONTO#00260 | Equipment Location | Plant Water City Water
| THC-PWA-POTAB METER | Potable Water Flow Meters | THC-PWA-POTABLE |  |  |  |  | http://www.toronto.ca/TWONTO#00260 | Equipment Location | Potable Water
| FCL-ELS-INQ | Power Management | FCL-ELS |  |  |  |  | http://www.toronto.ca/TWONTO#00260 | Sub-Process | Electrical Distribution
| FHO-ELS-INQ | Power Management | FHO WORK AREA 2 |  |  |  |  | http://www.toronto.ca/TWONTO#00260 | Process | Services
| FHO-ELS-INQ | Power Management | FHO-ELS-PS-0001 |  |  |  |  | http://www.toronto.ca/TWONTO#00260 | Process | Primary Power Equipment
| FHO-CLA | Pre Chlorination System | FHO-DIS |  |  |  |  | http://www.toronto.ca/TWONTO#00260 | Sub-Process | Disinfection
| FCL-CLA | Pre-Chlorination | FCL-DIS |  |  |  |  | http://www.toronto.ca/TWONTO#00260 | Sub-Process | Disinfection and Conditioning
| FCL-CLA1 | Pre-Chlorination | FCL-DIS |  |  |  |  | http://www.toronto.ca/TWONTO#00260 | Sub-Process | Disinfection and Conditioning
| THC-GRK-METR-0001 | Weather Station | THC-GRK-MAINT | Weather Station |  |  | METR | http://www.toronto.ca/TWONTO#00805 | Instrumentation Equipment | Building Maintenance
| THC-GRK-METR-0001 | Weather Station | THC-GRK-ELS | Weather Station |  |  | METR | http://www.toronto.ca/TWONTO#00805 | Instrumentation Equipment | Electrical Services, Maintenance- virtual entity
| THC-GRK-PRTY | Groundskeeping (CMS) | THC-GRK-MAINT |  |  |  |  | http://www.toronto.ca/TWONTO#00278 | Equipment Location | Building Maintenance
| FCL-CLC | Pre-Chlorination | FCL-DIS |  |  |  |  | http://www.toronto.ca/TWONTO#00260 | Sub-Process | Disinfection and Conditioning
| FHA-CLA | Pre-Chlorination | FHA-DIS |  |  |  |  | http://www.toronto.ca/TWONTO#00260 | Sub-Process | Disinfection
| FIS-CLA | Pre-Chorination System | FIS-DIS |  |  |  |  | http://www.toronto.ca/TWONTO#00260 | Sub-Process | Disinfection
| FIS-CLA | Pre-Chorination System | FIS-RW |  |  |  |  | http://www.toronto.ca/TWONTO#00260 | Sub-Process | Raw Water Production
| TAB-PLT-OC | Preliminary Grit Odour Control | TAB-PLT-P |  |  |  |  | http://www.toronto.ca/TWONTO#00260 | Mechanical Equipment | P Building - Preliminary Treatment
| THC-INC-DL-2101 | Data Logger | THC-INC |  | Control Loop |  | DL | http://www.toronto.ca/TWONTO#00255 |  | Incineration Process
| FCL-PLT | Preliminary Treatment | FCL WORK AREA 1 |  |  |  |  | http://www.toronto.ca/TWONTO#00260 | Process | Process
| FHA-PLT | Preliminary Treatment | FHA WORK AREA 1 |  |  |  |  | http://www.toronto.ca/TWONTO#00260 | Process | Process
| FHO-PLT | Preliminary Treatment | FHO WORK AREA 1 |  |  |  |  | http://www.toronto.ca/TWONTO#00260 | Process | Process
| FIS-PLT | Preliminary Treatment | FIS WORK AREA 1 |  |  |  |  | http://www.toronto.ca/TWONTO#00260 | Process | Process
| TAB-PLT | Preliminary Treatment | TAB-WORK-AREA-LIQ |  |  |  |  | http://www.toronto.ca/TWONTO#00260 | Process | TAB Work Area Liq
| THC-INC-LAG-0001 | Ash Lagoon, South | THC-INC | Lagoon |  |  | LAG | http://www.toronto.ca/TWONTO#00156 | Mechanical Equipment | Incineration Process
| THC-INC-LAG-0002 | Ash Lagoon, North | THC-INC | Lagoon |  |  | LAG | http://www.toronto.ca/TWONTO#00156 | Mechanical Equipment | Incineration Process
| TAB-PLT | Preliminary Treatment | TAB-WORK-AREA-1 |  |  |  |  | http://www.toronto.ca/TWONTO#00260 | Process | Work Area 1
| THR-PLT | Preliminary Treatment | THR WORK AREA 2 |  |  |  |  | http://www.toronto.ca/TWONTO#00260 | Process | Liquid Handling
| TNT-PLT | Preliminary Treatment | TNT WORK AREA 9 |  |  |  |  | http://www.toronto.ca/TWONTO#00260 | Process | North Toronto Treatment Plant
| THC-PLT | Preliminary Treatment (Grit and Screenings) | THCLIQMNT |  |  |  |  | http://www.toronto.ca/TWONTO#00260 | Process | THC Liquids Maintenance
| THR-PLT-SC | Preliminary Treatment, Bar Screens | THR-PLT-HH |  |  |  |  | http://www.toronto.ca/TWONTO#00260 | Equipment Location | Preliminary Treatment, Head House
| THR-PLT-DRN | Preliminary Treatment, Drain & Sump Pump | THR-PLT |  |  |  |  | http://www.toronto.ca/TWONTO#00260 | Equipment Location | Preliminary Treatment
| THR-PLT-BL-GRIT | Preliminary Treatment, Grit Bldg. Blowers | THR-PLT-GRITS |  |  |  |  | http://www.toronto.ca/TWONTO#00260 | Equipment Location | Gate,Sluice,Preliminary Treatment, Grit Building
| THR-PLT-T | Preliminary Treatment, Grit Removal Tanks and Grit Bin | THR-PLT-GRITS |  |  |  |  | http://www.toronto.ca/TWONTO#00260 | Equipment Location | Gate,Sluice,Preliminary Treatment, Grit Building
| THR-PLT-HH | Preliminary Treatment, Head House | THR-PLT |  |  |  |  | http://www.toronto.ca/TWONTO#00260 | Equipment Location | Preliminary Treatment
| THR-DRN-PLT | Preliminary Treatment, Work Area 2 | THR-DRN-WA2 |  |  |  |  | http://www.toronto.ca/TWONTO#00260 | Mechanical Equipment | Drains, Work Area 2
| THR-GQ-PLT | Preliminary Treatment, Work Area 2 | THR-GQ-WA2 |  |  |  |  | http://www.toronto.ca/TWONTO#00260 | Mechanical Equipment | Grounds, Work Area 2
| THR-PLQ-PLT | Preliminary Treatment, Work Area 2 | THR-PLQ-WA2 |  |  |  |  | http://www.toronto.ca/TWONTO#00260 | Mechanical Equipment | Plumbing, Work Area 2
82723 | THR-PLT-RPU | Prelimnery Treatement RPUs | THR-SPC |  | Remote Processor Unit |  |  | http://www.toronto.ca/TWONTO#00260 |  | Process Control Systems - Services Area
| THC-DIG-DIGESTERS | Primary Anerobic Digesters 0400-0700 | THC-DIG |  |  |  |  | http://www.toronto.ca/TWONTO#00260 | Sub-Process | Digestion
| THC-PRM-CLAR | Primary Clarification | THC-PRM |  |  |  |  | http://www.toronto.ca/TWONTO#00260 | Sub-Process | Primary Treatment
| THC-PRM-RPU | Primary Clarification RPUs | THC-PRM-CLAR |  |  |  |  | http://www.toronto.ca/TWONTO#00260 | Equipment Location | Primary Clarification
| THC-PRM-RPU | Primary Clarification RPUs | THC-PRM |  |  |  |  | http://www.toronto.ca/TWONTO#00260 | Equipment Location | Primary Treatment
140254 | TNT-DIG-PD | Primary Digester Tanks,Drainage Tanks | TNT-DIG |  | Tank |  |  | http://www.toronto.ca/TWONTO#00260 |  | Digestion
| FHA-ELS-PRIMARY | Primary Electrical System | FHA-ELS |  |  |  |  | http://www.toronto.ca/TWONTO#00260 | Sub-Process | Electrical
| TAB-PWH | Primary Heating Loop | TAB-WORK-AREA-6 |  |  |  |  | http://www.toronto.ca/TWONTO#00260 | Process | Work Area 6
| TAB-PWH | Primary Heating Loop | TAB-WORK-AREA-SEO |  |  |  |  | http://www.toronto.ca/TWONTO#00260 | Process | TAB Work Area SEO
| FHO-ELS-PS-0001 | Primary Power Equipment | FHO WORK AREA 2 |  |  |  | PS | http://www.toronto.ca/TWONTO#00260 | Process | Services
| THC-ELS-PS-0001 | Primary Power Equipment | THC-GRK-ELS |  |  |  | PS | http://www.toronto.ca/TWONTO#00260 | Equipment Location | Electrical Services, Maintenance- virtual entity
| THC-ELS-PS-0001 | Primary Power Equipment | THCLIQOPS |  |  |  | PS | http://www.toronto.ca/TWONTO#00260 | Equipment Location | THC Liquids Operations
125186 | THC-ELS-PS-0001-A | Primary Power Equipment, Building A | THC-GRK-ELS-A |  | Control Panel,MCC |  | PS | http://www.toronto.ca/TWONTO#00260 |  | Building A
65894 | THC-ELS-PS-0001-A | Primary Power Equipment, Building A | THC-ELS-PS-0001 |  | Control Panel,MCC |  | PS | http://www.toronto.ca/TWONTO#00260 |  | Primary Power Equipment
125187 | THC-ELS-PS-0001-B | Primary Power Equipment, Building B | THC-ELS-PS-0001 |  | Control Panel,MCC |  | PS | http://www.toronto.ca/TWONTO#00260 |  | Primary Power Equipment
125188 | THC-ELS-PS-0001-B | Primary Power Equipment, Building B | THC-GRK-ELS-B |  | Control Panel,MCC |  | PS | http://www.toronto.ca/TWONTO#00260 |  | Building B
65895 | THC-ELS-PS-0001-C | Primary Power Equipment, Building C | THC-ELS-PS-0001 |  | Control Panel,MCC |  | PS | http://www.toronto.ca/TWONTO#00260 |  | Primary Power Equipment
125189 | THC-ELS-PS-0001-C | Primary Power Equipment, Building C | THC-GRK-ELS-C |  | Control Panel,MCC |  | PS | http://www.toronto.ca/TWONTO#00260 |  | Building C
125190 | THC-ELS-PS-0001-D | Primary Power Equipment, Building D | THC-ELS-PS-0001 |  | Control Panel,MCC |  | PS | http://www.toronto.ca/TWONTO#00260 |  | Primary Power Equipment
125191 | THC-ELS-PS-0001-D | Primary Power Equipment, Building D | THC-GRK-ELS-D |  | Control Panel,MCC |  | PS | http://www.toronto.ca/TWONTO#00260 |  | Building D
125192 | THC-ELS-PS-0001-E | Primary Power Equipment, Building E | THC-GRK-ELS-E |  | Control Panel,MCC |  | PS | http://www.toronto.ca/TWONTO#00260 |  | Building E
65896 | THC-ELS-PS-0001-E | Primary Power Equipment, Building E | THC-ELS-PS-0001 |  | Control Panel,MCC |  | PS | http://www.toronto.ca/TWONTO#00260 |  | Primary Power Equipment
125193 | THC-ELS-PS-0001-F | Primary Power Equipment, Building F | THC-ELS-PS-0001 |  | Control Panel,MCC |  | PS | http://www.toronto.ca/TWONTO#00260 |  | Primary Power Equipment
125194 | THC-ELS-PS-0001-F | Primary Power Equipment, Building F | THC-GRK-ELS-F |  | Control Panel,MCC |  | PS | http://www.toronto.ca/TWONTO#00260 |  | Building F
| THC-OBSOLETE-WA1 | Obsolete Equipments for WA1 | THCSLDMNT |  |  |  |  | x | Obsolete Entity | THC Solids Maintenance
| THC-OBSOLETE-WA1 | Obsolete Equipments for WA1 | THC-INC |  |  |  |  | x | Obsolete Entity | Incineration Process
| THC-OBSOLETE-WA2 | Obsolete Equipments for WA2 | THCLIQMNT |  |  |  |  | x | Obsolete Entity | THC Liquids Maintenance
125195 | THC-ELS-PS-0001-G | Primary Power Equipment, Building G | THC-GRK-ELS-G |  | Control Panel,MCC |  | PS | http://www.toronto.ca/TWONTO#00260 |  | Building G
65897 | THC-ELS-PS-0001-G | Primary Power Equipment, Building G | THC-ELS-PS-0001 |  | Control Panel,MCC |  | PS | http://www.toronto.ca/TWONTO#00260 |  | Primary Power Equipment
125196 | THC-ELS-PS-0001-H | Primary Power Equipment, Building H | THC-ELS-PS-0001 |  | Control Panel,MCC |  | PS | http://www.toronto.ca/TWONTO#00260 |  | Primary Power Equipment
125197 | THC-ELS-PS-0001-H | Primary Power Equipment, Building H | THC-GRK-ELS-H |  | Control Panel,MCC |  | PS | http://www.toronto.ca/TWONTO#00260 |  | Building H
| THC-OCS-LQ | Odour Control System, THC Liquid | THCSLDMNT |  |  | 47500 |  | x | Process | THC Solids Maintenance
| THC-OCS-LQ | Odour Control System, THC Liquid | THCLIQMNT |  |  | 47500 |  | x | Process | THC Liquids Maintenance
65898 | THC-ELS-PS-0001-I | Primary Power Equipment, Building I | THC-ELS-PS-0001 |  | Control Panel,MCC |  | PS | http://www.toronto.ca/TWONTO#00260 |  | Primary Power Equipment
125198 | THC-ELS-PS-0001-I | Primary Power Equipment, Building I | THC-GRK-ELS-I |  | Control Panel,MCC |  | PS | http://www.toronto.ca/TWONTO#00260 |  | Building I
65899 | THC-ELS-PS-0001-K | Primary Power Equipment, Building K | THC-ELS-PS-0001 |  | Control Panel,MCC |  | PS | http://www.toronto.ca/TWONTO#00260 |  | Primary Power Equipment
125199 | THC-ELS-PS-0001-K | Primary Power Equipment, Building K | THC-GRK-ELS-K |  | Control Panel,MCC |  | PS | http://www.toronto.ca/TWONTO#00260 |  | Building K
125200 | THC-ELS-PS-0001-L | Primary Power Equipment, Building L | THC-ELS-PS-0001 |  | Control Panel,MCC |  | PS | http://www.toronto.ca/TWONTO#00260 |  | Primary Power Equipment
125201 | THC-ELS-PS-0001-L | Primary Power Equipment, Building L | THC-GRK-ELS-L |  | Control Panel,MCC |  | PS | http://www.toronto.ca/TWONTO#00260 |  | Building L
65900 | THC-ELS-PS-0001-M | Primary Power Equipment, Building M | THC-ELS-PS-0001 |  | Control Panel,MCC |  | PS | http://www.toronto.ca/TWONTO#00260 |  | Primary Power Equipment
125202 | THC-ELS-PS-0001-M | Primary Power Equipment, Building M | THC-GRK-ELS-M |  | Control Panel,MCC |  | PS | http://www.toronto.ca/TWONTO#00260 |  | Building M
65901 | THC-ELS-PS-0001-O | Primary Power Equipment, Building O | THC-ELS-PS-0001 |  | Control Panel,MCC |  | PS | http://www.toronto.ca/TWONTO#00260 |  | Primary Power Equipment
65902 | THC-ELS-PS-0001-O | Primary Power Equipment, Building O | THC-GRK-ELS-O |  | Control Panel,MCC |  | PS | http://www.toronto.ca/TWONTO#00260 |  | Building O
125203 | THC-ELS-PS-0001-P | Primary Power Equipment, Building P | THC-ELS-PS-0001 |  | Control Panel,MCC |  | PS | http://www.toronto.ca/TWONTO#00260 |  | Primary Power Equipment
125204 | THC-ELS-PS-0001-P | Primary Power Equipment, Building P | THC-GRK-ELS-P |  | Control Panel,MCC |  | PS | http://www.toronto.ca/TWONTO#00260 |  | Building P
125205 | THC-ELS-PS-0001-Q | Primary Power Equipment, Building Q | THC-GRK-ELS-Q |  | Control Panel,MCC |  | PS | http://www.toronto.ca/TWONTO#00260 |  | Building Q
65903 | THC-ELS-PS-0001-Q | Primary Power Equipment, Building Q | THC-ELS-PS-0001 |  | Control Panel,MCC |  | PS | http://www.toronto.ca/TWONTO#00260 |  | Primary Power Equipment
65904 | THC-ELS-PS-0001-S | Primary Power Equipment, Building S | THC-ELS-PS-0001 |  | Control Panel,MCC |  | PS | http://www.toronto.ca/TWONTO#00260 |  | Primary Power Equipment
125206 | THC-ELS-PS-0001-S | Primary Power Equipment, Building S | THC-GRK-ELS-S |  | Control Panel,MCC |  | PS | http://www.toronto.ca/TWONTO#00260 |  | Building S
125207 | THC-ELS-PS-0001-T | Primary Power Equipment, Building T | THC-ELS-PS-0001 |  | Control Panel,MCC |  | PS | http://www.toronto.ca/TWONTO#00260 |  | Primary Power Equipment
| THC-PLT-PSL-6351 | Switch, Pressure, Degritting Air | THC-PLT-AIR | Pressure Sensor | Control Loop |  | PSL | http://www.toronto.ca/TWONTO#00604 |  | Degritting Air
125208 | THC-ELS-PS-0001-T | Primary Power Equipment, Building T | THC-GRK-ELS-T |  | Control Panel,MCC |  | PS | http://www.toronto.ca/TWONTO#00260 |  | Building T
| THC-PM-WA1 | THC-PM Work Area 1 | THC |  |  |  |  | http://www.toronto.ca/TWONTO#00278 | Process | Highland Creek Treatment Plant
| THC-PM-WA1 | THC-PM Work Area 1 | THCSLDMNT |  |  |  |  | http://www.toronto.ca/TWONTO#00278 | Process | THC Solids Maintenance
| THC-PM-WA2 | THC-PM Work Area 2 | THC |  |  |  |  | http://www.toronto.ca/TWONTO#00278 | Process | Highland Creek Treatment Plant
| THC-PM-WA2 | THC-PM Work Area 2 | THCLIQMNT |  |  |  |  | http://www.toronto.ca/TWONTO#00278 | Process | THC Liquids Maintenance
| THC-PM-WA4 | THC-PM Work Area 4 | THCSLDOPS |  |  |  |  | http://www.toronto.ca/TWONTO#00278 | Process | THC Solids Operations
65905 | THC-ELS-PS-0001-TUN | Primary Power Equipment, Building Tunels | THC-ELS-PS-0001 |  | Control Panel,MCC |  | PS | http://www.toronto.ca/TWONTO#00260 |  | Primary Power Equipment
125209 | THC-ELS-PS-0001-U | Primary Power Equipment, Building U | THC-GRK-ELS-U |  | Control Panel,MCC |  | PS | http://www.toronto.ca/TWONTO#00260 |  | Building U, Anaerobic Digesters Bldg.
65906 | THC-ELS-PS-0001-U | Primary Power Equipment, Building U | THC-ELS-PS-0001 |  | Control Panel,MCC |  | PS | http://www.toronto.ca/TWONTO#00260 |  | Primary Power Equipment
28909 | FIS-ELS-PS-0001 | Primary Power System | FIS-ELS |  | Switch |  | PS | http://www.toronto.ca/TWONTO#00260 |  | System, Electrical Distribution System
| THC-PRM-DM-0981B | Damper,Motorized | THC-PRM-BLDG-HPU0010 |  |  |  | DM | http://www.toronto.ca/TWONTO#00142 | Division | HPU Building 10
| THC-PRM-DM-1041 | Damper,Motorized | THC-PRM-BLDG-HPU0010 |  |  |  | DM | http://www.toronto.ca/TWONTO#00142 | Division | HPU Building 10
| THC-PRM-DM-1042 | Damper,Motorized | THC-PRM-BLDG-HPU0010 |  |  |  | DM | http://www.toronto.ca/TWONTO#00142 | Division | HPU Building 10
| THC-PRM-DM-1051 | Damper/Louver, Damper 1051 | THC-PRM-BLDG-HPU0010 |  |  |  | DM | http://www.toronto.ca/TWONTO#00142 | Division | HPU Building 10
| THC-PRM-DM-1052 | Damper/Louver, Damper 1052 | THC-PRM-BLDG-HPU0010 |  |  |  | DM | http://www.toronto.ca/TWONTO#00142 | Division | HPU Building 10
| THC-PRM-DM-1081A | Damper,Motorized | THC-PRM-BLDG-HPU0010 |  |  |  | DM | http://www.toronto.ca/TWONTO#00142 | Division | HPU Building 10
| THC-PRM-DM-1081B | Damper,Motorized | THC-PRM-BLDG-HPU0010 |  |  |  | DM | http://www.toronto.ca/TWONTO#00142 | Division | HPU Building 10
113254 | TAB-EL3-LP-2732 | Transformer,Indoor,Plant Water Pumping Station | TAB-EL3-TS-6732 | Control Panel,Lighting | Power Distribution Panel |  | LP | ? |  | Automatic Transfer Switch,Indoor,Plant Water Pumping Station
| THC-PRM-LI-0906 | Sight, Glass, Oil Tank 0910 | THC-PRM-T-0910 |  |  |  | LI | http://www.toronto.ca/TWONTO#fufop-dabag-pazir-kital | Instrumentation Equipment | Oil Tank, Hydraulic Power System for Sludge Bottom Scraper Mechanism, Primary Clarifier 0900, SW Plant
| THC-PRM-LI-0916 | Sight, Glass, Oil Tank 0970 | THC-PRM-T-0970 |  |  |  | LI | http://www.toronto.ca/TWONTO#fufop-dabag-pazir-kital | Instrumentation Equipment | Oil Tank, Hydraulic Power System for Scum Skimmer System, Primary Clarifier 0900
| THC-PRM-LI-0943 | Sight, Glass, Fan 0940 | THC-PRM-FN-0940 |  |  |  | LI | http://www.toronto.ca/TWONTO#fufop-dabag-pazir-kital | Instrumentation Equipment | Fan, Heat Exchange, Fan 0940
| THC-PRM-LI-0953 | Sight, Glass, Fan 0970 | THC-PRM-FN-0970 |  |  |  | LI | http://www.toronto.ca/TWONTO#fufop-dabag-pazir-kital | Instrumentation Equipment | Fan, Heat Exchange, Fan 0970
| THC-PRM-LI-1006 | Sight, Glass, Oil Tank 1010 | THC-PRM-T-1010 |  |  |  | LI | http://www.toronto.ca/TWONTO#fufop-dabag-pazir-kital | Division | Tank, Hydraulic Power System for Sludge Bottom Scraper Mechanism, Tank 1000, Primary Clarifier
| THC-PRM-LI-1016 | Sight, Glass, Oil Tank 1070 | THC-PRM-T-1070 |  |  |  | LI | http://www.toronto.ca/TWONTO#fufop-dabag-pazir-kital | Division | Oil Tank, Hydraulic Power System for Scum Skimmer System, Primary Clarifier 1000
| THC-PRM-LI-1043 | Sight, Glass, Fan 1040 | THC-PRM-FN-1040 |  |  |  | LI | http://www.toronto.ca/TWONTO#fufop-dabag-pazir-kital | Division | Fan, Heat Exchange, Fan 1040
| THC-PRM-LI-1053 | Sight, Glass, Fan 1070 | THC-PRM-FN-1070 |  |  |  | LI | http://www.toronto.ca/TWONTO#fufop-dabag-pazir-kital | Division | Fan, Heat Exchange, Fan 1070
| THC-PRM-LIT-1002 | Transmitter, Level, Tank Level Indicator, Oil Tank 1010 | THC-PRM-T-1010 |  |  |  | LIT | http://www.toronto.ca/TWONTO#00467 | Division | Tank, Hydraulic Power System for Sludge Bottom Scraper Mechanism, Tank 1000, Primary Clarifier
| THC-PRM-LIT-1012 | Transmitter, Level, Tank Level Indicator, Oil Tank 1070 | THC-PRM-T-1070 |  |  |  | LIT | http://www.toronto.ca/TWONTO#00467 | Division | Oil Tank, Hydraulic Power System for Scum Skimmer System, Primary Clarifier 1000
| THC-PRM-LSLL-1005 | Switch, Float, Level-Low Low, Oil Tank 1010 | THC-PRM-T-1010 |  |  |  | LSLL | http://www.toronto.ca/TWONTO#00466 | Division | Tank, Hydraulic Power System for Sludge Bottom Scraper Mechanism, Tank 1000, Primary Clarifier
| THC-PRM-LSLL-1015 | Switch, Float, Level-Low Low, Oil Tank 1070 | THC-PRM-T-1070 |  |  |  | LSLL | http://www.toronto.ca/TWONTO#00466 | Division | Oil Tank, Hydraulic Power System for Scum Skimmer System, Primary Clarifier 1000
| THC-PRM-PI-1021 | Pressure Sensor, Gauge, Oil Tank 1010 | THC-PRM-P-1020 |  |  |  | PI | http://www.toronto.ca/TWONTO#punol-kujib-zolom-dolav | Division | Pump, Vane, Oil Tank 1010
| THC-PRM-PI-1031 | Pressure Sensor, Gauge, Oil Tank 1010 | THC-PRM-P-1030 |  |  |  | PI | http://www.toronto.ca/TWONTO#punol-kujib-zolom-dolav | Division | Pump, Vane, Oil Tank 1010
| THC-PRM-PI-1081 | Pressure Sensor, Gauge, Oil Tank 1070 | THC-PRM-P-1080 |  |  |  | PI | http://www.toronto.ca/TWONTO#punol-kujib-zolom-dolav | Division | Pump, Centrifugal, Oil Tank 1070
| THC-PRM-PI-1091 | Pressure Sensor, Gauge, Oil Tank 1070 | THC-PRM-P-1090 |  |  |  | PI | http://www.toronto.ca/TWONTO#punol-kujib-zolom-dolav | Division | Pump, Centrifugal, Oil Tank 1070
| THC-PRM-PSH-6915 | Switch, Pressure, Pump, Tank 0100 & 0200, Primary Scum Distribution | THC-PRM-P-6910 | Pressure Sensor | Control Loop |  | PSH | http://www.toronto.ca/TWONTO#00604 |  | Pump, Scum Transfer, Rotary Lobe, Primary Tank 0100 & 0200, Primary Scum Distribution
| THC-PRM-PSH-6935 | Switch, Pressure, Pump, Tank 0300 & 0400, Primary Scum Distribution | THC-PRM-P-6930 | Pressure Sensor | Control Loop |  | PSH | http://www.toronto.ca/TWONTO#00604 |  | Pump, Scum Transfer, Rotary Lobe, Primary, Tank 0300 & 0400, Primary Scum Distribution
| THC-PRM-PSH-6955 | Switch, Pressure, Pump, Tank 0500 & 0600, Primary Scum Distribution | THC-PRM-P-6950 | Pressure Sensor | Control Loop |  | PSH | http://www.toronto.ca/TWONTO#00604 |  | Pump, Scum Transfer, Rotary Lobe, Primary, Tank 0500 & 0600, Primary Scum Distribution
| THC-PRM-PSH-6975 | Switch, Pressure, Pump, Tank 0700 & 0800, Primary Scum Distribution | THC-PRM-P-6970 | Pressure Sensor | Control Loop |  | PSH | http://www.toronto.ca/TWONTO#00604 |  | Pump, Scum Transfer, Rotary Lobe, Primary, Tank 0700 & 0800, Primary Scum Distribution
| THC-PRM-PT-1011A | Transmitter, Pressure, Collect Line, Valve 1011 | THC-PRM-V-1011 |  |  |  | PT | http://www.toronto.ca/TWONTO#00605 | Division | Valve, Hydraulic Cylinder, Bottom Scraper, Primary Clarifier 1000, SW Plant
| THC-PRM-PT-1011B | Transmitter, Pressure, Return Line, Valve 1011 | THC-PRM-V-1011 |  |  |  | PT | http://www.toronto.ca/TWONTO#00605 | Division | Valve, Hydraulic Cylinder, Bottom Scraper, Primary Clarifier 1000, SW Plant
| THC-PRM-PT-1012A | Transmitter, Pressure, Collect Line, Valve 1012 | THC-PRM-V-1012 |  |  |  | PT | http://www.toronto.ca/TWONTO#00605 | Division | Valve, Hydraulic Cylinder, Bottom Scraper, Primary Clarifier 1000, SW Plant
| THC-PRM-PT-1012B | Transmitter, Pressure, Return Line, Valve 1012 | THC-PRM-V-1012 |  |  |  | PT | http://www.toronto.ca/TWONTO#00605 | Division | Valve, Hydraulic Cylinder, Bottom Scraper, Primary Clarifier 1000, SW Plant
| THC-PRM-PT-1013A | Transmitter, Pressure, Collect Line, Valve 1013 | THC-PRM-V-1013 |  |  |  | PT | http://www.toronto.ca/TWONTO#00605 | Division | Valve, Hydraulic Cylinder, Bottom Scraper, Primary Clarifier 1000, SW Plant
| THC-PRM-PT-1013B | Transmitter, Pressure, Return Line, Valve 1013 | THC-PRM-V-1013 |  |  |  | PT | http://www.toronto.ca/TWONTO#00605 | Division | Valve, Hydraulic Cylinder, Bottom Scraper, Primary Clarifier 1000, SW Plant
| THC-PRM-PT-1014A | Transmitter, Pressure, Collect Line, Valve 1014 | THC-PRM-V-1014 |  |  |  | PT | http://www.toronto.ca/TWONTO#00605 | Division | Valve, Hydraulic Cylinder, Bottom Scraper, Primary Clarifier 1000, SW Plant
| THC-PRM-PT-1014B | Transmitter, Pressure, Return Line, Valve 1014 | THC-PRM-V-1014 |  |  |  | PT | http://www.toronto.ca/TWONTO#00605 | Division | Valve, Hydraulic Cylinder, Bottom Scraper, Primary Clarifier 1000, SW Plant
| THC-PRM-PT-1022 | Transmitter, Pressure, Pump Pressure, Oil Tank 1010 | THC-PRM-P-1020 |  |  |  | PT | http://www.toronto.ca/TWONTO#00605 | Division | Pump, Vane, Oil Tank 1010
| THC-PRM-PT-1032 | Transmitter, Pressure, Pump Pressure, Oil Tank 1010 | THC-PRM-P-1030 |  |  |  | PT | http://www.toronto.ca/TWONTO#00605 | Division | Pump, Vane, Oil Tank 1010
| THC-PRM-PT-1082 | Transmitter, Pressure, Pump Pressure, Oil Tank 1070 | THC-PRM-P-1080 |  |  |  | PT | http://www.toronto.ca/TWONTO#00605 | Division | Pump, Centrifugal, Oil Tank 1070
| THC-PRM-PT-1092 | Transmitter, Pressure, Pump Pressure, Oil Tank 1070 | THC-PRM-P-1090 |  |  |  | PT | http://www.toronto.ca/TWONTO#00605 | Division | Pump, Centrifugal, Oil Tank 1070
| THR-PRM-T | Primary Sedimentation Tanks | THR-PRM |  |  |  |  | http://www.toronto.ca/TWONTO#00260 | Equipment Location | Primary Treatment
| THR-PRM-T | Primary Sedimentation Tanks | THR-PRM-SOUTH |  |  |  |  | http://www.toronto.ca/TWONTO#00260 | Equipment Location | Primary Treatment, South Primary
| THC-PRM-TC-1007 | Temperature, Control, Oil Tank 1010 | THC-PRM-T-1010 |  |  |  | TC | http://www.toronto.ca/TWONTO#00614 | Division | Tank, Hydraulic Power System for Sludge Bottom Scraper Mechanism, Tank 1000, Primary Clarifier
| THC-PRM-TC-1017 | Temperature, Control, Oil Tank 1070 | THC-PRM-T-1070 |  |  |  | TC | http://www.toronto.ca/TWONTO#00614 | Division | Oil Tank, Hydraulic Power System for Scum Skimmer System, Primary Clarifier 1000
| THC-PRM-TI-1004 | Temperature, Indicate, Oil Tank 1010 | THC-PRM-T-1010 |  |  |  | TI | http://www.toronto.ca/TWONTO#tujad-guzov-jilok-tubav | Division | Tank, Hydraulic Power System for Sludge Bottom Scraper Mechanism, Tank 1000, Primary Clarifier
| THC-PRM-TI-1014 | Temperature, Indicate, Oil Tank 1070 | THC-PRM-T-1070 |  |  |  | TI | http://www.toronto.ca/TWONTO#tujad-guzov-jilok-tubav | Division | Oil Tank, Hydraulic Power System for Scum Skimmer System, Primary Clarifier 1000
| THC-PRM-TIC-1018 | Temperature, Indicate Control, Heat Trace | THC-PRM-BLDG-HPU0010 |  |  |  | TIC | http://www.toronto.ca/TWONTO#00614 | Division | HPU Building 10
| THC-PRM-TT-1003 | Transmitter, Temperature, Oil Tank 1010 | THC-PRM-T-1010 |  |  |  | TT | http://www.toronto.ca/TWONTO#00735 | Division | Tank, Hydraulic Power System for Sludge Bottom Scraper Mechanism, Tank 1000, Primary Clarifier
| THC-PRM-TT-1013 | Transmitter, Temperature, Oil Tank 1070 | THC-PRM-T-1070 |  |  |  | TT | http://www.toronto.ca/TWONTO#00735 | Division | Oil Tank, Hydraulic Power System for Scum Skimmer System, Primary Clarifier 1000
| THR-PRM-T-N | Primary Sedimentation Tanks- North | THR-PRM |  |  |  |  | http://www.toronto.ca/TWONTO#00260 | Equipment Location | Primary Treatment
| THC-PRM-V-1011A | Valve, Solenoid, Collect, Valve 1011 | THC-PRM-V-1011 |  |  |  | V | http://www.toronto.ca/TWONTO#00694 | Division | Valve, Hydraulic Cylinder, Bottom Scraper, Primary Clarifier 1000, SW Plant
| THC-PRM-V-1011B | Valve, Solenoid, Return, Valve 1011 | THC-PRM-V-1011 |  |  |  | V | http://www.toronto.ca/TWONTO#00694 | Division | Valve, Hydraulic Cylinder, Bottom Scraper, Primary Clarifier 1000, SW Plant
| THR-PRM-T-N | Primary Sedimentation Tanks- North | THR-PRM-T |  |  |  |  | http://www.toronto.ca/TWONTO#00260 | Equipment Location | Primary Sedimentation Tanks
| THC-PRM-V-1012A | Valve, Solenoid, Collect, Valve 1012 | THC-PRM-V-1012 |  |  |  | V | http://www.toronto.ca/TWONTO#00694 | Division | Valve, Hydraulic Cylinder, Bottom Scraper, Primary Clarifier 1000, SW Plant
| THC-PRM-V-1012B | Valve, Solenoid, Return, Valve 1012 | THC-PRM-V-1012 |  |  |  | V | http://www.toronto.ca/TWONTO#00694 | Division | Valve, Hydraulic Cylinder, Bottom Scraper, Primary Clarifier 1000, SW Plant
| THR-PRM-T-S | Primary Sedimentation Tanks- South | THR-PRM |  |  |  |  | http://www.toronto.ca/TWONTO#00260 | Equipment Location | Primary Treatment
| THC-PRM-V-1013A | Valve, Solenoid, Collect, Valve 1013 | THC-PRM-V-1013 |  |  |  | V | http://www.toronto.ca/TWONTO#00694 | Division | Valve, Hydraulic Cylinder, Bottom Scraper, Primary Clarifier 1000, SW Plant
| THC-PRM-V-1013B | Valve, Solenoid, Return, Valve 1013 | THC-PRM-V-1013 |  |  |  | V | http://www.toronto.ca/TWONTO#00694 | Division | Valve, Hydraulic Cylinder, Bottom Scraper, Primary Clarifier 1000, SW Plant
| THR-PRM-T-S | Primary Sedimentation Tanks- South | THR-PRM-T |  |  |  |  | http://www.toronto.ca/TWONTO#00260 | Equipment Location | Primary Sedimentation Tanks
| THC-PRM-V-1014A | Valve, Solenoid, Collect, Valve 1014 | THC-PRM-V-1014 |  |  |  | V | http://www.toronto.ca/TWONTO#00694 | Division | Valve, Hydraulic Cylinder, Bottom Scraper, Primary Clarifier 1000, SW Plant
| THC-PRM-V-1014B | Valve, Solenoid, Return, Valve 1014 | THC-PRM-V-1014 |  |  |  | V | http://www.toronto.ca/TWONTO#00694 | Division | Valve, Hydraulic Cylinder, Bottom Scraper, Primary Clarifier 1000, SW Plant
| THC-PRM-V-1023 | Valve, Pressure Relief, Oil Tank 1010 | THC-PRM-P-1020 |  |  |  | V | http://www.toronto.ca/TWONTO#00601 | Division | Pump, Vane, Oil Tank 1010
| THC-PRM-V-1033 | Valve, Pressure Relief, Oil Tank 1010 | THC-PRM-P-1030 |  |  |  | V | http://www.toronto.ca/TWONTO#00601 | Division | Pump, Vane, Oil Tank 1010
| THC-PRM-V-1083 | Valve, Pressure Relief, Oil Tank 1070 | THC-PRM-P-1080 |  |  |  | V | http://www.toronto.ca/TWONTO#00601 | Division | Pump, Centrifugal, Oil Tank 1070
| THC-PRM-V-1093 | Valve, Pressure Relief, Oil Tank 1070 | THC-PRM-P-1090 |  |  |  | V | http://www.toronto.ca/TWONTO#00601 | Division | Pump, Centrifugal, Oil Tank 1070
| THC-PRM-ZSH-1011 | Switch, Position High, Mech Collect, Valve 1011 | THC-PRM-V-1011 |  |  |  | ZSH | http://www.toronto.ca/TWONTO#00590 | Division | Valve, Hydraulic Cylinder, Bottom Scraper, Primary Clarifier 1000, SW Plant
| THC-PRM-ZSH-1012 | Switch, Position High, Mech Collect, Valve 1012 | THC-PRM-V-1012 |  |  |  | ZSH | http://www.toronto.ca/TWONTO#00590 | Division | Valve, Hydraulic Cylinder, Bottom Scraper, Primary Clarifier 1000, SW Plant
| THC-PRM-ZSH-1013 | Switch, Position High, Mech Collect, Valve 1013 | THC-PRM-V-1013 |  |  |  | ZSH | http://www.toronto.ca/TWONTO#00590 | Division | Valve, Hydraulic Cylinder, Bottom Scraper, Primary Clarifier 1000, SW Plant
| THC-PRM-ZSH-1014 | Switch, Position High, Mech Collect, Valve 1014 | THC-PRM-V-1014 |  |  |  | ZSH | http://www.toronto.ca/TWONTO#00590 | Division | Valve, Hydraulic Cylinder, Bottom Scraper, Primary Clarifier 1000, SW Plant
| THC-PRM-ZSH-1051 | Switch, Position High, Supply Damper, Damper 1051 | THC-PRM-DM-1051 |  |  |  | ZSH | http://www.toronto.ca/TWONTO#00590 | Division | Damper/Louver, Damper 1051
| THC-PRM-ZSH-1052 | Switch, Position High, Exhaust Damper, Damper 1052 | THC-PRM-DM-1052 |  |  |  | ZSH | http://www.toronto.ca/TWONTO#00590 | Division | Damper/Louver, Damper 1052
| THC-PRM-ZSL-1011 | Switch, Position Low, Mech Return, Valve 1011 | THC-PRM-V-1011 |  |  |  | ZSL | http://www.toronto.ca/TWONTO#00590 | Division | Valve, Hydraulic Cylinder, Bottom Scraper, Primary Clarifier 1000, SW Plant
| THC-PRM-ZSL-1012 | Switch, Position Low, Mech Return, Valve 1012 | THC-PRM-V-1012 |  |  |  | ZSL | http://www.toronto.ca/TWONTO#00590 | Division | Valve, Hydraulic Cylinder, Bottom Scraper, Primary Clarifier 1000, SW Plant
| THC-PRM-ZSL-1013 | Switch, Position Low, Mech Return, Valve 1013 | THC-PRM-V-1013 |  |  |  | ZSL | http://www.toronto.ca/TWONTO#00590 | Division | Valve, Hydraulic Cylinder, Bottom Scraper, Primary Clarifier 1000, SW Plant
| THC-PRM-ZSL-1014 | Switch, Position Low, Mech Return, Valve 1014 | THC-PRM-V-1014 |  |  |  | ZSL | http://www.toronto.ca/TWONTO#00590 | Division | Valve, Hydraulic Cylinder, Bottom Scraper, Primary Clarifier 1000, SW Plant
| TNT-DIG-PRS | Primary Sludge Headers, Digester, Heat Exchangers | TNT-DIG |  |  |  |  | http://www.toronto.ca/TWONTO#00260 | Equipment Location | Digestion
| THC-PRS-CP-0101 | Ferrous Chloride Unloading Control Panel | THC-PRS-T-0100 | Control Panel,Instrumentation | Storage |  | CP | http://www.toronto.ca/TWONTO#00613 |  | Tank, FRP, Ferrous Chloride, Storage, Storage Tank Area
| TAB-ELS-PT 1-9 | Primary Tank 1-9 Outdoor Substation | TAB-ELS-NORTH | Switchgear,Outdoor |  |  |  | http://www.toronto.ca/TWONTO#00260 | Equipment Location | North Substation
| TAB-PRM | Primary Treatment | TAB-WORK-AREA-1 |  |  |  |  | http://www.toronto.ca/TWONTO#00260 | Process | Work Area 1
| TAB-PRM | Primary Treatment | TAB-WORK-AREA-2 |  |  |  |  | http://www.toronto.ca/TWONTO#00260 | Process | Work Area 2
| TAB-PRM | Primary Treatment | TAB-WORK-AREA-LIQ |  |  |  |  | http://www.toronto.ca/TWONTO#00260 | Process | TAB Work Area Liq
| THC-PRM | Primary Treatment | THCLIQMNT |  |  |  |  | http://www.toronto.ca/TWONTO#00260 | Process | THC Liquids Maintenance
| THR-PRM | Primary Treatment | THR WORK AREA 2 |  |  |  |  | http://www.toronto.ca/TWONTO#00260 | Process | Liquid Handling
| THC-PWA-ELQ-0001 | Electrical Services 110 - 220V, Building L | THC-ELS-PS-0001-L | Building Service,Electrical 110 - 220 V |  |  | ELQ | http://www.toronto.ca/TWONTO#00283 | Electrical Equipment | Primary Power Equipment, Building L
| TNT-PRM | Primary Treatment | TNT WORK AREA 9 |  |  |  |  | http://www.toronto.ca/TWONTO#00260 | Process | North Toronto Treatment Plant
137921 | THR-PRM-RPU | Primary Treatment RPUs | THR-SPC |  | Remote Processor Unit |  |  | http://www.toronto.ca/TWONTO#00260 |  | Process Control Systems - Services Area
| THR-PRM-DRN | Primary Treatment, Drain & Sump Pumps | THR-PRM |  |  |  |  | http://www.toronto.ca/TWONTO#00260 | Equipment Location | Primary Treatment
| THR-PRM-NORTH | Primary Treatment, North Primary | THR-PRM |  |  |  |  | http://www.toronto.ca/TWONTO#00260 | Equipment Location | Primary Treatment
| COL-PMM-SW-0001 | Switch, Main Power | COL-PMM-MISC | Switch |  |  | SW | http://www.toronto.ca/TWONTO#00594 | Electrical Equipment | Miscellaneous Equipment
| THC-ROUTINE WA1 | THC-Routine Inspection Work Area 1 | THC |  |  |  |  | http://www.toronto.ca/TWONTO#00278 | Process | Highland Creek Treatment Plant
| THC-ROUTINE WA1 | THC-Routine Inspection Work Area 1 | THCSLDMNT |  |  |  |  | http://www.toronto.ca/TWONTO#00278 | Process | THC Solids Maintenance
| THC-ROUTINE WA2 | THC-Routine OIC Inspection Work Area 2 | THC |  |  |  |  | http://www.toronto.ca/TWONTO#00278 | Process | Highland Creek Treatment Plant
| THC-ROUTINE WA2 | THC-Routine OIC Inspection Work Area 2 | THCLIQMNT |  |  |  |  | http://www.toronto.ca/TWONTO#00278 | Process | THC Liquids Maintenance
| THC-ROUTINE WA3 | THC-Routine Inspection Work Area 3 | THCLIQOPS |  |  |  |  | http://www.toronto.ca/TWONTO#00278 | Process | THC Liquids Operations
| THC-ROUTINE WA4 | THC-Routine Inspection Work Area 4 | THCSLDOPS |  |  |  |  | http://www.toronto.ca/TWONTO#00278 | Process | THC Solids Operations
| THR-PRM-SOUTH | Primary Treatment, South Primary | THR-PRM |  |  |  |  | http://www.toronto.ca/TWONTO#00260 | Equipment Location | Primary Treatment
| THR-DRN-PRM | Primary Treatment, Work Area 2 | THR-DRN-WA2 |  |  |  |  | http://www.toronto.ca/TWONTO#00260 | Mechanical Equipment | Drains, Work Area 2
| THC-SES-FEQ-SD39 | 1 1/2 Folding NFE Polyflex Hoses | THC-SES-FEQ-0001I |  |  |  |  | http://www.toronto.ca/TWONTO#00425 | Mechanical Equipment | Portable Fire Extinguishers in Building I, Headhouse Building
| THC-SES-FEQ-SD39 | 1 1/2 Folding NFE Polyflex Hoses | THC-SES-FEQ-0001 |  |  |  |  | http://www.toronto.ca/TWONTO#00425 | Mechanical Equipment | Portable Fire Extinguisher, location forklift THC-GRK-VEH-329026
| THR-PLQ-PRM | Primary Treatment, Work Area 2 | THR-PLQ-WA2 |  |  |  |  | http://www.toronto.ca/TWONTO#00260 | Mechanical Equipment | Plumbing, Work Area 2
| FCL WORK AREA 1 | Process | FCL |  |  |  |  | http://www.toronto.ca/TWONTO#00260 | Work Area | R L Clark Water Treatment Plant
| FHA WORK AREA 1 | Process | FHA |  |  |  |  | http://www.toronto.ca/TWONTO#00260 | Work Area | R C Harris Water Treatment Plant
| FHO WORK AREA 1 | Process | FHO |  |  |  |  | http://www.toronto.ca/TWONTO#00260 | Work Area | F.J. Horgan Water Treatment Plant
| FHO WORK AREA 1 | Process | FHO-RTE |  |  |  |  | http://www.toronto.ca/TWONTO#00260 | Work Area | FHO-Routine
| FIS WORK AREA 1 | Process | FIS |  |  |  |  | http://www.toronto.ca/TWONTO#00260 | Work Area | Island Water Treatment Plant
| TAB-STR-BL | Process Air Blowers & Lube Oil Pumps | TAB-WORK-AREA-2 |  |  |  |  | http://www.toronto.ca/TWONTO#00260 | Process | Work Area 2
| TAB-STR-BL | Process Air Blowers & Lube Oil Pumps | TAB-WORK-AREA-LIQ |  |  |  |  | http://www.toronto.ca/TWONTO#00260 | Process | TAB Work Area Liq
| 16854 | Process Control & Instrumentation | FIS-ELS |  |  |  |  | http://www.toronto.ca/TWONTO#00260 | Sub-Process | System, Electrical Distribution System
| DIS-SPC | Process Control Systems | DIS-ITM |  |  |  |  | http://www.toronto.ca/TWONTO#00260 | Sub Area | Integrated Technology Management
| YCS-SPC | Process Control Systems | YCS-ITM |  |  |  |  | http://www.toronto.ca/TWONTO#00260 | Sub Area | Integrated Technology Management
| COL-SPC1 | Process Control Systems - Administrative | COL |  |  |  |  | http://www.toronto.ca/TWONTO#00260 | Sub Area | Complex Systems
| COL-SPC1 | Process Control Systems - Administrative | COL-SPC |  |  |  |  | http://www.toronto.ca/TWONTO#00260 | Sub Area | Process Control Systems - Services Area
| FCL-SPC1 | Process Control Systems - Administrative | FCL |  |  |  |  | http://www.toronto.ca/TWONTO#00260 | Sub Area | R L Clark Water Treatment Plant
| THC-SM-STRC-0001 | Waste Oil Management Place, Building A | THC-SUSPENDED |  | Storage | 35268 | STRC | x |  | Suspended entity
| THC-SM-STRC-0001 | Waste Oil Management Place, Building A | THC-MCS-MEQ |  | Storage | 35268 | STRC | x |  | Machine Shop and Equipment
| THC-SM-STRC-0002 | Waste Oil Management Place, East side | THC-MCS-MEQ |  | Storage |  | STRC | http://www.toronto.ca/TWONTO#00189 |  | Machine Shop and Equipment
| FCL-SPC1 | Process Control Systems - Administrative | FCL-SPC |  |  |  |  | http://www.toronto.ca/TWONTO#00260 | Sub Area | Process Control Systems - Services Area
| FHA-SPC1 | Process Control Systems - Administrative | FHA-SPC |  |  |  |  | http://www.toronto.ca/TWONTO#00260 | Sub Area | Process Control Systems - Services Area
| FHA-SPC1 | Process Control Systems - Administrative | FHA |  |  |  |  | http://www.toronto.ca/TWONTO#00260 | Sub Area | R C Harris Water Treatment Plant
| FHO-SPC1 | Process Control Systems - Administrative | FHO |  |  |  |  | http://www.toronto.ca/TWONTO#00260 | Sub Area | F.J. Horgan Water Treatment Plant
| THC-SPC-CPU-1901 | SCADA Workstation,Boiler Building | THC-ACC-BLDG E |  | Office Equipment |  | CPU | http://www.toronto.ca/TWONTO#00548 |  | Boiler House, HVAC
| THC-SPC-CPU-2401 | SCADA Workstation,South Effluent Pump Station,Sampling Room,Ground Floor | THC-ITS-COM-2402 |  | Office Equipment |  | CPU | http://www.toronto.ca/TWONTO#00548 |  | Telecommunication Enclosure,South Effluent Pump Station,Sampling Room,Ground Floor
| THC-SPC-CPU-2801 | SCADA Workstation,Disinfection Bldg | THC-DIS |  | Office Equipment |  | CPU | http://www.toronto.ca/TWONTO#00548 |  | Disinfection (Chlorination) Process
| FHO-SPC1 | Process Control Systems - Administrative | FHO-SPC |  |  |  |  | http://www.toronto.ca/TWONTO#00260 | Sub Area | Process Control Systems - Services Area
| FIS-SPC1 | Process Control Systems - Administrative | FIS |  |  |  |  | http://www.toronto.ca/TWONTO#00260 | Sub Area | Island Water Treatment Plant
| FIS-SPC1 | Process Control Systems - Administrative | FIS-SPC |  |  |  |  | http://www.toronto.ca/TWONTO#00260 | Sub Area | Process Control Systems - Services Area
| TAB-SPC1 | Process Control Systems - Administrative | TAB |  |  |  |  | http://www.toronto.ca/TWONTO#00260 | Sub Area | Ashbridges Bay Treatment Plant
| TAB-SPC1 | Process Control Systems - Administrative | TAB-SPC |  |  |  |  | http://www.toronto.ca/TWONTO#00260 | Sub Area | Process Control Systems - Services Area
| THC-SPC1 | Process Control Systems - Administrative | THC-SPC |  |  |  |  | http://www.toronto.ca/TWONTO#00260 | Sub Area | Process Control Systems - Services Area
| THC-SPC1 | Process Control Systems - Administrative | THC |  |  |  |  | http://www.toronto.ca/TWONTO#00260 | Sub Area | Highland Creek Treatment Plant
| THR-SPC1 | Process Control Systems - Administrative | THR-SPC |  |  |  |  | http://www.toronto.ca/TWONTO#00260 | Sub Area | Process Control Systems - Services Area
| THR-SPC1 | Process Control Systems - Administrative | THR |  |  |  |  | http://www.toronto.ca/TWONTO#00260 | Sub Area | Humber Treatment Plant
| WTR-SPC1 | Process Control Systems - Administrative | WTR |  |  |  |  | http://www.toronto.ca/TWONTO#00260 | Sub Area | Water Supply
| WTR-SPC1 | Process Control Systems - Administrative | WTR-SPC |  |  |  |  | http://www.toronto.ca/TWONTO#00260 | Sub Area | Process Control Systems - Services Area
| YTF-SPC1 | Process Control Systems - Administrative | YTF |  |  |  |  | http://www.toronto.ca/TWONTO#00260 | Sub Area | Tiffield Data Center
| YTF-SPC1 | Process Control Systems - Administrative | YTF SPC |  |  |  |  | http://www.toronto.ca/TWONTO#00260 | Sub Area | Process Control Systems - Services Area
| THC-SUSPENDED | Suspended entity | THC |  |  |  |  | x | Obsolete Entity | Highland Creek Treatment Plant
| FCL-SPC | Process Control Systems - Services Area | FCL |  |  |  |  | http://www.toronto.ca/TWONTO#00260 | Work Area | R L Clark Water Treatment Plant
| FCL-SPC | Process Control Systems - Services Area | FCL-ITM |  |  |  |  | http://www.toronto.ca/TWONTO#00260 | Work Area | Integrated Technology Management
| FHA-SPC | Process Control Systems - Services Area | FHA |  |  |  |  | http://www.toronto.ca/TWONTO#00260 | Work Area | R C Harris Water Treatment Plant
| FHA-SPC | Process Control Systems - Services Area | FHA-ITM |  |  |  |  | http://www.toronto.ca/TWONTO#00260 | Work Area | Integrated Technology Management
| FHO-SPC | Process Control Systems - Services Area | FHO-ITM |  |  |  |  | http://www.toronto.ca/TWONTO#00260 | Work Area | Integrated Technology Management
| FHO-SPC | Process Control Systems - Services Area | FHO |  |  |  |  | http://www.toronto.ca/TWONTO#00260 | Work Area | F.J. Horgan Water Treatment Plant
| FIS-SPC | Process Control Systems - Services Area | FIS |  |  |  |  | http://www.toronto.ca/TWONTO#00260 | Work Area | Island Water Treatment Plant
| FIS-SPC | Process Control Systems - Services Area | FIS-ITM |  |  |  |  | http://www.toronto.ca/TWONTO#00260 | Work Area | Integrated Technology Management
| THC-WA3-SPARE | Spare equipment for WA3 | THC-LQMT-SPARES |  |  | 47534 |  | x | Process | THC Liquids Maintenance Area- Spare Rebuilt Equipment
| TAB-SPC | Process Control Systems - Services Area | TAB |  |  |  |  | http://www.toronto.ca/TWONTO#00260 | Work Area | Ashbridges Bay Treatment Plant
| THR COMMUNICATIONS | THR Communications | THR-SPC1 |  |  |  |  | http://www.toronto.ca/TWONTO#00278 | Process | Process Control Systems - Administrative
| TAB-SPC | Process Control Systems - Services Area | TAB-ITM |  |  |  |  | http://www.toronto.ca/TWONTO#00260 | Work Area | Integrated Technology Management
| THR OIT | THR OIT | THR-SPC1 |  |  |  |  | http://www.toronto.ca/TWONTO#00278 | Process | Process Control Systems - Administrative
| THR PLC | THR PLC | THR-SPC1 |  |  |  |  | http://www.toronto.ca/TWONTO#00278 | Process | Process Control Systems - Administrative
| THR SCADA CLIENTS | THR SCADA Clients | THR-SPC1 |  |  |  |  | http://www.toronto.ca/TWONTO#00278 | Process | Process Control Systems - Administrative
| THR SCADA SERVERS | THR SCADA Servers | THR-SPC1 |  |  |  |  | http://www.toronto.ca/TWONTO#00278 | Process | Process Control Systems - Administrative
| THR SCADA SUPPORT | THR SCADA Support | THR-SPC1 |  |  |  |  | http://www.toronto.ca/TWONTO#00278 | Process | Process Control Systems - Administrative
| THC-SPC | Process Control Systems - Services Area | THC |  |  |  |  | http://www.toronto.ca/TWONTO#00260 | Work Area | Highland Creek Treatment Plant
| THC-SPC | Process Control Systems - Services Area | THC-ITM |  |  |  |  | http://www.toronto.ca/TWONTO#00260 | Work Area | Integrated Technology Management
| THR-SPC | Process Control Systems - Services Area | THR-ITM |  |  |  |  | http://www.toronto.ca/TWONTO#00260 | Work Area | Integrated Technology Management
| THR-SPC | Process Control Systems - Services Area | THR |  |  |  |  | http://www.toronto.ca/TWONTO#00260 | Work Area | Humber Treatment Plant
| WTR-SPC | Process Control Systems - Services Area | WTR |  |  |  |  | http://www.toronto.ca/TWONTO#00260 | Work Area | Water Supply
| WTR-SPC | Process Control Systems - Services Area | WTR-ITM |  |  |  |  | http://www.toronto.ca/TWONTO#00260 | Work Area | Integrated Technology Management
| YTF SPC | Process Control Systems - Services Area | YTF |  |  |  |  | http://www.toronto.ca/TWONTO#00260 | Work Area | Tiffield Data Center
| YTF SPC | Process Control Systems - Services Area | YTF-ITM |  |  |  |  | http://www.toronto.ca/TWONTO#00260 | Work Area | Integrated Technology Management
38590 | TAB-ACC-4800 | Process Heating, ( Digester 19-22,Item #17) | TAB-ACC |  | HVAC |  | ACC | http://www.toronto.ca/TWONTO#00260 |  | Plant HVAC Equipment
38591 | TAB-ACC-4900 | Process Heating, HVAC Waste Gas Burner station | TAB-ACC | H.V.A.C. | HVAC |  | ACC | http://www.toronto.ca/TWONTO#00260 |  | Plant HVAC Equipment
| THR-PIP-WA4 | Process Piping System, Work Area 4 | THR WORK AREA 4 |  |  |  |  | http://www.toronto.ca/TWONTO#00260 | Process | Liquid Handling 2
| THR-PIP-WA4 | Process Piping System, Work Area 4 | THR-AER-BL |  |  |  |  | http://www.toronto.ca/TWONTO#00260 | Process | Aeration Blowers
| DIS-EUS | Production & End User Support | DIS-ITM |  |  |  |  | http://www.toronto.ca/TWONTO#00260 | Sub Area | Integrated Technology Management
| ECC-EUS | Production & End User Support | ECC-ITM |  |  |  |  | http://www.toronto.ca/TWONTO#00260 | Sub Area | Integrated Technology Management
| FHO-EUS | Production & End User Support | FHO-ITM |  |  |  |  | http://www.toronto.ca/TWONTO#00260 | Sub Area | Integrated Technology Management
| WTR-EUS | Production & End User Support | WTR-ITM |  |  |  |  | http://www.toronto.ca/TWONTO#00260 | Sub Area | Integrated Technology Management
| YCS-EUS | Production & End User Support | YCS-ITM |  |  |  |  | http://www.toronto.ca/TWONTO#00260 | Sub Area | Integrated Technology Management
| YDA-EUS | Production & End User Support | YDA-ITM |  |  |  |  | http://www.toronto.ca/TWONTO#00260 | Sub Area | Integrated Technology Management
| YMH-EUS | Production & End User Support | YMH-ITM |  |  |  |  | http://www.toronto.ca/TWONTO#00260 | Sub Area | Integrated Technology Management
| YTF EUS | Production & End User Support | YTF |  |  |  |  | http://www.toronto.ca/TWONTO#00260 | Sub Area | Tiffield Data Center
| THR-AER-PIP-0003 | Piping, Aeration Process Air, Work Area 3 | THR-PIP-WA3 |  |  |  | PIP | http://www.toronto.ca/TWONTO#00569 | Mechanical Equipment | Piping, Work Area 3
| YTF EUS | Production & End User Support | YTF-ITM |  |  |  |  | http://www.toronto.ca/TWONTO#00260 | Sub Area | Integrated Technology Management
| FCL-EUS | Production & End User Support | FCL-ITM |  |  |  |  | http://www.toronto.ca/TWONTO#00260 | Sub Area | Integrated Technology Management
| FCL-EUS | Production & End User Support | FCL |  |  |  |  | http://www.toronto.ca/TWONTO#00260 | Sub Area | R L Clark Water Treatment Plant
| FHA-EUS | Production & End User Support | FHA-ITM |  |  |  |  | http://www.toronto.ca/TWONTO#00260 | Sub Area | Integrated Technology Management
| FIS-EUS | Production & End User Support | FIS-ITM |  |  |  |  | http://www.toronto.ca/TWONTO#00260 | Sub Area | Integrated Technology Management
| TAB-EUS | Production & End User Support | TAB-ITM |  |  |  |  | http://www.toronto.ca/TWONTO#00260 | Sub Area | Integrated Technology Management
| THC-EUS | Production & End User Support | THC-ITM |  |  |  |  | http://www.toronto.ca/TWONTO#00260 | Sub Area | Integrated Technology Management
| THR-BG-DT-0102 | Drip Trap, Condensate, Heat Exch 0102, High Press Gas Conditioning System Train 1, Gas Comp Bldg | THR-BG-HE-0102 |  |  |  | DT | http://www.toronto.ca/TWONTO#00235 | Mechanical Equipment | Heat Exchanger, Oil for Fuel Gas Compressor 0101, Compressor Building, Gas Compressor (And Dryer)
| THR-BG-DT-0103 | Drip Trap, Condensate, Condensor 0103, High Press Gas Conditioning System Train 1, Gas Comp Bldg | THR-BG-CU-0103 |  |  |  | DT | http://www.toronto.ca/TWONTO#00235 | Mechanical Equipment | Condensor, Fuel Gas, High Press Gas Conditioning System Train 1, Gas Comp Bldg
| THR-BG-DT-0202 | Drip Trap, Condensate, Heat Exch 0202, High Press Gas Conditioning System Train 2, Gas Comp Bldg | THR-BG-HE-0202 |  |  |  | DT | http://www.toronto.ca/TWONTO#00235 | Mechanical Equipment | Heat Exchanger, Fuel Gas Pre-Cooler, High Press Gas Conditioning System Train 2, Gas Comp Bldg
| THR-BG-DT-0203 | Drip Trap, Condensate, Condensor 0203, High Press Gas Conditioning System Train 2, Gas Comp Bldg | THR-BG-CU-0203 |  |  |  | DT | http://www.toronto.ca/TWONTO#00235 | Mechanical Equipment | Condensor, Fuel Gas, High Press Gas Conditioning System Train 2, Gas Comp Bldg
| THR-BG-FX-0201 | Flame Arrestor, Compressor 0201 Fuel Gas Train Outlet, Gas Compressor Building | THR-BG-C-0201 | Compressor |  |  | FX | http://www.toronto.ca/TWONTO#00361 | Mechanical Equipment | Compressor, Centrifugal, Fuel Gas, Compressor Building, Gas Compressor (And Dryer), for COGEN
| THR-EUS | Production & End User Support | THR-ITM |  |  |  |  | http://www.toronto.ca/TWONTO#00260 | Sub Area | Integrated Technology Management
| TNT-EUS | Production & End User Support | TNT-ITM |  |  |  |  | http://www.toronto.ca/TWONTO#00260 | Sub Area | Integrated Technology Management
| THR-BG-VSH-0114 | Switch, Vibration, High, Motor 0101, Compressor 0101, Gas Compressor Bldg | THR-BG-C-0101 |  |  |  | VSH | http://www.toronto.ca/TWONTO#00792 | Instrumentation Equipment | Compressor, Centrifugal, Fuel Gas, Compressor Building, Gas Compressor (And Dryer) for COGEN
| TNT-ACC-PROP | Propane Gas train, Exhaust, Boilers | TNT-ACC |  |  |  |  | http://www.toronto.ca/TWONTO#00260 | Sub-Process | HVAC, Boilers
| TAB-ACC-FN-PRS | PRS Building | TAB-ACC-FN |  |  |  |  | http://www.toronto.ca/TWONTO#00260 | Equipment Location | Exhaust Fans
| THR-CAP-12FS-07WP | Humber Treatment Plant, Capital Project, COGEN-12FS-07WP | THR-PIP-WA1 |  |  |  | CAP | http://www.toronto.ca/TWONTO#00619 | Sub-sub-process | Process Piping System, Work Area 1
| THR-CAP-13FS-37WP | Humber Treatment Plant, Capital Project, Odour Control. 13FS-37WP | THR-PIP-WA1 |  |  |  | CAP | http://www.toronto.ca/TWONTO#00619 | Sub-sub-process | Process Piping System, Work Area 1
| THR-CAP-DIG2&3-21TW-CTS-1 | THR Selective Repairs of Digesters#2 &3 Project, 21TW-CTS-16CWD | THR-DIG |  |  |  | CTS | http://www.toronto.ca/TWONTO#00619 | Sub-sub-process | Digester
| TAB-ACC-FN-PRS | PRS Building | TAB-WORK-AREA-6 |  |  |  |  | http://www.toronto.ca/TWONTO#00260 | Equipment Location | Work Area 6
| THR-CG-Cl-0150 | Chiller, Glycol, Gas Coolant System, High Press Gas Cond Sys Train 1, Gas Compressor Building | THR-BG-CU-0103 |  |  |  | CI | http://www.toronto.ca/TWONTO#00213 | Mechanical Equipment | Condensor, Fuel Gas, High Press Gas Conditioning System Train 1, Gas Comp Bldg
| FCL-ACC-HTR-P | Pump Stn. EL. 75.915M EL. 79.573M Heaters | FCL-ACC |  |  |  |  | http://www.toronto.ca/TWONTO#00260 | Equipment Location | Climate Control (HVAC)
| THR-CG-FX-1101 | Flame Arrestor , Engine Gas Valve Train, Engine Fuel System, Engine-Gen 1101 | THR-CG-ENG-1101 | Flame Arrester |  |  | FX | http://www.toronto.ca/TWONTO#00361 | Mechanical Equipment | Engine, Generator 1101, Engine Room, Engine-Generator & Heat Recovery System
| THR-CG-FX-1201 | Flame Arrestor , Engine Gas Valve Train, Engine Fuel System, Engine-Gen 1201 | THR-CG-ENG-1201 | Flame Arrester |  |  | FX | http://www.toronto.ca/TWONTO#00361 | Mechanical Equipment | Engine, Generator NT1788901, Engine Room, Engine-Generator & Heat Recovery System
| FCL-ACC-P-0401,2 | Pump Stn.-Chilled Water Sys. CU-1, PCW-1, PCW-2 | FCL-ACC |  |  |  | P | http://www.toronto.ca/TWONTO#00260 | Equipment Location | Climate Control (HVAC)
| THR-DCL-P | Pump, Dechlorination, Sample & Dosing | THR-DCL | Pump,Metering | Pump |  |  | http://www.toronto.ca/TWONTO#00260
| TAB-THK-P-TRANSFER | Pump, Polymer Transfer to Day Tank | TAB-THK-POL |  | Pump |  |  | http://www.toronto.ca/TWONTO#00260
| TAB-ACC-P-2231 | Pump, PRS Building Glycol System Pumps | TAB-ACC-HE-2220 | Pump,Centrifugal | Pump |  | P | http://www.toronto.ca/TWONTO#00260
| TAB-ACC-P-2231 | Pump, PRS Building Glycol System Pumps | TAB-ACC-HE-2100S | Pump,Centrifugal | Pump |  | P | http://www.toronto.ca/TWONTO#00260
| TAB-ACC-P-2232 | Pump, PRS Building Glycol System Pumps | TAB-ACC-HE-2220 | Pump,Centrifugal | Pump |  | P | http://www.toronto.ca/TWONTO#00260
| YTF-ACC-MEQ-0001 | Pump, RN146, Pressure Washer, Miscellaneous Devices | YTF-ACC | Pump | Pump |  | MEQ | http://www.toronto.ca/TWONTO#00260
| YTF-ACC-P-0001 | Pump, Submersible, A Building, Miscellaneous Devices | YTF-ACC | Pump,Submersible | Pump |  | P | http://www.toronto.ca/TWONTO#00260
| YTF-ACC-P-0002 | Pump, Submersible, A Building, Miscellaneous Devices | YTF-ACC | Pump,Submersible | Pump |  | P | http://www.toronto.ca/TWONTO#00260
| THR-FT-P-SUMP1 | Pump, Sump and Drain, Group1, WA4 | THR-FT-DRN | Pump,Submersible | Pump |  |  | http://www.toronto.ca/TWONTO#00260
| THR-FT-P-SUMP2 | Pump, Sump and Drain, Group2, WA4 | THR-FT-DRN | Pump,Submersible | Pump |  |  | http://www.toronto.ca/TWONTO#00260
| THC-STR-P-T-0100-02 | Pump, Tank 0100-0200, Secondary Clarification, RAS/WAS | THC-STR-RAS/WAS OLD |  |  |  | T | http://www.toronto.ca/TWONTO#00260 | Equipment Location | RAS/WAS, Old Plant
| THC-STR-P-T-0300-04 | Pump, Tank 0300-0400, Secondary Clarification, RAS/WAS | THC-STR-RAS/WAS OLD |  |  |  | T | http://www.toronto.ca/TWONTO#00260 | Equipment Location | RAS/WAS, Old Plant
| THC-STR-P-T-0500-06 | Pump, Tank 0500-0600, Secondary Clarification, RAS/WAS | THC-STR-RAS/WAS OLD |  |  |  | T | http://www.toronto.ca/TWONTO#00260 | Equipment Location | RAS/WAS, Old Plant
| THC-STR-P-T-0700-08 | Pump, Tank 0700-0800, Secondary Clarification, RAS/WAS | THC-STR-RAS/WAS OLD |  |  |  | T | http://www.toronto.ca/TWONTO#00260 | Equipment Location | RAS/WAS, Old Plant
| THR-PLT-P | Pump,, Preliminary Treatment | THR-PLT | Pump,Submersible | Pump |  |  | http://www.toronto.ca/TWONTO#00260
| THR-PLT-P | Pump,, Preliminary Treatment | THR-PLT-HH | Pump,Submersible | Pump |  |  | http://www.toronto.ca/TWONTO#00260
| THR-PRM-P | Pump,, Primary Treatment | THR-PLT | Pump,Submersible | Pump |  |  | http://www.toronto.ca/TWONTO#00260
| THR-PRM-P | Pump,, Primary Treatment | THR-PRM | Pump,Submersible | Pump |  |  | http://www.toronto.ca/TWONTO#00260
| WTR-PAH-P | Pumping | WTR-PAH |  |  |  |  | http://www.toronto.ca/TWONTO#00260 | Process | Armour Heights Pumping Station
| WTR-PDS-P | Pumping | WTR-PDS |  |  |  |  | http://www.toronto.ca/TWONTO#00260 | Process | Dorset Pumping Station
| THR-CW-CH-0001 | City Water & Fire Water Chambers, Meter Chamber #1 | THR-CW-CH |  |  |  | CH | http://www.toronto.ca/TWONTO#00318 | Equipment Location | City Water & Fire Water Chambers
| THR-CW-CH-0001 | City Water & Fire Water Chambers, Meter Chamber #1 | THR-CW |  |  |  | CH | http://www.toronto.ca/TWONTO#00318 | Equipment Location | City Water
| THR-CW-CH-0002 | City Water & Fire Water Chambers, Chamber #2 | THR-CW-CH |  |  |  | CH | http://www.toronto.ca/TWONTO#00318 | Equipment Location | City Water & Fire Water Chambers
| THR-CW-CH-0003 | City Water & Fire Water Chambers, Chamber #3 | THR-CW-CH |  |  |  | CH | http://www.toronto.ca/TWONTO#00318 | Equipment Location | City Water & Fire Water Chambers
| THR-CW-CH-0004 | City Water & Fire Water Chambers, Chamber #4 | THR-CW |  |  |  | CH | http://www.toronto.ca/TWONTO#00318 | Equipment Location | City Water
| THR-CW-CH-0004 | City Water & Fire Water Chambers, Chamber #4 | THR-CW-CH |  |  |  | CH | http://www.toronto.ca/TWONTO#00318 | Equipment Location | City Water & Fire Water Chambers
| THR-CW-CH-0005 | City Water & Fire Water Chambers, Meter Chamber #5 | THR-CW-CH |  |  |  | CH | http://www.toronto.ca/TWONTO#00318 | Equipment Location | City Water & Fire Water Chambers
| THR-CW-CH-0006 | City Water & Fire Water Chambers, Chamber #6 | THR-CW-CH |  |  |  | CH | http://www.toronto.ca/TWONTO#00318 | Equipment Location | City Water & Fire Water Chambers
| THR-CW-CH-0007 | City Water & Fire Water Chambers, Chamber #7 | THR-CW-CH |  |  |  | CH | http://www.toronto.ca/TWONTO#00318 | Equipment Location | City Water & Fire Water Chambers
| WTR-PDS-P | Pumping | WTR-PDSS |  |  |  |  | http://www.toronto.ca/TWONTO#00260 | Process | Dorset Pumping station (Chamber Replaced with Pod)
| WTR-PEG-P | Pumping | WTR-PEG |  |  |  |  | http://www.toronto.ca/TWONTO#00260 | Process | Eglinton Pumping Station
| WTR-PEL-P | Pumping | WTR-PEL |  |  |  |  | http://www.toronto.ca/TWONTO#00260 | Process | Ellesmere Pumping Station
| WTR-PHL-P | Pumping | WTR-PHL |  |  |  |  | http://www.toronto.ca/TWONTO#00260 | Process | High Level Pumping Station
| WTR-PJO-P | Pumping | WTR-PJO |  |  |  |  | http://www.toronto.ca/TWONTO#00260 | Process | Wm. H. Johnston Pumping Station
| WTR-PJS-P | Pumping | WTR-PJS |  |  |  |  | http://www.toronto.ca/TWONTO#00260 | Process | John Street Pumping Station
| WTR-PKL-P | Pumping | WTR-PKL |  |  |  |  | http://www.toronto.ca/TWONTO#00260 | Process | Keele Pumping Station
| WTR-PKN-P | Pumping | WTR-PKN |  |  |  |  | http://www.toronto.ca/TWONTO#00260 | Process | Kennedy Pumping Station
| WTR-PLW-P | Pumping | WTR-PLW |  |  |  |  | http://www.toronto.ca/TWONTO#00260 | Process | Lawrence Pumping Station
| WTR-PMI-P | Pumping | WTR-PMI |  |  |  |  | http://www.toronto.ca/TWONTO#00260 | Process | Milliken Pumping Station
| WTR-PPD-P | Pumping | WTR-PPD |  |  |  |  | http://www.toronto.ca/TWONTO#00260 | Process | Parkdale Pumping Station
| WTR-PRH-P | Pumping | WTR-PRH |  |  |  |  | http://www.toronto.ca/TWONTO#00260 | Process | Rosehill Pumping Station
| WTR-PRV-P | Pumping | WTR-PRV |  |  |  |  | http://www.toronto.ca/TWONTO#00260 | Process | Richview Pumping Station
| WTR-PSA-P | Pumping | WTR-PSA |  |  |  |  | http://www.toronto.ca/TWONTO#00260 | Process | St. Albans Pumping Station
| THR-DIG-DT-0001 | Drip Trap, Condensate, Low Pressure DG Header, Gas Compressor Building | THR-DIG |  |  |  | DT | http://www.toronto.ca/TWONTO#00235 | Mechanical Equipment | Digester
| THR-DIG-DT-0002 | Drip Trap, Condensate, Low Pressure DG Header, Gas Compressor Building | THR-DIG |  |  |  | DT | http://www.toronto.ca/TWONTO#00235 | Mechanical Equipment | Digester
| THR-DIG-DT-0003 | Drip Trap, Condensate, Low Pressure DG Header, Gas Compressor Building | THR-DIG |  |  |  | DT | http://www.toronto.ca/TWONTO#00235 | Mechanical Equipment | Digester
| THR-DIG-DT-7720 | Drip Trap, Automatic, Burner BU-7720 Digester Gas Condensate, WGB Building | THR-DIG-BU-7720 |  |  |  | DT | http://www.toronto.ca/TWONTO#00235 | Mechanical Equipment | Waste Gas Burner, Burner 7720, WGB Bldg Roof
| THR-DIG-DT-7750 | Drip Trap, Automatic, Burner BU-7750 Digester Gas Condensate, WGB Building | THR-DIG-BU-7750 |  |  |  | DT | http://www.toronto.ca/TWONTO#00235 | Mechanical Equipment | Waste Gas Burner, Burner 7750, WGB Bldg Roof
| THR-DIG-DT-7780 | Drip Trap, Automatic, Burner BU-7780 Digester Gas Condensate, WGB Building | THR-DIG-BU-7780 |  |  |  | DT | http://www.toronto.ca/TWONTO#00235 | Mechanical Equipment | Burner, Waste Gas 7780, Waste Gas Burner Building Roof
| WTR-PSC-P | Pumping | WTR-PSC |  |  |  |  | http://www.toronto.ca/TWONTO#00260 | Process | Scarborough Pumping Station
| THR-DIG-PIP-0003 | Piping, Digester Gas, Work Area 3 | THR-PIP-WA3 |  |  |  | PIP | http://www.toronto.ca/TWONTO#00569 | Mechanical Equipment | Piping, Work Area 3
| WTR-PTH-P | Pumping | WTR-PTH |  |  |  |  | http://www.toronto.ca/TWONTO#00260 | Process | Thornhill Pumping Station
| WTR-PWT-P | Pumping | WTR-PWT |  |  |  |  | http://www.toronto.ca/TWONTO#00260 | Process | West Toronto Pumping Station
| TAB-WA6-P | Pumping | TAB-WORK-AREA-6 |  | Pump |  |  | http://www.toronto.ca/TWONTO#00260
| TAB-WA6-P | Pumping | TAB-WORK-AREA-SEO |  | Pump |  |  | http://www.toronto.ca/TWONTO#00260
| THR-DIG-PSH-0114 | Switch, Pressure, High, Loss Of Vaccum, Tank 0110, Lube Oil System, Gas Compressor Building | THR-DIG-T-0110 | Vacuum |  |  | PSH | http://www.toronto.ca/TWONTO#00604 | Instrumentation Equipment | Tank, New Oil, Lube Oil System, Gas Compressor Building
| THR-DIG-PSH-0124 | Switch, Pressure, High, Loss Of Vaccum, Tank 0120, Lube Oil System, Gas Compressor Building | THR-DIG-T-0120 | Vacuum |  |  | PSH | http://www.toronto.ca/TWONTO#00604 | Instrumentation Equipment | Tank, Waste Oil, Lube Oil System, Gas Compressor Building
| COL-PCU-PUMP | Pumping Equipment | COL-PCU |  |  |  |  | http://www.toronto.ca/TWONTO#00260 | Sub-Process | Cumber Pumping Station
| COL-PLB-PUMP | Pumping Equipment | COL-PLB |  |  |  |  | http://www.toronto.ca/TWONTO#00260 | Sub-Process | Long Branch Pumping Station
| COL-PWR-PUMP | Pumping Equipment | COL-PWR |  |  |  |  | http://www.toronto.ca/TWONTO#00260 | Sub-Process | West Rouge Pumping Station
| COL-SWQTF-PS | Pumping Stations | COL-SWQTF |  |  |  |  | http://www.toronto.ca/TWONTO#00260 | Sub Area | Storm Water Quality Treatment Facility
| THR-DIS-P-EFF | Pumps, Disinfection, Effluent | THR-DIS-P |  |  |  |  | http://www.toronto.ca/TWONTO#00260 | Equipment Location | Disinfection - Pumping
| THR-DIS-P-FPW | Pumps, Disinfection, Filtered Plant Water | THR-DIS-P |  |  |  |  | http://www.toronto.ca/TWONTO#00260 | Equipment Location | Disinfection - Pumping
| THR-DIS-P-NRAS | Pumps, Disinfection, North Return Activated Sludge | THR-DIS-P |  |  |  |  | http://www.toronto.ca/TWONTO#00260 | Equipment Location | Disinfection - Pumping
| THR-DIS-P-SRAS | Pumps, Disinfection, South Return Activated Sludge | THR-DIS-P |  |  |  |  | http://www.toronto.ca/TWONTO#00260 | Equipment Location | Disinfection - Pumping
| THR-DIG-V-0101 | Valve, Ball, Isolation, New Oil Fill Line (Exterior), Tank 0110, Lube Oil System, Gas Comp Bldg | THR-DIG-P-0101 |  |  |  | V | http://www.toronto.ca/TWONTO#00781 | Mechanical Equipment | Pump, Positive Displacement, Transfer, New Oil, Lube Oil System, Gas Compressor Building
58979 | THC-ACC-HEAT PUMPS | Pumps, Heating System, Building M | THC-ACC-BLDG M |  | HVAC |  |  | http://www.toronto.ca/TWONTO#00260 |  | Incineration Building, HVAC
| THC-DEW-POL-1 | Pumps, Polymer Feed, Dewatering | THC-DEW-POL-FEED |  |  |  | POL | http://www.toronto.ca/TWONTO#00260 | Equipment Location | Polymer Feed System Dewatering
| THR-DIS-CHL | Disinfection, Chlorination System | THR-DIS |  |  | 34704 |  | x | Equipment Location | Disinfection
| THR-DIS-CHL | Disinfection, Chlorination System | THR-DIS-EV |  |  | 34704 |  | x | Equipment Location | Disinfection, Chlorine Evaporator
| THR-DIS-CHL | Disinfection, Chlorination System | THR-S-E |  |  | 34704 |  | x | Equipment Location | SUSPENDED ENTITY
| THC-DEW-POL-2 | Pumps, Polymer Feed, Dewatering | THC-DEW-POL-FEED |  |  |  | POL | http://www.toronto.ca/TWONTO#00260 | Equipment Location | Polymer Feed System Dewatering
| THR-DIS-CW-S | Disinfection, City Water, BFP | THR-S-E |  |  | 34862 |  | x | Equipment Location | SUSPENDED ENTITY
| THR-DIS-CW-S | Disinfection, City Water, BFP | THR-DIS |  |  | 34862 |  | x | Equipment Location | Disinfection
| THR-DIS-EV | Disinfection, Chlorine Evaporator | THR-DIS |  |  | 34557 |  | x | Equipment Location | Disinfection
| THR-DIS-EV | Disinfection, Chlorine Evaporator | THR-S-E |  |  | 34557 |  | x | Equipment Location | SUSPENDED ENTITY
| THR-FT-RAS-P-N | Pumps, Return Activated Sludge, North | THR-FT-RAS-P |  | Pump |  |  | http://www.toronto.ca/TWONTO#00260
| THR-DIS-FPWS | Disinfection, Plant Water | THR-S-E |  |  | 34861 |  | x | Equipment Location | SUSPENDED ENTITY
| THR-DIS-FPWS | Disinfection, Plant Water | THR-DIS |  |  | 34861 |  | x | Equipment Location | Disinfection
| THR-FT-RAS-P-S | Pumps, Return Activated Sludge, South | THR-FT-RAS-P |  | Pump |  |  | http://www.toronto.ca/TWONTO#00260
| TAB-GRK-P | Pumps, Sump,Guard House & MoGen | TAB-GRK |  | Pump |  |  | http://www.toronto.ca/TWONTO#00260
| MTMH321 | QUEENSWAY STS | TRK-HMR |  |  |  |  | http://www.toronto.ca/TWONTO#00260 | Sub-Process | HUMBER DRAINAGE AREA
| FHA | R C Harris Water Treatment Plant | WT&S |  |  |  |  | http://www.toronto.ca/TWONTO#00260 | Facility | Water Treatment & Supply
| THR-DIS-P-S | Disinfection, Pumps, Sump & Chlorine Solution | THR-S-E |  |  | 34863 |  | x | Equipment Location | SUSPENDED ENTITY
| THR-DIS-P-S | Disinfection, Pumps, Sump & Chlorine Solution | THR-DIS |  |  | 34863 |  | x | Equipment Location | Disinfection
| FCL | R L Clark Water Treatment Plant | WT&S |  |  |  |  | http://www.toronto.ca/TWONTO#00260 | Facility | Water Treatment & Supply
| FCL | R L Clark Water Treatment Plant | TW |  |  |  |  | http://www.toronto.ca/TWONTO#00260 | Facility | Toronto Water
| TAB-STR-V-RAS | RAS Line Valves, Header Isolation & Routing | TAB-STR-RAS/WAS |  |  |  |  | http://www.toronto.ca/TWONTO#00260 | Equipment Location | Return & Waste Activated Sludge Header
| THR-DIS-P-SUS | Disinfection, Pumps, Sump & Chlorine Solution | THR-S-E |  |  |  |  | x | Equipment Location | SUSPENDED ENTITY
| THC-STR-RAS/WAS OLD | RAS/WAS, Old Plant | THC-STR-RAS/WAS |  |  |  |  | http://www.toronto.ca/TWONTO#00260 | Sub-sub-process | Return/ Waste Activated Sludge
| THR-DIS-SB | Scrubbers, Caustic Soda Recirculation Pumps | THR-S-E |  |  |  |  | x | Equipment Location | SUSPENDED ENTITY
| THC-STR-RAS/WAS-I-IV | RAS/WAS, Phase I-IV | THC-STR-RAS/WAS |  |  |  |  | http://www.toronto.ca/TWONTO#00260 | Sub-sub-process | Return/ Waste Activated Sludge
| TAB-RSP | Raw Sewage Pumping | TAB-WORK-AREA-1 |  |  |  |  | http://www.toronto.ca/TWONTO#00260 | Process | Work Area 1
| THR-DL-EFF | Dosing Line, Disinfection, Effluent | THR-DIS-P |  |  |  |  | http://www.toronto.ca/TWONTO#00479 | Equipment Location | Disinfection - Pumping
| THR-DL-FPW | Dosing Line, Disinfection, Filtered Plant Water | THR-DIS-P |  |  |  |  | http://www.toronto.ca/TWONTO#00479 | Equipment Location | Disinfection - Pumping
| THR-DL-NPRS | Dosing Line, North Ferrous Chloride | THR-PRS-P | Pump,Centrifugal |  |  |  | http://www.toronto.ca/TWONTO#00479 | Equipment Location | Phosphorous Removal System, Pumps
| THR-DL-NRAS | Dosing Line, North RAS Chemical Feed | THR-DIS-P-NRAS | Transmitter,Pressure |  |  |  | http://www.toronto.ca/TWONTO#00479 | Equipment Location | Pumps, Disinfection, North Return Activated Sludge
| THR-DL-SPRS | Dosing Line, South Ferrous Chloride | THR-PRS-P | Pump,Centrifugal |  |  |  | http://www.toronto.ca/TWONTO#00479 | Equipment Location | Phosphorous Removal System, Pumps
| THR-DL-SRAS | Dosing Line, South RAS Chemical Feed | THR-DIS-P-SRAS | Transmitter,Pressure |  |  |  | http://www.toronto.ca/TWONTO#00479 | Equipment Location | Pumps, Disinfection, South Return Activated Sludge
| THR-DL-WA4 | Dosing Lines-Work Area4 | THR-DIS |  |  |  |  | http://www.toronto.ca/TWONTO#00479 | Equipment Location | Disinfection
| TAB-RSP | Raw Sewage Pumping | TAB-WORK-AREA-4 |  |  |  |  | http://www.toronto.ca/TWONTO#00260 | Process | Work Area 4
| TAB-RSP | Raw Sewage Pumping | TAB-WORK-AREA-LIQ |  |  |  |  | http://www.toronto.ca/TWONTO#00260 | Process | TAB Work Area Liq
| TAB-RSP-PIP | Raw Sewage, Influent Conduits # 1-5 | TAB-RSP |  |  |  |  | http://www.toronto.ca/TWONTO#00260 | Sub-Process | Raw Sewage Pumping
| THC-DIG-RS TRANSFER | Raw Sludge Transfering | THC-DEW-HOLD TANK |  |  |  |  | http://www.toronto.ca/TWONTO#00260 | Sub-Process | Dewatering-Sludge Holding Tanks
11978 | FCL-DEW-RW | Raw water Area Dewatering | FCL-DEW | Tank,Reservoir | Tank |  |  | http://www.toronto.ca/TWONTO#00260 |  | Dewatering
| 16825 | Raw Water Flume | FIS-RW |  |  |  |  | http://www.toronto.ca/TWONTO#00260 | Sub-Process | Raw Water Production
| 16821 | Raw Water Intake | FIS-RW |  |  |  |  | http://www.toronto.ca/TWONTO#00260 | Sub-Process | Raw Water Production
| FCL-RW-MODULES | Raw Water Modules | FCL-RW |  |  |  |  | http://www.toronto.ca/TWONTO#00260 | Sub-Process | Raw Water
| FHA-RAW | Raw Water Production | FHA WORK AREA 1 |  |  |  |  | http://www.toronto.ca/TWONTO#00260 | Process | Process
| FHO-RAW | Raw Water Production | FHO WORK AREA 1 |  |  |  |  | http://www.toronto.ca/TWONTO#00260 | Process | Process
| FIS-RW | Raw Water Production | FIS WORK AREA 1 |  |  |  |  | http://www.toronto.ca/TWONTO#00260 | Process | Process
| FHA-RW-P | Raw Water Pumping | FHA-RAW |  |  |  |  | http://www.toronto.ca/TWONTO#00260 | Sub-Process | Raw Water Production
| FCL-RW-SAMP | Raw Water Sampling | FCL-RW |  |  |  |  | http://www.toronto.ca/TWONTO#00260 | Sub-Process | Raw Water
| FCL-RW-SAMP | Raw Water Sampling | FCL-SAMP |  |  |  |  | http://www.toronto.ca/TWONTO#00260 | Sub-Process | Sampling Systems
| FHA-RW-SAMP | Raw Water Sampling | FHA-SAMP |  |  |  |  | http://www.toronto.ca/TWONTO#00260 | Sub-Process | Sampling Systems
| FHO RAW H2O | Raw water Sampling | FHO-SAMP |  |  |  |  | http://www.toronto.ca/TWONTO#00260 | Sub-Process | Sampling Systems
| FCL-RW-SCREENS | Raw Water Sreening | FCL-RW |  |  |  |  | http://www.toronto.ca/TWONTO#00260 | Sub-Process | Raw Water
| FCL-WWW | Residue Management | FCL WORK AREA 1 |  |  |  |  | http://www.toronto.ca/TWONTO#00260 | Process | Process
| FCL-WWW | Residue Management | FCL WORK AREA 2 |  |  |  |  | http://www.toronto.ca/TWONTO#00260 | Process | Plant Services
| FHA-WWW | Residue Management / Waste Water System | FHA WORK AREA 1 |  |  |  |  | http://www.toronto.ca/TWONTO#00260 | Process | Process
| FHO-WWW | Residue Management / Waste Water System | FHO WORK AREA 1 |  |  |  |  | http://www.toronto.ca/TWONTO#00260 | Process | Process
| FCL-ACC-RMF | Residue Management HVAC Equipment | FCL-ACC |  |  |  |  | http://www.toronto.ca/TWONTO#00260 | Equipment Location | Climate Control (HVAC)
| FCL-WWW-SAMP | Residue Management Sampling | FCL-SAMP |  |  |  |  | http://www.toronto.ca/TWONTO#00260 | Sub-Process | Sampling Systems
| FCL-SES-8 | Respirator Fit Testing | FCL-SES |  |  |  | SES | x | Sub-Process | Safety and Environmental Services
78691 | THR-SES-LD-RWD | Retractable Winches, Davit Arms, WA2 | THR-LD-WA2 | Lifting Device,Sling | Lifting Device |  |  | http://www.toronto.ca/TWONTO#00260 |  | Lifting Devices, Chain Hoist, Come Along & Slings
| TAB-STR-RAS/WAS | Return & Waste Activated Sludge Header | TAB-AER |  |  |  |  | http://www.toronto.ca/TWONTO#00260 | Sub-Process | Aeration Gallery
| THC-STR-RAS/WAS | Return/ Waste Activated Sludge | THC-STR |  |  |  |  | http://www.toronto.ca/TWONTO#00260 | Sub-Process | Secondary Treatment
73255 | THR-DRN-RSPS | Returns Sludge Pumping Station, Work Area 4 | THR-DRN-WA4 |  | Drain |  |  | http://www.toronto.ca/TWONTO#00260 |  | Drains, Work Area 4
| WTR-CENTRAL-REV | Revenue Metering | WTR-CENTRAL-RES |  |  |  |  | http://www.toronto.ca/TWONTO#00260 | Process | Work Area 2 Central Reservoirs
| WTR-CENTRAL-REV | Revenue Metering | WTR-SCT |  |  |  |  | http://www.toronto.ca/TWONTO#00260 | Process | Water Supply Work Area 2 SYSTEM CONTROL
| WTR-EAST-REV | Revenue Metering | WTR-EAST |  |  |  |  | http://www.toronto.ca/TWONTO#00260 | Process | Water Supply Work Area 1 EAST
| WTR-WEST-REV | Revenue Metering | WTR-WEST |  |  |  |  | http://www.toronto.ca/TWONTO#00260 | Process | Water Supply Work Area 3 WEST
| MTMH181 | RIVERDALE STM | TRK-DON |  |  |  |  | http://www.toronto.ca/TWONTO#00260 | Sub-Process | DON DRAINAGE AREA
| FCL-MCS-BLDG-SURG | RL Clark Surge Building | FCL-TRW |  |  |  |  | http://www.toronto.ca/TWONTO#00260 | Mechanical Equipment | Treated Water
| FCL-MCS-BLDG-SURG | RL Clark Surge Building | FCL-GRK |  |  |  |  | http://www.toronto.ca/TWONTO#00260 | Mechanical Equipment | Buildings and Grounds
| FCL-MCS-BLDG-SURG | RL Clark Surge Building | FCL-MCS |  |  |  |  | http://www.toronto.ca/TWONTO#00260 | Mechanical Equipment | Mechanical Services
| MTMH329 | ROCKCLIFFE 10 INCH STS | TRK-HMR |  |  |  |  | http://www.toronto.ca/TWONTO#00260 | Sub-Process | HUMBER DRAINAGE AREA
| COL-PMM-SW-0001 | Switch, Main Power | COL-PMM-MCC-0001 | Switch |  |  | SW | http://www.toronto.ca/TWONTO#00594 | Electrical Equipment | Motor Control Centre
| THR-ELS-LP-0203 | Lighting Panel, 600 V. RSPS Control Room Bldg. | THR-RSPS-CR | Control Panel,Electrical | Control Loop |  | LP | http://www.toronto.ca/TWONTO#00477 |  | New Returns Control Room
| THR-ELS-LP-3801 | Lighting Panel, Raw Plant Water Pumping Station, Electrical Room | THR-ELS-FPW | Control Panel,Electrical | Control Loop |  | LP | http://www.toronto.ca/TWONTO#00477 |  | Electrical System, Filtered Plant Water Building
| MTMH326 | ROCKCLIFFE STS | TRK-DON |  |  |  |  | http://www.toronto.ca/TWONTO#00260 | Sub-Process | DON DRAINAGE AREA
| MTMH326 | ROCKCLIFFE STS | TRK-HMR |  |  |  |  | http://www.toronto.ca/TWONTO#00260 | Sub-Process | HUMBER DRAINAGE AREA
| MTMH121 | ROSEDALE CREEK STS | TRK-DON |  |  |  |  | http://www.toronto.ca/TWONTO#00260 | Sub-Process | DON DRAINAGE AREA
147156 | WTR-RRH | Rosehill Reservoir | WTR-CENTRAL-RES |  | Tank |  |  | http://www.toronto.ca/TWONTO#00260 |  | Work Area 2 Central Reservoirs
89379 | WTR-RRH | Rosehill Reservoir | WTR-EAST-RES |  | Tank |  |  | http://www.toronto.ca/TWONTO#00260 |  | Work Area 1 EAST Reservoirs
| TAB-THK-V-ROUT | Routing Valves | TAB-THK |  |  |  |  | http://www.toronto.ca/TWONTO#00260 | Equipment Location | Floatation
139216 | THR-THK-RPU | RPU & UPS, Sludge Thickening Building | THR-THK | RPU | Remote Processor Unit |  |  | http://www.toronto.ca/TWONTO#00260 |  | Sludge Thickening
| COL-PRR-SW-0001 | Switch, Main Power | COL-PRR-MISC | Switch |  |  | SW | http://www.toronto.ca/TWONTO#00594 | Electrical Equipment | Miscellaneous Equipment
| COL-PRR-SW-0001 | Switch, Main Power | COL-PRR | Switch |  |  | SW | http://www.toronto.ca/TWONTO#00594 | Electrical Equipment | Riverside Sewage Pumping Station
| TAB-THK-RPU | RPU Location | TAB-THK-INQ |  |  |  |  | http://www.toronto.ca/TWONTO#00260 | Equipment Location | Floatation - Instrumentation Equipment
| THR-DIG-RPU | RPU, UPS, Digester | THR-DIG-T |  |  |  |  | http://www.toronto.ca/TWONTO#00260 | Equipment Location | Digester, Tanks
131643 | THR-BLDG-RPU | RPUs Plant Services | THR-SPC |  | Remote Processor Unit |  |  | http://www.toronto.ca/TWONTO#00260 |  | Process Control Systems - Services Area
| MTMH184 | RUSCICA STM | TRK-DON |  |  |  |  | http://www.toronto.ca/TWONTO#00260 | Sub-Process | DON DRAINAGE AREA
| TUNNEL SUBSTATION | RUU Substation | TAB_EL1_NS |  |  |  |  | http://www.toronto.ca/TWONTO#00260 | Division | Electrical Distribution,North Substation
78956 | THR-SES-WA1 | Safety & Environmental Services | THR WORK AREA 1 | Safety | Safety Equipment |  |  | http://www.toronto.ca/TWONTO#00260 |  | Solid Handling
18197 | FHA-SES | Safety & Environmental Services | FHA WORK AREA 2 |  | Safety Equipment |  |  | http://www.toronto.ca/TWONTO#00260 |  | Services
65753 | THC-SES | Safety & Environmental Services | THC | Building Service | Safety Equipment |  |  | http://www.toronto.ca/TWONTO#00260 |  | Highland Creek Treatment Plant
138827 | THR-SES-WA4 | Safety & Environmental Services | THR WORK AREA 4 | Safety | Safety Equipment |  |  | http://www.toronto.ca/TWONTO#00260 |  | Liquid Handling 2
78958 | THR-SES-WA3 | Safety & Environmental Services | THR WORK AREA 3 | Safety | Safety Equipment |  |  | http://www.toronto.ca/TWONTO#00260 |  | Plant Services
65754 | THC-SES | Safety & Environmental Services | THCLIQOPS | Building Service | Safety Equipment |  |  | http://www.toronto.ca/TWONTO#00260 |  | THC Liquids Operations
| FHO-SES | Safety & Environmental Services | FHO WORK AREA 2 |  |  |  |  | http://www.toronto.ca/TWONTO#00260 | Process | Services
78957 | THR-SES-WA2 | Safety & Environmental Services, WA2 | THR WORK AREA 2 | Safety | Safety Equipment |  |  | http://www.toronto.ca/TWONTO#00260 |  | Liquid Handling
| WTR-CENTRAL-SES | Safety & Lifting Devices | WTR-SCT |  |  |  |  | http://www.toronto.ca/TWONTO#00260 | Equipment Location | Water Supply Work Area 2 SYSTEM CONTROL
| WTR-EAST-SES | Safety & Lifting Devices | WTR-EAST |  |  |  |  | http://www.toronto.ca/TWONTO#00260 | Equipment Location | Water Supply Work Area 1 EAST
| WTR-WEST-SES | Safety & Lifting Devices | WTR-WEST |  |  |  |  | http://www.toronto.ca/TWONTO#00260 | Equipment Location | Water Supply Work Area 3 WEST
| FCL-SES | Safety and Environmental Services | FCL WORK AREA 2 |  |  |  |  | http://www.toronto.ca/TWONTO#00260 | Process | Plant Services
109759 | TAB-DEW-SAFETY | Safety Equipment | TAB-DEW-SERVICES |  | Safety Equipment |  |  | http://www.toronto.ca/TWONTO#00260 |  | Dewatering Building Service & Safety Systems
138689 | THR-SES-SQ | Safety Equipment | THR-SES-WA3 | Safety | Safety Equipment |  |  | x |  | Safety & Environmental Services
53849 | TAB-SLO-SQ | Safety Equipment | TAB-SLO-LOADING |  | Safety Equipment |  |  | http://www.toronto.ca/TWONTO#00260 |  | Sludge Loading - Bio-Solids
| FHO-SES-SQ-0001 | Safety Equipment | FHO-SES |  |  |  | SQ | x | Sub-Process | Safety & Environmental Services
| THC-SES-SQ | Safety Equipment | THC-SES |  |  |  |  | x | Sub-Process | Safety & Environmental Services
| YTF-SES | Safety Equipment | YTF-BLDG |  |  |  |  | http://www.toronto.ca/TWONTO#00260 | Process | Bullding Services
| TAB-WA1-SQ | Safety Equipment & Supplies Common to WA1 | TAB-WA1 |  |  |  |  | http://www.toronto.ca/TWONTO#00260 | Sub-Process | Common to WA1 - Safety, Bldg. Services, , etc.
78944 | THR-SES-SQ-WA1 | Safety Equipment -Work Area1 | THR-SES-WA1 |  | Safety Equipment |  |  | http://www.toronto.ca/TWONTO#00260 |  | Safety & Environmental Services
138812 | THR-SES-SQ-WA2 | Safety Equipment -Work Area2 | THR-SES-WA2 |  | Safety Equipment |  |  | http://www.toronto.ca/TWONTO#00260 |  | Safety & Environmental Services, WA2
138813 | THR-SES-SQ-WA3 | Safety Equipment -Work Area3 | THR-SES-WA3 |  | Safety Equipment |  |  | x |  | Safety & Environmental Services
138814 | THR-SES-SQ-WA4 | Safety Equipment -Work Area4 | THR-SES-WA4 |  | Safety Equipment |  |  | http://www.toronto.ca/TWONTO#00260 |  | Safety & Environmental Services
| TAB-PRM-SQ-P | Safety Equipment, P Building , Primarm | TAB-PRM-P |  |  |  |  | http://www.toronto.ca/TWONTO#00260 | Mechanical Equipment | P Bldg - Primary Treatment
83561 | FHA-SES-SQ-6 | Safety Fall Protection Equipment | FHA-SES |  | Safety Equipment |  | SQ | x |  | Safety & Environmental Services
| FCL-SES-SQ-0102 | Safety Harnesses, High Lift Building, Store Room | FCL-SES |  |  |  | SQ | x | Equipment Location | Safety and Environmental Services
126516 | THC-MCS-SQ-0001 | Safety tools, equipment for general use, plant wide | THC-MCS-MEQ | Machine Tool,Milling Machine | Tool |  | SQ | http://www.toronto.ca/TWONTO#00260 |  | Machine Shop and Equipment
| FIS-SES | Safety, Instrumentation & Environmental Services | FIS WORK AREA 2 |  |  |  |  | http://www.toronto.ca/TWONTO#00260 | Process | Services
56733 | FCL-ELS-SQ-1000 | Safety,Electrical PPE Cabinet,High Lift Switchgear Room | FCL_ELS_PLANT | Safety | Safety Equipment |  | SQ | http://www.toronto.ca/TWONTO#00260 |  | FCL_ELS_PLANT
12709 | FCL-ELS-SQ-2000 | Safety,Electrical PPE Cabinet,Low Lift Switchgear Room | FCL_ELS_PLANT | Safety | Safety Equipment |  | SQ | http://www.toronto.ca/TWONTO#00260 |  | FCL_ELS_PLANT
113420 | TAB-ELS-SQ-1000 | Safety,Electrical PPE Cabinet,North Substation,1st Floor,West | TAB-ELS-ESQ | Safety | Safety Equipment |  | SQ | http://www.toronto.ca/TWONTO#00260 |  | Electrical Safety Equipment
113419 | TAB-ELS-SQ-1000 | Safety,Electrical PPE Cabinet,North Substation,1st Floor,West | NORTH SUBSTN_1ST FLR | Safety | Safety Equipment |  | SQ | http://www.toronto.ca/TWONTO#00260 |  | MSA Substation,1st Floor
| FHO AFTER SO2 | Sampling | FHO-SAMP |  |  |  |  | http://www.toronto.ca/TWONTO#00260 | Sub-Process | Sampling Systems
| FHO BEFORE SO2 | Sampling | FHO-SAMP |  |  |  |  | http://www.toronto.ca/TWONTO#00260 | Sub-Process | Sampling Systems
| THR-MCS-MT-0682 | Sand Blaster | THR-MT-WA3 |  |  |  | MT | http://www.toronto.ca/TWONTO#00663 | Mechanical Equipment | Machine Tools
| FHO CLEARWELL | Sampling | FHO-SAMP |  |  |  |  | http://www.toronto.ca/TWONTO#00260 | Sub-Process | Sampling Systems
| FHO PRE FILTERED | Sampling | FHO-SAMP |  |  |  |  | http://www.toronto.ca/TWONTO#00260 | Sub-Process | Sampling Systems
| FHO RESERVOIR | Sampling | FHO-SAMP |  |  |  |  | http://www.toronto.ca/TWONTO#00260 | Sub-Process | Sampling Systems
| FIS-AFTER SO2 | Sampling | FIS-SAMP |  |  |  |  | http://www.toronto.ca/TWONTO#00260 | Sub-Process | Sampling Systems
| FIS-BEFORE SO2 | Sampling | FIS-SAMP |  |  |  |  | http://www.toronto.ca/TWONTO#00260 | Sub-Process | Sampling Systems
| FIS-CLEARWELL | Sampling | FIS-SAMP |  |  |  |  | http://www.toronto.ca/TWONTO#00260 | Sub-Process | Sampling Systems
| FIS-PRE FILTERED | Sampling | FIS-SAMP |  |  |  |  | http://www.toronto.ca/TWONTO#00260 | Sub-Process | Sampling Systems
| FIS-RESERVOIR | Sampling | FIS-SAMP |  |  |  |  | http://www.toronto.ca/TWONTO#00260 | Sub-Process | Sampling Systems
| FIS-RW-SAMP | Sampling | FIS-SAMP |  |  |  |  | http://www.toronto.ca/TWONTO#00260 | Sub-Process | Sampling Systems
| FHA-SAMP | Sampling Systems | FHA WORK AREA 1 |  |  |  |  | http://www.toronto.ca/TWONTO#00260 | Process | Process
| FHO-SAMP | Sampling Systems | FHO WORK AREA 1 |  |  |  |  | http://www.toronto.ca/TWONTO#00260 | Process | Process
| FIS-SAMP | Sampling Systems | FIS WORK AREA 1 |  |  |  |  | http://www.toronto.ca/TWONTO#00260 | Process | Process
| THR-OCS-OZ-3956S | Ozone Generator, Odour Control System | THR-OCS-OZ | Generator,Ozone | Office Equipment | 39022 | OZ | x |  | Odour Control System, Ozonator
| FIS-LAB | Sampling, Lab Equipment | FIS-SAMP |  |  |  |  | http://www.toronto.ca/TWONTO#00260 | Sub-Process | Sampling Systems
| FCL-WWW-SAN | Sanitary pumping | FCL-WWW | Pump,Centrifugal | Pump |  |  | http://www.toronto.ca/TWONTO#00260
| FHA-AUX-SAN | Sanitary Pumping System | FHA-AUX |  |  |  |  | http://www.toronto.ca/TWONTO#00260 | Sub-Process | Auxiliary Systems
| TRK-SAN-DON | SANITARY SEWERS - DON DRAINAGE AREA | TRK-SAN |  |  |  |  | http://www.toronto.ca/TWONTO#00260 | Sub-Process | SANITARY SEWERS (ALTERNATE GL)
| TRK-SAN-HCK | SANITARY SEWERS - HIGHLAND CREEK DRAINAGE AREA | TRK-SAN |  |  |  |  | http://www.toronto.ca/TWONTO#00260 | Sub-Process | SANITARY SEWERS (ALTERNATE GL)
| TRK-SAN-HMR | SANITARY SEWERS - HUMBER DRAINAGE AREA | TRK-SAN |  |  |  |  | http://www.toronto.ca/TWONTO#00260 | Sub-Process | SANITARY SEWERS (ALTERNATE GL)
| TRK-SAN-LVW | SANITARY SEWERS - LAKEVIEW DRAINAGE AREA | TRK-SAN |  |  |  |  | http://www.toronto.ca/TWONTO#00260 | Sub-Process | SANITARY SEWERS (ALTERNATE GL)
| TRK-SAN-NTO | SANITARY SEWERS - NORTH TORONTO DRAINAGE AREA | TRK-SAN |  |  |  |  | http://www.toronto.ca/TWONTO#00260 | Sub-Process | SANITARY SEWERS (ALTERNATE GL)
| TRK-SAN | SANITARY SEWERS (ALTERNATE GL) | TRK-AGL |  |  |  |  | http://www.toronto.ca/TWONTO#00260 | Process | TRK (ALTERNATE GL)
79315 | FHA-SBS | SBS System | FHA-DIS |  | Safety Equipment |  |  | http://www.toronto.ca/TWONTO#00260 |  | Disinfection
| FHA-WWW-SBS | SBS System | FHA-WWW |  |  |  |  | http://www.toronto.ca/TWONTO#00260 | Sub-Process | Residue Management / Waste Water System
| FIS-SBS | SBS System | FIS-PLT |  |  |  |  | http://www.toronto.ca/TWONTO#00260 | Sub-Process | Preliminary Treatment
17547 | FHA-GRK-COM-0002 | Scada & Computer Systems | FHA-GRK-PRTY-0001 | Public Address System | Communications Equipment |  | COM | http://www.toronto.ca/TWONTO#00260 |  | Buildings Maintenance
| SCADA SUPPORT | SCADA Support | YTF-SPC1 |  |  |  |  | http://www.toronto.ca/TWONTO#00260 | Computer Equipment | Process Control Systems - Administrative
98213 | FIS-SES-SCBA | SCBA | FIS-SES-SQ-0001 |  | Safety Equipment |  |  | http://www.toronto.ca/TWONTO#00260 |  | Emergency Breathing Apparatus
| FCL-SES-2 | SCBA's | FCL-SES |  |  |  | SES | x | Sub-Process | Safety and Environmental Services
| FHA-SES-SCRUBBER | Scrubber System | FHA-SES |  |  |  |  | x | Equipment Location | Safety & Environmental Services
| THR-THK-SB | Scrubber, Thickening, Odour Control Units | THR-THK |  |  |  |  | http://www.toronto.ca/TWONTO#00260 | Equipment Location | Sludge Thickening
| THR-DIS-SB | Scrubbers, Caustic Soda Recirculation Pumps | THR-DIS |  |  |  |  | http://www.toronto.ca/TWONTO#00260 | Equipment Location | Disinfection
| THR-PRM-SCP-N | Scum Pumping, Primary Treatment, North Primary(9,10,11) | THR-PRM-SCP |  |  |  |  | http://www.toronto.ca/TWONTO#00260 | Equipment Location | Scum Pumping, Primary Treatment,North and South
| THR-PRM-SCP-N | Scum Pumping, Primary Treatment, North Primary(9,10,11) | THR-PRM-NORTH |  |  |  |  | http://www.toronto.ca/TWONTO#00260 | Equipment Location | Primary Treatment, North Primary
| THR-PRM-SCP-S | Scum Pumping, Primary Treatment, South Primary(1-8) | THR-PRM-SCP |  |  |  |  | http://www.toronto.ca/TWONTO#00260 | Equipment Location | Scum Pumping, Primary Treatment,North and South
| THR-PRM-SCP-S | Scum Pumping, Primary Treatment, South Primary(1-8) | THR-PRM-SOUTH |  |  |  |  | http://www.toronto.ca/TWONTO#00260 | Equipment Location | Primary Treatment, South Primary
| THR-PRM-SCP | Scum Pumping, Primary Treatment,North and South | THR-PRM-NORTH |  |  |  |  | http://www.toronto.ca/TWONTO#00260 | Equipment Location | Primary Treatment, North Primary
| THR-PRM-SCP | Scum Pumping, Primary Treatment,North and South | THR-PRM |  |  |  |  | http://www.toronto.ca/TWONTO#00260 | Equipment Location | Primary Treatment
| THR-PRM-SCUM-T | Scum/Sludge Pumping, Tanks & Hopper, South Primary | THR-PRM-SOUTH |  |  |  |  | http://www.toronto.ca/TWONTO#00260 | Equipment Location | Primary Treatment, South Primary
| THR-PRM-SCUM-T | Scum/Sludge Pumping, Tanks & Hopper, South Primary | THR-PRM |  |  |  |  | http://www.toronto.ca/TWONTO#00260 | Equipment Location | Primary Treatment
| THR-PLT-BL-GRIT | Preliminary Treatment, Grit Bldg. Blowers | THR-S-E |  |  |  |  | x | Equipment Location | SUSPENDED ENTITY
| THR-PLT-BL-VX(SUSP) | Preliminary Treatment, Head House Vortex Blowers | THR-PLT-HH |  |  | 36046 |  | x | Equipment Location | Preliminary Treatment, Head House
| THR-PLT-CYC-G | Cyclone, North Grit Building | THR-PLT-GRITS |  |  |  |  | http://www.toronto.ca/TWONTO#00794 | Equipment Location | Gate,Sluice,Preliminary Treatment, Grit Building
| THC-FT | Secondary Clarifiers | THC-STR |  |  |  |  | http://www.toronto.ca/TWONTO#00260 | Sub-Process | Secondary Treatment
| TAB-STR-CLR-INQ | Secondary Clarifiers - Instrumentation Equipment | TAB-STR2 |  |  |  |  | http://www.toronto.ca/TWONTO#00260 | Equipment Location | Secondary Treatment - Clarifiers
| THC-FT-OLD PLANT | Secondary Clarifiers, Old Plant | THC-FT |  |  |  |  | http://www.toronto.ca/TWONTO#00260 | Equipment Location | Secondary Clarifiers
| THC-FT-PHASE I-IV | Secondary Clarifiers, Phase I-IV | THC-FT |  |  |  |  | http://www.toronto.ca/TWONTO#00260 | Sub-sub-process | Secondary Clarifiers
| THR-PLT-GRITS | Gate,Sluice,Preliminary Treatment, Grit Building | THR-PLT |  |  | 39917 |  | x | Equipment Location | Preliminary Treatment
| THC-ELS-PS-0002 | Secondary Power Equipment | THC-GRK-ELS |  |  |  | PS | http://www.toronto.ca/TWONTO#00260 | Equipment Location | Electrical Services, Maintenance- virtual entity
| THC-ELS-PS-0002 | Secondary Power Equipment | THCLIQOPS |  |  |  | PS | http://www.toronto.ca/TWONTO#00260 | Equipment Location | THC Liquids Operations
| THC-ELS-PS-0002-A | Secondary Power Equipment, Building A | THC-ELS-PS-0002 |  |  |  | PS | http://www.toronto.ca/TWONTO#00260 | Equipment Location | Secondary Power Equipment
| THC-ELS-PS-0002-H | Secondary Power Equipment, Building H | THC-ELS-PS-0002 |  |  |  | PS | http://www.toronto.ca/TWONTO#00260 | Equipment Location | Secondary Power Equipment
| THC-ELS-PS-0002-K | Secondary Power Equipment, Building K | THC-ELS-PS-0002 |  |  |  | PS | http://www.toronto.ca/TWONTO#00260 | Equipment Location | Secondary Power Equipment
| THC-ELS-PS-0002-L | Secondary Power Equipment, Building L | THC-ELS-PS-0002 |  |  |  | PS | http://www.toronto.ca/TWONTO#00260 | Equipment Location | Secondary Power Equipment
| THC-ELS-PS-0002-M | Secondary Power Equipment, Building M | THC-ELS-PS-0002 |  |  |  | PS | http://www.toronto.ca/TWONTO#00260 | Equipment Location | Secondary Power Equipment
| THR-PRM-BH-0001 | Bulk Head, Channel Gate Stop/Block, Primary | THR-PRM-BH |  |  |  | BH | http://www.toronto.ca/TWONTO#00571 | Mechanical Equipment | Bulk Head, Channel Gate Stop/Block, Primary
| THR-PRM-BH-0002 | Bulk Head, Channel Gate Stop/Block, Primary | THR-PRM-BH |  |  |  | BH | http://www.toronto.ca/TWONTO#00571 | Mechanical Equipment | Bulk Head, Channel Gate Stop/Block, Primary
| THR-PRM-BH-0003 | Bulk Head, Channel Gate Stop/Block, Primary | THR-PRM-BH |  |  |  | BH | http://www.toronto.ca/TWONTO#00571 | Mechanical Equipment | Bulk Head, Channel Gate Stop/Block, Primary
| THR-PRM-BH-0004 | Bulk Head, Channel Gate Stop/Block, Primary | THR-PRM-BH |  |  |  | BH | http://www.toronto.ca/TWONTO#00571 | Mechanical Equipment | Bulk Head, Channel Gate Stop/Block, Primary
| THR-PRM-BH-0005 | Bulk Head, Channel Gate Stop/Block, Primary | THR-PRM-BH |  |  |  | BH | http://www.toronto.ca/TWONTO#00571 | Mechanical Equipment | Bulk Head, Channel Gate Stop/Block, Primary
| THR-PRM-BH-0006 | Bulk Head, Channel Gate Stop/Block, Primary | THR-PRM-BH |  |  |  | BH | http://www.toronto.ca/TWONTO#00571 | Mechanical Equipment | Bulk Head, Channel Gate Stop/Block, Primary
| THR-PRM-BH-0007 | Bulk Head, Channel Gate Stop/Block, Primary | THR-PRM-BH |  |  |  | BH | http://www.toronto.ca/TWONTO#00571 | Mechanical Equipment | Bulk Head, Channel Gate Stop/Block, Primary
| THR-PRM-BH-0008 | Bulk Head, Channel Gate Stop/Block, Primary | THR-PRM-BH |  |  |  | BH | http://www.toronto.ca/TWONTO#00571 | Mechanical Equipment | Bulk Head, Channel Gate Stop/Block, Primary
| THR-PRM-BH-0009 | Bulk Head, Channel Gate Stop/Block, Primary | THR-PRM-BH |  |  |  | BH | http://www.toronto.ca/TWONTO#00571 | Mechanical Equipment | Bulk Head, Channel Gate Stop/Block, Primary
| THR-PRM-BH-0010 | Bulk Head, Channel Gate Stop/Block, Primary | THR-PRM-BH |  |  |  | BH | http://www.toronto.ca/TWONTO#00571 | Mechanical Equipment | Bulk Head, Channel Gate Stop/Block, Primary
| THR-PRM-BH-0011 | Bulk Head, Channel Gate Stop/Block, Primary | THR-PRM-BH |  |  |  | BH | http://www.toronto.ca/TWONTO#00571 | Mechanical Equipment | Bulk Head, Channel Gate Stop/Block, Primary
| THR-PRM-BH-0012 | Bulk Head, Channel Gate Stop/Block, Primary | THR-PRM-BH |  |  |  | BH | http://www.toronto.ca/TWONTO#00571 | Mechanical Equipment | Bulk Head, Channel Gate Stop/Block, Primary
| THR-PRM-BH-0013 | Bulk Head, Channel Gate Stop/Block, Primary | THR-PRM-BH |  |  |  | BH | http://www.toronto.ca/TWONTO#00571 | Mechanical Equipment | Bulk Head, Channel Gate Stop/Block, Primary
| THC-ELS-PS-0002-U | Secondary Power Equipment, Building U | THC-ELS-PS-0002 |  |  |  | PS | http://www.toronto.ca/TWONTO#00260 | Equipment Location | Secondary Power Equipment
| THC-STR-RPU | Secondary Process RPUs | THC-STR |  |  |  |  | http://www.toronto.ca/TWONTO#00260 | Equipment Location | Secondary Treatment
| TAB-STR-P-GLAND | Secondary Pumps Gland Water Supply System | TAB-AER-BL |  |  |  |  | http://www.toronto.ca/TWONTO#00260 | Equipment Location | Blower Building
| FHO-ELS-PS-0002 | Secondary Transformers | FHO WORK AREA 2 |  |  |  | PS | http://www.toronto.ca/TWONTO#00260 | Process | Services
| THC-STR | Secondary Treatment | THCLIQMNT |  |  |  |  | http://www.toronto.ca/TWONTO#00260 | Process | THC Liquids Maintenance
| TNT-STR | Secondary Treatment | TNT WORK AREA 9 |  |  |  |  | http://www.toronto.ca/TWONTO#00260 | Process | North Toronto Treatment Plant
| TAB-STR2 | Secondary Treatment - Clarifiers | TAB-WORK-AREA-2 |  |  |  |  | http://www.toronto.ca/TWONTO#00260 | Process | Work Area 2
| TAB-STR2 | Secondary Treatment - Clarifiers | TAB-WORK-AREA-LIQ |  |  |  |  | http://www.toronto.ca/TWONTO#00260 | Process | TAB Work Area Liq
| TAB-STR-P-SUMP | Secondary Treatment - Sump Pump, Ground Water | TAB-STR2 |  |  |  |  | http://www.toronto.ca/TWONTO#00260 | Equipment Location | Secondary Treatment - Clarifiers
| TNT-DIG-SD | Secondry Digester Tanks | TNT-DIG |  |  |  |  | http://www.toronto.ca/TWONTO#00260 | Equipment Location | Digestion
122922 | THC-DEW-T-6500 | Tank,BTU 2000 Hopper,Solid Treatment | THC-DEW | Tank,Non-Pressurized | Tank |  | T | http://www.toronto.ca/TWONTO#00423 |  | Dewatering Process
122923 | THC-DEW-T-6500 | Tank,BTU 2000 Hopper,Solid Treatment | THC-INC-FU-2000 | Tank,Non-Pressurized | Tank |  | T | http://www.toronto.ca/TWONTO#00423 |  | Furnace, Incinerator 2000
90152 | YTF-SS-SCAM-1000 | Security Cameras | YTF-SS |  | Security System |  | SCAM | http://www.toronto.ca/TWONTO#00260 |  | Security Systems
| YTF-SS | Security Systems | YTF |  |  |  |  | http://www.toronto.ca/TWONTO#00260 | Work Area | Tiffield Data Center
79319 | FHA-SED | Sedimentation | FHA-PLT |  | Tank |  |  | http://www.toronto.ca/TWONTO#00260 |  | Preliminary Treatment
| FCL-SED | Sedimentation and Poly Area (PM Entity link) | FCL-WWW |  |  |  |  | http://www.toronto.ca/TWONTO#00260 | Sub Area | Residue Management
51943 | FCL-DEW-SED | Sedimentation Area Dewatering | FCL-DEW | Tank,Reservoir | Tank |  |  | http://www.toronto.ca/TWONTO#00260 |  | Dewatering
| FHA-WWW-SEDIMENT | Sedimentation Basin | FHA-WWW |  |  |  |  | http://www.toronto.ca/TWONTO#00260 | Sub-Process | Residue Management / Waste Water System
| FCL-SED-SAMP | Sedimentation Sampling | FCL-SAMP |  |  |  |  | http://www.toronto.ca/TWONTO#00260 | Sub-Process | Sampling Systems
| FCL-ACC-HTR-221-234 | Sedimentation Tank Area Heaters | FCL-ACC |  |  |  | HTR | http://www.toronto.ca/TWONTO#00260 | Equipment Location | Climate Control (HVAC)
| FCL-SA | Service Air | FCL-MCS |  |  |  |  | http://www.toronto.ca/TWONTO#00260 | Sub-Process | Mechanical Services
| FIS-MCS-SA | Service Air | FIS-MCS |  |  |  |  | http://www.toronto.ca/TWONTO#00260 | Sub-Process | Mechanical Services
| TAB-STR-SA | Service air Equipments | TAB-AER-BL |  |  |  |  | http://www.toronto.ca/TWONTO#00260 | Equipment Location | Blower Building
| FHO-MCS-PWA | Service Water & Backflow Prevention | FHO-MCS |  |  |  |  | http://www.toronto.ca/TWONTO#00260 | Sub-Process | Mechanical Services
| FHO-MCS-PWA | Service Water & Backflow Prevention | FHO-TRW |  |  |  |  | http://www.toronto.ca/TWONTO#00260 | Sub-Process | Treated Water System
| FHO-TRW-PWA | Service Water & Backflow Prevention | FHO-TRW |  |  |  |  | http://www.toronto.ca/TWONTO#00260 | Sub-Process | Treated Water System
| FCL-MCS-3 | Service Water and Backflow Prevention | FCL-MCS |  |  |  | MCS | http://www.toronto.ca/TWONTO#00260 | Sub-Process | Mechanical Services
| FHA WORK AREA 2 | Services | FHA |  |  |  |  | http://www.toronto.ca/TWONTO#00260 | Work Area | R C Harris Water Treatment Plant
| FHO WORK AREA 2 | Services | FHO-RTE |  |  |  |  | http://www.toronto.ca/TWONTO#00260 | Work Area | FHO-Routine
| FHO WORK AREA 2 | Services | FHO |  |  |  |  | http://www.toronto.ca/TWONTO#00260 | Work Area | F.J. Horgan Water Treatment Plant
| FIS WORK AREA 2 | Services | FIS |  |  |  |  | http://www.toronto.ca/TWONTO#00260 | Work Area | Island Water Treatment Plant
| THR-S-E | SUSPENDED ENTITY | THR |  |  |  |  | x | Work Area | Humber Treatment Plant
| THR-SES-DS | Designated Substances | THR-SES-WA3 | Safety |  |  |  | http://www.toronto.ca/TWONTO#00278 | Mechanical Equipment | Safety & Environmental Services
| THR-SES-FM | Respirator Fit Testing(by EHS Rep) | THR-SES-SCBA |  |  |  |  | http://www.toronto.ca/TWONTO#00278 | Equipment Location | Self Contained Breathing Apparatus
| THR-SES-HAZ-WASTE | Hazardous Waste, Old Oil Storage, in Front of STB | THR-SES-WA3 | Safety |  |  |  | http://www.toronto.ca/TWONTO#00189 | Mechanical Equipment | Safety & Environmental Services
| FHA-SED-SAMP | Settled Sampling | FHA-SAMP |  |  |  |  | http://www.toronto.ca/TWONTO#00260 | Sub-Process | Sampling Systems
| FCL-RSP | Sewage Pumping Station | FCL WORK AREA 2 |  |  |  |  | http://www.toronto.ca/TWONTO#00260 | Process | Plant Services
| FHO-GRK-PIP | Sewage Systems | FHO-GRK |  |  |  |  | http://www.toronto.ca/TWONTO#00260 | Mechanical Equipment | Buildings & Grounds
| FHO-GRK-PIP | Sewage Systems | FHO-GRK-PRTY-0001 |  |  |  |  | http://www.toronto.ca/TWONTO#00260 | Mechanical Equipment | Building Maintenance
| FHO-GRK-PIP | Sewage Systems | FHO-MCS |  |  |  |  | http://www.toronto.ca/TWONTO#00260 | Mechanical Equipment | Mechanical Services
| THR-SUSPENDED ENTITY | Suspended Entities | THR-S-E |  |  | 42879 |  | x | Work Area | SUSPENDED ENTITY
| THR-SUSPENDED ENTITY | Suspended Entities | THR |  |  | 42879 |  | x | Work Area | Humber Treatment Plant
| COL-SWQTF-SI | Sewer Interceptors | COL-SWQTF |  |  |  |  | http://www.toronto.ca/TWONTO#00260 | Sub Area | Storm Water Quality Treatment Facility
| MTMH330 | SILVER CREEK STS | TRK-HMR |  |  |  |  | http://www.toronto.ca/TWONTO#00260 | Sub-Process | HUMBER DRAINAGE AREA
| THC-DCL-SBS-SBSS | Simulator SBS Dilution System-SBSS Feed | THC-DCL |  |  |  |  | http://www.toronto.ca/TWONTO#00260 | Sub-Process | Dechlorination Process
| THR-DCL-ZONE | Simulator Zone, De-chlorination System | THR-DCL | Mixer,Propeller |  |  |  | http://www.toronto.ca/TWONTO#00260 | Equipment Location | Dechlorination
122910 | THC-DEW-SLFR | Sliding Frame, Solids Treatment, virtual entity used as Entity Link for PM Tasks management | THC-DEW | Tank,Non-Pressurized | Tank |  |  | http://www.toronto.ca/TWONTO#00260 |  | Dewatering Process
| THR-PRM-NPSS | Sludge and Scum Pumping, Primary Treatment, North Primary(9,10,11) | THR-PRM-NORTH |  |  |  |  | http://www.toronto.ca/TWONTO#00260 | Equipment Location | Primary Treatment, North Primary
| THC-DEW-BLEND | Sludge Blending System | THC-DEW-SOLIDS |  |  |  |  | http://www.toronto.ca/TWONTO#00260 | Sub-sub-process | Solids Treatment, System Dewatering
| TAB-DEW SLUDGE CAKE | Sludge Cake Pumping | TAB-WORK-AREA-3 |  |  |  |  | http://www.toronto.ca/TWONTO#00260 | Process | Work Area 3
| TAB-DEW SLUDGE CAKE | Sludge Cake Pumping | TAB-WORK-AREA-SOL |  |  |  |  | http://www.toronto.ca/TWONTO#00260 | Process | TAB Work Area Sol
| FCL-WWW-DEW | Sludge Dewatering RMF | FCL-WWW |  |  |  |  | http://www.toronto.ca/TWONTO#00260 | Sub-Process | Residue Management
| THC-DEW-CF | Sludge Dewatering, Centrifuge CF-1100/1200/1300/1400/1500 | THC-DEW-SOLIDS |  |  |  |  | http://www.toronto.ca/TWONTO#00260 | Sub-sub-process | Solids Treatment, System Dewatering
| THC-DIG-SLUDGE DIST | Sludge Distribution, Digesters 0400-0700 | THC-DIG-DIGESTERS |  |  |  |  | http://www.toronto.ca/TWONTO#00260 | Equipment Location | Primary Anerobic Digesters 0400-0700
| TAB-SLD | Sludge Drying - Pelletization (OPERATED BY VEOLIA) | TAB-WORK-AREA-SOL |  |  |  |  | http://www.toronto.ca/TWONTO#00260 | Process | TAB Work Area Sol
| TAB-SLD | Sludge Drying - Pelletization (OPERATED BY VEOLIA) | TAB-WORK-AREA-4 |  |  |  |  | http://www.toronto.ca/TWONTO#00260 | Process | Work Area 4
| FHA-WWW-SLUDGE | Sludge Equalization Pumping | FHA-WWW |  |  |  |  | http://www.toronto.ca/TWONTO#00260 | Sub-Process | Residue Management / Waste Water System
| THR-WAS-P-SUSP | Final Tank, Waste Activated Sludge Pumping-South | THR-FT-WAS-P |  |  | 38651 |  | x | Equipment Location | Final Tank, Waste Activated Sludge Pumping
| TAB-DEW SLUDGE FEED | Sludge Feed to Centrifuge System | TAB-WORK-AREA-3 |  |  |  |  | http://www.toronto.ca/TWONTO#00260 | Process | Work Area 3
| TAB-DEW SLUDGE FEED | Sludge Feed to Centrifuge System | TAB-WORK-AREA-SOL |  |  |  |  | http://www.toronto.ca/TWONTO#00260 | Process | TAB Work Area Sol
| TNT-STR-SLUDGE | Sludge headers,SSL,RAS,WAS | TNT-STR |  |  |  |  | http://www.toronto.ca/TWONTO#00260 | Sub-Process | Secondary Treatment
| TAB-DEW-SLUDGE SILO | Sludge Holding Tank System, Conveyors | TAB-WORK-AREA-3 |  |  |  |  | http://www.toronto.ca/TWONTO#00260 | Process | Work Area 3
| TAB-DEW-SLUDGE SILO | Sludge Holding Tank System, Conveyors | TAB-WORK-AREA-SOL |  |  |  |  | http://www.toronto.ca/TWONTO#00260 | Process | TAB Work Area Sol
120304 | THC-ACC-BLDG D | Sludge Holding Tanks Building HVAC | THC-MCS-HVAC |  | HVAC |  |  | http://www.toronto.ca/TWONTO#00260 |  | Mechanical Services, HVAC
| TAB-SLO-LOADING | Sludge Loading - Bio-Solids | TAB-WORK-AREA-4 |  |  |  |  | http://www.toronto.ca/TWONTO#00260 | Process | Work Area 4
| TAB-SLO-LOADING | Sludge Loading - Bio-Solids | TAB-WORK-AREA-SOL |  |  |  |  | http://www.toronto.ca/TWONTO#00260 | Process | TAB Work Area Sol
| TAB-SLO-INQ | Sludge Loading & Odour Control - Bio-Solids - Instrument Equipment | TAB-SLO-LOADING |  |  |  |  | http://www.toronto.ca/TWONTO#00260 | Instrumentation Equipment | Sludge Loading - Bio-Solids
| TAB-SLO-RPU | Sludge Loading & Odour Control - Bio-Solids - RPUs | TAB-SLO-INQ |  |  |  |  | http://www.toronto.ca/TWONTO#00260 | Instrumentation Equipment | Sludge Loading & Odour Control - Bio-Solids - Instrument Equipment
| TAB-SLO-STRC | Sludge Loading & Odour Control - Facilities | TAB-SLO-LOADING |  |  |  |  | http://www.toronto.ca/TWONTO#00260 | Sub-Process | Sludge Loading - Bio-Solids
| TAB-DIG-P-MIXING 1-4 | Sludge Mixing Pumps | TAB-DIG-T-01-04 |  | Pump |  |  | http://www.toronto.ca/TWONTO#00260
| TAB-DIG-P-MIXING5-8 | Sludge Mixing Pumps & Valves | TAB-DIG-T-05-08 |  |  |  |  | http://www.toronto.ca/TWONTO#00260 | Equipment Location | Digester Tanks 5-8
| FCL-WWW-SLDG | Sludge Pumping | FCL-WWW | Pump,Centrifugal | Pump |  |  | http://www.toronto.ca/TWONTO#00260
| THR-PRM-SLP-TEMP | Sludge Pumping, Primary Treatment, North and South Primary | THR-PRM |  |  |  |  | http://www.toronto.ca/TWONTO#00260 | Equipment Location | Primary Treatment
| TNT-AER-RX-0101 | Reactor, Mabr Cassette, Aeration Tank 1 - Mabr Cassette 1, Aeration | TNT-AER-T-0200 |  |  |  | RX | http://www.toronto.ca/TWONTO#00277 | Mechanical Equipment | Tank,Aeration, # 2
| TNT-AER-RX-0101 | Reactor, Mabr Cassette, Aeration Tank 1 - Mabr Cassette 1, Aeration | TNT-AER-T-0100 |  |  |  | RX | http://www.toronto.ca/TWONTO#00277 | Mechanical Equipment | Tank,Aeration, # 1
| TNT-AER-RX-0102 | Reactor, Mabr Cassette, Aeration Tank 1 - Mabr Cassette 2, Aeration | TNT-AER-T-0100 |  |  |  | RX | http://www.toronto.ca/TWONTO#00277 | Mechanical Equipment | Tank,Aeration, # 1
| TNT-AER-RX-0103 | Reactor, Mabr Cassette, Aeration Tank 1 - Mabr Cassette 3, Aeration | TNT-AER-T-0100 |  |  |  | RX | http://www.toronto.ca/TWONTO#00277 | Mechanical Equipment | Tank,Aeration, # 1
| TNT-AER-RX-0104 | Reactor, Mabr Cassette, Aeration Tank 1 - Mabr Cassette 4, Aeration | TNT-AER-T-0100 |  |  |  | RX | http://www.toronto.ca/TWONTO#00277 | Mechanical Equipment | Tank,Aeration, # 1
| TNT-AER-RX-0105 | Reactor, Mabr Cassette, Aeration Tank 1 - Mabr Cassette 5, Aeration | TNT-AER-T-0100 |  |  |  | RX | http://www.toronto.ca/TWONTO#00277 | Mechanical Equipment | Tank,Aeration, # 1
| TNT-AER-RX-0106 | Reactor, Mabr Cassette, Aeration Tank 1 - Mabr Cassette 6, Aeration | TNT-AER-T-0100 |  |  |  | RX | http://www.toronto.ca/TWONTO#00277 | Mechanical Equipment | Tank,Aeration, # 1
| TNT-AER-RX-0107 | Reactor, Mabr Cassette, Aeration Tank 1 - Mabr Cassette 7, Aeration | TNT-AER-T-0100 |  |  |  | RX | http://www.toronto.ca/TWONTO#00277 | Mechanical Equipment | Tank,Aeration, # 1
| TNT-AER-RX-0108 | Reactor, Mabr Cassette, Aeration Tank 1 - Mabr Cassette 8, Aeration | TNT-AER-T-0100 |  |  |  | RX | http://www.toronto.ca/TWONTO#00277 | Mechanical Equipment | Tank,Aeration, # 1
| TNT-AER-RX-0109 | Reactor, Mabr Cassette, Aeration Tank 1 - Mabr Cassette 9, Aeration | TNT-AER-T-0100 |  |  |  | RX | http://www.toronto.ca/TWONTO#00277 | Mechanical Equipment | Tank,Aeration, # 1
| TNT-AER-RX-0110 | Reactor, Mabr Cassette, Aeration Tank 1 - Mabr Cassette 10, Aeration | TNT-AER-T-0100 |  |  |  | RX | http://www.toronto.ca/TWONTO#00277 | Mechanical Equipment | Tank,Aeration, # 1
| TNT-AER-RX-0111 | Reactor, Mabr Cassette, Aeration Tank 1 - Mabr Cassette 11, Aeration | TNT-AER-T-0100 |  |  |  | RX | http://www.toronto.ca/TWONTO#00277 | Mechanical Equipment | Tank,Aeration, # 1
| TNT-AER-RX-0112 | Reactor, Mabr Cassette, Aeration Tank 1 - Mabr Cassette 12, Aeration | TNT-AER-T-0100 |  |  |  | RX | http://www.toronto.ca/TWONTO#00277 | Mechanical Equipment | Tank,Aeration, # 1
| TNT-AER-RX-0201 | Reactor, Mabr Cassette, Aeration Tank 2 - Mabr Cassette 1, Aeration | TNT-AER-T-0200 |  |  |  | RX | http://www.toronto.ca/TWONTO#00277 | Mechanical Equipment | Tank,Aeration, # 2
| TNT-AER-RX-0202 | Reactor, Mabr Cassette, Aeration Tank 2 - Mabr Cassette 2, Aeration | TNT-AER-T-0200 |  |  |  | RX | http://www.toronto.ca/TWONTO#00277 | Mechanical Equipment | Tank,Aeration, # 2
| TNT-AER-RX-0203 | Reactor, Mabr Cassette, Aeration Tank 2 - Mabr Cassette 3, Aeration | TNT-AER-T-0200 |  |  |  | RX | http://www.toronto.ca/TWONTO#00277 | Mechanical Equipment | Tank,Aeration, # 2
| TNT-AER-RX-0204 | Reactor, Mabr Cassette, Aeration Tank 2 - Mabr Cassette 4, Aeration | TNT-AER-T-0200 |  |  |  | RX | http://www.toronto.ca/TWONTO#00277 | Mechanical Equipment | Tank,Aeration, # 2
| TNT-AER-RX-0205 | Reactor, Mabr Cassette, Aeration Tank 2 - Mabr Cassette 5, Aeration | TNT-AER-T-0200 |  |  |  | RX | http://www.toronto.ca/TWONTO#00277 | Mechanical Equipment | Tank,Aeration, # 2
| TNT-AER-RX-0206 | Reactor, Mabr Cassette, Aeration Tank 2 - Mabr Cassette 6, Aeration | TNT-AER-T-0200 |  |  |  | RX | http://www.toronto.ca/TWONTO#00277 | Mechanical Equipment | Tank,Aeration, # 2
| TNT-AER-RX-0207 | Reactor, Mabr Cassette, Aeration Tank 2 - Mabr Cassette 7, Aeration | TNT-AER-T-0200 |  |  |  | RX | http://www.toronto.ca/TWONTO#00277 | Mechanical Equipment | Tank,Aeration, # 2
| TNT-AER-RX-0208 | Reactor, Mabr Cassette, Aeration Tank 2 - Mabr Cassette 8, Aeration | TNT-AER-T-0200 |  |  |  | RX | http://www.toronto.ca/TWONTO#00277 | Mechanical Equipment | Tank,Aeration, # 2
| TNT-AER-RX-0209 | Reactor, Mabr Cassette, Aeration Tank 2 - Mabr Cassette 9, Aeration | TNT-AER-T-0200 |  |  |  | RX | http://www.toronto.ca/TWONTO#00277 | Mechanical Equipment | Tank,Aeration, # 2
| TNT-AER-RX-0210 | Reactor, Mabr Cassette, Aeration Tank 2 - Mabr Cassette 10, Aeration | TNT-AER-T-0200 |  |  |  | RX | http://www.toronto.ca/TWONTO#00277 | Mechanical Equipment | Tank,Aeration, # 2
| TNT-AER-RX-0211 | Reactor, Mabr Cassette, Aeration Tank 2 - Mabr Cassette 11, Aeration | TNT-AER-T-0200 |  |  |  | RX | http://www.toronto.ca/TWONTO#00277 | Mechanical Equipment | Tank,Aeration, # 2
| TNT-AER-RX-0212 | Reactor, Mabr Cassette, Aeration Tank 2 - Mabr Cassette 12, Aeration | TNT-AER-T-0200 |  |  |  | RX | http://www.toronto.ca/TWONTO#00277 | Mechanical Equipment | Tank,Aeration, # 2
| THR-PRM-SLP-N | Sludge Pumping, Primary Treatment, North Primary | THR-PRM-NORTH |  |  |  |  | http://www.toronto.ca/TWONTO#00260 | Equipment Location | Primary Treatment, North Primary
| THR-PRM-SLP-S | Sludge Pumping, Primary Treatment, South Primary | THR-PRM-SOUTH |  |  |  |  | http://www.toronto.ca/TWONTO#00260 | Equipment Location | Primary Treatment, South Primary
| THR-THK | Sludge Thickening | THR WORK AREA 1 |  |  |  |  | http://www.toronto.ca/TWONTO#00260 | Process | Solid Handling
| COL-PVM-SW-0001 | Switch, Main Power | COL-PVM-MISC | Switch |  |  | SW | http://www.toronto.ca/TWONTO#00594 | Electrical Equipment | Miscellaneous Equipment
| THR-DRN-THK | Sludge Thickening, Work Area 1 | THR-DRN-WA1 |  |  |  |  | http://www.toronto.ca/TWONTO#00260 | Mechanical Equipment | Drains, Work Area 1
| THR-GQ-THK | Sludge Thickening, Work Area 1 | THR-GQ-WA1 |  |  |  |  | http://www.toronto.ca/TWONTO#00260 | Mechanical Equipment | Grounds, Work Area 1
| THR-PLQ-THK | Sludge Thickening, Work Area 1 | THR-PLQ-WA1 |  |  |  |  | http://www.toronto.ca/TWONTO#00260 | Mechanical Equipment | Plumbing, Work Area 1
| TAB-SLO-SILO | Sludge Transfer & Silos | TAB-SLO-LOADING |  |  |  |  | http://www.toronto.ca/TWONTO#00260 | Process | Sludge Loading - Bio-Solids
| TAB-SLO-SILO | Sludge Transfer & Silos | TAB-WORK-AREA-4 |  |  |  |  | http://www.toronto.ca/TWONTO#00260 | Process | Work Area 4
| TAB-SLO-SILO | Sludge Transfer & Silos | TAB-WORK-AREA-SOL |  |  |  |  | http://www.toronto.ca/TWONTO#00260 | Process | TAB Work Area Sol
| TAB-SLO-PIP | Sludge Transfer Pipe Lubrication | TAB-SLO-LOADING |  |  |  |  | http://www.toronto.ca/TWONTO#00260 | Equipment Location | Sludge Loading - Bio-Solids
| TAB-STR-G | Sluice Gates, Effluent/Outfall | TAB-WORK-AREA-2 |  |  |  |  | http://www.toronto.ca/TWONTO#00260 | Process | Work Area 2
| TAB-STR-G | Sluice Gates, Effluent/Outfall | TAB-WORK-AREA-1 |  |  |  |  | http://www.toronto.ca/TWONTO#00260 | Process | Work Area 1
| TAB-STR-G | Sluice Gates, Effluent/Outfall | TAB-WORK-AREA-LIQ |  |  |  |  | http://www.toronto.ca/TWONTO#00260 | Process | TAB Work Area Liq
| FHA-ACC-SECONDARY | Small Air Moving Equipment | FHA-MCS |  |  |  |  | http://www.toronto.ca/TWONTO#00260 | Sub-Process | Mechanical
| FHO-ACC SECONDARY | Small Air Moving Equipment | FHO-MCS | Fan |  |  |  | http://www.toronto.ca/TWONTO#00260 | Sub-Process | Mechanical Services
| FHO-ELS-PS-0004 | Solar Power system | FHO WORK AREA 2 |  |  |  | PS | http://www.toronto.ca/TWONTO#00260 | Process | Services
| THR WORK AREA 1 | Solid Handling | THR |  |  |  |  | http://www.toronto.ca/TWONTO#00260 | Work Area | Humber Treatment Plant
| OTH-SLW | SOLID WASTE | OTH |  |  |  |  | http://www.toronto.ca/TWONTO#00260 | Process | DOS - OTHERS
| TNT-ELS-LTG | Emergency lighting/Exit lighting | TNT-ELS |  |  | 41265 |  | x | Obsolete Entity | Instrument / Electrical
| TNT-ELS-LTG | Emergency lighting/Exit lighting | TAB-SUSPENDED ENTITY |  |  | 41265 |  | x | Obsolete Entity | Suspended entities
| SW | Solid Waste | B |  |  |  |  | http://www.toronto.ca/TWONTO#00260 | Division | Cluster B
| THC-DEW-SOLIDS | Solids Treatment, System Dewatering | THC-DEW |  |  |  |  | http://www.toronto.ca/TWONTO#00260 | Sub-Process | Dewatering Process
| FCL-ACC-HTR-601-602 | South Filter Gallery Cabinet Heaters HTR-0601A,B,C&D: HTR-0602A&B | FCL-ACC |  |  |  | HTR | http://www.toronto.ca/TWONTO#00260 | Equipment Location | Climate Control (HVAC)
| FCL-ACC-HTR-601-602 | South Filter Gallery Cabinet Heaters HTR-0601A,B,C&D: HTR-0602A&B | FCL-ACC-FLT |  |  |  | HTR | http://www.toronto.ca/TWONTO#00260 | Equipment Location | Filter Building HVAC Equipment
| FCL-ACC-HTR-621-630 | South Filter Gallery Heaters HTR-0621A&B: HTR-0630A&B | FCL-ACC-FLT |  |  |  | HTR | http://www.toronto.ca/TWONTO#00260 | Equipment Location | Filter Building HVAC Equipment
| TNT-GRK | Groundskeeping, Building services, Safety Equipment | TNT WORK AREA 9 |  |  |  |  | http://www.toronto.ca/TWONTO#00278 | Process | North Toronto Treatment Plant
| FCL-ACC-HTR-621-630 | South Filter Gallery Heaters HTR-0621A&B: HTR-0630A&B | FCL-ACC |  |  |  | HTR | http://www.toronto.ca/TWONTO#00260 | Equipment Location | Climate Control (HVAC)
| FCL-ACC-HTR-636-643 | South Filter Pipe Gallery Heaters HTR-0636 : HTR-0643 | FCL-ACC |  |  |  | HTR | http://www.toronto.ca/TWONTO#00260 | Equipment Location | Climate Control (HVAC)
| FCL-ACC-HTR-636-643 | South Filter Pipe Gallery Heaters HTR-0636 : HTR-0643 | FCL-ACC-FLT |  |  |  | HTR | http://www.toronto.ca/TWONTO#00260 | Equipment Location | Filter Building HVAC Equipment
| MTMH322 | SOUTH MIMICO STS | TRK-HMR |  |  |  |  | http://www.toronto.ca/TWONTO#00260 | Sub-Process | HUMBER DRAINAGE AREA
| MTMH322 | SOUTH MIMICO STS | TRK-DON |  |  |  |  | http://www.toronto.ca/TWONTO#00260 | Sub-Process | DON DRAINAGE AREA
| THR-PRM-STA-1 | South Primary Station 1 | THR-PRM-SOUTH |  |  |  | STA | http://www.toronto.ca/TWONTO#00260 | Equipment Location | Primary Treatment, South Primary
| THR-PRM-STA-2 | South Primary Station 2 | THR-PRM-SOUTH |  |  |  | STA | http://www.toronto.ca/TWONTO#00260 | Equipment Location | Primary Treatment, South Primary
| THR-PRM-STA-3 | South Primary Station 3 | THR-PRM-SOUTH |  |  |  | STA | http://www.toronto.ca/TWONTO#00260 | Equipment Location | Primary Treatment, South Primary
105835 | TAB-ACC-5600 | Space Heating, | TAB-ACC | Pump,Centrifugal | HVAC |  | ACC | http://www.toronto.ca/TWONTO#00260 |  | Plant HVAC Equipment
| TNT-PRM-SLD-0001 | Sludge/ Bio-solid | TNT-PRM |  |  |  | SLD | http://www.toronto.ca/TWONTO#00689 | Mechanical Equipment | Primary Treatment
105834 | TAB-ACC-5500 | Space Heating, | TAB-ACC | Pump,Centrifugal | HVAC |  | ACC | http://www.toronto.ca/TWONTO#00260 |  | Plant HVAC Equipment
105829 | TAB-ACC-4400 | Space Heating, Auxillary Bldg | TAB-ACC | H.V.A.C.,Heater | HVAC |  | ACC | http://www.toronto.ca/TWONTO#00260 |  | Plant HVAC Equipment
| TNT-RTE-WA9 | TNT-Routine Work Area 9 | TNT WORK AREA 9 |  |  |  |  | http://www.toronto.ca/TWONTO#00278 | Work Area | North Toronto Treatment Plant
| TNT-SES-FEQ | Fire Extinguishers | TNT WORK AREA 9 |  |  | 41264 |  | x | Obsolete Entity | North Toronto Treatment Plant
| TNT-SES-FEQ | Fire Extinguishers | TAB-SUSPENDED ENTITY |  |  | 41264 |  | x | Obsolete Entity | Suspended entities
| TNT-SES-RING | Lifebuoy Ring | TNT-MCS | PPE | Peripheral |  |  | http://www.toronto.ca/TWONTO#00561 |  | Miscellaneous, including Storm Water Tanks
| TNT-SES-SQ-2000 | NTTP Fire Safety Plan & Electronic Plant key | TNT-MCS |  | Peripheral |  | SQ | http://www.toronto.ca/TWONTO#00657 |  | Miscellaneous, including Storm Water Tanks
105833 | TAB-ACC-5300 | Space Heating, Sea Wall Sub Station ( New Project) | TAB-ACC | Pump,Centrifugal | HVAC |  | ACC | http://www.toronto.ca/TWONTO#00260 |  | Plant HVAC Equipment
105828 | TAB-ACC-4000 | Space Heating, Silo Bldg Item #22) | TAB-ACC |  | HVAC |  | ACC | http://www.toronto.ca/TWONTO#00260 |  | Plant HVAC Equipment
| MTMH182 | SPADINA STM | TRK-DON |  |  |  |  | http://www.toronto.ca/TWONTO#00260 | Sub-Process | DON DRAINAGE AREA
| TNT-WA9-AR-0001 | Alternate Rate | TNT-GRK |  |  |  | AR | http://www.toronto.ca/TWONTO#00278 | Mechanical Equipment | Groundskeeping, Building services, Safety Equipment
| TNT-WA9-SPARES | Spares for Equipments,pumps etc., | TNT-GRK-PRTY-1000 | Pump | Storage |  |  | http://www.toronto.ca/TWONTO#00260 |  | Building Services
| TNT-WA9-TRG-0001 | TNT WA9 Staff Training | TNT-GRK-PRTY-1000 |  |  |  | TRG | http://www.toronto.ca/TWONTO#00278 | Building Service | Building Services
| TNT-WA9-UNION | Union Business, WA9, TNT | TNT-GRK-PRTY-1000 |  |  |  |  | http://www.toronto.ca/TWONTO#00278 | Building Service | Building Services
| FHA-SES-SM | Spill /Waste Management | FHA-SES |  |  |  |  | x | Equipment Location | Safety & Environmental Services
| FHO-SM | Spill Containment & Chemical Sump Systems | FHO-SES |  |  |  |  | x | Sub-Process | Safety & Environmental Services
140795 | TNT-SES-SPILL | Spill Kits | TNT-MCS | Spill Kit | Safety Equipment |  |  | http://www.toronto.ca/TWONTO#00260 |  | Miscellaneous, including Storm Water Tanks
| FCL-SM | Spill Management | FCL-SES |  |  |  |  | x | Sub-Process | Safety and Environmental Services
98267 | FIS-SM | Spill Management Kits | FIS-SES-LTG | Safety,Emergency Kit | Tool |  |  | http://www.toronto.ca/TWONTO#00260 |  | Emergency Lights
30713 | FIS-SM | Spill Management Kits | FIS-SES | Safety,Emergency Kit | Tool |  |  | http://www.toronto.ca/TWONTO#00260 |  | Safety, Instrumentation & Environmental Services
| TAB-FEQ-SPRINK | Sprinklers & associated equipment | TAB-FEQ |  | Fire Equipment |  |  | http://www.toronto.ca/TWONTO#00260
| MTMH328 | ST. CLAIR STS | TRK-HMR |  |  |  |  | http://www.toronto.ca/TWONTO#00260 | Sub-Process | HUMBER DRAINAGE AREA
| MTMH446 | ST. IVES CTS | TRK-NTO |  |  |  |  | http://www.toronto.ca/TWONTO#00260 | Sub-Process | NORTH TORONTO DRAINAGE AREA
| MTMH466 | ST. IVES CTS | TRK-NTO |  |  |  |  | http://www.toronto.ca/TWONTO#00260 | Sub-Process | NORTH TORONTO DRAINAGE AREA
| TAB-HRS-BO | Steam Boilers No. 19 & 20 | TAB-HRS-STEAM |  |  |  |  | http://www.toronto.ca/TWONTO#00260 | Equipment Location | Plant Steam
| TAB-HRS-P | Steam Chemical Mixing & Pumping | TAB-HRS-STEAM |  |  |  |  | http://www.toronto.ca/TWONTO#00260 | Equipment Location | Plant Steam
| TAB-HRS-T | Steam Flash Tanks & Controls | TAB-HRS-STEAM |  |  |  |  | http://www.toronto.ca/TWONTO#00260 | Equipment Location | Plant Steam
| TAB-HRS-V-PRV | Steam Pressure Relief Valves, Z Building | TAB-HRS-STEAM |  |  |  |  | http://www.toronto.ca/TWONTO#00260 | Equipment Location | Plant Steam
| COL-EAST-STM | Storm | COL-EAST |  |  |  |  | http://www.toronto.ca/TWONTO#00260 | Sub Area | East
| COL-SWQTF-STM | Storm | COL-SWQTF |  |  |  |  | http://www.toronto.ca/TWONTO#00260 | Sub Area | Storm Water Quality Treatment Facility
| COL-WEST-STM | Storm | COL-WEST |  |  |  |  | http://www.toronto.ca/TWONTO#00260 | Sub Area | West
| TRK-STM-DON | STORM SEWERS - DON DRAINAGE AREA | TRK-STM |  |  |  |  | http://www.toronto.ca/TWONTO#00260 | Sub-Process | STORM SEWERS (ALTERNATE GL)
| TRK-STM-HMR | STORM SEWERS - HUMBER DRAINAGE AREA | TRK-STM |  |  |  |  | http://www.toronto.ca/TWONTO#00260 | Sub-Process | STORM SEWERS (ALTERNATE GL)
| TRK-STM-NTO | STORM SEWERS - NORTH TORONTO DRAINAGE AREA | TRK-STM |  |  |  |  | http://www.toronto.ca/TWONTO#00260 | Sub-Process | STORM SEWERS (ALTERNATE GL)
| TRK-STM | STORM SEWERS (ALTERNATE GL) | TRK-AGL |  |  |  |  | http://www.toronto.ca/TWONTO#00260 | Process | TRK (ALTERNATE GL)
66829 | THC-STW | Storm Water | THC-GRK-DRN-0001 | Building Service,Floor Drain | Drain |  |  | http://www.toronto.ca/TWONTO#00260 |  | Drains
129108 | THC-STW | Storm Water | THCLIQMNT | Building Service,Floor Drain | Drain |  |  | http://www.toronto.ca/TWONTO#00260 |  | THC Liquids Maintenance
| COL-SWQTF | Storm Water Quality Treatment Facility | COL |  |  |  |  | http://www.toronto.ca/TWONTO#00260 | Work Area | Complex Systems
| FCL-DCL | Sulphur Dioxide System | FCL-DIS |  |  |  |  | http://www.toronto.ca/TWONTO#00260 | Sub-Process | Disinfection and Conditioning
| UE2027 | Rectifier | TAB-STR-ELQ |  |  |  |  | http://www.toronto.ca/TWONTO#00637 | Electrical Equipment | Blower Building - Power Distribution & Electrical Equipment
| UE2027C | Rectifier | TAB-STR-ELQ |  |  |  |  | http://www.toronto.ca/TWONTO#00637 | Electrical Equipment | Blower Building - Power Distribution & Electrical Equipment
| UE2029C | Rectifier | TAB-STR-ELQ |  |  |  |  | http://www.toronto.ca/TWONTO#00637 | Electrical Equipment | Blower Building - Power Distribution & Electrical Equipment
| TAB-SLO-SP | Sump & Booster Pumps | TAB-SLO-STRC |  | Pump |  |  | http://www.toronto.ca/TWONTO#00260
| TAB-PRS-P-SUMP | Sump Pumps | TAB-PRS2 |  |  |  |  | http://www.toronto.ca/TWONTO#00260 | Equipment Location | Phosphorus Removal System
| THR-THK-P-SUMP | Sump Pumps | THR-THK |  |  |  |  | http://www.toronto.ca/TWONTO#00260 | Equipment Location | Sludge Thickening
| TNT-FT-SUMP | Sump Pumps- Aeration Gallery Bsmt | TNT-FT |  |  |  |  | http://www.toronto.ca/TWONTO#00260 | Equipment Location | Final Tanks 1-5
| THC-GRK-SUMP PUMP | Sump Pumps, | THC-GRK-MAINT |  |  |  |  | http://www.toronto.ca/TWONTO#00260 | Equipment Location | Building Maintenance
| TAB-THK-P-SUMP | Sump Pumps, Floatation | TAB-THK-STRC |  |  |  |  | http://www.toronto.ca/TWONTO#00260 | Equipment Location | THK-STRC
| FHA-WWW-SUMP | Sump Systems | FHA-WWW |  |  |  |  | http://www.toronto.ca/TWONTO#00260 | Sub-Process | Residue Management / Waste Water System
| WR291 | Weir | TNT-OF | Door,Overhead |  |  |  | http://www.toronto.ca/TWONTO#00809 | Mechanical Equipment | Outfall, Weirs, CSO and Detention Tanks
| WR612 | Weir | TNT-OF | Door,Overhead |  |  |  | http://www.toronto.ca/TWONTO#00809 | Mechanical Equipment | Outfall, Weirs, CSO and Detention Tanks
| FHA-WWW-SUMP- CF FEED | Sump Systems Centrifuge Feed Pump | FHA-WWW-SUMP |  |  |  |  | http://www.toronto.ca/TWONTO#00260 | Sub-Process | Sump Systems
| FHA-WWW-SUMP- TRANSF PUMP | Sump Systems Transfer Feed Pump | FHA-WWW-SUMP |  |  |  |  | http://www.toronto.ca/TWONTO#00260 | Sub-Process | Sump Systems
| THC-PLT-P-SUMP/DEW | Sump/Dewatering pumping system in New Head House, preliminary process | THC-PLT-BLDG-0001 | Switch,Level |  |  |  | http://www.toronto.ca/TWONTO#00260 | Mechanical Equipment | New Head House, preliminary process
| MTMH183 | SUNRISE STM | TRK-DON |  |  |  |  | http://www.toronto.ca/TWONTO#00260 | Sub-Process | DON DRAINAGE AREA
| FHO-TRW- SURGE | Surge Protection System | FHO-TRW |  |  |  |  | http://www.toronto.ca/TWONTO#00260 | Sub-Process | Treated Water System
| FCL-TRW-4 | Surge Suppression | FCL-TRW |  |  |  | TRW | http://www.toronto.ca/TWONTO#00260 | Sub-Process | Treated Water
| TAB-SUSPENDED ENTITY | Suspended entities | TAB |  |  |  |  | http://www.toronto.ca/TWONTO#00260 | Work Area | Ashbridges Bay Treatment Plant
| FHA-ELS-SWITCHGEARS | Swirchgears | FHA-ELS-PRIMARY |  |  |  |  | http://www.toronto.ca/TWONTO#00260 | Equipment Location | Primary Electrical System
| THC-SPC-WA1 | System Process Control | THCSLDMNT |  |  |  |  | http://www.toronto.ca/TWONTO#00260 | Process | THC Solids Maintenance
| THC-SPC-WA2 | System Process Control | THCLIQMNT |  |  |  |  | http://www.toronto.ca/TWONTO#00260 | Process | THC Liquids Maintenance
| FIS-ELS | System, Electrical Distribution System | FIS WORK AREA 2 |  |  |  |  | http://www.toronto.ca/TWONTO#00260 | Process | Services
| TAB-RSP-T | T Building | TAB-RSP |  |  |  |  | http://www.toronto.ca/TWONTO#00260 | Sub-Process | Raw Sewage Pumping
| TAB-RSP-STRC-T | T Building - Safety Equipment,Wall, Ceiling & Floor | TAB-RSP-T |  |  |  |  | http://www.toronto.ca/TWONTO#00260 | Mechanical Equipment | T Building
| TAB-RSP-P-SUMP | T Building - Dewatering & Sump Sumps | TAB-RSP-T |  |  |  |  | http://www.toronto.ca/TWONTO#00260 | Mechanical Equipment | T Building
| TAB-RSP-ELQ | T Building - Electrical Equipment | TAB-RSP-T |  |  |  |  | http://www.toronto.ca/TWONTO#00260 | Electrical Equipment | T Building
| TAB-RSP-INQ | T Building - Instrumentation | TAB-RSP-T |  |  |  |  | http://www.toronto.ca/TWONTO#00260 | Instrumentation Equipment | T Building
| WTR-041-G-0401 | Bulkhead | CH 041 04 |  |  | 37092 | G | x | Mechanical Equipment | Chamber
| WTR-194-CH-0006A | Chamber,Revenue Meter,Keele-Steeles (Magmeter) | WTR-WEST-REV | Meter,Flow,Magmeter |  |  | CH | http://www.toronto.ca/TWONTO#00318 | Equipment Location | Revenue Metering
| WTR-250-CH-0003C | Chamber,Revenue Meter,Bathurst-Steeles (Magmeter) | WTR-CENTRAL-REV | Chamber |  |  | CH | http://www.toronto.ca/TWONTO#00318 | Equipment Location | Revenue Metering
| WTR-250-CH-0003C | Chamber,Revenue Meter,Bathurst-Steeles (Magmeter) | WTR-WEST-REV | Chamber |  |  | CH | http://www.toronto.ca/TWONTO#00318 | Equipment Location | Revenue Metering
| WTR-269-CH-0005 | Chamber,Revenue Meter,Woodbine-Steelcase (Magmeter) | WTR-EAST-REV | Chamber |  |  | CH | http://www.toronto.ca/TWONTO#00318 | Equipment Location | Revenue Metering
| WTR-282-CH-0003 | Chamber,Revenue Meter,Yonge-Elgin (Magmeter) | WTR-CENTRAL-REV | Chamber |  |  | CH | http://www.toronto.ca/TWONTO#00318 | Equipment Location | Revenue Metering
| WTR-282-CH-0003 | Chamber,Revenue Meter,Yonge-Elgin (Magmeter) | WTR-EAST-REV | Chamber |  |  | CH | http://www.toronto.ca/TWONTO#00318 | Equipment Location | Revenue Metering
| WTR-300-CH-0012 | Chamber,Revenue Meter,Islington-Steeles (Magmeter) | WTR-WEST-REV | Chamber |  |  | CH | http://www.toronto.ca/TWONTO#00318 | Equipment Location | Revenue Metering
| WTR-307-CH-0016 | Chamber,Revenue Meter,Adesso-Steeles (Magmeter) | WTR-WEST-REV | Chamber |  |  | CH | http://www.toronto.ca/TWONTO#00318 | Equipment Location | Revenue Metering
| WTR-316-CH-0006 | Chamber,Revenue Meter,McCowan-Steeles (Magmeter) | WTR-EAST-REV | Chamber |  |  | CH | http://www.toronto.ca/TWONTO#00318 | Equipment Location | Revenue Metering
| WTR-317-CH-0004 | Chamber,Revenue Meter,Keele Reservoir, Valve House, North of the Station | WTR-WEST-REV | Chamber |  |  | CH | http://www.toronto.ca/TWONTO#00318 | Equipment Location | Revenue Metering
| WTR-359-CH-0004 | Chamber,Revenue Meter,Willowdale-Highland (Magmeter) | WTR-CENTRAL-REV | Chamber |  |  | CH | http://www.toronto.ca/TWONTO#00318 | Equipment Location | Revenue Metering
| WTR-359-CH-0004 | Chamber,Revenue Meter,Willowdale-Highland (Magmeter) | WTR-EAST-REV | Chamber |  |  | CH | http://www.toronto.ca/TWONTO#00318 | Equipment Location | Revenue Metering
| WTR-365-CH-0006 | Chamber,Revenue Meter,Dufferin-Steeles (Magmeter) | WTR-WEST-REV | Chamber |  |  | CH | http://www.toronto.ca/TWONTO#00318 | Equipment Location | Revenue Metering
| WTR-365-FIT-0006A | Transmitter, Flow Indicating, Revenue, Forward Flow, Venturi | WTR-365-CH-0006 | Transmitter,Flow |  |  | FIT | http://www.toronto.ca/TWONTO#00369 | Instrumentation Equipment | Chamber,Revenue Meter,Dufferin-Steeles (Magmeter)
| WTR-365-FIT-0006B | Transmitter,Flow Indicating,Revenue, Reverse Flow, Venturi | WTR-365-CH-0006 | Transmitter,Flow |  |  | FIT | http://www.toronto.ca/TWONTO#00369 | Instrumentation Equipment | Chamber,Revenue Meter,Dufferin-Steeles (Magmeter)
| WTR-365-FIT-0601 | Transmitter, Flow Indicating, Revenue, Forward Flow, Magmeter | WTR-365-CH-0006 | Transmitter,Flow |  |  | FIT | http://www.toronto.ca/TWONTO#00369 | Instrumentation Equipment | Chamber,Revenue Meter,Dufferin-Steeles (Magmeter)
| WTR-365-FQIR-0001 | Recorder, Paperless | WTR-365-CH-0006 | Recorder,Paperless |  |  | FQIR | http://www.toronto.ca/TWONTO#00255 | Instrumentation Equipment | Chamber,Revenue Meter,Dufferin-Steeles (Magmeter)
| WTR-365-PIT-0001 | Transmitter,Pressure Indicating | WTR-365-CH-0006 | Transmitter,Pressure |  |  | PIT | http://www.toronto.ca/TWONTO#00605 | Instrumentation Equipment | Chamber,Revenue Meter,Dufferin-Steeles (Magmeter)
| WTR-365-PIT-0601 | Transmitter,Pressure Indicating | WTR-365-CH-0006 | Transmitter,Pressure |  |  | PIT | http://www.toronto.ca/TWONTO#00605 | Instrumentation Equipment | Chamber,Revenue Meter,Dufferin-Steeles (Magmeter)
| TAB-RSP-P-T | T Building - Raw Sewage Pumping | TAB-RSP |  |  |  |  | http://www.toronto.ca/TWONTO#00260 | Sub-Process | Raw Sewage Pumping
| TAB-RSP-G-T | T Building - Wet Wells, Sluice Gates & Actuators | TAB-RSP-T |  |  |  |  | http://www.toronto.ca/TWONTO#00260 | Mechanical Equipment | T Building
| TAB-ELS-T BLDG | T Building Indoor Substation | TAB-RSP-P-T | Transformer |  |  |  | http://www.toronto.ca/TWONTO#00260 | Equipment Location | T Building - Raw Sewage Pumping
| TAB-ELS-T BLDG | T Building Indoor Substation | TAB-RSP-T | Transformer |  |  |  | http://www.toronto.ca/TWONTO#00260 | Equipment Location | T Building
| TAB-ELS-T BLDG | T Building Indoor Substation | TAB-ELS-NORTH | Transformer |  |  |  | http://www.toronto.ca/TWONTO#00260 | Equipment Location | North Substation
| TAB-RSP-C | T Building, Compressed Air | TAB-RSP-T |  |  |  |  | http://www.toronto.ca/TWONTO#00260 | Mechanical Equipment | T Building
| TAB-ADMIN | Tab Admin | TAB |  |  |  |  | http://www.toronto.ca/TWONTO#00260 | Work Area | Ashbridges Bay Treatment Plant
| TAB COMMUNICATIONS | TAB Communications | TAB-SPC1 |  |  |  |  | http://www.toronto.ca/TWONTO#00260 | Process | Process Control Systems - Administrative
| TAB-MCS-CRN | TAB Cranes and Lifting Devices | TAB-WORK-AREA-7 |  |  |  |  | http://www.toronto.ca/TWONTO#00260 | Process | Work Area 7
| TAB-MCS-CRN | TAB Cranes and Lifting Devices | TAB-WORK-AREA-WWPW |  |  |  |  | http://www.toronto.ca/TWONTO#00260 | Process | TAB Work Area WWPW
| TAB-DIG-HEADER | TAB- Digester Gas Supply Line, Headers | TAB-AUX |  |  |  |  | http://www.toronto.ca/TWONTO#00260 | Sub-Process | Gas Services, Natural Gas, Digester Gas
| TAB-NGS-BOILERS | TAB- Natural Gas Supply Line, Boiler Headers | TAB-NGS |  |  |  |  | http://www.toronto.ca/TWONTO#00260 | Sub-sub-process | TAB- Natural Gas Supply Line, Headers
| TAB-NGS | TAB- Natural Gas Supply Line, Headers | TAB-AUX |  |  |  |  | http://www.toronto.ca/TWONTO#00260 | Sub-Process | Gas Services, Natural Gas, Digester Gas
| TAB-NGS-WASTE | TAB- Natural Gas Supply Line,Incinerators,Pelletizers, Waste Burners | TAB-NGS |  |  |  |  | http://www.toronto.ca/TWONTO#00260 | Sub-sub-process | TAB- Natural Gas Supply Line, Headers
| TAB OIT | TAB OIT | TAB-SPC1 |  |  |  |  | http://www.toronto.ca/TWONTO#00260 | Process | Process Control Systems - Administrative
| TAB PLC | TAB PLC | TAB-SPC1 |  |  |  |  | http://www.toronto.ca/TWONTO#00260 | Process | Process Control Systems - Administrative
| 52349 | TAB Power Distribution | TAB POWER DISTRIB |  |  |  |  | http://www.toronto.ca/TWONTO#00260 | Building Service | TAB Power Distribution and Process Control
| WTR-OBSOLETE | WTR Suspended Entities | [5 empty] | x | Obsolete Entity
| 52349 | TAB Power Distribution | TAB-WORK-AREA-8 |  |  |  |  | http://www.toronto.ca/TWONTO#00260 | Building Service | Electrical Sub- Stations
| TAB POWER DISTRIB | TAB Power Distribution and Process Control | TAB |  |  |  |  | http://www.toronto.ca/TWONTO#00260 | Work Area | Ashbridges Bay Treatment Plant
| 17800 | TAB Power Distribution Projects | 52349 |  |  |  |  | http://www.toronto.ca/TWONTO#00260 | Building Service | TAB Power Distribution
| 36233 | TAB Power Failure August 14, 2003 | 52349 |  |  |  |  | http://www.toronto.ca/TWONTO#00260 | Building Service | TAB Power Distribution
| 32752 | TAB Process Computers | 52349 |  |  |  |  | http://www.toronto.ca/TWONTO#00260 | Building Service | TAB Power Distribution
| WTR-PAH-GFI-0001 | Ground Fault Circuit Interrupter | WTR-PAH-AUX |  |  |  | GFI | http://www.toronto.ca/TWONTO#00106 | Electrical Equipment | Auxiliary Equipment (Building Facilities)
| WTR-PAH-GFI-0002 | Ground Fault Circuit Interrupter | WTR-PAH-AUX |  |  |  | GFI | http://www.toronto.ca/TWONTO#00106 | Electrical Equipment | Auxiliary Equipment (Building Facilities)
| WTR-PAH-GFI-0003 | Ground Fault Circuit Interrupter | WTR-PAH-AUX |  |  |  | GFI | http://www.toronto.ca/TWONTO#00106 | Electrical Equipment | Auxiliary Equipment (Building Facilities)
| WTR-PAH-GFI-0004 | Ground Fault Circuit Interrupter | WTR-PAH-AUX |  |  |  | GFI | http://www.toronto.ca/TWONTO#00106 | Electrical Equipment | Auxiliary Equipment (Building Facilities)
| 21381 | TAB Process Control Projects | 52349 |  |  |  |  | http://www.toronto.ca/TWONTO#00260 | Building Service | TAB Power Distribution
| TAB SCADA CLIENTS | TAB SCADA Clients | TAB-SPC1 |  |  |  |  | http://www.toronto.ca/TWONTO#00260 | Process | Process Control Systems - Administrative
| TAB SCADA SERVERS | TAB SCADA Servers | TAB-SPC1 |  |  |  |  | http://www.toronto.ca/TWONTO#00260 | Process | Process Control Systems - Administrative
| TAB SCADA SUPPORT | TAB SCADA Support | TAB-SPC1 |  |  |  |  | http://www.toronto.ca/TWONTO#00260 | Process | Process Control Systems - Administrative
| TAB-WORK-AREA-LIQ | TAB Work Area Liq | TAB |  |  |  |  | http://www.toronto.ca/TWONTO#00260 | Work Area | Ashbridges Bay Treatment Plant
| TAB-WORK-AREA-SEO | TAB Work Area SEO | TAB |  |  |  |  | http://www.toronto.ca/TWONTO#00260 | Work Area | Ashbridges Bay Treatment Plant
| TAB-WORK-AREA-SOL | TAB Work Area Sol | TAB |  |  |  |  | http://www.toronto.ca/TWONTO#00260 | Work Area | Ashbridges Bay Treatment Plant
| WTR-PDS-FEQ-SUS | Fire Equipment, Dorset Pumping Station | WTR-PDS |  |  | 44941 |  | x | Sub-Process | Dorset Pumping Station
| WTR-PDS-FEQ-SUS | Fire Equipment, Dorset Pumping Station | WTR-SUSPENDED |  |  | 44941 |  | x | Sub-Process | Suspended Obsolete entity for storage purpose
| TAB-WORK-AREA-WWPW | TAB Work Area WWPW | TAB |  |  |  |  | http://www.toronto.ca/TWONTO#00260 | Work Area | Ashbridges Bay Treatment Plant
46846 | TAB-DRN-53219 | TAB-Drains (CMS Work Orders) | TAB-CMS |  | Grounds |  | DRN | http://www.toronto.ca/TWONTO#00260 |  | CMS Work Orders
| TAB-RTE-ADMIN | TAB-Routine Admin | TAB-ADMIN |  |  |  |  | http://www.toronto.ca/TWONTO#00260 | Work Area | Tab Admin
| TAB-RTE-PD | TAB-Routine Power Distribution Plant Wide | TAB POWER DISTRIB |  |  |  |  | http://www.toronto.ca/TWONTO#00260 | Work Area | TAB Power Distribution and Process Control
| TAB-RTE-WA1 | TAB-Routine Work Area 1 | TAB-WORK-AREA-1 |  |  |  |  | http://www.toronto.ca/TWONTO#00260 | Work Area | Work Area 1
| TAB-RTE-WA1 | TAB-Routine Work Area 1 | TAB-WORK-AREA-LIQ |  |  |  |  | http://www.toronto.ca/TWONTO#00260 | Work Area | TAB Work Area Liq
| TAB-RTE-WA2 | TAB-Routine Work Area 2 | TAB-WORK-AREA-LIQ |  |  |  |  | http://www.toronto.ca/TWONTO#00260 | Work Area | TAB Work Area Liq
| TAB-RTE-WA2 | TAB-Routine Work Area 2 | TAB-WORK-AREA-2 |  |  |  |  | http://www.toronto.ca/TWONTO#00260 | Work Area | Work Area 2
| TAB-RTE-WA3 | TAB-Routine Work Area 3 | TAB-WORK-AREA-5 |  |  |  |  | http://www.toronto.ca/TWONTO#00260 | Work Area | Work Area 5
| WTR-PEG-FEQ-SUS | Fire Equipment, Eglington Pumping Station | WTR-PEG |  |  | 44948 |  | x | Sub-Process | Eglinton Pumping Station
| WTR-PEG-FEQ-SUS | Fire Equipment, Eglington Pumping Station | WTR-SUSPENDED |  |  | 44948 |  | x | Sub-Process | Suspended Obsolete entity for storage purpose
| TAB-RTE-WA3 | TAB-Routine Work Area 3 | TAB-WORK-AREA-3 |  |  |  |  | http://www.toronto.ca/TWONTO#00260 | Work Area | Work Area 3
| TAB-RTE-WA3 | TAB-Routine Work Area 3 | TAB-WORK-AREA-SOL |  |  |  |  | http://www.toronto.ca/TWONTO#00260 | Work Area | TAB Work Area Sol
| TAB-RTE-WA4 | TAB-Routine Work Area 4 | TAB-WORK-AREA-4 |  |  |  |  | http://www.toronto.ca/TWONTO#00260 | Work Area | Work Area 4
| TAB-RTE-WA5 | TAB-Routine Work Area 5 | TAB-WORK-AREA-5 |  |  |  |  | http://www.toronto.ca/TWONTO#00260 | Work Area | Work Area 5
| TAB-RTE-WA6 | TAB-Routine Work Area 6 | TAB-WORK-AREA-6 |  |  |  |  | http://www.toronto.ca/TWONTO#00260 | Work Area | Work Area 6
| TAB-RTE-WA6 | TAB-Routine Work Area 6 | TAB-WORK-AREA-SEO |  |  |  |  | http://www.toronto.ca/TWONTO#00260 | Work Area | TAB Work Area SEO
| TAB-RTE-WA7 | TAB-Routine Work Area 7 | TAB-WORK-AREA-7 |  |  |  |  | http://www.toronto.ca/TWONTO#00260 | Work Area | Work Area 7
| WTR-PEL-FEQ-SUS | Fire Equipment, Ellesmere Pumping Station | WTR-PEL |  |  | 44968 |  | x | Sub-Process | Ellesmere Pumping Station
| WTR-PEL-FEQ-SUS | Fire Equipment, Ellesmere Pumping Station | WTR-SUSPENDED |  |  | 44968 |  | x | Sub-Process | Suspended Obsolete entity for storage purpose
| TAB-RTE-WA8 | TAB-Routine Work Area 8 | TAB-WORK-AREA-8 |  |  |  |  | http://www.toronto.ca/TWONTO#00260 | Work Area | Electrical Sub- Stations
| TAB-STR | TAB-STR | TAB-WORK-AREA-2 |  |  |  |  | http://www.toronto.ca/TWONTO#00260 | Process | Work Area 2
| TAB-STR | TAB-STR | TAB-WORK-AREA-LIQ |  |  |  |  | http://www.toronto.ca/TWONTO#00260 | Process | TAB Work Area Liq
| TAB-SLO-SES | TABWA4 Health and Safety Equipment | TAB-WORK-AREA-4 |  |  |  |  | http://www.toronto.ca/TWONTO#00260 | Equipment Location | Work Area 4
| TAB-SLO-SES | TABWA4 Health and Safety Equipment | TAB-WORK-AREA-SOL |  |  |  |  | http://www.toronto.ca/TWONTO#00260 | Equipment Location | TAB Work Area Sol
122017 | THC-AER-T | Tank, Aeration | THC-AER |  | Tank |  |  | http://www.toronto.ca/TWONTO#00260 |  | AerationTreatment Process
| CU2002 | Tank, Air, Air Padding System for Chlorine Tank Cars | TAB-DIS-ALP-0100 | Tank,Reservoir |  |  |  | http://www.toronto.ca/TWONTO#00260 | Mechanical Equipment | Air Padding System for Chlorine Tank Cars
147731 | YTF-CW-T-0006 | Tank, Hot Water Pressure, City Water Heaters and Pumps | YTF-CW | Tank | Tank |  | T | http://www.toronto.ca/TWONTO#00260 |  | City Water
| WTR-PHL-FEQ-SUS | Fire Equipment, High Level Pumping Station | WTR-PHL |  |  | 45018 |  | x | Sub-Process | High Level Pumping Station
| WTR-PHL-FEQ-SUS | Fire Equipment, High Level Pumping Station | WTR-SUSPENDED |  |  | 45018 |  | x | Sub-Process | Suspended Obsolete entity for storage purpose
147730 | YTF-CW-T-0005 | Tank, Hot Water Pressure, City Water Heaters and Pumps | YTF-CW | Tank | Tank |  | T | http://www.toronto.ca/TWONTO#00260 |  | City Water
64872 | THC-PRM-T | Tank, Primary Clarifier | THC-PRM-CLAR | Tank | Tank |  |  | http://www.toronto.ca/TWONTO#00260 |  | Primary Clarification
| THR-PLT-T-HH | Tanks, Grit Vortex Prime, Headhouse | THR-PLT-HH |  |  |  |  | http://www.toronto.ca/TWONTO#00260 | Equipment Location | Preliminary Treatment, Head House
| FCL-PAC | Taste and Odour Control (PAC) | FCL-PLT |  |  |  |  | http://www.toronto.ca/TWONTO#00260 | Sub-Process | Preliminary Treatment
| TAB-ENG-TES-0001 | Technical Support, Engineering,Engineering Services Manager | TAB-ADMIN |  |  |  | TES | http://www.toronto.ca/TWONTO#00260 | Process | Tab Admin
| COL-PVM-SW-0001 | Switch, Main Power | COL-PVM | Switch |  |  | SW | http://www.toronto.ca/TWONTO#00594 | Electrical Equipment | Valleymede Sewage Pumping Station
| COL-RBC-SW-0001 | Switch, Main Power | COL-RBC | Switch |  |  | SW | http://www.toronto.ca/TWONTO#00594 | Electrical Equipment | Cowan Shaft (WBT)-storm
| COL-RBC-SW-0001 | Switch, Main Power | COL-RBC-MISC | Switch |  |  | SW | http://www.toronto.ca/TWONTO#00594 | Electrical Equipment | Miscellaneous Equipment
| WTR-PJO-GFI-0001 | Ground Fault Circuit Interrupter | WTR-PJO-AUX |  |  |  | GFI | http://www.toronto.ca/TWONTO#00106 | Electrical Equipment | Auxiliary Equipment (Building Facilities)
| WTR-PJO-GFI-0002 | Ground Fault Circuit Interrupter | WTR-PJO-AUX |  |  |  | GFI | http://www.toronto.ca/TWONTO#00106 | Electrical Equipment | Auxiliary Equipment (Building Facilities)
| WTR-PJO-GFI-0003 | Ground Fault Circuit Interrupter | WTR-PJO-AUX |  |  |  | GFI | http://www.toronto.ca/TWONTO#00106 | Electrical Equipment | Auxiliary Equipment (Building Facilities)
| WTR-PJO-GFI-0004 | Ground Fault Circuit Interrupter | WTR-PJO-AUX |  |  |  | GFI | http://www.toronto.ca/TWONTO#00106 | Electrical Equipment | Auxiliary Equipment (Building Facilities)
| WTR-PJO-GFI-0005 | Ground Fault Circuit Interrupter | WTR-PJO-AUX |  |  |  | GFI | http://www.toronto.ca/TWONTO#00106 | Electrical Equipment | Auxiliary Equipment (Building Facilities)
| WTR-PJO-GFI-0006 | Ground Fault Circuit Interrupter | WTR-PJO-AUX |  |  |  | GFI | http://www.toronto.ca/TWONTO#00106 | Electrical Equipment | Auxiliary Equipment (Building Facilities)
| WTR-PJO-GFI-0006, | Ground Fault Circuit Interrupter | WTR-PJO-AUX |  |  | 32792 | GFI | x | Electrical Equipment | Auxiliary Equipment (Building Facilities)
| COL-RBG-SW-0001 | Switch, Main Power | COL-RBG | Switch |  |  | SW | http://www.toronto.ca/TWONTO#00594 | Electrical Equipment | Glendale Shaft (WBT)-storm
| COL-RBG-SW-0001 | Switch, Main Power | COL-RBG-MISC | Switch |  |  | SW | http://www.toronto.ca/TWONTO#00594 | Electrical Equipment | Miscellaneous Equipment
| WTR-PJO-V-1101, | Valve | WTR-PJO-AUX |  |  | 34559 | V | x | Mechanical Equipment | Auxiliary Equipment (Building Facilities)
| SWM-PDU-SW-0001 | Switch, Main Power | SWM-PDU-MISC | Switch |  |  | SW | http://www.toronto.ca/TWONTO#00594 | Electrical Equipment | Miscellaneous Equipment
| THCLIQOPS | THC Liquids Operations | THC |  |  |  |  | http://www.toronto.ca/TWONTO#00260 | Work Area | Highland Creek Treatment Plant
| SWM-PDU-SW-0001 | Switch, Main Power | SWM-PDU | Switch |  |  | SW | http://www.toronto.ca/TWONTO#00594 | Electrical Equipment | Dunker's Storm
| COL-PSU-SW-0001 | Switch, Main Power Disconnect | COL-PSU | Switch |  |  | SW | http://www.toronto.ca/TWONTO#00594 | Electrical Equipment | Sunnyside Pumping Station
| COL-PSU-SW-0001 | Switch, Main Power Disconnect | COL-PSU-MISC | Switch |  |  | SW | http://www.toronto.ca/TWONTO#00594 | Electrical Equipment | Miscellaneous Equipment
| THCSLDOPS | THC Solids Operations | THC |  |  |  |  | http://www.toronto.ca/TWONTO#00260 | Work Area | Highland Creek Treatment Plant
| THC-LIFTING | THC-LIFTING Equipments | THC | Lifting Device |  |  |  | http://www.toronto.ca/TWONTO#00260 | Mechanical Equipment | Highland Creek Treatment Plant
| WTR-PJS-FEQ-SUS | Fire Equipment, John Street Pumping Station | WTR-PJS |  |  | 45118 |  | x | Sub-Process | John Street Pumping Station
| WTR-PJS-FEQ-SUS | Fire Equipment, John Street Pumping Station | WTR-SUSPENDED |  |  | 45118 |  | x | Sub-Process | Suspended Obsolete entity for storage purpose
| WTR-PJS-HE-0001 | Heat Exchanger, DLWC, Enwave | WTR-PJS-ENW |  |  |  | HE | http://www.toronto.ca/TWONTO#00416 | Mechanical Equipment | Enwave Process
| WTR-PJS-HE-0002 | Heat Exchanger, DLWC, Enwave | WTR-PJS-ENW |  |  |  | HE | http://www.toronto.ca/TWONTO#00416 | Mechanical Equipment | Enwave Process
| WTR-PJS-HE-0003 | Heat Exchanger, DLWC, Enwave | WTR-PJS-ENW |  |  |  | HE | http://www.toronto.ca/TWONTO#00416 | Mechanical Equipment | Enwave Process
| WTR-PJS-HE-0004 | Heat Exchanger, DLWC, Enwave | WTR-PJS-ENW |  |  |  | HE | http://www.toronto.ca/TWONTO#00416 | Mechanical Equipment | Enwave Process
| WTR-PJS-HE-0005 | Heat Exchanger, DLWC, Enwave | WTR-PJS-ENW |  |  |  | HE | http://www.toronto.ca/TWONTO#00416 | Mechanical Equipment | Enwave Process
| WTR-PJS-HE-0006 | Heat Exchanger, DLWC, Enwave | WTR-PJS-ENW |  |  |  | HE | http://www.toronto.ca/TWONTO#00416 | Mechanical Equipment | Enwave Process
| WTR-PJS-HE-0007 | Heat Exchanger, DLWC, Enwave | WTR-PJS-ENW |  |  |  | HE | http://www.toronto.ca/TWONTO#00416 | Mechanical Equipment | Enwave Process
| WTR-PJS-HE-0008 | Heat Exchanger, DLWC, Enwave | WTR-PJS-ENW |  |  |  | HE | http://www.toronto.ca/TWONTO#00416 | Mechanical Equipment | Enwave Process
| WTR-PJS-HE-0009 | Heat Exchanger, DLWC, Enwave | WTR-PJS-ENW |  |  |  | HE | http://www.toronto.ca/TWONTO#00416 | Mechanical Equipment | Enwave Process
| WTR-PJS-HE-0010 | Heat Exchanger, DLWC, Enwave | WTR-PJS-ENW |  |  |  | HE | http://www.toronto.ca/TWONTO#00416 | Mechanical Equipment | Enwave Process
| WTR-PJS-HE-0011 | Heat Exchanger, DLWC, Enwave | WTR-PJS-ENW |  |  |  | HE | http://www.toronto.ca/TWONTO#00416 | Mechanical Equipment | Enwave Process
| WTR-PJS-HE-0012 | Heat Exchanger, DLWC, Enwave | WTR-PJS-ENW |  |  |  | HE | http://www.toronto.ca/TWONTO#00416 | Mechanical Equipment | Enwave Process
| WTR-PJS-HE-0013 | Heat Exchanger, DLWC, Enwave | WTR-PJS-ENW |  |  |  | HE | http://www.toronto.ca/TWONTO#00416 | Mechanical Equipment | Enwave Process
| WTR-PJS-HE-0014 | Heat Exchanger, DLWC, Enwave | WTR-PJS-ENW |  |  |  | HE | http://www.toronto.ca/TWONTO#00416 | Mechanical Equipment | Enwave Process
| WTR-PJS-HE-0015 | Heat Exchanger, DLWC, Enwave | WTR-PJS-ENW |  |  |  | HE | http://www.toronto.ca/TWONTO#00416 | Mechanical Equipment | Enwave Process
| WTR-PJS-HE-0016 | Heat Exchanger, DLWC, Enwave | WTR-PJS-ENW |  |  |  | HE | http://www.toronto.ca/TWONTO#00416 | Mechanical Equipment | Enwave Process
| WTR-PJS-HE-0017 | Heat Exchanger, DLWC, Enwave | WTR-PJS-ENW |  |  |  | HE | http://www.toronto.ca/TWONTO#00416 | Mechanical Equipment | Enwave Process
| WTR-PJS-HE-0018 | Heat Exchanger, DLWC, Enwave | WTR-PJS-ENW |  |  |  | HE | http://www.toronto.ca/TWONTO#00416 | Mechanical Equipment | Enwave Process
| WTR-PJS-HE-0024 | Heat Exchanger, DLWC, Enwave | WTR-PJS-ENW |  |  |  | HE | http://www.toronto.ca/TWONTO#00416 | Mechanical Equipment | Enwave Process
| WTR-PJS-HE-0025 | Heat Exchanger, DLWC, Enwave | WTR-PJS-ENW |  |  |  | HE | http://www.toronto.ca/TWONTO#00416 | Mechanical Equipment | Enwave Process
| WTR-PJS-HE-0026 | Heat Exchanger, DLWC, Enwave | WTR-PJS-ENW |  |  |  | HE | http://www.toronto.ca/TWONTO#00416 | Mechanical Equipment | Enwave Process
| THC-LIFTING | THC-LIFTING Equipments | THC-GRK-MCS | Lifting Device |  |  |  | http://www.toronto.ca/TWONTO#00260 | Mechanical Equipment | Mechanical Services
| THC-LIFTING | THC-LIFTING Equipments | THC-MCS-LD | Lifting Device |  |  |  | http://www.toronto.ca/TWONTO#00260 | Mechanical Equipment | Mechanical Services, Lifting Device
| THC-THK-POL | Thickening Polymer System | THC-THK-TWAS |  |  |  |  | http://www.toronto.ca/TWONTO#00260 | Sub-Process | Waste Activated Sludge Thickening
| THR-THK-GRK1 | Thickening, Ground & Structural | THR-THK |  |  |  |  | http://www.toronto.ca/TWONTO#00260 | Equipment Location | Sludge Thickening
| THR-THK-GRK1 | Thickening, Ground & Structural | THR-PRM |  |  |  |  | http://www.toronto.ca/TWONTO#00260 | Equipment Location | Primary Treatment
| THC-THK-BIOFILTER | THK Biofilter System | THC-THK-ELS |  |  |  |  | http://www.toronto.ca/TWONTO#00260 | Sub-Process | TWAS Elecftrical equipment Sludge Thickening
| THC-THK-BIOFILTER | THK Biofilter System | THC-THK-TWAS |  |  |  |  | http://www.toronto.ca/TWONTO#00260 | Sub-Process | Waste Activated Sludge Thickening
| THC-THK-BIOFILTER | THK Biofilter System | THC-DEW |  |  |  |  | http://www.toronto.ca/TWONTO#00260 | Sub-Process | Dewatering Process
| WTR-PKL-FEQ-SUS | Fire Equipment, Keele Pumping Station | WTR-PKL |  |  | 45179 |  | x | Sub-Process | Keele Pumping Station
| WTR-PKL-FEQ-SUS | Fire Equipment, Keele Pumping Station | WTR-SUSPENDED |  |  | 45179 |  | x | Sub-Process | Suspended Obsolete entity for storage purpose
| TAB-THK-STRC | THK-STRC | TAB-THK |  |  |  |  | http://www.toronto.ca/TWONTO#00260 | Equipment Location | Floatation
| YTF | Tiffield Data Center | BUS |  |  |  |  | http://www.toronto.ca/TWONTO#00260 | Facility | Business Unit Support
| YTF | Tiffield Data Center | WWT |  |  |  |  | http://www.toronto.ca/TWONTO#00260 | Facility | Wastewater Treatment
55536 | TAB-WA2-SP-0001 | Tool, samples grab | TAB-AER-INQ |  | Tool |  | SP | http://www.toronto.ca/TWONTO#00747 |  | Aeration - WA2 Instrumentation Equipment
55537 | TAB-WA2-SP-0001 | Tool, samples grab | TAB-STR-SP |  | Tool |  | SP | http://www.toronto.ca/TWONTO#00260 |  | Aeration, Sampler Settled Sewage
| TAB-ELS-ROUTES | Top-level hierarchy for generic entities that represent muliti-equipment inspection routes | TAB-ELS-NON-PHYC |  |  |  |  | http://www.toronto.ca/TWONTO#00260 | Equipment Location | Top-level hierarchy for generic entities that represent muliti-equipment inspection routes and shutdowns
| TAB-ELS-NON-PHYC | Top-level hierarchy for generic entities that represent muliti-equipment inspection routes and shutdowns | TAB-WORK-AREA-8 |  |  |  |  | http://www.toronto.ca/TWONTO#00260 | Equipment Location | Electrical Sub- Stations
| TAB-ELS-NON-PHYC | Top-level hierarchy for generic entities that represent muliti-equipment inspection routes and shutdowns | TAB POWER DISTRIB |  |  |  |  | http://www.toronto.ca/TWONTO#00260 | Equipment Location | TAB Power Distribution and Process Control
| WTR-PKN-FEQ-SUS | Fire Equipment, Kennedy Pumping Station | WTR-PKN |  |  | 45191 |  | x | Sub-Process | Kennedy Pumping Station
| WTR-PKN-FEQ-SUS | Fire Equipment, Kennedy Pumping Station | WTR-SUSPENDED |  |  | 45191 |  | x | Sub-Process | Suspended Obsolete entity for storage purpose
| WTR-PKN-GFI-0001 | Ground Fault Circuit Interrupter | WTR-PKN-AUX |  |  |  | GFI | http://www.toronto.ca/TWONTO#00106 | Electrical Equipment | Auxiliary Equipment (Building Facilities)
| TAB-ELS-NON-PHYC | Top-level hierarchy for generic entities that represent muliti-equipment inspection routes and shutdowns | TAB-RTE-PD |  |  |  |  | http://www.toronto.ca/TWONTO#00260 | Equipment Location | TAB-Routine Power Distribution Plant Wide
| TAB-ELS-SHTD-GRPS | Top-level hierarchy for generic entities that represent muliti-equipment shutdown work order entities | TAB-ELS-NON-PHYC |  |  |  |  | http://www.toronto.ca/TWONTO#00260 | Equipment Location | Top-level hierarchy for generic entities that represent muliti-equipment inspection routes and shutdowns
| TW | Toronto Water | B |  |  |  |  | http://www.toronto.ca/TWONTO#00260 | Division | Cluster B
| TAB-THK-V-TRANSF | Transfer Valves to Digester | TAB-THK |  |  |  |  | http://www.toronto.ca/TWONTO#00260 | Equipment Location | Floatation
| UE2610 | Transformer | TAB-ELS-TR |  |  |  |  | http://www.toronto.ca/TWONTO#00260 | Equipment Location | Transformers near Plant Water Tower
| WTR-PLW-BUS-0102 | Electrical Bus | WTR-PLW-TR-0101 |  |  |  | BUS | http://www.toronto.ca/TWONTO#00192 | Electrical Equipment | Transformer, Power, Line 1, 27.6 kV/2.3 kV
| WTR-PLW-BUS-0202 | Electrical Bus | WTR-PLW-TR-0201 |  |  |  | BUS | http://www.toronto.ca/TWONTO#00192 | Electrical Equipment | Transformer, Power, Line 2, 27.6 kV/2.3 kV
| UF2001 | Transformer | TAB-ELS-TR |  |  |  |  | http://www.toronto.ca/TWONTO#00260 | Equipment Location | Transformers near Plant Water Tower
| UF2002 | Transformer | TAB-ELS-TR |  |  |  |  | http://www.toronto.ca/TWONTO#00260 | Equipment Location | Transformers near Plant Water Tower
| WTR-PLW-FEQ-SUS | Fire Equipment, Lawrence Pumping Station | WTR-PLW |  |  | 45199 |  | x | Sub-Process | Lawrence Pumping Station
| WTR-PLW-FEQ-SUS | Fire Equipment, Lawrence Pumping Station | WTR-SUSPENDED |  |  | 45199 |  | x | Sub-Process | Suspended Obsolete entity for storage purpose
| UF2003 | Transformer | TAB-ELS-TR |  |  |  |  | http://www.toronto.ca/TWONTO#00260 | Equipment Location | Transformers near Plant Water Tower
| TAB-ELS-TR-PT-SWS | Transformer, Primary 13000/600V, SWS | TAB-ELS-SEAWALL |  |  |  |  | http://www.toronto.ca/TWONTO#00260 | Equipment Location | Seawall Substation
| TAB-ELS-TR-PT-SS | Transformer, Primary 13000/6140V, SS | TAB-ELS-SOUTH |  |  |  |  | http://www.toronto.ca/TWONTO#00260 | Equipment Location | South Substation
| TAB-ELS-TR-ST-SS | Transformer, Secondary 4160/600V, SS | TAB-ELS-SOUTH |  |  |  |  | http://www.toronto.ca/TWONTO#00260 | Equipment Location | South Substation
| TAB-ELS-TR-ST-SWS | Transformer, Secondary 4160/600V, SWS | TAB-ELS-SEAWALL |  |  |  |  | http://www.toronto.ca/TWONTO#00260 | Equipment Location | Seawall Substation
| TAB-ELS-TR | Transformers near Plant Water Tower | TAB-ELS-SUB |  |  |  |  | http://www.toronto.ca/TWONTO#00260 | Sub-Process | Electrical Substations
| THR-DIG-AIT | Transmitter, Gas Analyzer, Digester | THR-DIG |  |  |  |  | http://www.toronto.ca/TWONTO#00260 | Equipment Location | Digester
| THR-DIG-AIT | Transmitter, Gas Analyzer, Digester | THR-DIG-T |  |  |  |  | http://www.toronto.ca/TWONTO#00260 | Equipment Location | Digester, Tanks
| FHA-TRW-SAMP | Treated Sampling | FHA-SAMP |  |  |  |  | http://www.toronto.ca/TWONTO#00260 | Sub-Process | Sampling Systems
| FCL-TRW | Treated Water | FCL WORK AREA 1 |  |  |  |  | http://www.toronto.ca/TWONTO#00260 | Process | Process
| WTR-PAH-TRW | Treated Water (Transmission) | WTR-PAH |  |  |  |  | http://www.toronto.ca/TWONTO#00260 | Process | Armour Heights Pumping Station
| WTR-PBV-TRW | Treated Water (Transmission) | WTR-PBV |  |  |  |  | http://www.toronto.ca/TWONTO#00260 | Process | Bayview Pumping Station
| WTR-PDS-TRW | Treated Water (Transmission) | WTR-PDSS |  |  |  |  | http://www.toronto.ca/TWONTO#00260 | Process | Dorset Pumping station (Chamber Replaced with Pod)
| WTR-PDS-TRW | Treated Water (Transmission) | WTR-PDS |  |  |  |  | http://www.toronto.ca/TWONTO#00260 | Process | Dorset Pumping Station
| WTR-PEG-TRW | Treated Water (Transmission) | WTR-PEG |  |  |  |  | http://www.toronto.ca/TWONTO#00260 | Process | Eglinton Pumping Station
| WTR-PEL-TRW | Treated Water (Transmission) | WTR-PEL |  |  |  |  | http://www.toronto.ca/TWONTO#00260 | Process | Ellesmere Pumping Station
| WTR-PHL-TRW | Treated Water (Transmission) | WTR-PHL |  |  |  |  | http://www.toronto.ca/TWONTO#00260 | Process | High Level Pumping Station
| WTR-PJO-TRW | Treated Water (Transmission) | WTR-PJO |  |  |  |  | http://www.toronto.ca/TWONTO#00260 | Process | Wm. H. Johnston Pumping Station
| WTR-PJS-TRW | Treated Water (Transmission) | WTR-PJS |  |  |  |  | http://www.toronto.ca/TWONTO#00260 | Process | John Street Pumping Station
| WTR-PKL-TRW | Treated Water (Transmission) | WTR-PKL |  |  |  |  | http://www.toronto.ca/TWONTO#00260 | Process | Keele Pumping Station
| WTR-PKN-TRW | Treated Water (Transmission) | WTR-PKN |  |  |  |  | http://www.toronto.ca/TWONTO#00260 | Process | Kennedy Pumping Station
| WTR-PLW-TRW | Treated Water (Transmission) | WTR-PLW |  |  |  |  | http://www.toronto.ca/TWONTO#00260 | Process | Lawrence Pumping Station
| WTR-PMI-TRW | Treated Water (Transmission) | WTR-PMI |  |  |  |  | http://www.toronto.ca/TWONTO#00260 | Process | Milliken Pumping Station
| WTR-PPD-TRW | Treated Water (Transmission) | WTR-PPD |  |  |  |  | http://www.toronto.ca/TWONTO#00260 | Process | Parkdale Pumping Station
| WTR-PRH-TRW | Treated Water (Transmission) | WTR-PRH |  |  |  |  | http://www.toronto.ca/TWONTO#00260 | Process | Rosehill Pumping Station
| WTR-PRV-TRW | Treated Water (Transmission) | WTR-PRV |  |  |  |  | http://www.toronto.ca/TWONTO#00260 | Process | Richview Pumping Station
| WTR-PSA-TRW | Treated Water (Transmission) | WTR-PSA |  |  |  |  | http://www.toronto.ca/TWONTO#00260 | Process | St. Albans Pumping Station
| WTR-PRV-FEQ-SUS | Fire Equipment, Richview Pumping Station | WTR-PRV |  |  | 45355 |  | x | Sub-Process | Richview Pumping Station
| WTR-PRV-FEQ-SUS | Fire Equipment, Richview Pumping Station | WTR-SUSPENDED |  |  | 45355 |  | x | Sub-Process | Suspended Obsolete entity for storage purpose
| WTR-PSC-TRW | Treated Water (Transmission) | WTR-PSC |  |  |  |  | http://www.toronto.ca/TWONTO#00260 | Process | Scarborough Pumping Station
| WTR-PTH-TRW | Treated Water (Transmission) | WTR-PTH |  |  |  |  | http://www.toronto.ca/TWONTO#00260 | Process | Thornhill Pumping Station
| WTR-PWT-TRW | Treated Water (Transmission) | WTR-PWT |  |  |  |  | http://www.toronto.ca/TWONTO#00260 | Process | West Toronto Pumping Station
| WTR-RBV-TRW | Treated Water (Transmission) | WTR-RBV |  |  |  |  | http://www.toronto.ca/TWONTO#00260 | Process | Bayview Reservoir
| WTR-RDF-TRW | Treated Water (Transmission) | WTR-RDF |  |  |  |  | http://www.toronto.ca/TWONTO#00260 | Process | Dufferin Reservoir
| WTR-REG-TRW | Treated Water (Transmission) | WTR-REG |  |  |  |  | http://www.toronto.ca/TWONTO#00260 | Process | Eglinton Reservoir
| WTR-REL-TRW | Treated Water (Transmission) | WTR-REL |  |  |  |  | http://www.toronto.ca/TWONTO#00260 | Process | Ellesmere Reservoir
| WTR-PSA-FEQ-SUS | Fire Equipment, St. Albans Pumping Station | WTR-PSA |  |  | 45375 |  | x | Sub-Process | St. Albans Pumping Station
| WTR-PSA-FEQ-SUS | Fire Equipment, St. Albans Pumping Station | WTR-SUSPENDED |  |  | 45375 |  | x | Sub-Process | Suspended Obsolete entity for storage purpose
| WTR-RKL-TRW | Treated Water (Transmission) | WTR-RKL |  |  |  |  | http://www.toronto.ca/TWONTO#00260 | Process | Keele Reservoir
| WTR-RLL-TRW | Treated Water (Transmission) | WTR-RLL |  |  |  |  | http://www.toronto.ca/TWONTO#00260 | Process | Leslie Tank
| WTR-PSA-YAN-0002 | Alarm, Horn | WTR-PSA-AUX |  |  |  | YAN | http://www.toronto.ca/TWONTO#00151 | Instrumentation Equipment | Auxiliary Equipment (Building Facilities)
| WTR-RLW-TRW | Treated Water (Transmission) | WTR-RLW |  |  |  |  | http://www.toronto.ca/TWONTO#00260 | Process | Lawrence Reservoir
| WTR-RMA-TRW | Treated Water (Transmission) | WTR-RMA |  |  |  |  | http://www.toronto.ca/TWONTO#00260 | Process | Markham Reservoir
| WTR-RMI-TRW | Treated Water (Transmission) | WTR-RMI |  |  |  |  | http://www.toronto.ca/TWONTO#00260 | Process | Milliken Reservoir
| WTR-RMT-TRW | Treated Water (Transmission) | WTR-RMT |  |  |  |  | http://www.toronto.ca/TWONTO#00260 | Process | Milliken Tank
| WTR-RRG-TRW | Treated Water (Transmission) | WTR-RRG |  |  |  |  | http://www.toronto.ca/TWONTO#00260 | Process | Rouge Tank
| WTR-RRH-TRW | Treated Water (Transmission) | WTR-RRH |  |  |  |  | http://www.toronto.ca/TWONTO#00260 | Process | Rosehill Reservoir
| WTR-RRV-TRW | Treated Water (Transmission) | WTR-RRV |  |  |  |  | http://www.toronto.ca/TWONTO#00260 | Process | Richview Reservoir
| WTR-RST-TRW | Treated Water (Transmission) | WTR-RST |  |  |  |  | http://www.toronto.ca/TWONTO#00260 | Process | St.Clair Reservoir
| WTR-RWA-TRW | Treated Water (Transmission) | WTR-RWA |  |  |  |  | http://www.toronto.ca/TWONTO#00260 | Process | Warden Tank
| WTR-RWL-TRW | Treated Water (Transmission) | WTR-RWL |  |  |  |  | http://www.toronto.ca/TWONTO#00260 | Process | Whitlam Tank
| FHA-TRW-CLEARWELL | Treated Water Clearwell | FHA-TRW |  |  |  |  | http://www.toronto.ca/TWONTO#00260 | Sub-Process | Treated Water System
| FCL-TRW-3 | Treated Water Discharge Headers | FCL-TRW |  |  |  | TRW | http://www.toronto.ca/TWONTO#00260 | Sub-Process | Treated Water
| FHO TRW OUTPUT | Treated Water Output Sampling | FHO-SAMP |  |  |  |  | http://www.toronto.ca/TWONTO#00260 | Sub-Process | Sampling Systems
| FIS-TRW OUTPUT | Treated Water Output Sampling | FIS-SAMP |  |  |  |  | http://www.toronto.ca/TWONTO#00260 | Sub-Process | Sampling Systems
| FIS-TRW | Treated Water Production | FIS WORK AREA 1 |  |  |  |  | http://www.toronto.ca/TWONTO#00260 | Process | Process
| FCL-TRW-2 | Treated Water Pumping | FCL-TRW |  |  |  | TRW | http://www.toronto.ca/TWONTO#00260 | Sub-Process | Treated Water
| WTR-PWT-DR-0003 | Door, Overhead | WTR-PWT-AUX |  |  |  | DR | http://www.toronto.ca/TWONTO#00649 | Mechanical Equipment | Auxiliary Equipment (Building Facilities)
| WTR-PWT-DR-0004 | Door, Overhead | WTR-PWT-AUX |  |  |  | DR | http://www.toronto.ca/TWONTO#00649 | Mechanical Equipment | Auxiliary Equipment (Building Facilities)
| FHA-TRW-TWP | Treated Water Pumping | FHA-TRW |  |  |  |  | http://www.toronto.ca/TWONTO#00260 | Sub-Process | Treated Water System
| WTR-PWT-FEQ-SUS | Fire Equipment, West Toronto Pumping Station | WTR-SUSPENDED |  |  | 45422 |  | x | Sub-Process | Suspended Obsolete entity for storage purpose
| WTR-PWT-FEQ-SUS | Fire Equipment, West Toronto Pumping Station | WTR-PWT |  |  | 45422 |  | x | Sub-Process | West Toronto Pumping Station
| FHO TRW PUMPING | Treated Water Pumping | FHO-TRW |  |  |  |  | http://www.toronto.ca/TWONTO#00260 | Sub-Process | Treated Water System
| FIS-TRW-PUMPING | Treated Water Pumping | FIS-TRW |  |  |  |  | http://www.toronto.ca/TWONTO#00260 | Sub-Process | Treated Water Production
| FCL-TRW-SAMP | Treated Water Sampling | FCL-SAMP |  |  |  |  | http://www.toronto.ca/TWONTO#00260 | Sub-Process | Sampling Systems
| 16847 | Treated Water Suction Channel | FIS-TRW |  |  |  |  | http://www.toronto.ca/TWONTO#00260 | Sub-Process | Treated Water Production
| FHA-TRW | Treated Water System | FHA WORK AREA 1 |  |  |  |  | http://www.toronto.ca/TWONTO#00260 | Process | Process
| FHO-TRW | Treated Water System | FHO WORK AREA 1 |  |  |  |  | http://www.toronto.ca/TWONTO#00260 | Process | Process
| FHO-CLC | Trim Chlorination System | FHO-DIS |  |  |  |  | http://www.toronto.ca/TWONTO#00260 | Sub-Process | Disinfection
| FIS-CLC | Trim Chlorination System | FIS-DIS |  |  |  |  | http://www.toronto.ca/TWONTO#00260 | Sub-Process | Disinfection
| TRK-AGL | TRK (ALTERNATE GL) | DOS-AGL |  |  |  |  | http://www.toronto.ca/TWONTO#00260 | Work Area | DOS ALTERNATE GL
| TRK-DIS | TRK Disinfection | TRK |  |  |  |  | http://www.toronto.ca/TWONTO#00260 | Process | DOS - TRUNK SEWER SYSTEM
| TAB-SLO-STRC-TLF | Truck Loading Facility - Drains, Electrical Service(110/220V), Lighting, Plumbing | TAB-SLO-STRC |  |  |  |  | http://www.toronto.ca/TWONTO#00260 | Equipment Location | Sludge Loading & Odour Control - Facilities
| FCL-ACC-FN-TUN | Tunnel Dehumidification Tunnel Recir. Sys. | FCL-ACC |  |  |  |  | http://www.toronto.ca/TWONTO#00260 | Equipment Location | Climate Control (HVAC)
| WTR-REB-ELS | Electrical System | WTR-REB |  |  | 35845 |  | x | Sub-Process | East Woodbridge Tank
| WTR-REB-TRW | Treated Water (Transmission) | WTR-REB |  |  | 35841 |  | x | Process | East Woodbridge Tank
120311 | THC-ACC-BLDG TUNNELS | Tunnels, Building HVAC | THC-MCS-HVAC |  | HVAC |  |  | http://www.toronto.ca/TWONTO#00260 |  | Mechanical Services, HVAC
| TW SECURITY | TW Security | YTF-SPC1 |  |  |  |  | http://www.toronto.ca/TWONTO#00260 | Computer Equipment | Process Control Systems - Administrative
58189 | THC-ACC-BLDG J | TWAS Building, HVAC | THC-MCS-HVAC |  | HVAC |  |  | http://www.toronto.ca/TWONTO#00260 |  | Mechanical Services, HVAC
| THC-THK-ELS | TWAS Elecftrical equipment Sludge Thickening | THC-THK-TWAS |  |  |  |  | http://www.toronto.ca/TWONTO#00260 | Sub-Process | Waste Activated Sludge Thickening
| THC-THK-ELS | TWAS Elecftrical equipment Sludge Thickening | THCLIQMNT |  |  |  |  | http://www.toronto.ca/TWONTO#00260 | Sub-Process | THC Liquids Maintenance
| THR-THK-P-TWAS | TWAS Transfer Pumps & Holding Tanks | THR-THK |  |  |  |  | http://www.toronto.ca/TWONTO#00260 | Equipment Location | Sludge Thickening
55477 | TAB-WA1-SQ-1940 | Type1 - Hitesh Mistry | TAB-WA1-SQ-0001 | PPE,Harness | Safety Equipment |  | SQ | http://www.toronto.ca/TWONTO#00260 |  | WA1 Fall Arrest System
| FCL-GRK-4 | Underground Chambers | FCL-GRK |  |  |  | GRK | http://www.toronto.ca/TWONTO#00260 | Sub-Process | Buildings and Grounds
| TAB-HTR-UV | Unit Heaters | TAB-ACC-HTR |  |  |  |  | http://www.toronto.ca/TWONTO#00260 | Equipment Location | Heaters- Convection,
| TAB-ACC-HTR-SEAWALL | Unit Heaters ( New Project Sea Wall Sub-station) | TAB-ACC-HTR |  |  |  |  | http://www.toronto.ca/TWONTO#00260 | Equipment Location | Heaters- Convection,
| TAB-ACC-HTR-AER | Unit Heaters- Aeration Gallery | TAB-ACC-HTR |  |  |  |  | http://www.toronto.ca/TWONTO#00260 | Equipment Location | Heaters- Convection,
| TAB-ACC-HTR-AUX | Unit Heaters- Aux. Bldg | TAB-ACC-HTR |  |  |  |  | http://www.toronto.ca/TWONTO#00260 | Equipment Location | Heaters- Convection,
| TAB-ACC-HTR-BL | Unit Heaters- Blower Bldg | TAB-ACC-HTR |  |  |  |  | http://www.toronto.ca/TWONTO#00260 | Equipment Location | Heaters- Convection,
| TAB-ACC-HTR-CHL | Unit Heaters- Chlorination Bldg | TAB-ACC-HTR |  |  |  |  | http://www.toronto.ca/TWONTO#00260 | Equipment Location | Heaters- Convection,
| TAB-ACC-HTR-DBLDG | Unit Heaters- D Bldg | TAB-ACC-HTR |  |  |  |  | http://www.toronto.ca/TWONTO#00260 | Equipment Location | Heaters- Convection,
| TAB-ACC-HTR-DEW | Unit Heaters- Dewatering Bldg | TAB-ACC-HTR |  |  |  |  | http://www.toronto.ca/TWONTO#00260 | Equipment Location | Heaters- Convection,
| TAB-ACC-HTR-01-04 | Unit Heaters- Digester 01-04 | TAB-ACC-HTR |  |  |  | HTR | http://www.toronto.ca/TWONTO#00260 | Equipment Location | Heaters- Convection,
| TAB-ACC-HTR-05-08 | Unit Heaters- Digester 05-08 | TAB-ACC-HTR |  |  |  | HTR | http://www.toronto.ca/TWONTO#00260 | Equipment Location | Heaters- Convection,
| TAB-ACC-HTR-19-22 | Unit Heaters- Digester 19-22 | TAB-ACC-HTR |  |  |  | HTR | http://www.toronto.ca/TWONTO#00260 | Equipment Location | Heaters- Convection,
| TAB-ACC-HTR-ELS | Unit Heaters- Electrical/Sub station Bldg | TAB-ACC-HTR |  |  |  |  | http://www.toronto.ca/TWONTO#00260 | Equipment Location | Heaters- Convection,
| TAB-ACC-HTR-THK | Unit Heaters- Floatation Bldg | TAB-ACC-HTR |  |  |  |  | http://www.toronto.ca/TWONTO#00260 | Equipment Location | Heaters- Convection,
| TAB-ACC-HTR-GAS | Unit Heaters- Gas Control Bldg | TAB-ACC-HTR |  |  |  |  | http://www.toronto.ca/TWONTO#00260 | Equipment Location | Heaters- Convection,
| TAB-ACC-HTR-HRS | Unit Heaters- Heat recovery Bldg | TAB-ACC-HTR |  |  |  |  | http://www.toronto.ca/TWONTO#00260 | Equipment Location | Heaters- Convection,
| TAB-ACC-HTR-INC | Unit Heaters- Incenerator Bldg | TAB-ACC-HTR |  |  |  |  | http://www.toronto.ca/TWONTO#00260 | Equipment Location | Heaters- Convection,
| TAB-ACC-HTR-ADM | Unit Heaters- Old Administration Bldg | TAB-ACC-HTR |  |  |  |  | http://www.toronto.ca/TWONTO#00260 | Equipment Location | Heaters- Convection,
| TAB-ACC-HTR-PBLDG | Unit Heaters- P Bldg | TAB-ACC-HTR |  |  |  |  | http://www.toronto.ca/TWONTO#00260 | Equipment Location | Heaters- Convection,
| TAB-ACC-HTR-POL | Unit Heaters- Polymer,Filter & Equlisation tank Bldg | TAB-ACC-HTR |  |  |  |  | http://www.toronto.ca/TWONTO#00260 | Equipment Location | Heaters- Convection,
| TAB-ACC-HTR-PRS1 | Unit Heaters- PRS Room, Tunnel | TAB-ACC-HTR |  |  |  |  | http://www.toronto.ca/TWONTO#00260 | Equipment Location | Heaters- Convection,
| TAB-ACC-HTR-PRS | Unit Heaters- PRS Room, Tunnels and Ferric gallery | TAB-ACC-HTR |  |  |  |  | http://www.toronto.ca/TWONTO#00260 | Equipment Location | Heaters- Convection,
| TAB-ACC-HTR-PWPS | Unit Heaters- PWPS | TAB-ACC-HTR |  |  |  |  | http://www.toronto.ca/TWONTO#00260 | Equipment Location | Heaters- Convection,
| TAB-ACC-HTR-SLO | Unit Heaters- Silo Bldg | TAB-ACC-HTR |  |  |  |  | http://www.toronto.ca/TWONTO#00260 | Equipment Location | Heaters- Convection,
| WTR-RMP-ELSS | Electrical System | WTR-RMPS |  |  | 38609 |  | x | Sub-Process | Maple Reservoir
| WTR-RMP-TRWS | Treated Water (Transmission) | WTR-RMPS |  |  | 38608 |  | x | Process | Maple Reservoir
| TAB-ACC-HTR-TLB | Unit Heaters- Truck Loading Bay | TAB-ACC-HTR |  |  |  |  | http://www.toronto.ca/TWONTO#00260 | Equipment Location | Heaters- Convection,
| TAB-ACC-HTR-WGB | Unit Heaters- Waste Gas Burner Station | TAB-ACC-HTR |  |  |  |  | http://www.toronto.ca/TWONTO#00260 | Equipment Location | Heaters- Convection,
| TAB-ACC-HTR-ZBLDG | Unit Heaters- Z Bldg | TAB-ACC-HTR |  |  |  |  | http://www.toronto.ca/TWONTO#00260 | Equipment Location | Heaters- Convection,
| TAB-ACC-HTR-IPS | Unit Heaters-IPS Bldg | TAB-ACC-HTR |  |  |  |  | http://www.toronto.ca/TWONTO#00260 | Equipment Location | Heaters- Convection,
| FHO-TRW-VP | Vacuum Priming | FHO-TRW |  |  |  |  | http://www.toronto.ca/TWONTO#00260 | Sub-Process | Treated Water System
| FHO-TRW-VP | Vacuum Priming | FHO-MCS |  |  |  |  | http://www.toronto.ca/TWONTO#00260 | Sub-Process | Mechanical Services
| TAB-PLT-VAC-TRK | Vacuum Truck Unloading Bay | TAB-PLT-D |  |  |  |  | http://www.toronto.ca/TWONTO#00260 | Mechanical Equipment | D Building - Preliminary Treatment
| TAB-DIG-V-T01-04 | Valve Location, Primary & Digester Sludge Header Line, Digester Tank 01-04 | TAB-DIG-T-01-04 |  |  |  |  | http://www.toronto.ca/TWONTO#00260 | Equipment Location | Digester Tanks 1-4
| TAB-DIG-V-T05-08 | Valve Location, Primary & Digester Sludge Header Line, Digester Tank 05-08 | TAB-DIG-T-05-08 |  |  |  |  | http://www.toronto.ca/TWONTO#00260 | Equipment Location | Digester Tanks 5-8
| TAB-DIG-V-T13-16 | Valve Location, Primary & Digester Sludge Header Line, Digester Tank 13-16 | TAB-DIG-T-13-16 |  |  |  |  | http://www.toronto.ca/TWONTO#00260 | Equipment Location | Digester Tanks 13-16
| TAB-DIG-V-T19-22 | Valve Location, Primary & Digester Sludge Header Line, Digester Tank 19-22 | TAB-DIG-T-19-22 |  |  |  |  | http://www.toronto.ca/TWONTO#00260 | Equipment Location | Digester Tanks 19-22
| THC-PRM-V-1011 | Valve, Hydraulic Cylinder, Bottom Scraper, Primary Clarifier 1000, SW Plant | THC-PRM-CLR-1030 |  |  |  | V | http://www.toronto.ca/TWONTO#00260 | Division | Sludge Bottom Scraper Mechanism, Tank 1000, Primary Clarifier
| THC-PRM-V-1012 | Valve, Hydraulic Cylinder, Bottom Scraper, Primary Clarifier 1000, SW Plant | THC-PRM-CLR-1030 |  |  |  | V | http://www.toronto.ca/TWONTO#00260 | Division | Sludge Bottom Scraper Mechanism, Tank 1000, Primary Clarifier
| THC-PRM-V-1013 | Valve, Hydraulic Cylinder, Bottom Scraper, Primary Clarifier 1000, SW Plant | THC-PRM-CLR-1030 |  |  |  | V | http://www.toronto.ca/TWONTO#00260 | Division | Sludge Bottom Scraper Mechanism, Tank 1000, Primary Clarifier
| THC-PRM-V-1014 | Valve, Hydraulic Cylinder, Bottom Scraper, Primary Clarifier 1000, SW Plant | THC-PRM-CLR-1030 |  |  |  | V | http://www.toronto.ca/TWONTO#00260 | Division | Sludge Bottom Scraper Mechanism, Tank 1000, Primary Clarifier
| FCL-MCS-7 | Vehicles | FCL-MCS |  |  |  | MCS | http://www.toronto.ca/TWONTO#00260 | Sub-Process | Mechanical Services
| FHA-MCS-VEH | Vehicles | FHA-MCS |  |  |  |  | http://www.toronto.ca/TWONTO#00260 | Sub-Process | Mechanical
| THC-GRK-VEHICLES | Vehicles | THC-GRK |  |  |  |  | http://www.toronto.ca/TWONTO#00260 | Sub-Process | Buildings & Grounds
51616 | TAB-GRK-VEH | Vehicles - All-Terrain | TAB-VEH | Vehicle,Unlicensed | Vehicle |  |  | http://www.toronto.ca/TWONTO#00260
113555 | TAB-GRK-VEH2 | Vehicles - Loaders and Multi-Purpose | TAB-VEH | Vehicle,Unlicensed | Vehicle |  |  | http://www.toronto.ca/TWONTO#00260
98658 | FIS-VEH | Vehicles & Mobile Equipment | FIS-MCS |  | Vehicle |  |  | http://www.toronto.ca/TWONTO#00260
| MTMH161 | VICTORIA PARK CTS | TRK-DON |  |  |  |  | http://www.toronto.ca/TWONTO#00260 | Sub-Process | DON DRAINAGE AREA
| MTMH185 | VICTORIA-401 STM | TRK-DON |  |  |  |  | http://www.toronto.ca/TWONTO#00260 | Sub-Process | DON DRAINAGE AREA
| MTMH129 | VICTORIA-401 STS | TRK-DON |  |  |  |  | http://www.toronto.ca/TWONTO#00260 | Sub-Process | DON DRAINAGE AREA
| MTAH129 | VICTORIA-401 STS (Underground Chamber) | TRK-DON |  |  |  |  | http://www.toronto.ca/TWONTO#00260 | Sub-Process | DON DRAINAGE AREA
| THR-PLT-VX-P | Vortex Pumps, Preliminary Treatment, Headhouse | THR-PLT |  |  |  |  | http://www.toronto.ca/TWONTO#00260 | Equipment Location | Preliminary Treatment
| TAB-SES-WA8 | WA 8 Safety Equipment, | TAB-WORK-AREA-8 |  |  |  |  | http://www.toronto.ca/TWONTO#00260 | Process | Electrical Sub- Stations
55378 | TAB-WA1-SQ-0001 | WA1 Fall Arrest System | TAB-WA1-SQ | PPE | Safety Equipment |  | SQ | http://www.toronto.ca/TWONTO#00260 |  | Safety Equipment & Supplies Common to WA1
| WTR-RWB-ELSS | Electrical System | WTR-RWBS |  |  | 35940 |  | x | Sub-Process | West Woodbridge Tank
| WTR-RWB-TRWS | Treated Water (Transmission) | WTR-RWBS |  |  | 35939 |  | x | Process | West Woodbridge Tank
55380 | TAB-WA1-SQ-1000 | WA1 Lifting Devices and Slings | TAB-WA1-SQ | Lifting Device | Lifting Device |  | SQ | http://www.toronto.ca/TWONTO#00260 |  | Safety Equipment & Supplies Common to WA1
79 | 50598 | WA1 portable cranes/hoists, come alongs, slings, wire rope, chains, electrical equipment etc., | TAB-WA1-SQ | Lifting Device | Safety Equipment |  |  | http://www.toronto.ca/TWONTO#00260 |  | Safety Equipment & Supplies Common to WA1
85 | 50607 | WA1 Emerg. Eyewash and Shower Stations | TAB-WA1-SQ | PPE,Eyewash Station | Safety Equipment |  |  | http://www.toronto.ca/TWONTO#00260 |  | Safety Equipment & Supplies Common to WA1
| TAB-STR-INQ | WA1 Instrumentation & Safety Equipment (Gas Monitors) | TAB-WORK-AREA-1 |  |  |  |  | http://www.toronto.ca/TWONTO#00260 | Instrumentation Equipment | Work Area 1
| TAB-STR-INQ | WA1 Instrumentation & Safety Equipment (Gas Monitors) | TAB-WORK-AREA-LIQ |  |  |  |  | http://www.toronto.ca/TWONTO#00260 | Instrumentation Equipment | TAB Work Area Liq
| TAB-WA1-MEQ | WA1 Portablel Pumps & Equipment | TAB-WA1 |  |  |  |  | http://www.toronto.ca/TWONTO#00260 | Mechanical Equipment | Common to WA1 - Safety, Bldg. Services, , etc.
| THR-GRK-PRTY-WA1 | WA1 Property, Humber T. P. for DOS Work Orders | THR-GRK-WA1 |  |  |  |  | http://www.toronto.ca/TWONTO#00260 | Equipment Location | Building & Grounds Work Area 1
117963 | TAB-SES-LD | WA2 Lifting devices | TAB-STR-SQ | Lifting Device | Tool |  |  | http://www.toronto.ca/TWONTO#00260 |  | WA2 Safety Equipment,lifting devices, ladders, Eye Wash station, First Aid Kits, Lock out stations
53568 | TAB-SES-LD | WA2 Lifting devices | TAB-AER-BL | Lifting Device | Tool |  |  | http://www.toronto.ca/TWONTO#00260 |  | Blower Building
| THR-GRK-PRTY-WA2 | WA2 Property, Humber T. P. for DOS Work Orders | THR-GRK-WA2 |  |  |  |  | http://www.toronto.ca/TWONTO#00260 | Equipment Location | Building & Grounds Work Area 2
118859 | TAB-STR-SQ | WA2 Safety Equipment,lifting devices, ladders, Eye Wash station, First Aid Kits, Lock out stations | TAB-WORK-AREA-LIQ | Safety | Safety Equipment |  |  | http://www.toronto.ca/TWONTO#00260 |  | TAB Work Area Liq
54525 | TAB-STR-SQ | WA2 Safety Equipment,lifting devices, ladders, Eye Wash station, First Aid Kits, Lock out stations | TAB-STR-STRC-AT | Safety | Safety Equipment |  |  | http://www.toronto.ca/TWONTO#00260 |  | Aeration Tanks - Safety, Drains, Plumbing & PA System
118858 | TAB-STR-SQ | WA2 Safety Equipment,lifting devices, ladders, Eye Wash station, First Aid Kits, Lock out stations | TAB-WORK-AREA-2 | Safety | Safety Equipment |  |  | http://www.toronto.ca/TWONTO#00260 |  | Work Area 2
44051 | TAB-DEW-SQ-0010 | WA3 Fall arrest systems portable cranes/hoists, come alongs, slings, wire rope, chains, electrical equipment etc., | TAB-DEW-SAFETY | Lifting Device | Safety Equipment |  | SQ | http://www.toronto.ca/TWONTO#00260 |  | Safety Equipment
| WTR-SUSPENDED | Suspended Obsolete entity for storage purpose | WTR |  |  |  |  | x | Obsolete Entity | Water Supply
| WTR-SUSPENDED | Suspended Obsolete entity for storage purpose | WTR ADMIN |  |  |  |  | x | Obsolete Entity | Administration
| THR-GRK-PRTY-WA3 | WA3 Property, Humber T. P. for DOS Work Orders | THR-GRK-WA3 |  |  |  |  | http://www.toronto.ca/TWONTO#00260 | Equipment Location | Buildings & Grounds, Work Area 3
| THR-GRK-PRTY-WA3 | WA3 Property, Humber T. P. for DOS Work Orders | THR-OCS-NEW |  |  |  |  | http://www.toronto.ca/TWONTO#00260 | Equipment Location | Odour Control, Biofilter
| TAB-WA4-ELS | WA4 Electric Equipments | 50588 |  |  |  |  | http://www.toronto.ca/TWONTO#00260 | Equipment Location | WA4 common to Work Area
| TAB-WA4-ELS | WA4 Electric Equipments | TAB-WORK-AREA-SOL |  |  |  |  | http://www.toronto.ca/TWONTO#00260 | Equipment Location | TAB Work Area Sol
| TAB-WA4-ELS | WA4 Electric Equipments | TAB-WORK-AREA-4 |  |  |  |  | http://www.toronto.ca/TWONTO#00260 | Equipment Location | Work Area 4
55695 | TAB-WA4-SQ-0010 | WA4 Fall arrest systems | 50588 | PPE | Safety Equipment |  | SQ | http://www.toronto.ca/TWONTO#00260 |  | WA4 common to Work Area
| THR-GRK-PRTY-WA4 | WA4 Property, Humber T. P. for DOS Work Oders | THR-GRK-WA4 |  |  |  |  | http://www.toronto.ca/TWONTO#00260 | Equipment Location | Building & Grounds Work Area 4
118031 | TAB-SES-SCBA | WA4 Safety Equipment, SCBA | TAB-SES-WA8 | PPE,SCBA | Safety Equipment |  |  | http://www.toronto.ca/TWONTO#00260 |  | WA 8 Safety Equipment,
53648 | TAB-SES-SCBA | WA4 Safety Equipment, SCBA | TAB-SLO-SES | PPE,SCBA | Safety Equipment |  |  | http://www.toronto.ca/TWONTO#00260 |  | TABWA4 Health and Safety Equipment
| TAB-WA4-P-0001 | WA4 Sump Pumps | TAB-WORK-AREA-SOL |  |  |  | P | http://www.toronto.ca/TWONTO#00260 | Equipment Location | TAB Work Area Sol
| TAB-WA4-P-0001 | WA4 Sump Pumps | TAB-WORK-AREA-4 |  |  |  | P | http://www.toronto.ca/TWONTO#00260 | Equipment Location | Work Area 4
| TAB-WA5-ELS | WA5 Electric Equipments | TAB-WORK-AREA-SOL |  |  |  |  | http://www.toronto.ca/TWONTO#00260 | Equipment Location | TAB Work Area Sol
| TAB-WA5-ELS | WA5 Electric Equipments | TAB-WORK-AREA-5 |  |  |  |  | http://www.toronto.ca/TWONTO#00260 | Equipment Location | Work Area 5
120010 | TAB-WA5-SQ-0010 | WA5 Fall arrest systems portable cranes/hoists, come alongs, slings, wire rope, chains, electrical equipment etc., | TAB-WA5-SQ | Lifting Device | Safety Equipment |  | SQ | http://www.toronto.ca/TWONTO#00260 |  | WA5 Safety Equipment
55761 | TAB-WA5-SQ-0010 | WA5 Fall arrest systems portable cranes/hoists, come alongs, slings, wire rope, chains, electrical equipment etc., | TAB-THK-SQ | Lifting Device | Safety Equipment |  | SQ | http://www.toronto.ca/TWONTO#00260 |  | WA5 Safety Equipment
| TAB-THK-SQ | WA5 Safety Equipment | TAB-THK |  |  |  |  | http://www.toronto.ca/TWONTO#00260 | Equipment Location | Floatation
| TAB-WA5-SQ | WA5 Safety Equipment | TAB-WORK-AREA-5 |  |  |  |  | http://www.toronto.ca/TWONTO#00260 | Equipment Location | Work Area 5
| TAB-WA5-SQ | WA5 Safety Equipment | TAB-WORK-AREA-SOL |  |  |  |  | http://www.toronto.ca/TWONTO#00260 | Equipment Location | TAB Work Area Sol
120036 | TAB-WA6-LD-1000 | WA6 portable cranes/hoists, come alongs, slings, wire rope, chains, etc., | TAB-WA6-SQ | Lifting Device | Safety Equipment |  | LD | http://www.toronto.ca/TWONTO#00260 |  | WA6 Safety Equipment
109133 | TAB-CW-SQ-0404 | WA6 Emerg. Eyewash and Shower Stations | TAB-WA6-SQ | PPE,Eyewash Station | Safety Equipment |  | SQ | http://www.toronto.ca/TWONTO#00260 |  | WA6 Safety Equipment
125 | 50782 | WA6 Exit Signs/Emerg Light | TAB-SUSPENDED ENTITY | PPE | Safety Equipment | 46292 |  | x |  | Suspended entities
94 | 50782 | WA6 Exit Signs/Emerg Light | TAB-WA6-SQ | PPE | Safety Equipment | 46292 |  | x |  | WA6 Safety Equipment
81 | 50635 | WA6 Gas Detector | TAB-WA6-SQ | Sensor,Gas | Safety Equipment |  |  | http://www.toronto.ca/TWONTO#00260 |  | WA6 Safety Equipment
| TAB-WA6-SQ | WA6 Safety Equipment | TAB-WORK-AREA-6 |  |  |  |  | http://www.toronto.ca/TWONTO#00260 | Equipment Location | Work Area 6
| TAB-WA6-SQ | WA6 Safety Equipment | TAB-WORK-AREA-SEO |  |  |  |  | http://www.toronto.ca/TWONTO#00260 | Equipment Location | TAB Work Area SEO
| TAB-ELS | WA7 Electrical | TAB-WORK-AREA-7 |  |  |  |  | http://www.toronto.ca/TWONTO#00260 | Process | Work Area 7
| TAB-ELS | WA7 Electrical | TAB-WORK-AREA-WWPW |  |  |  |  | http://www.toronto.ca/TWONTO#00260 | Process | TAB Work Area WWPW
87 | 50629 | WA7 Emerg. Eyewash and Shower Stations | TAB-SES-SQ | PPE,Eyewash Station | Safety Equipment |  |  | x |  | WA7 Safety Equipment
80 | 50622 | WA7 Fall arrest systems portable cranes/hoists, come alongs, slings, wire rope, chains, etc., | TAB-SES-SQ | PPE | Safety Equipment |  |  | x |  | WA7 Safety Equipment
89 | 50643 | WA7 Portable Gas Detectors | TAB-SES-SQ | PPE | Safety Equipment |  |  | x |  | WA7 Safety Equipment
| TAB-SUMP-P | WA7 Portable Sump Pumps | TAB-MCS |  |  |  |  | http://www.toronto.ca/TWONTO#00260 | Equipment Location | Mechanical & Machine Shop, Overhead Doors & Sump Pumps
| TAB-SES-SQ | WA7 Safety Equipment | TAB-WORK-AREA-7 |  |  |  |  | http://www.toronto.ca/TWONTO#00260 | Process | Work Area 7
| TAB-SES-SQ | WA7 Safety Equipment | TAB-WORK-AREA-WWPW |  |  |  |  | http://www.toronto.ca/TWONTO#00260 | Process | TAB Work Area WWPW
| TAB-ELS-AM | WA8 Safety Equipment Gas Detectors, Plant Wide | TAB-SES-WA8 |  |  |  |  | http://www.toronto.ca/TWONTO#00260 | Equipment Location | WA 8 Safety Equipment,
118381 | TAB-SQ-LD | WA8 Safety Equipment Lifting Devices | TAB-SES-WA8 |  | Safety Equipment |  |  | http://www.toronto.ca/TWONTO#00260 |  | WA 8 Safety Equipment,
117784 | TAB-SES-EESS | WA8 Safety Equipment, Emergency Eyewash & Shower Station | TAB-SES-WA8 |  | Safety Equipment |  |  | http://www.toronto.ca/TWONTO#00260 |  | WA 8 Safety Equipment,
| TAB-STR-V-IF | WAS Line Valve In Field (Distribution) | TAB-STR-RAS/WAS |  |  |  |  | http://www.toronto.ca/TWONTO#00260 | Equipment Location | Return & Waste Activated Sludge Header
| TAB-STR-V-WAS | WAS Line Valve, Header Isolation & Routing | TAB-STR-RAS/WAS |  |  |  |  | http://www.toronto.ca/TWONTO#00260 | Equipment Location | Return & Waste Activated Sludge Header
| THR-THK-T | WAS Storage Tanks & Headers | THR-THK |  |  |  |  | http://www.toronto.ca/TWONTO#00260 | Equipment Location | Sludge Thickening
| FCL-WW-SAMP | Wash water Sampling | FCL-SAMP |  |  |  |  | http://www.toronto.ca/TWONTO#00260 | Sub-Process | Sampling Systems
| THC-THK-CF | Waste Activated Centrifuges Thickening | THC-THK-TWAS |  |  |  |  | http://www.toronto.ca/TWONTO#00260 | Sub-Process | Waste Activated Sludge Thickening
| THC-THK-TWAS | Waste Activated Sludge Thickening | THCLIQMNT |  |  |  |  | http://www.toronto.ca/TWONTO#00260 | Process | THC Liquids Maintenance
| TAB-NGS-BURNER | Waste Burner Gas Valves | TAB-NGS-WASTE |  |  |  |  | http://www.toronto.ca/TWONTO#00260 | Equipment Location | TAB- Natural Gas Supply Line,Incinerators,Pelletizers, Waste Burners
110476 | TAB-DIG-BU | Waste Gas Burner | TAB-WORK-AREA-5 |  | Burner |  |  | http://www.toronto.ca/TWONTO#00260 |  | Work Area 5
| THC-DIG-BURNERS | Waste Gas Burners | THC-DIG |  |  |  |  | http://www.toronto.ca/TWONTO#00260 | Sub-Process | Digestion
| FIS-WWW | Waste Water | FIS WORK AREA 1 |  |  |  |  | http://www.toronto.ca/TWONTO#00260 | Process | Process
| FIS-WWW | Waste Water | FIS WORK AREA 2 |  |  |  |  | http://www.toronto.ca/TWONTO#00260 | Process | Services
| FIS-WWW | Waste Water | FIS-FLT |  |  |  |  | http://www.toronto.ca/TWONTO#00260 | Process | Filtration
| FHO WWW | Waste Water Output Sampling | FHO-SAMP |  |  |  |  | http://www.toronto.ca/TWONTO#00260 | Sub-Process | Sampling Systems
| FIS-WWW- | Waste Water Output Sampling | FIS-SAMP |  |  |  |  | http://www.toronto.ca/TWONTO#00260 | Sub-Process | Sampling Systems
| WWT | Wastewater Treatment | TW |  |  |  |  | http://www.toronto.ca/TWONTO#00260 | Section | Toronto Water
| WIM | Water Infrastructure Management | TW |  |  |  |  | http://www.toronto.ca/TWONTO#00260 | Section | Toronto Water
| WTR | Water Supply | WT&S |  |  |  |  | http://www.toronto.ca/TWONTO#00260 | Facility | Water Treatment & Supply
| WTR-EAST | Water Supply Work Area 1 EAST | WTR |  |  |  |  | http://www.toronto.ca/TWONTO#00260 | Work Area | Water Supply
| WTR-SCT | Water Supply Work Area 2 SYSTEM CONTROL | WTR |  |  |  |  | http://www.toronto.ca/TWONTO#00260 | Work Area | Water Supply
| WTR-WEST | Water Supply Work Area 3 WEST | WTR |  |  |  |  | http://www.toronto.ca/TWONTO#00260 | Work Area | Water Supply
| WT&S | Water Treatment & Supply | TW |  |  |  |  | http://www.toronto.ca/TWONTO#00260 | Section | Toronto Water
93457 | FHO-MCS-LD-0111 | Web Slings | FHO-MCS-LD | Lifting Device,Sling | Lifting Device |  | LD | http://www.toronto.ca/TWONTO#00260 |  | Lifting Devices & Elevators
126456 | THC-MCS-LD-1385140 | WEBSLING/EYEBOLT/FITTINGS (insp Liftsafe) | THC-MCS-LD | Lifting Device | Lifting Device |  | LD | http://www.toronto.ca/TWONTO#00260 |  | Mechanical Services, Lifting Device
| TAB-SLO-WSC | Weigh Scale, Truck Loading | TAB-SLO-TLF |  |  |  |  | http://www.toronto.ca/TWONTO#00260 | Equipment Location | Biosolid Truck Loadout
| COL-WEST | West | COL |  |  |  |  | http://www.toronto.ca/TWONTO#00260 | Work Area | Complex Systems
| TAB-WB | West Bypass | TAB-DIS-OF |  |  |  |  | http://www.toronto.ca/TWONTO#00260 | Equipment Location | Disinfection - Out Fall
| MTMH132 | WEST DON STS | TRK-DON |  |  |  |  | http://www.toronto.ca/TWONTO#00260 | Sub-Process | DON DRAINAGE AREA
| MTMH334 | WEST HUMBER STS | TRK-HMR |  |  |  |  | http://www.toronto.ca/TWONTO#00260 | Sub-Process | HUMBER DRAINAGE AREA
| FCL-ACC-HTR-603-614 | West Perimeter Heating HTR-0603A,B&C: HTR-0614A&B | FCL-ACC-FLT |  |  |  | HTR | http://www.toronto.ca/TWONTO#00260 | Equipment Location | Filter Building HVAC Equipment
| COL-WEST-PS | West Pumping Stations | COL-WEST |  |  |  |  | http://www.toronto.ca/TWONTO#00260 | Sub Area | West
| MTMH227 | WEST ROUGE STS | TRK-DON |  |  |  |  | http://www.toronto.ca/TWONTO#00260 | Sub-Process | DON DRAINAGE AREA
| MTMH227 | WEST ROUGE STS | TRK-HCK |  |  |  |  | http://www.toronto.ca/TWONTO#00260 | Sub-Process | HIGHLAND CREEK DRAINAGE AREA
76043 | THR-JHSC-WSS | West Sub Station | THR-JHSC-WA3 |  | Safety Equipment |  |  | http://www.toronto.ca/TWONTO#00260 |  | Joint Health & Safety Committee WA3
89669 | WTR-RWBS | West Woodbridge Tank | WTR-WEST-TNK |  | Tank |  |  | http://www.toronto.ca/TWONTO#00260 |  | Work Area 3 WEST Tanks
| YTF-AVANTIS | Avantis PRO | YTF |  | Software |  |  | x |  | Tiffield Data Center
147385 | WTR-RWL | Whitlam Tank | WTR-WEST-TNK |  | Tank |  |  | http://www.toronto.ca/TWONTO#00260 |  | Work Area 3 WEST Tanks
| MTMH133 | WILKET CREEK STS | TRK-DON |  |  |  |  | http://www.toronto.ca/TWONTO#00260 | Sub-Process | DON DRAINAGE AREA
| MTMH187 | WILSON HEIGHTS STM | TRK-DON |  |  |  |  | http://www.toronto.ca/TWONTO#00260 | Sub-Process | DON DRAINAGE AREA
93456 | FHO-MCS-LD-0110 | Wire Rope Slings | FHO-MCS-LD | Lifting Device,Sling | Lifting Device |  | LD | http://www.toronto.ca/TWONTO#00260 |  | Lifting Devices & Elevators
| WIRELESS | Wireless | YTF-SPC1 |  |  |  |  | http://www.toronto.ca/TWONTO#00260 | Computer Equipment | Process Control Systems - Administrative
| WMP COMMUNICATION | WMP Communication | YTF-SPC1 |  |  |  |  | http://www.toronto.ca/TWONTO#00260 | Computer Equipment | Process Control Systems - Administrative
| MTMH422 | WOBURN STS | TRK-NTO |  |  |  |  | http://www.toronto.ca/TWONTO#00260 | Sub-Process | NORTH TORONTO DRAINAGE AREA
| TAB-WORK-AREA-1 | Work Area 1 | TAB |  |  |  | AREA | http://www.toronto.ca/TWONTO#00260 | Work Area | Ashbridges Bay Treatment Plant
| THR-WA1-CI | Work Area 1 , Continuous Improvement Activities | [5 empty] | http://www.toronto.ca/TWONTO#00260 | Work Area
11665 | FCL-ELS-LN-0001 | Switch, Main, Line 1, Plant Power Supply Line 1 (30M5) West Pole | FCL-ELS-PS-0001 | Switch | Power Distribution Panel |  | LN | http://www.toronto.ca/TWONTO#00186 |  | Uninterruptible Power Supply,High Lift Bldg - Switchgear Room,LP-0001
| WTR-EAST-PS | Work Area 1 EAST Pumping Station | WTR-EAST |  |  |  |  | http://www.toronto.ca/TWONTO#00260 | Process | Water Supply Work Area 1 EAST
| WTR-EAST-RES | Work Area 1 EAST Reservoirs | WTR-EAST |  |  |  |  | http://www.toronto.ca/TWONTO#00260 | Process | Water Supply Work Area 1 EAST
| WTR-EAST-SYP | Work Area 1 EAST System Pressure, | WTR-EAST |  |  |  |  | http://www.toronto.ca/TWONTO#00260 | Equipment Location | Water Supply Work Area 1 EAST
| WTR-EAST-TNK | Work Area 1 EAST Tanks | WTR-EAST |  |  |  |  | http://www.toronto.ca/TWONTO#00260 | Process | Water Supply Work Area 1 EAST
| TAB-WORK-AREA-2 | Work Area 2 | TAB |  |  |  | AREA | http://www.toronto.ca/TWONTO#00260 | Work Area | Ashbridges Bay Treatment Plant
| THR-WA2-CI | Work Area 2 , Continuous Improvement Activities | [5 empty] | http://www.toronto.ca/TWONTO#00260 | Work Area
49601 | FCL-ELS-LN-0001 | Switch, Main, Line 1, Plant Power Supply Line 1 (30M5) West Pole | FCL-ELS | Switch | Power Distribution Panel |  | LN | http://www.toronto.ca/TWONTO#00186 |  | Electrical Distribution
| WTR-SCT-SYP | Work Area 2 Central System Pressure, | WTR-SCT |  |  |  |  | http://www.toronto.ca/TWONTO#00260 | Equipment Location | Water Supply Work Area 2 SYSTEM CONTROL
| TAB-WORK-AREA-3 | Work Area 3 | TAB |  |  |  | AREA | http://www.toronto.ca/TWONTO#00260 | Work Area | Ashbridges Bay Treatment Plant
| THR-WA3-CI | Work Area 3 , Continuous Improvement Activities | [5 empty] | http://www.toronto.ca/TWONTO#00260 | Work Area
| ZDATA PILOT | ZCity of Toronto |  |  |  | 39026 |  | x | City
| ZXDP ENTITY COL | DO NOT USE - City of Toronto | [5 empty] | x | City
| ZXDP OTHER COL | DO NOT USE - DP Other Entities | [5 empty] | x | City
| ZXDP VALVE COL | DO NOT USE - Toronto Water DP Pump | [5 empty] | x | City
| 45459 | Extinguisher, Fire, SN#45459, Carbon Dioxide, Spare, Laboratory | TAB-SUSPENDED ENTITY | Fire Prevention,Extinguisher | Fire Equipment | 33028 |  | x
| 45459 | Extinguisher, Fire, SN#45459, Carbon Dioxide, Spare, Laboratory | TAB-WA7-FEQ-2175S | Fire Prevention,Extinguisher | Fire Equipment | 33028 |  | x
| 46247 | Extinguisher, Fire, WA2, Buggy SN378306 | TAB-WA7-FEQ-0014 | Fire Prevention,Extinguisher | Fire Equipment |  |  | http://www.toronto.ca/TWONTO#00350
| 52863 | Extinguisher, Fire, SN#52863, Dry, Hallway, Security Building | TAB-WA7-FEQ-2166S | Fire Prevention,Extinguisher | Fire Equipment | 41321 |  | x
| 52874 | Extinguisher, Fire, SN#52874, 26 Unit, Dry, Tunnel, Dewatering Centrifuge | TAB-SUSPENDED ENTITY | Fire Prevention,Extinguisher | Fire Equipment | 32967 |  | x
| 133435 | Extinguisher, SN# 133435, Dry, 17.5 lbs, Ozone #4, Aeration | TAB-SUSPENDED ENTITY | Fire Prevention,Extinguisher | Fire Equipment | 32987 |  | x
| 187309 | Extinguisher, Fire, SN#187309, Hyster 65 Forklift SN 329003, Dewatering Centrifuge | TAB-WA7-FEQ-2167S | Fire Prevention,Extinguisher | Fire Equipment |  |  | http://www.toronto.ca/TWONTO#00350
| 254272 | Extinguisher, Fire, SN#254272, Ford Ranger Truck SN0420042 | TAB-WA7-FEQ-0014 | Fire Prevention,Extinguisher | Fire Equipment | 32996 |  | x
| 254277 | Extinguisher, Fire, SN#254277, Vehicle, Ford XL350, Truck SN076004, Electrical Shop | TAB-WA7-FEQ-0014 | Fire Prevention,Extinguisher | Fire Equipment |  |  | http://www.toronto.ca/TWONTO#00350
| 254924 | Extinguisher, Fire, SN#254924, Ford Ranger, Truck SN042007 | TAB-WA7-FEQ-0014 | Fire Prevention,Extinguisher | Fire Equipment | 32997 |  | x
| 283714 | Extinguisher, Fire, WA2, Buggy SN378214 | TAB-WA7-FEQ-0014 | Fire Prevention,Extinguisher | Fire Equipment |  |  | http://www.toronto.ca/TWONTO#00350
| 327049 | Extinguisher, Fire, 327049, WA6/4 Ford Ranger, Truck SN042006 | TAB-SUSPENDED ENTITY | Fire Prevention,Extinguisher | Fire Equipment | 32994 |  | x
| 327855 | Extinguisher, Fire, SN#3ALHCYFE9LDX0956, Vehicle, FM2, Boom Truck, License #BC50807 | TAB-WA7-FEQ-0014 | Fire Prevention,Extinguisher | Fire Equipment |  |  | http://www.toronto.ca/TWONTO#00350
| 358782 | Extinguisher, Fire, WA1, Buggy SN378257 | TAB-WA7-FEQ-0014 | Fire Prevention,Extinguisher | Fire Equipment |  |  | http://www.toronto.ca/TWONTO#00350
| 384785 | Extinguisher, SN# 384785, Dry, 17 lbs, Ozone #3, Aeration | TAB-SUSPENDED ENTITY | Fire Prevention,Extinguisher | Fire Equipment | 32988 |  | x
| 384785 | Extinguisher, SN# 384785, Dry, 17 lbs, Ozone #3, Aeration | TAB-WA7-FEQ-2148S | Fire Prevention,Extinguisher | Fire Equipment | 32988 |  | x
| 384790 | Extinguisher, Fire, SN# 384790, Dry, 32 lbs, Ozone #6, Aeration | TAB-SUSPENDED ENTITY | Fire Prevention,Extinguisher | Fire Equipment | 32989 |  | x
| 384790 | Extinguisher, Fire, SN# 384790, Dry, 32 lbs, Ozone #6, Aeration | TAB-WA7-FEQ-2148S | Fire Prevention,Extinguisher | Fire Equipment | 32989 |  | x
| 461842 | Extinguisher, Fire, WA6, Buggy SN378320 | TAB-WA7-FEQ-0014 | Fire Prevention,Extinguisher | Fire Equipment | 40177 |  | x
| 462396 | Extinguisher, Fire, WA7, Buggy SN378325 | TAB-WA7-FEQ-0014 | Fire Prevention,Extinguisher | Fire Equipment |  |  | http://www.toronto.ca/TWONTO#00350
| 463723 | Extinguisher, Fire, WA7, Buggy SN378256 | TAB-WA7-FEQ-0014 | Fire Prevention,Extinguisher | Fire Equipment |  |  | http://www.toronto.ca/TWONTO#00350
| 463928 | Extinguisher, Fire, WA5, Buggy SN378318 | TAB-WA7-FEQ-0014 | Fire Prevention,Extinguisher | Fire Equipment |  |  | http://www.toronto.ca/TWONTO#00350
| 470110 | Extinguisher, Fire, SN# 470110, Dry, Maint. Shop, "N-W", 1/F, Outside Cage, Blower Building | TAB-SUSPENDED ENTITY | Fire Prevention,Extinguisher | Fire Equipment | 33094 |  | x
| 626930 | Extinguisher, Fire, WA4, Buggy SN378163 | TAB-WA7-FEQ-0014 | Fire Prevention,Extinguisher | Fire Equipment |  |  | http://www.toronto.ca/TWONTO#00350
| 685042 | Extinguisher, Fire, SN# 685042, Dry, 30 lbs, Aeration Tank #11, Areation | TAB-WA7-FEQ-2148S | Fire Prevention,Extinguisher | Fire Equipment | 32992 |  | x
| 703950 | Extinguisher, Fire, SN#703950, Blower Room Centre, Blower Building | TAB-SUSPENDED ENTITY | Fire Prevention,Extinguisher | Fire Equipment | 33095 |  | x
| 703950 | Extinguisher, Fire, SN#703950, Blower Room Centre, Blower Building | TAB-WA7-FEQ-0012S | Fire Prevention,Extinguisher | Fire Equipment | 33095 |  | x
| 705758 | Extinguisher, Fire, SN#705758, Dry, Pantry, AECOM Trailer | TAB-SUSPENDED ENTITY | Fire Prevention,Extinguisher | Fire Equipment | 32993 |  | x
| 705758 | Extinguisher, Fire, SN#705758, Dry, Pantry, AECOM Trailer | TAB-WA7-FEQ-0004S | Fire Prevention,Extinguisher | Fire Equipment | 32993 |  | x
| 52874 | Extinguisher, Fire, SN#52874, 26 Unit, Dry, Tunnel, Dewatering Centrifuge | TAB-WA7-FEQ-2167S | Fire Prevention,Extinguisher | Fire Equipment | 32967 |  | x
| 66816 | Extinguisher, Fire, SN# 66816, Halon, Control Room, Blower Building | TAB-SUSPENDED ENTITY | Fire Prevention,Extinguisher | Fire Equipment | 32968 |  | x
| 66816 | Extinguisher, Fire, SN# 66816, Halon, Control Room, Blower Building | TAB-WA7-FEQ-0012S | Fire Prevention,Extinguisher | Fire Equipment | 32968 |  | x
| 67718 | Extinguisher, Fire, SN#67718, Ford Ranger, Truck SN042001 | TAB-SUSPENDED ENTITY | Fire Prevention,Extinguisher | Fire Equipment | 32995 |  | x
| 67718 | Extinguisher, Fire, SN#67718, Ford Ranger, Truck SN042001 | TAB-WA7-FEQ-0014 | Fire Prevention,Extinguisher | Fire Equipment | 32995 |  | x
| 133435 | Extinguisher, SN# 133435, Dry, 17.5 lbs, Ozone #4, Aeration | TAB-WA7-FEQ-2148S | Fire Prevention,Extinguisher | Fire Equipment | 32987 |  | x
| 190849 | Extinguisher, Fire, SN#190849, Carbon Dioxide, 58 lbs., Spare, Laboratory | TAB-SUSPENDED ENTITY | Fire Prevention,Extinguisher | Fire Equipment | 33029 |  | x
| 190849 | Extinguisher, Fire, SN#190849, Carbon Dioxide, 58 lbs., Spare, Laboratory | TAB-WA7-FEQ-2175S | Fire Prevention,Extinguisher | Fire Equipment | 33029 |  | x
| 206442 | Extinguisher, Fire, SN#206442, Carbon Dioxide, Spare, Plantwide Spare | TAB-SUSPENDED ENTITY | Fire Prevention,Extinguisher | Fire Equipment | 33030 |  | x
| 206442 | Extinguisher, Fire, SN#206442, Carbon Dioxide, Spare, Plantwide Spare | TAB-WA7-FEQ-2175S | Fire Prevention,Extinguisher | Fire Equipment | 33030 |  | x
| 254272 | Extinguisher, Fire, SN#254272, Ford Ranger Truck SN0420042 | TAB-SUSPENDED ENTITY | Fire Prevention,Extinguisher | Fire Equipment | 32996 |  | x
| 254924 | Extinguisher, Fire, SN#254924, Ford Ranger, Truck SN042007 | TAB-SUSPENDED ENTITY | Fire Prevention,Extinguisher | Fire Equipment | 32997 |  | x
| 327049 | Extinguisher, Fire, 327049, WA6/4 Ford Ranger, Truck SN042006 | TAB-WA7-FEQ-0014 | Fire Prevention,Extinguisher | Fire Equipment | 32994 |  | x
| 331555 | Extinguisher, Fire, SN#331555, Caterpillar, Ford Lift PE1067, Z Bldg. | TAB-WA7-FEQ-2182S | Fire Prevention,Extinguisher | Fire Equipment |  |  | http://www.toronto.ca/TWONTO#00350
| 369883 | Extinguisher, Fire, SN#369883, Ford Windstar, Van, SN94007, Blower Bldg | TAB-WA7-FEQ-0014 | Fire Prevention,Extinguisher | Fire Equipment |  |  | http://www.toronto.ca/TWONTO#00350
| 461836 | Extinguisher, Fire, WA1, Buggy SN378307 | TAB-WA7-FEQ-0014 | Fire Prevention,Extinguisher | Fire Equipment |  |  | http://www.toronto.ca/TWONTO#00350
| 461842 | Extinguisher, Fire, WA6, Buggy SN378320 | TAB-SUSPENDED ENTITY | Fire Prevention,Extinguisher | Fire Equipment | 40177 |  | x
| 461843 | Extinguisher, Fire, WA7, Buggy SN378322 | TAB-WA7-FEQ-0014 | Fire Prevention,Extinguisher | Fire Equipment |  |  | http://www.toronto.ca/TWONTO#00350
| 462928 | Extinguisher, Fire, WA8, Buggy SN378295 | TAB-WA7-FEQ-0014 | Fire Prevention,Extinguisher | Fire Equipment |  |  | http://www.toronto.ca/TWONTO#00350
| 464241 | Extinguisher, Fire, WA4, Buggy SN378308 | TAB-WA7-FEQ-0014 | Fire Prevention,Extinguisher | Fire Equipment |  |  | http://www.toronto.ca/TWONTO#00350
| 470110 | Extinguisher, Fire, SN# 470110, Dry, Maint. Shop, "N-W", 1/F, Outside Cage, Blower Building | TAB-WA7-FEQ-0012S | Fire Prevention,Extinguisher | Fire Equipment | 33094 |  | x
| 756606 | Extinguisher, Fire, SN#756606, Diesel Room west, Blower Building | TAB-WA7-FEQ-0012S | Fire Prevention,Extinguisher | Fire Equipment | 33096 |  | x
| 772264 | Extinguisher, Fire, WA5, Buggy SN378319 | TAB-WA7-FEQ-0014 | Fire Prevention,Extinguisher | Fire Equipment |  |  | http://www.toronto.ca/TWONTO#00350
| 772265 | Extinguisher, Fire, WA4, Buggy SN378176 | TAB-WA7-FEQ-0014 | Fire Prevention,Extinguisher | Fire Equipment |  |  | http://www.toronto.ca/TWONTO#00350
| 858167 | Extinguisher, Fire, SN#858167, Carbon Dioxide, Computer Room, Heat Recovery | TAB-SUSPENDED ENTITY | Fire Prevention,Extinguisher | Fire Equipment | 32956 |  | x
| 858167 | Extinguisher, Fire, SN#858167, Carbon Dioxide, Computer Room, Heat Recovery | TAB-WA7-FEQ-0013S | Fire Prevention,Extinguisher | Fire Equipment | 32956 |  | x
| 884338 | Extinguisher, Fire, SN#884338, WA7, GM Truck, SN067003 | TAB-SUSPENDED ENTITY | Fire Prevention,Extinguisher | Fire Equipment | 32998 |  | x
| 884338 | Extinguisher, Fire, SN#884338, WA7, GM Truck, SN067003 | TAB-WA7-FEQ-0014 | Fire Prevention,Extinguisher | Fire Equipment | 32998 |  | x
| 884341 | Extinguisher, Fire, 884341, WA7, GM, Truck SN067003 | TAB-SUSPENDED ENTITY | Fire Prevention,Extinguisher | Fire Equipment | 32999 |  | x
| 959553 | Extinguisher, Fire, SN#959553, Dry, Lunch Room, Laboratory | TAB-SUSPENDED ENTITY | Fire Prevention,Extinguisher | Fire Equipment | 33031 |  | x
| 959553 | Extinguisher, Fire, SN#959553, Dry, Lunch Room, Laboratory | TAB-WA7-FEQ-2175S | Fire Prevention,Extinguisher | Fire Equipment | 33031 |  | x
| 994915 | Extinguisher, Fire, SN#994915, Dry, Spare, Laboratory | TAB-SUSPENDED ENTITY | Fire Prevention,Extinguisher | Fire Equipment | 33032 |  | x
| 994915 | Extinguisher, Fire, SN#994915, Dry, Spare, Laboratory | TAB-WA7-FEQ-2175S | Fire Prevention,Extinguisher | Fire Equipment | 33032 |  | x
| 1211267 | Extinguisher, Fire, SN#1211267, 58 lbs., Carbon Dioxide, Spare, Plantwide | TAB-SUSPENDED ENTITY | Fire Prevention,Extinguisher | Fire Equipment | 33033 |  | x
| 105385? | Extinguisher, Fire, SN#105385, Dry, 5th Floor, "C", Incinerator 3, 4, 5 | TAB-WA7-FEQ-2174S | Fire Prevention,Extinguisher | Fire Equipment | 32958 |  | x
| 34745S | Extinguisher, Fire, Dry, PCB Gate & Water Tower, | TAB-SUSPENDED ENTITY | Fire Prevention,Extinguisher | Fire Equipment | 41323 |  | x
| 34745S | Extinguisher, Fire, Dry, PCB Gate & Water Tower, | TAB-WA7-FEQ-2166S | Fire Prevention,Extinguisher | Fire Equipment | 41323 |  | x
| 661758 | Extinguisher, Fire, SN#661758, Dry, Instrument Shop, 4th Floor, Heat Recovery | TAB-SUSPENDED ENTITY | Fire Prevention,Extinguisher | Fire Equipment | 32955 |  | x
| 661758 | Extinguisher, Fire, SN#661758, Dry, Instrument Shop, 4th Floor, Heat Recovery | TAB-WA7-FEQ-0013S | Fire Prevention,Extinguisher | Fire Equipment | 32955 |  | x
| 685042 | Extinguisher, Fire, SN# 685042, Dry, 30 lbs, Aeration Tank #11, Areation | TAB-SUSPENDED ENTITY | Fire Prevention,Extinguisher | Fire Equipment | 32992 |  | x
| 756606 | Extinguisher, Fire, SN#756606, Diesel Room west, Blower Building | TAB-SUSPENDED ENTITY | Fire Prevention,Extinguisher | Fire Equipment | 33096 |  | x
| 772176 | Extinguisher, Fire, WA7, Buggy SN378258 | TAB-WA7-FEQ-0014 | Fire Prevention,Extinguisher | Fire Equipment |  |  | http://www.toronto.ca/TWONTO#00350
| 772471 | Extinguisher, Fire, WA8, Buggy SN378294 | TAB-WA7-FEQ-0014 | Fire Prevention,Extinguisher | Fire Equipment |  |  | http://www.toronto.ca/TWONTO#00350
| 772472 | Extinguisher, Fire, WA6, Buggy SN378121 | TAB-WA7-FEQ-0014 | Fire Prevention,Extinguisher | Fire Equipment |  |  | http://www.toronto.ca/TWONTO#00350
| 772473 | Extinguisher, Fire, WA7, Buggy SN378323 | TAB-WA7-FEQ-0014 | Fire Prevention,Extinguisher | Fire Equipment |  |  | http://www.toronto.ca/TWONTO#00350
| 884341 | Extinguisher, Fire, 884341, WA7, GM, Truck SN067003 | TAB-WA7-FEQ-0014 | Fire Prevention,Extinguisher | Fire Equipment | 32999 |  | x
| 957437 | Extinguisher, Fire, SN# 957437, Maint. Cage, Carbon Dioxide, Filter Gallery "S-C", 1/F, Blower Building | TAB-SUSPENDED ENTITY | Fire Prevention,Extinguisher | Fire Equipment | 33097 |  | x
| 957437 | Extinguisher, Fire, SN# 957437, Maint. Cage, Carbon Dioxide, Filter Gallery "S-C", 1/F, Blower Building | TAB-WA7-FEQ-0012S | Fire Prevention,Extinguisher | Fire Equipment | 33097 |  | x
| 1211267 | Extinguisher, Fire, SN#1211267, 58 lbs., Carbon Dioxide, Spare, Plantwide | TAB-WA7-FEQ-2175S | Fire Prevention,Extinguisher | Fire Equipment | 33033 |  | x
| 105385? | Extinguisher, Fire, SN#105385, Dry, 5th Floor, "C", Incinerator 3, 4, 5 | TAB-SUSPENDED ENTITY | Fire Prevention,Extinguisher | Fire Equipment | 32958 |  | x
| 243350S | Extinguisher, Fire, SN#243350, Dry, Mechanical Room, Security Building | TAB-SUSPENDED ENTITY | Fire Prevention,Extinguisher | Fire Equipment | 41328 |  | x
| 243350S | Extinguisher, Fire, SN#243350, Dry, Mechanical Room, Security Building | TAB-WA7-FEQ-2166S | Fire Prevention,Extinguisher | Fire Equipment | 41328 |  | x
| 418982S | Extinguisher, Fire, SN#418982, Dry, Screening Room, D Building | TAB-SUSPENDED ENTITY | Fire Prevention,Extinguisher | Fire Equipment | 41329 |  | x
| 418982S | Extinguisher, Fire, SN#418982, Dry, Screening Room, D Building | TAB-WA7-FEQ-2166S | Fire Prevention,Extinguisher | Fire Equipment | 41329 |  | x
| 44141? | Extinguisher, Fire, SN#44141, Dry, 2nd Floor, Walkway, "N", New Biosolids | TAB-WA7-FEQ-2174S | Fire Prevention,Extinguisher | Fire Equipment | 32966 |  | x
| 542500S | Extinguisher, Fire, SN#542500, Dry, Control Room, D Building | TAB-SUSPENDED ENTITY | Fire Prevention,Extinguisher | Fire Equipment | 41330 |  | x
| 62345S | Extinguisher, Fire, SN# 62345, Bsmt "N", D Building | TAB-SUSPENDED ENTITY | Fire Prevention,Extinguisher | Fire Equipment | 41324 |  | x
| 709012S | Extinguisher, Fire, SN#709012, Carbon Dioxide, Ground Equipment, New P.S | TAB-WA7-FEQ-2169S | Fire Prevention,Extinguisher | Fire Equipment | 41331 |  | x
| 738886S | Extinguisher, Fire, SN#738886, Dry, H.P. Sub-Basement, Z Building (Heat Treatment) | TAB-SUSPENDED ENTITY | Fire Prevention,Extinguisher | Fire Equipment | 41333 |  | x
| 881948S | Extinguisher, Fire, SN# 881948, VFD Room, D Building | TAB-SUSPENDED ENTITY | Fire Prevention,Extinguisher | Fire Equipment | 41334 |  | x
| 897712S | Extinguisher, Fire, SN# 897712, I.F.E., SE Entrance Door, D Building | TAB-SUSPENDED ENTITY | Fire Prevention,Extinguisher | Fire Equipment | 41336 |  | x
| 897723S | Extinguisher, Fire, SN# 897723, I.F.E., Grit Rm. "N", D Building | TAB-SUSPENDED ENTITY | Fire Prevention,Extinguisher | Fire Equipment | 41337 |  | x
| 943135S | Extinguisher, Fire, 943135, Control Rm., New Gas Control Bldg | TAB-SUSPENDED ENTITY | Fire Prevention,Extinguisher | Fire Equipment | 41339 |  | x
| 98605E | Extinguisher, Fire, SN#98605, Blower Room Centre, Blower Building | TAB-SUSPENDED ENTITY | Fire Prevention,Extinguisher | Fire Equipment | 32969 |  | x
| 44141? | Extinguisher, Fire, SN#44141, Dry, 2nd Floor, Walkway, "N", New Biosolids | TAB-SUSPENDED ENTITY | Fire Prevention,Extinguisher | Fire Equipment | 32966 |  | x
| 542500S | Extinguisher, Fire, SN#542500, Dry, Control Room, D Building | TAB-WA7-FEQ-2166S | Fire Prevention,Extinguisher | Fire Equipment | 41330 |  | x
| 62345S | Extinguisher, Fire, SN# 62345, Bsmt "N", D Building | TAB-WA7-FEQ-2166S | Fire Prevention,Extinguisher | Fire Equipment | 41324 |  | x
| 63227S | Extinguisher, Fire, SN# 63227, Pump Gallery "C", D Building | TAB-SUSPENDED ENTITY | Fire Prevention,Extinguisher | Fire Equipment | 41325 |  | x
| 63227S | Extinguisher, Fire, SN# 63227, Pump Gallery "C", D Building | TAB-WA7-FEQ-2166S | Fire Prevention,Extinguisher | Fire Equipment | 41325 |  | x
| 63228S | Extinguisher, Fire, SN# 63228, Bsmt "C", D Building | TAB-SUSPENDED ENTITY | Fire Prevention,Extinguisher | Fire Equipment | 41326 |  | x
| 63228S | Extinguisher, Fire, SN# 63228, Bsmt "C", D Building | TAB-WA7-FEQ-2166S | Fire Prevention,Extinguisher | Fire Equipment | 41326 |  | x
| 63230S | Extinguisher, Fire, SN# 63230, Bsmt "S", D Building | TAB-SUSPENDED ENTITY | Fire Prevention,Extinguisher | Fire Equipment | 41327 |  | x
| 63230S | Extinguisher, Fire, SN# 63230, Bsmt "S", D Building | TAB-WA7-FEQ-2166S | Fire Prevention,Extinguisher | Fire Equipment | 41327 |  | x
| 709012S | Extinguisher, Fire, SN#709012, Carbon Dioxide, Ground Equipment, New P.S | TAB-SUSPENDED ENTITY | Fire Prevention,Extinguisher | Fire Equipment | 41331 |  | x
| 709021S | Extinguisher, Fire, SN#709021, Carbon Dioxide, #1 Decant House, Dewatering Centrifuge | TAB-SUSPENDED ENTITY | Fire Prevention,Extinguisher | Fire Equipment | 41332 |  | x
| 709021S | Extinguisher, Fire, SN#709021, Carbon Dioxide, #1 Decant House, Dewatering Centrifuge | TAB-WA7-FEQ-2167S | Fire Prevention,Extinguisher | Fire Equipment | 41332 |  | x
| 738886S | Extinguisher, Fire, SN#738886, Dry, H.P. Sub-Basement, Z Building (Heat Treatment) | TAB-WA7-FEQ-2182S | Fire Prevention,Extinguisher | Fire Equipment | 41333 |  | x
| 881948S | Extinguisher, Fire, SN# 881948, VFD Room, D Building | TAB-WA7-FEQ-2166S | Fire Prevention,Extinguisher | Fire Equipment | 41334 |  | x
| 897662S | Extinguisher, Fire, SN# 897662, I.F.E., #16 Tank LID, D Building | TAB-SUSPENDED ENTITY | Fire Prevention,Extinguisher | Fire Equipment | 41335 |  | x
| 897662S | Extinguisher, Fire, SN# 897662, I.F.E., #16 Tank LID, D Building | TAB-WA7-FEQ-2166S | Fire Prevention,Extinguisher | Fire Equipment | 41335 |  | x
| 897712S | Extinguisher, Fire, SN# 897712, I.F.E., SE Entrance Door, D Building | TAB-WA7-FEQ-2166S | Fire Prevention,Extinguisher | Fire Equipment | 41336 |  | x
| 897723S | Extinguisher, Fire, SN# 897723, I.F.E., Grit Rm. "N", D Building | TAB-WA7-FEQ-2166S | Fire Prevention,Extinguisher | Fire Equipment | 41337 |  | x
| 897726S | Extinguisher, Fire, SN# 897726, I.F.E., Screen Rm. "E", D Building | TAB-SUSPENDED ENTITY | Fire Prevention,Extinguisher | Fire Equipment | 41338 |  | x
| 897726S | Extinguisher, Fire, SN# 897726, I.F.E., Screen Rm. "E", D Building | TAB-WA7-FEQ-2166S | Fire Prevention,Extinguisher | Fire Equipment | 41338 |  | x
| 943135S | Extinguisher, Fire, 943135, Control Rm., New Gas Control Bldg | TAB-WA7-FEQ-2178S | Fire Prevention,Extinguisher | Fire Equipment | 41339 |  | x
| 98605E | Extinguisher, Fire, SN#98605, Blower Room Centre, Blower Building | TAB-WA7-FEQ-0012S | Fire Prevention,Extinguisher | Fire Equipment | 32969 |  | x
| COL-BEB-FA-0001S | Fire Alarm System, Drywell | COL-BEB-MISC | Fire Prevention,Alarm | Fire Equipment | 42916 | FA | x
| COL-PBG-FA-0001S | Fire Alarm | COL-PBG-MISC |  | Fire Equipment | 42963 | FA | x
| COL-PBG-FA-0001S | Fire Alarm | COL-W-OBSOLETE |  | Fire Equipment | 42963 | FA | x
| COL-PBG-FEQ-0001S | Fire Prevention, Extinguisher | COL-PBG | Fire Prevention,Extinguisher | Fire Equipment | 40913 | FEQ | x
| COL-PBP-FEQ-0001S | Fire Prevention, Extinguisher | COL-PBP-MISC | Fire Prevention,Extinguisher | Fire Equipment | 41313 | FEQ | x
| COL-PBP-FEQ-0001S | Fire Prevention, Extinguisher | COL-W-OBSOLETE | Fire Prevention,Extinguisher | Fire Equipment | 41313 | FEQ | x
| COL-PCF-FA-0001AS | Heat Detector, Kiosk, Fire Alarm, FA-0001A | COL-PCF | Transmitter | Fire Equipment | 42990 | FA | x
| COL-PCF-FA-0001AS | Heat Detector, Kiosk, Fire Alarm, FA-0001A | COL-PCF-MISC | Transmitter | Fire Equipment | 42990 | FA | x
| COL-PCF-FA-0001S | Smoke Detector, Kiosk, Fire Alarm, FA-0001 | COL-PCF | Transmitter | Fire Equipment | 42989 | FA | x
| COL-PCF-FA-0001S | Smoke Detector, Kiosk, Fire Alarm, FA-0001 | COL-W-OBSOLETE | Transmitter | Fire Equipment | 42989 | FA | x
| COL-PCF-FA-0002AS | Heat Detector, Drywell ,Fire Alarm, FA-0002A | COL-PCF | Transmitter | Fire Equipment | 42992 | FA | x
| COL-PCF-FA-0002AS | Heat Detector, Drywell ,Fire Alarm, FA-0002A | COL-PCF-MISC | Transmitter | Fire Equipment | 42992 | FA | x
| COL-PCF-FA-0002AS | Heat Detector, Drywell ,Fire Alarm, FA-0002A | COL-W-OBSOLETE | Transmitter | Fire Equipment | 42992 | FA | x
| COL-PCF-FA-0002S | Smoke Detector, Drywell ,Fire Alarm, FA-0002 | COL-PCF-MISC | Transmitter | Fire Equipment | 42991 | FA | x
| COL-PCF-FEQ-0001S | Fire Prevention, Extinguisher | COL-PCF | Fire Prevention,Extinguisher | Fire Equipment | 40914 | FEQ | x
| COL-PCF-FEQ-0001S | Fire Prevention, Extinguisher | COL-PCF-MISC | Fire Prevention,Extinguisher | Fire Equipment | 40914 | FEQ | x
| COL-PCF-FEQ-0001S | Fire Prevention, Extinguisher | COL-W-OBSOLETE | Fire Prevention,Extinguisher | Fire Equipment | 40914 | FEQ | x
| COL-PCU-FA-5331S | Fire Alarm System, Cumber PS | COL-PCU-AUX-ELEC | Building Service,Fire Alarm | Fire Equipment | 42964 | FA | x
| COL-PCU-FA-5331S | Fire Alarm System, Cumber PS | COL-PCU-MISC | Building Service,Fire Alarm | Fire Equipment | 42964 | FA | x
| COL-PCU-FEQ-0001S | Fire Prevention, Extinguisher, Ground Floor, Cumber PS | COL-PCU | Fire Prevention,Extinguisher | Fire Equipment | 41315 | FEQ | x
| COL-PCU-FEQ-0001S | Fire Prevention, Extinguisher, Ground Floor, Cumber PS | COL-PCU-AUX-MECH | Fire Prevention,Extinguisher | Fire Equipment | 41315 | FEQ | x
| COL-PCU-FEQ-0002S | Fire Prevention, Extinguisher, Elecrical Room, Cumber PS | COL-PCU-AUX-MECH | Fire Prevention,Extinguisher | Fire Equipment | 42197 | FEQ | x
| COL-PCU-FEQ-0002S | Fire Prevention, Extinguisher, Elecrical Room, Cumber PS | COL-W-OBSOLETE | Fire Prevention,Extinguisher | Fire Equipment | 42197 | FEQ | x
| COL-PCU-FEQ-0003S | Fire Prevention, Extinguisher, Old Motor Floor, Cumber PS | COL-PCU-MISC | Fire Prevention,Extinguisher | Fire Equipment | 42198 | FEQ | x
| COL-PCU-FEQ-0004S | Fire Prevention, Extinguisher, Pump Floor, Cumber PS | COL-PCU-AUX-MECH | Fire Prevention,Extinguisher | Fire Equipment | 42681 | FEQ | x
| COL-PCU-FEQ-0004S | Fire Prevention, Extinguisher, Pump Floor, Cumber PS | COL-PCU-MISC | Fire Prevention,Extinguisher | Fire Equipment | 42681 | FEQ | x
| COL-PCU-FEQ-0004S | Fire Prevention, Extinguisher, Pump Floor, Cumber PS | COL-W-OBSOLETE | Fire Prevention,Extinguisher | Fire Equipment | 42681 | FEQ | x
| COL-PEV-FA-0001S | Fire Alarm | COL-PEV-MISC |  | Fire Equipment | 42965 | FA | x
| COL-PHB-FEQ-0002S | Fire Prevention, Extinguisher | COL-W-OBSOLETE | Fire Prevention,Extinguisher | Fire Equipment | 40917 | FEQ | x
| COL-PHP-FA-0001S | Fire Alarm | COL-PHP-MISC |  | Fire Equipment | 42966 | FA | x
| COL-PKG-FA-0001S | Fire Alarm | COL-PKG |  | Fire Equipment | 42967 | FA | x
| COL-PKG-FA-0001S | Fire Alarm | COL-PKG-MISC |  | Fire Equipment | 42967 | FA | x
| COL-PKG-FA-0001S | Fire Alarm | COL-W-OBSOLETE |  | Fire Equipment | 42967 | FA | x
| COL-PKP-FA-0001 | Fire Alarm | COL-PKP-MISC |  | Fire Equipment |  | FA | http://www.toronto.ca/TWONTO#OWLClass_tinik-gifim-dijov-zonav
| COL-PKP-FA-0002S | Fire Alarm System, Wet Well | COL-PKP | Building Service,Fire Alarm | Fire Equipment | 42968 | FA | x
| COL-PKP-FA-0002S | Fire Alarm System, Wet Well | COL-PKP-MISC | Building Service,Fire Alarm | Fire Equipment | 42968 | FA | x
| COL-PKP-FA-0002S | Fire Alarm System, Wet Well | COL-W-OBSOLETE | Building Service,Fire Alarm | Fire Equipment | 42968 | FA | x
| COL-PKP-FEQ-0001S | Fire Prevention, Extinguisher | COL-PKP | Fire Prevention,Extinguisher | Fire Equipment | 42690 | FEQ | x
| COL-PKP-FEQ-0002S | Fire Prevention, Extinguisher | COL-PKP | Fire Prevention,Extinguisher | Fire Equipment | 42691 | FEQ | x
| COL-PKP-FEQ-0002S | Fire Prevention, Extinguisher | COL-W-OBSOLETE | Fire Prevention,Extinguisher | Fire Equipment | 42691 | FEQ | x
| COL-PLB-FA-0001S | Fire Alarm System | COL-PLB-SUSPENDED | Fire Prevention,Extinguisher | Fire Equipment | 42969 | FA | x
| COL-PLB-FA-0001S | Fire Alarm System | COL-W-OBSOLETE | Fire Prevention,Extinguisher | Fire Equipment | 42969 | FA | x
| COL-PLB-FEQ-0001S | Fire Prevention, Extinguisher | COL-PLB-AUX-MECH | Fire Prevention,Extinguisher | Fire Equipment | 42692 | FEQ | x
| COL-PLB-FEQ-0002S | Fire Prevention, Extinguisher | COL-PLB-AUX-MECH | Fire Prevention,Extinguisher | Fire Equipment | 42693 | FEQ | x
| COL-PLB-FEQ-0003S | Fire Prevention, Extinguisher | COL-W-OBSOLETE | Fire Prevention,Extinguisher | Fire Equipment | 42694 | FEQ | x
| COL-PLB-FEQ-0004S | Fire Prevention, Extinguisher | COL-W-OBSOLETE | Fire Prevention,Extinguisher | Fire Equipment | 42695 | FEQ | x
| COL-PMM-FEQ-0001S | Fire Prevention, Extinguisher | COL-PMM | Fire Prevention,Extinguisher | Fire Equipment | 42697 | FEQ | x
| COL-PMM-FEQ-0002S | Fire Prevention, Extinguisher | COL-PMM-MISC | Fire Prevention,Extinguisher | Fire Equipment | 42698 | FEQ | x
| COL-PMM-FEQ-0002S | Fire Prevention, Extinguisher | COL-W-OBSOLETE | Fire Prevention,Extinguisher | Fire Equipment | 42698 | FEQ | x
| COL-PMT-FEQ-0001S | Fire Prevention, Extinguisher | COL-PMT-MISC | Fire Prevention,Extinguisher | Fire Equipment | 42699 | FEQ | x
| COL-PNT-FEQ-0002S | Fire Prevention, Extinguisher | COL-PNT | Fire Prevention,Extinguisher | Fire Equipment | 42701 | FEQ | x
| COL-PNT-FEQ-0002S | Fire Prevention, Extinguisher | COL-PNT-MISC | Fire Prevention,Extinguisher | Fire Equipment | 42701 | FEQ | x
| COL-PNT-FEQ-0002S | Fire Prevention, Extinguisher | COL-W-OBSOLETE | Fire Prevention,Extinguisher | Fire Equipment | 42701 | FEQ | x
| COL-POM-FA-0001S | Fire Alarm System Main Floor | COL-POM | Building Service,Fire Alarm | Fire Equipment | 42924 | FA | x
| COL-POM-FA-0001S | Fire Alarm System Main Floor | COL-W-OBSOLETE | Building Service,Fire Alarm | Fire Equipment | 42924 | FA | x
| COL-POM-FEQ-0001S | Fire Prevention, Extinguisher | COL-POM | Fire Prevention,Extinguisher | Fire Equipment | 42704 | FEQ | x
| COL-POM-FEQ-0001S | Fire Prevention, Extinguisher | COL-POM-MISC | Fire Prevention,Extinguisher | Fire Equipment | 42704 | FEQ | x
| COL-POM-FEQ-0002S | Fire Prevention, Extinguisher | COL-POM | Fire Prevention,Extinguisher | Fire Equipment | 43004 | FEQ | x
| COL-POM-FEQ-0002S | Fire Prevention, Extinguisher | COL-POM-MISC | Fire Prevention,Extinguisher | Fire Equipment | 43004 | FEQ | x
| COL-PPU-FEQ-0001S | Fire Prevention, Extinguisher | COL-PPU-MISC | Fire Prevention,Extinguisher | Fire Equipment | 42711 | FEQ | x
| COL-PPU-FEQ-0001S | Fire Prevention, Extinguisher | COL-W-OBSOLETE | Fire Prevention,Extinguisher | Fire Equipment | 42711 | FEQ | x
| COL-PQW-FEQ-0001S | Fire Prevention, Extinguisher | COL-PQW | Fire Prevention,Extinguisher | Fire Equipment | 42712 | FEQ | x
| COL-PRG-FEQ-0001S | Fire Prevention, Extinguisher | COL-W-OBSOLETE | Fire Prevention,Extinguisher | Fire Equipment | 40926 | FEQ | x
| COL-PSD-FA-0001S | Fire Alarm | COL-PSD-MISC |  | Fire Equipment | 42928 | FA | x
| COL-PSD-FEQ-0001S | Fire equipment | COL-PSD-MISC |  | Fire Equipment | 40963 | FEQ | x
| COL-PSD-FEQ-0002S | Fire equipment | COL-PSD-MISC |  | Fire Equipment | 40964 | FEQ | x
| COL-PSK-FA-0001S | Fire Alarm | COL-W-OBSOLETE |  | Fire Equipment | 42971 | FA | x
| COL-PSK-FA-0002S | Fire Alarm | COL-W-OBSOLETE |  | Fire Equipment | 42929 | FA | x
| COL-PSP-FA-0001S | Fire Alarm | COL-PSP-MISC |  | Fire Equipment | 42972 | FA | x
| COL-PST-FA-0001S | Fire Alarm | COL-PST |  | Fire Equipment | 42973 | FA | x
| COL-PST-FA-0001S | Fire Alarm | COL-W-OBSOLETE |  | Fire Equipment | 42973 | FA | x
| COL-PST-FEQ-0001S | Fire equipment | COL-W-OBSOLETE |  | Fire Equipment | 42718 | FEQ | x
| COL-PST-FEQ-0002S | Fire equipment | COL-PST |  | Fire Equipment | 42719 | FEQ | x
| COL-PST-FEQ-0002S | Fire equipment | COL-PST-MISC |  | Fire Equipment | 42719 | FEQ | x
| COL-PSW-FEQ-0001S | Fire Prevention, Extinguisher | COL-PSW | Fire Prevention,Extinguisher | Fire Equipment | 42894 | FEQ | x
| COL-PSW-FEQ-0001S | Fire Prevention, Extinguisher | COL-W-OBSOLETE | Fire Prevention,Extinguisher | Fire Equipment | 42894 | FEQ | x
| COL-PSW-FEQ-0002S | Fire Prevention, Extinguisher | COL-PSW | Fire Prevention,Extinguisher | Fire Equipment | 42895 | FEQ | x
| COL-PSW-FEQ-0002S | Fire Prevention, Extinguisher | COL-W-OBSOLETE | Fire Prevention,Extinguisher | Fire Equipment | 42895 | FEQ | x
| COL-PVM-FA-0001S | Fire Alarm | COL-PVM-MISC |  | Fire Equipment | 42976 | FA | x
| COL-PWH-FEQ-0001S | Fire Prevention, Extinguisher | COL-PCP-MISC | Fire Prevention,Extinguisher | Fire Equipment | 40197 | FEQ | x
| COL-PWH-FEQ-0001S | Fire Prevention, Extinguisher | COL-PWH | Fire Prevention,Extinguisher | Fire Equipment | 40197 | FEQ | x
| COL-PWN-FA-0001S | Fire Alarm System, Electrical room | COL-PWN | Building Service,Fire Alarm | Fire Equipment | 42977 | FA | x
| COL-PWN-FA-0001S | Fire Alarm System, Electrical room | COL-PWN-MISC | Building Service,Fire Alarm | Fire Equipment | 42977 | FA | x
| COL-PWN-FEQ-0001S | Fire Prevention, Extinguisher | COL-PWN | Fire Prevention,Extinguisher | Fire Equipment | 42898 | FEQ | x
| COL-PWN-FEQ-0001S | Fire Prevention, Extinguisher | COL-W-OBSOLETE | Fire Prevention,Extinguisher | Fire Equipment | 42898 | FEQ | x
| COL-PWR-FEQ-0001S | Fire Prevention, Extinguisher, Control Room, West Rouge PS | COL-PWR-AUX-MECH | Fire Prevention,Extinguisher | Fire Equipment | 42900 | FEQ | x
| COL-PWR-FEQ-0001S | Fire Prevention, Extinguisher, Control Room, West Rouge PS | COL-PWR-MISC | Fire Prevention,Extinguisher | Fire Equipment | 42900 | FEQ | x
| COL-PWR-FEQ-0003S | Fire Prevention, Extinguisher. Mid Floor VFD Room, West Rouge PS | COL-PWR | Fire Prevention,Extinguisher | Fire Equipment | 42902 | FEQ | x
| COL-PWR-FEQ-0003S | Fire Prevention, Extinguisher. Mid Floor VFD Room, West Rouge PS | COL-PWR-AUX-MECH | Fire Prevention,Extinguisher | Fire Equipment | 42902 | FEQ | x
| COL-PWR-FEQ-0003S | Fire Prevention, Extinguisher. Mid Floor VFD Room, West Rouge PS | COL-PWR-MISC | Fire Prevention,Extinguisher | Fire Equipment | 42902 | FEQ | x
| COL-PWR-FEQ-0003S | Fire Prevention, Extinguisher. Mid Floor VFD Room, West Rouge PS | COL-W-OBSOLETE | Fire Prevention,Extinguisher | Fire Equipment | 42902 | FEQ | x
| COL-PWR-FEQ-0005S | Fire Prevention, Extinguisher, Wet Wells, West Rouge PS | COL-PWR | Fire Prevention,Extinguisher | Fire Equipment | 42904 | FEQ | x
| COL-PWR-FEQ-0005S | Fire Prevention, Extinguisher, Wet Wells, West Rouge PS | COL-W-OBSOLETE | Fire Prevention,Extinguisher | Fire Equipment | 42904 | FEQ | x
| COL-SMC-FEQ-0002S | Fire Prevention, Extinguisher | COL-SMC | Fire Prevention,Extinguisher | Fire Equipment | 46863 | FEQ | x
| COL-SMC-FEQ-0002S | Fire Prevention, Extinguisher | COL-SMC-MISC | Fire Prevention,Extinguisher | Fire Equipment | 46863 | FEQ | x
| COL-YKP-FEQ-0002S | Fire Prevention, Extinguisher, Truck #080046 (Ford F550) | COL-W-OBSOLETE | Fire Prevention,Extinguisher | Fire Equipment | 41241 | FEQ | x
| COL-YKP-FEQ-0002S | Fire Prevention, Extinguisher, Truck #080046 (Ford F550) | COL-YKP | Fire Prevention,Extinguisher | Fire Equipment | 41241 | FEQ | x
| COL-YKP-FEQ-0003S | Fire Prevention, Extinguisher, Truck #080079 (Ford F550) | COL-YKP | Fire Prevention,Extinguisher | Fire Equipment | 43619 | FEQ | x
| COL-YKP-FEQ-0003S | Fire Prevention, Extinguisher, Truck #080079 (Ford F550) | COL-YKP-VEH-0003S | Fire Prevention,Extinguisher | Fire Equipment | 43619 | FEQ | x
| COL-YKP-FEQ-0004 | Fire Prevention, Extinguisher, Truck #064160 (F250) | COL-YKP-VEH-0004 | Fire Prevention,Extinguisher | Fire Equipment |  | FEQ | http://www.toronto.ca/TWONTO#00350
| COL-YKP-FEQ-0005S | Fire Prevention, Extinguisher, Truck #067019 (RAM 2500) | COL-YKP | Fire Prevention,Extinguisher | Fire Equipment | 41048 | FEQ | x
| COL-YKP-FEQ-0005S | Fire Prevention, Extinguisher, Truck #067019 (RAM 2500) | COL-YKP-VEH-0005S | Fire Prevention,Extinguisher | Fire Equipment | 41048 | FEQ | x
| COL-YKP-FEQ-0006 | Fire Prevention, Extinguisher, Truck #112522 (FORD TRANSIT 250) | COL-YKP | Fire Prevention,Extinguisher | Fire Equipment |  | FEQ | http://www.toronto.ca/TWONTO#00350
| COL-YKP-FEQ-0006 | Fire Prevention, Extinguisher, Truck #112522 (FORD TRANSIT 250) | COL-YKP-VEH-0006 | Fire Prevention,Extinguisher | Fire Equipment |  | FEQ | http://www.toronto.ca/TWONTO#00350
| COL-YKP-FEQ-0006S | Fire Prevention, Extinguisher, Truck #043191 (Sierra 1500) | COL-W-OBSOLETE | Fire Prevention,Extinguisher | Fire Equipment | 39966 | FEQ | x
| COL-YKP-FEQ-0006S | Fire Prevention, Extinguisher, Truck #043191 (Sierra 1500) | COL-YKP | Fire Prevention,Extinguisher | Fire Equipment | 39966 | FEQ | x
| COL-YKP-FEQ-0007S | Fire Prevention, Extinguisher, Truck #080055 (F550) | COL-YKP-VEH-0007S | Fire Prevention,Extinguisher | Fire Equipment | 41254 | FEQ | x
| COL-YKP-FEQ-0009S | Fire Prevention, Extinguisher, Truck #080070 (F550 XL) | COL-W-OBSOLETE | Fire Prevention,Extinguisher | Fire Equipment | 41260 | FEQ | x
| COL-YKP-FEQ-0010S | Fire Prevention, Extinguisher, Truck #064100 (RAM 2500) | COL-YKP-VEH-0010S | Fire Prevention,Extinguisher | Fire Equipment | 39335 | FEQ | x
| COL-YKP-FEQ-0012S | Fire Prevention, Extinguisher, Truck #043194 (Sierra 1500) | COL-W-OBSOLETE | Fire Prevention,Extinguisher | Fire Equipment | 41251 | FEQ | x
| COL-YKP-FEQ-0012S | Fire Prevention, Extinguisher, Truck #043194 (Sierra 1500) | COL-YKP | Fire Prevention,Extinguisher | Fire Equipment | 41251 | FEQ | x
| COL-YKP-FEQ-0013S | Fire Prevention, Extinguisher, Truck #064118 (F250) | COL-YKP-VEH-0013S | Fire Prevention,Extinguisher | Fire Equipment | 41257 | FEQ | x
| COL-YKP-FEQ-0014S | Fire Prevention, Extinguisher, Truck #080056 (F550) | COL-YKP | Fire Prevention,Extinguisher | Fire Equipment | 41244 | FEQ | x
| COL-YKP-FEQ-0014S | Fire Prevention, Extinguisher, Truck #080056 (F550) | COL-YKP-VEH-0014S | Fire Prevention,Extinguisher | Fire Equipment | 41244 | FEQ | x
| COL-YKP-FEQ-0015S | Fire Prevention, Extinguisher, Truck #080047 (F550) | COL-YKP-VEH-0015S | Fire Prevention,Extinguisher | Fire Equipment | 42979 | FEQ | x
| COL-YKP-FEQ-0016S | Fire Prevention, Extinguisher, Truck #080071 (F550) | COL-YKP-VEH-0016S | Fire Prevention,Extinguisher | Fire Equipment | 41248 | FEQ | x
| COL-YKP-FEQ-0018S | Fire Prevention, Extinguisher, Truck #095091 (Transit XL) | COL-YKP-VEH-0018S | Fire Prevention,Extinguisher | Fire Equipment | 42723 | FEQ | x
| COL-YKP-FEQ-0019 | Fire Prevention, Extinguisher, Truck #112521 (FORD TRANSIT 250) | COL-YKP | Fire Prevention,Extinguisher | Fire Equipment |  | FEQ | http://www.toronto.ca/TWONTO#00350
| COL-YKP-FEQ-0019 | Fire Prevention, Extinguisher, Truck #112521 (FORD TRANSIT 250) | COL-YKP-VEH-0019 | Fire Prevention,Extinguisher | Fire Equipment |  | FEQ | http://www.toronto.ca/TWONTO#00350
| COL-YKP-FEQ-0019(S) | Fire Prevention, Extinguisher, Truck #062084 (RAM 2500) | COL-W-OBSOLETE | Fire Prevention,Extinguisher | Fire Equipment | 39046 | FEQ | x
| COL-YKP-FEQ-0020S | Fire Prevention, Extinguisher, Truck #080072 (F550 XL) | COL-YKP | Fire Prevention,Extinguisher | Fire Equipment | 44896 | FEQ | x
| COL-YKP-FEQ-0021 | Fire Prevention, Extinguisher, Truck #112431 (Transit 250) | COL-YKP | Fire Prevention,Extinguisher | Fire Equipment |  | FEQ | http://www.toronto.ca/TWONTO#00350
| COL-YKP-FEQ-0022 | Fire Prevention, Extinguisher, Truck #196001 (M2 106) | COL-YKP | Fire Prevention,Extinguisher | Fire Equipment |  | FEQ | http://www.toronto.ca/TWONTO#00350
| COL-YKP-FEQ-0022 | Fire Prevention, Extinguisher, Truck #196001 (M2 106) | COL-YKP-VEH-0022 | Fire Prevention,Extinguisher | Fire Equipment |  | FEQ | http://www.toronto.ca/TWONTO#00350
| COL-YKP-FEQ-0023S | Fire Prevention, Extinguisher, Truck #080040 (F550) | COL-W-OBSOLETE | Fire Prevention,Extinguisher | Fire Equipment | 39589 | FEQ | x
| COL-YKP-FEQ-0023S | Fire Prevention, Extinguisher, Truck #080040 (F550) | COL-YKP-VEH-0023S | Fire Prevention,Extinguisher | Fire Equipment | 39589 | FEQ | x
| COL-YKP-FEQ-0025S | Fire Prevention, Extinguisher, Truck #189018 (M2 106) | COL-YKP | Fire Prevention,Extinguisher | Fire Equipment | 40244 | FEQ | x
| COL-YKP-FEQ-0025S | Fire Prevention, Extinguisher, Truck #189018 (M2 106) | COL-YKP-VEH-0025S | Fire Prevention,Extinguisher | Fire Equipment | 40244 | FEQ | x
| COL-YKP-FEQ-0027 | Fire Prevention, Extinguisher, Truck #067060 (F250 4x4) | COL-YKP-VEH-0027 | Fire Prevention,Extinguisher | Fire Equipment |  | FEQ | http://www.toronto.ca/TWONTO#00350
| COL-YKP-FEQ-0028S | Fire Prevention, Extinguisher, Truck #067038 (F250) | COL-W-OBSOLETE | Fire Prevention,Extinguisher | Fire Equipment | 44894 | FEQ | x
| COL-YKP-FEQ-0028S | Fire Prevention, Extinguisher, Truck #067038 (F250) | COL-YKP | Fire Prevention,Extinguisher | Fire Equipment | 44894 | FEQ | x
| COL-YKP-FEQ-0030 | Fire Prevention, Extinguisher, Truck #065124 (F250) | COL-YKP | Fire Prevention,Extinguisher | Fire Equipment |  | FEQ | http://www.toronto.ca/TWONTO#00350
| COL-YKP-FEQ-0031 | Fire Prevention, Extinguisher, Truck #041264 (Escape) | COL-YKP | Fire Prevention,Extinguisher | Fire Equipment |  | FEQ | http://www.toronto.ca/TWONTO#00350
| COL-YKP-FEQ-0031 | Fire Prevention, Extinguisher, Truck #041264 (Escape) | COL-YKP-VEH-0031 | Fire Prevention,Extinguisher | Fire Equipment |  | FEQ | http://www.toronto.ca/TWONTO#00350
| COL-YKP-FEQ-0032S | Fire Prevention, Extinguisher, Truck #883622 (RAM 1500) | COL-W-OBSOLETE | Fire Prevention,Extinguisher | Fire Equipment | 39967 | FEQ | x
| COL-YKP-FEQ-0032S | Fire Prevention, Extinguisher, Truck #883622 (RAM 1500) | COL-YKP | Fire Prevention,Extinguisher | Fire Equipment | 39967 | FEQ | x
| COL-YKP-FEQ-0032S | Fire Prevention, Extinguisher, Truck #883622 (RAM 1500) | COL-YKP-VEH-0032S | Fire Prevention,Extinguisher | Fire Equipment | 39967 | FEQ | x
| COL-YKP-FEQ-0033S | Fire Prevention, Extinguisher, Truck #041188 (Escape) | COL-W-OBSOLETE | Fire Prevention,Extinguisher | Fire Equipment | 39318 | FEQ | x
| COL-YKP-FEQ-0033S | Fire Prevention, Extinguisher, Truck #041188 (Escape) | COL-YKP-VEH-0033 | Fire Prevention,Extinguisher | Fire Equipment | 39318 | FEQ | x
| COL-YKP-FEQ-0034 | Fire Prevention, Extinguisher, Truck #041121 (Escape Hybrid) | COL-YKP | Fire Prevention,Extinguisher | Fire Equipment |  | FEQ | http://www.toronto.ca/TWONTO#00350
| COL-YKP-FEQ-0035 | Fire Prevention, Extinguisher, Truck #041189 (Escape) | COL-YKP-VEH-0035 | Fire Prevention,Extinguisher | Fire Equipment |  | FEQ | http://www.toronto.ca/TWONTO#00350
| COL-YKP-FEQ-0036 | Fire Prevention, Extinguisher, Truck #041226 (Escape) | COL-YKP | Fire Prevention,Extinguisher | Fire Equipment |  | FEQ | http://www.toronto.ca/TWONTO#00350
| COL-YKP-FEQ-0037 | Fire Prevention, Extinguisher, Truck #041227 (Escape) | COL-YKP | Fire Prevention,Extinguisher | Fire Equipment |  | FEQ | http://www.toronto.ca/TWONTO#00350
| COL-YKP-FEQ-0038 | Fire Prevention, Extinguisher, Truck #041152 (Escape) | COL-YKP | Fire Prevention,Extinguisher | Fire Equipment |  | FEQ | http://www.toronto.ca/TWONTO#00350
| COL-YKP-FEQ-0038 | Fire Prevention, Extinguisher, Truck #041152 (Escape) | COL-YKP-VEH-0038S | Fire Prevention,Extinguisher | Fire Equipment |  | FEQ | http://www.toronto.ca/TWONTO#00350
| COL-YKP-FEQ-0041 | Fire Prevention, Extinguisher, Truck # 076083 (Chevrolet Silverado 3500) | COL-YKP-VEH-0041 | Fire Prevention,Extinguisher | Fire Equipment |  | FEQ | http://www.toronto.ca/TWONTO#00350
| COL-YKP-FEQ-0042 | Fire Prevention, Extinguisher, Truck # 076074 (Chevrolet Silverado 3500) | COL-YKP-VEH-0042 | Fire Prevention,Extinguisher | Fire Equipment |  | FEQ | http://www.toronto.ca/TWONTO#00350
| COL-YKP-FEQ-050163 | Fire Prevention, Extinguisher, Truck # 050163 (2022 DODGE RAM 1500) | COL-YKP | Fire Prevention,Extinguisher | Fire Equipment |  | FEQ | http://www.toronto.ca/TWONTO#00350
| COL-YKP-FEQ-050163 | Fire Prevention, Extinguisher, Truck # 050163 (2022 DODGE RAM 1500) | COL-YKP-VEH-050163 | Fire Prevention,Extinguisher | Fire Equipment |  | FEQ | http://www.toronto.ca/TWONTO#00350
| COL-YKP-FEQ-050163 | Fire Prevention, Extinguisher, Truck # 050163 (2022 DODGE RAM 1500) | COL-YKP-VEH-080121 | Fire Prevention,Extinguisher | Fire Equipment |  | FEQ | http://www.toronto.ca/TWONTO#00350
| COL-YKP-FEQ-051025 | Fire Prevention, Extinguisher, Truck #051025 (2021 CHEVROLET COLORADO) | COL-YKP-VEH-051025 | Fire Prevention,Extinguisher | Fire Equipment |  | FEQ | http://www.toronto.ca/TWONTO#00350
| COL-YKP-FEQ-064161 | Fire Prevention, Extinguisher, Truck #064161 (F250) | COL-YKP-VEH-064161 | Fire Prevention,Extinguisher | Fire Equipment |  | FEQ | http://www.toronto.ca/TWONTO#00350
| COL-YKP-FEQ-065208 | Fire Prevention, Extinguisher, Truck # 065208 (2023 FORD F250) | COL-YKP | Fire Prevention,Extinguisher | Fire Equipment |  | FEQ | http://www.toronto.ca/TWONTO#00350
| COL-YKP-FEQ-065208 | Fire Prevention, Extinguisher, Truck # 065208 (2023 FORD F250) | COL-YKP-VEH-065208 | Fire Prevention,Extinguisher | Fire Equipment |  | FEQ | http://www.toronto.ca/TWONTO#00350
| COL-YKP-FEQ-067026S | Fire Prevention, Extinguisher, Truck #067026 (Dodge Ram 2500) | COL-YKP | Fire Prevention,Extinguisher | Fire Equipment | 46856 | FEQ | x
| COL-YKP-FEQ-067144 | Fire Prevention, Extinguisher, Truck # 067144 (2023 DODGE RAM 2500) | COL-YKP-VEH-067144 | Fire Prevention,Extinguisher | Fire Equipment |  | FEQ | http://www.toronto.ca/TWONTO#00350
| COL-YKP-FEQ-067149 | Fire Prevention, Extinguisher, Truck #067149 (Dodge Ram 2500) | COL-YKP | Fire Prevention,Extinguisher | Fire Equipment |  | FEQ | http://www.toronto.ca/TWONTO#00350
| COL-YKP-FEQ-067150 | Fire Prevention, Extinguisher, Truck #067150 (Dodge Ram 2500) | COL-YKP-VEH-067150 | Fire Prevention,Extinguisher | Fire Equipment |  | FEQ | http://www.toronto.ca/TWONTO#00350
| COL-YKP-FEQ-080108 | Fire Prevention, Extinguisher, Truck #080108 (2022 FORD F550) | COL-YKP-VEH-080108 | Fire Prevention,Extinguisher | Fire Equipment |  | FEQ | http://www.toronto.ca/TWONTO#00350
| COL-YKP-FEQ-080109 | Fire Prevention, Extinguisher, Truck # 080109 (2022 FORD F550) | COL-YKP | Fire Prevention,Extinguisher | Fire Equipment |  | FEQ | http://www.toronto.ca/TWONTO#00350
| COL-YKP-FEQ-080118 | Fire Prevention, Extinguisher, Truck #080118 (2022 FORD F550) | COL-YKP | Fire Prevention,Extinguisher | Fire Equipment |  | FEQ | http://www.toronto.ca/TWONTO#00350
| COL-YKP-FEQ-080119 | Fire Prevention, Extinguisher, Truck #080119 (2022 FORD F550) | COL-YKP | Fire Prevention,Extinguisher | Fire Equipment |  | FEQ | http://www.toronto.ca/TWONTO#00350
| COL-YKP-FEQ-080121 | Fire Prevention, Extinguisher, Truck #080121 (2012 FORD F550) | COL-YKP | Fire Prevention,Extinguisher | Fire Equipment |  | FEQ | http://www.toronto.ca/TWONTO#00350
| COL-YKP-FEQ-080121 | Fire Prevention, Extinguisher, Truck #080121 (2012 FORD F550) | COL-YKP-VEH-080121 | Fire Prevention,Extinguisher | Fire Equipment |  | FEQ | http://www.toronto.ca/TWONTO#00350
| COL-YKP-FEQ-080122 | Fire Prevention, Extinguisher, Truck # 080122 (2022 FORD F550) | COL-YKP | Fire Prevention,Extinguisher | Fire Equipment |  | FEQ | http://www.toronto.ca/TWONTO#00350
| COL-YKP-FEQ-080122 | Fire Prevention, Extinguisher, Truck # 080122 (2022 FORD F550) | COL-YKP-FAK-080122 | Fire Prevention,Extinguisher | Fire Equipment |  | FEQ | http://www.toronto.ca/TWONTO#00350
| COL-YKP-FEQ-080123 | Fire Prevention, Extinguisher, Truck # 080123 (2022 FORD F550) | COL-YKP | Fire Prevention,Extinguisher | Fire Equipment |  | FEQ | http://www.toronto.ca/TWONTO#00350
| COL-YKP-FEQ-112531 | Fire Prevention, Extinguisher, Truck #112531 (FORD TRANSIT 250) | COL-YKP-VEH-112531 | Fire Prevention,Extinguisher | Fire Equipment |  | FEQ | http://www.toronto.ca/TWONTO#00350
| COL-YKP-FEQ-189018 | Fire Prevention, Extinguisher, Truck # 189018 (2018 FREIGHTLNR M2 106) | COL-YKP | Fire Prevention,Extinguisher | Fire Equipment |  | FEQ | http://www.toronto.ca/TWONTO#00350
| COL-YKP-FEQ-189018 | Fire Prevention, Extinguisher, Truck # 189018 (2018 FREIGHTLNR M2 106) | COL-YKP-VEH-189018 | Fire Prevention,Extinguisher | Fire Equipment |  | FEQ | http://www.toronto.ca/TWONTO#00350
| COL-YKP-FEQ-378300 | Fire Prevention, Extinguisher, Truck #378300 (POLARIS) | COL-YKP-VEH-378300 | Fire Prevention,Extinguisher | Fire Equipment |  | FEQ | http://www.toronto.ca/TWONTO#00350
| COL-YKP-FEQ-67134 | Fire Prevention, Extinguisher, Truck # 67134 (2023 CHEVROLET 2500HD STANDARD) | COL-YKP | Fire Prevention,Extinguisher | Fire Equipment |  | FEQ | http://www.toronto.ca/TWONTO#00350
| COL-YKP-FEQ-67134 | Fire Prevention, Extinguisher, Truck # 67134 (2023 CHEVROLET 2500HD STANDARD) | COL-YKP-VEH-67134 | Fire Prevention,Extinguisher | Fire Equipment |  | FEQ | http://www.toronto.ca/TWONTO#00350
| F45459 | Extinguisher, Fire, Carbon Dioxide, 45459, Crane Rm Spares, Digester Gas Control Bldg | TAB-WA7-FEQ-0002S | Fire Prevention,Extinguisher | Fire Equipment | 33026 |  | x
| F797981 | Extinguisher, Fire, Dry, 797981, Crane Rm Spares, Digester Gas Control Bldg | TAB-SUSPENDED ENTITY | Fire Prevention,Extinguisher | Fire Equipment | 33027 |  | x
| FAC-YCM-SES-FA | Fire Alarm at YCM | FAC-YCM-SES |  | Fire Equipment |  |  | http://www.toronto.ca/TWONTO#OWLClass_tinik-gifim-dijov-zonav
| FAC-YCM-SES-FEQ | Fire Extinguishers at YCM | FAC-YCM-SES | Fire Prevention,Extinguisher,Dry Chemical | Fire Equipment |  |  | http://www.toronto.ca/TWONTO#00350
| FCL-FEQ-FEQ-0001-SUS | Fire Extinguisher #1, Low Lift Building, Ground Floor, Gallery Near North East Stairs | FCL-SES | Fire Prevention,Extinguisher | Fire Equipment | 46331 | FEQ | x
| FCL-FEQ-FEQ-0001-SUS | Fire Extinguisher #1, Low Lift Building, Ground Floor, Gallery Near North East Stairs | FCL-SUSPENDED | Fire Prevention,Extinguisher | Fire Equipment | 46331 | FEQ | x
| FCL-FEQ-FEQ-0003-SUS | Fire Extinguisher #3, Low Lift Building, Ground Floor, Screen Room N/W Wall | FCL-SUSPENDED | Fire Prevention,Extinguisher | Fire Equipment | 46333 | FEQ | x
| FCL-FEQ-FEQ-0006-SUS | Fire Extinguisher #6, Low Lift PS Building, Welding Shop N/W | FCL-SES-FEQ-SUS | Fire Prevention,Extinguisher | Fire Equipment | 46336 | FEQ | x
| FCL-FEQ-FEQ-0006-SUS | Fire Extinguisher #6, Low Lift PS Building, Welding Shop N/W | FCL-SUSPENDED | Fire Prevention,Extinguisher | Fire Equipment | 46336 | FEQ | x
| FCL-FEQ-FEQ-0007-SUS | Fire Extinguisher #7, Low Lift Building, Switchgear Room, South Wall | FCL-SES-FEQ-SUS | Fire Prevention,Extinguisher | Fire Equipment | 46337 | FEQ | x
| FCL-FEQ-FEQ-0007-SUS | Fire Extinguisher #7, Low Lift Building, Switchgear Room, South Wall | FCL-SUSPENDED | Fire Prevention,Extinguisher | Fire Equipment | 46337 | FEQ | x
| FCL-FEQ-FEQ-0008-SUS | Fire Extinguisher #8, Low Lift PS Building, Store Room | FCL-SES-FEQ-SUS | Fire Prevention,Extinguisher | Fire Equipment | 46338 | FEQ | x
| FCL-FEQ-FEQ-0010-SUS | Fire Extinguisher #10, Low Lift Building, Basement B1, Pump Room S/W Wall | FCL-SES-FEQ-SUS | Fire Prevention,Extinguisher | Fire Equipment | 46340 | FEQ | x
| FCL-FEQ-FEQ-0010-SUS | Fire Extinguisher #10, Low Lift Building, Basement B1, Pump Room S/W Wall | FCL-SUSPENDED | Fire Prevention,Extinguisher | Fire Equipment | 46340 | FEQ | x
| FCL-FEQ-FEQ-0013-SUS | Fire Extinguisher #13, Dry Chemical Building, Oil Storage East Wall | FCL-SES-FEQ-SUS | Fire Prevention,Extinguisher | Fire Equipment | 46343 | FEQ | x
| FCL-FEQ-FEQ-0014-SUS | Fire Extinguisher #14, Unloading Door S/E Wall, Dry Chemical Building | FCL-SUSPENDED | Fire Prevention,Extinguisher | Fire Equipment | 46344 | FEQ | x
| FCL-FEQ-FEQ-0017-SUS | Fire Extinguisher #17, Low Lift PS Building, Lunchroom Wall | FCL-SES-FEQ-SUS | Fire Prevention,Extinguisher | Fire Equipment | 46347 | FEQ | x
| FCL-FEQ-FEQ-0019-SUS | Fire Extinguisher #19, Flocculation Tanks S/W Wall | FCL-SES-FEQ-SUS | Fire Prevention,Extinguisher | Fire Equipment | 46349 | FEQ | x
| FCL-FEQ-FEQ-0019-SUS | Fire Extinguisher #19, Flocculation Tanks S/W Wall | FCL-SUSPENDED | Fire Prevention,Extinguisher | Fire Equipment | 46349 | FEQ | x
| FCL-FEQ-FEQ-0020-SUS | Fire Extinguisher #20, Flocculation Tanks N/W Wall | FCL-SES-FEQ-SUS | Fire Prevention,Extinguisher | Fire Equipment | 46350 | FEQ | x
| FCL-FEQ-FEQ-0020-SUS | Fire Extinguisher #20, Flocculation Tanks N/W Wall | FCL-SUSPENDED | Fire Prevention,Extinguisher | Fire Equipment | 46350 | FEQ | x
| FCL-FEQ-FEQ-0021-SUS | Fire Extinguisher #21, Flocculation Tanks N/E Wall | FCL-SES-FEQ-SUS | Fire Prevention,Extinguisher | Fire Equipment | 46351 | FEQ | x
| FCL-FEQ-FEQ-0021-SUS | Fire Extinguisher #21, Flocculation Tanks N/E Wall | FCL-SUSPENDED | Fire Prevention,Extinguisher | Fire Equipment | 46351 | FEQ | x
| FCL-FEQ-FEQ-0023-SUS | Fire Extinguisher #23, Filter Gallery S/W Wall | FCL-SES-FEQ-SUS | Fire Prevention,Extinguisher | Fire Equipment | 46353 | FEQ | x
| FCL-FEQ-FEQ-0023-SUS | Fire Extinguisher #23, Filter Gallery S/W Wall | FCL-SUSPENDED | Fire Prevention,Extinguisher | Fire Equipment | 46353 | FEQ | x
| FCL-FEQ-FEQ-0024-SUS | Fire Extinguisher #24, Filter Gallery Rotunda | FCL-SES-FEQ-SUS | Fire Prevention,Extinguisher | Fire Equipment | 46354 | FEQ | x
| FCL-FEQ-FEQ-0024-SUS | Fire Extinguisher #24, Filter Gallery Rotunda | FCL-SUSPENDED | Fire Prevention,Extinguisher | Fire Equipment | 46354 | FEQ | x
| FCL-FEQ-FEQ-0025-SUS | Fire Extinguisher #25, Filter Gallery N/W Wall | FCL-SUSPENDED | Fire Prevention,Extinguisher | Fire Equipment | 46355 | FEQ | x
| FCL-FEQ-FEQ-0026-SUS | Fire Extinguisher #26, Surge Tank Building, Compressor Room N/W Wall | FCL-SUSPENDED | Fire Prevention,Extinguisher | Fire Equipment | 46356 | FEQ | x
| FCL-FEQ-FEQ-0028-SUS | Fire Extinguisher #28, High Lift Building, Pump Room Gallery South Wall | FCL-SES-FEQ-SUS | Fire Prevention,Extinguisher | Fire Equipment | 46358 | FEQ | x
| FCL-FEQ-FEQ-0028-SUS | Fire Extinguisher #28, High Lift Building, Pump Room Gallery South Wall | FCL-SUSPENDED | Fire Prevention,Extinguisher | Fire Equipment | 46358 | FEQ | x
| FCL-FEQ-FEQ-0029-SUS | Fire Extinguisher #29, High Lift Building, Pump Room Gallery S/E Wall | FCL-SUSPENDED | Fire Prevention,Extinguisher | Fire Equipment | 46359 | FEQ | x
| FCL-FEQ-FEQ-0032-SUS | Fire Extinguisher #32, Control Room Back Hall South Exit | FCL-SES-FEQ-SUS | Fire Prevention,Extinguisher | Fire Equipment | 46362 | FEQ | x
| FCL-FEQ-FEQ-0032-SUS | Fire Extinguisher #32, Control Room Back Hall South Exit | FCL-SUSPENDED | Fire Prevention,Extinguisher | Fire Equipment | 46362 | FEQ | x
| FCL-FEQ-FEQ-0035-SUS | Fire Extinguisher #35, Filter Gallery, South Corridor | FCL-SES-FEQ-SUS | Fire Prevention,Extinguisher | Fire Equipment | 46365 | FEQ | x
| FCL-FEQ-FEQ-0036-SUS | Fire Extinguisher #36, Admin Building, Basement B1, Cableway Corridor, Near Men's Washroom | FCL-SES-FEQ-SUS | Fire Prevention,Extinguisher | Fire Equipment | 46366 | FEQ | x
| FCL-FEQ-FEQ-0036-SUS | Fire Extinguisher #36, Admin Building, Basement B1, Cableway Corridor, Near Men's Washroom | FCL-SUSPENDED | Fire Prevention,Extinguisher | Fire Equipment | 46366 | FEQ | x
| FCL-FEQ-FEQ-0037-SUS | Fire Extinguisher #37, Admin Building, Basement B1, Cableway Corridor, Near Switchgear Room West Door | FCL-SES-FEQ-SUS | Fire Prevention,Extinguisher | Fire Equipment | 46367 | FEQ | x
| FCL-FEQ-FEQ-0038-SUS | Fire Extinguisher #38, Admin Building, Basement B1, Cableway Corridor to Gaseous Building | FCL-SES-FEQ-SUS | Fire Prevention,Extinguisher | Fire Equipment | 46368 | FEQ | x
| FCL-FEQ-FEQ-0038-SUS | Fire Extinguisher #38, Admin Building, Basement B1, Cableway Corridor to Gaseous Building | FCL-SUSPENDED | Fire Prevention,Extinguisher | Fire Equipment | 46368 | FEQ | x
| FCL-FEQ-FEQ-0039-SUS | Fire Extinguisher #39, Gaseous Building Basement Corridor, Near Switchgear Room North/East Door | FCL-SUSPENDED | Fire Prevention,Extinguisher | Fire Equipment | 46369 | FEQ | x
| FCL-FEQ-FEQ-0041-SUS | Fire Extinguisher #41, Admin Building Basement B1, West Corridor, Near Electric Shop | FCL-SES-FEQ-SUS | Fire Prevention,Extinguisher | Fire Equipment | 46371 | FEQ | x
| FCL-FEQ-FEQ-0041-SUS | Fire Extinguisher #41, Admin Building Basement B1, West Corridor, Near Electric Shop | FCL-SUSPENDED | Fire Prevention,Extinguisher | Fire Equipment | 46371 | FEQ | x
| FCL-FEQ-FEQ-0042-SUS | Fire Extinguisher #42, TW Basement B2, Near Elevator | FCL-SES-FEQ-SUS | Fire Prevention,Extinguisher | Fire Equipment | 46372 | FEQ | x
| FCL-FEQ-FEQ-0042-SUS | Fire Extinguisher #42, TW Basement B2, Near Elevator | FCL-SUSPENDED | Fire Prevention,Extinguisher | Fire Equipment | 46372 | FEQ | x
| FCL-FEQ-FEQ-0043-SUS | Fire Extinguisher #43, Venturi Room Corridor West, North Wall, TW Basement B2 | FCL-SUSPENDED | Fire Prevention,Extinguisher | Fire Equipment | 46373 | FEQ | x
| FCL-FEQ-FEQ-0044-SUS | Fire Extinguisher #44,TW Basement B2, Venturi Room Corridor East, South Wall | FCL-SUSPENDED | Fire Prevention,Extinguisher | Fire Equipment | 46374 | FEQ | x
| FCL-FEQ-FEQ-0046-SUS | Fire Extinguisher #46, Pump Room S/W Wall, High Lift PS Basement | FCL-SES-FEQ-SUS | Fire Prevention,Extinguisher | Fire Equipment | 46376 | FEQ | x
| FCL-FEQ-FEQ-0046-SUS | Fire Extinguisher #46, Pump Room S/W Wall, High Lift PS Basement | FCL-SUSPENDED | Fire Prevention,Extinguisher | Fire Equipment | 46376 | FEQ | x
| FCL-FEQ-FEQ-0047-SUS | Fire Extinguisher #47,Pipe Room West, High Lift PS Basement | FCL-SUSPENDED | Fire Prevention,Extinguisher | Fire Equipment | 46377 | FEQ | x
| FCL-FEQ-FEQ-0048-SUS | Fire Extinguisher #48, Compressor Room, High Lift, TW Basement B2 | FCL-SES-FEQ-SUS | Fire Prevention,Extinguisher | Fire Equipment | 46378 | FEQ | x
| FCL-FEQ-FEQ-0048-SUS | Fire Extinguisher #48, Compressor Room, High Lift, TW Basement B2 | FCL-SUSPENDED | Fire Prevention,Extinguisher | Fire Equipment | 46378 | FEQ | x
| FCL-FEQ-FEQ-0049-SUS | Fire Extinguisher #49, Gaseous Chemical Building, 1st Floor,Elevator Corridor, S/W Wall | FCL-SUSPENDED | Fire Prevention,Extinguisher | Fire Equipment | 46379 | FEQ | x
| FCL-FEQ-FEQ-0050-SUS | Fire Extinguisher #50, Gaseous Chemical Building, 2nd Floor, Elevator Corridor, S/E Wall | FCL-SES-FEQ-SUS | Fire Prevention,Extinguisher | Fire Equipment | 46380 | FEQ | x
| FCL-FEQ-FEQ-0051-SUS | Fire Extinguisher #51, Gaseous Chemical Building, 3rd Floor, Elevator Corridor South Wall | FCL-SES-FEQ-SUS | Fire Prevention,Extinguisher | Fire Equipment | 46381 | FEQ | x
| FCL-FEQ-FEQ-0051-SUS | Fire Extinguisher #51, Gaseous Chemical Building, 3rd Floor, Elevator Corridor South Wall | FCL-SUSPENDED | Fire Prevention,Extinguisher | Fire Equipment | 46381 | FEQ | x
| FCL-FEQ-FEQ-0052-SUS | Fire Extinguisher #52, Gaseous Chemical Building, 3rd Floor, Scrubber Room North Wall | FCL-SES-FEQ-SUS | Fire Prevention,Extinguisher | Fire Equipment | 46382 | FEQ | x
| FCL-FEQ-FEQ-0052-SUS | Fire Extinguisher #52, Gaseous Chemical Building, 3rd Floor, Scrubber Room North Wall | FCL-SUSPENDED | Fire Prevention,Extinguisher | Fire Equipment | 46382 | FEQ | x
| FCL-FEQ-FEQ-0053-SUS | Fire Extinguisher #53, 3rd Floor Computer Room Hallway, North Wall, Gaseous Chemical Building | FCL-SUSPENDED | Fire Prevention,Extinguisher | Fire Equipment | 46383 | FEQ | x
| FCL-FEQ-FEQ-0054-SUS | Fire Extinguisher #54, Gaseous Building, 3rd Floor, Cl & So2 Machine Room East Wall | FCL-SES-FEQ-SUS | Fire Prevention,Extinguisher | Fire Equipment | 46384 | FEQ | x
| FCL-FEQ-FEQ-0055-SUS | Fire Extinguisher #55, Cylinder Storage South West Entrance Corridor, Gaseous Chemical Building | FCL-SES-FEQ-SUS | Fire Prevention,Extinguisher | Fire Equipment | 46385 | FEQ | x
| FCL-FEQ-FEQ-0055-SUS | Fire Extinguisher #55, Cylinder Storage South West Entrance Corridor, Gaseous Chemical Building | FCL-SUSPENDED | Fire Prevention,Extinguisher | Fire Equipment | 46385 | FEQ | x
| FCL-FEQ-FEQ-0058-SUS | Fire Extinguisher #58, Filter Pipe Gallery, Middle | FCL-SES-FEQ-SUS | Fire Prevention,Extinguisher | Fire Equipment | 46388 | FEQ | x
| FCL-FEQ-FEQ-0058-SUS | Fire Extinguisher #58, Filter Pipe Gallery, Middle | FCL-SUSPENDED | Fire Prevention,Extinguisher | Fire Equipment | 46388 | FEQ | x
| FCL-FEQ-FEQ-0060-SUS | Fire Extinguisher #60, Store Room, Lower Level | FCL-SES-FEQ-SUS | Fire Prevention,Extinguisher | Fire Equipment | 46390 | FEQ | x
| FCL-FEQ-FEQ-0060-SUS | Fire Extinguisher #60, Store Room, Lower Level | FCL-SUSPENDED | Fire Prevention,Extinguisher | Fire Equipment | 46390 | FEQ | x
| FCL-FEQ-FEQ-0061-SUS | Fire Extinguisher #61, Store Room Shut Down | FCL-SUSPENDED | Fire Prevention,Extinguisher | Fire Equipment | 46391 | FEQ | x
| FCL-FEQ-FEQ-0062-SUS | Fire Extinguisher #62, RMF Centrifuge Building, Ground Floor, South Wall, Exit to Stairway | FCL-SES-FEQ-SUS | Fire Prevention,Extinguisher | Fire Equipment | 46392 | FEQ | x
| FCL-FEQ-FEQ-0062-SUS | Fire Extinguisher #62, RMF Centrifuge Building, Ground Floor, South Wall, Exit to Stairway | FCL-SUSPENDED | Fire Prevention,Extinguisher | Fire Equipment | 46392 | FEQ | x
| FCL-FEQ-FEQ-0065-SUS | Fire Extinguisher #65, Loading Area | FCL-SES-FEQ-SUS | Fire Prevention,Extinguisher | Fire Equipment | 46395 | FEQ | x
| FCL-FEQ-FEQ-0065-SUS | Fire Extinguisher #65, Loading Area | FCL-SUSPENDED | Fire Prevention,Extinguisher | Fire Equipment | 46395 | FEQ | x
| FCL-FEQ-FEQ-0067-SUS | Fire Extinguisher #67, Admin Building, 2nd Floor Office Corridor 217 | FCL-SES-FEQ-SUS | Fire Prevention,Extinguisher | Fire Equipment | 46397 | FEQ | x
| FCL-FEQ-FEQ-0068-SUS | Fire Extinguisher #68, Admin Building, 2nd Floor S/W of Kitchen | FCL-SES-FEQ-SUS | Fire Prevention,Extinguisher | Fire Equipment | 46398 | FEQ | x
| FCL-FEQ-FEQ-0068-SUS | Fire Extinguisher #68, Admin Building, 2nd Floor S/W of Kitchen | FCL-SUSPENDED | Fire Prevention,Extinguisher | Fire Equipment | 46398 | FEQ | x
| FCL-FEQ-FEQ-0069-SUS | Fire Extinguisher #69, Admin Building, 2nd Floor S/E of Kitchen | FCL-SES-FEQ-SUS | Fire Prevention,Extinguisher | Fire Equipment | 46399 | FEQ | x
| FCL-FEQ-FEQ-0069-SUS | Fire Extinguisher #69, Admin Building, 2nd Floor S/E of Kitchen | FCL-SUSPENDED | Fire Prevention,Extinguisher | Fire Equipment | 46399 | FEQ | x
| FCL-FEQ-FEQ-0070-SUS | Fire Extinguisher #70, Admin Building, 2nd Floor at Office Elevator | FCL-SES-FEQ-SUS | Fire Prevention,Extinguisher | Fire Equipment | 46400 | FEQ | x
| FCL-FEQ-FEQ-0071-SUS | Fire Extinguisher #71, Admin Building, 2nd Floor at Office Photocopier | FCL-SES-FEQ-SUS | Fire Prevention,Extinguisher | Fire Equipment | 46401 | FEQ | x
| FCL-FEQ-FEQ-0073-SUS | Fire Extinguisher #73, Admin Building, 1st Floor Main Entrance | FCL-SUSPENDED | Fire Prevention,Extinguisher | Fire Equipment | 46403 | FEQ | x
| FCL-FEQ-FEQ-0075-SUS | Fire Extinguisher #75, Admin Building, 1st Floor Lunch Room | FCL-SES-FEQ-SUS | Fire Prevention,Extinguisher | Fire Equipment | 46405 | FEQ | x
| FCL-FEQ-FEQ-0075-SUS | Fire Extinguisher #75, Admin Building, 1st Floor Lunch Room | FCL-SUSPENDED | Fire Prevention,Extinguisher | Fire Equipment | 46405 | FEQ | x
| FCL-FEQ-FEQ-0077-SUS | Fire Extinguisher #77, Admin Building, 2nd Floor Meeting Room | FCL-SES-FEQ-SUS | Fire Prevention,Extinguisher | Fire Equipment | 46407 | FEQ | x
| FCL-FEQ-FEQ-0077-SUS | Fire Extinguisher #77, Admin Building, 2nd Floor Meeting Room | FCL-SUSPENDED | Fire Prevention,Extinguisher | Fire Equipment | 46407 | FEQ | x
| FCL-FEQ-FEQ-0080-SUS | Fire Extinguisher #80, Admin Building, 2nd Floor Furnace Room | FCL-SES-FEQ-SUS | Fire Prevention,Extinguisher | Fire Equipment | 46408 | FEQ | x
| FCL-FEQ-FEQ-0091-SUS | Fire Extinguisher #91, Admin Building, Hydro Room | FCL-SES-FEQ-SUS | Fire Prevention,Extinguisher | Fire Equipment | 46409 | FEQ | x
| FCL-FEQ-FEQ-0091-SUS | Fire Extinguisher #91, Admin Building, Hydro Room | FCL-SUSPENDED | Fire Prevention,Extinguisher | Fire Equipment | 46409 | FEQ | x
| FCL-FEQ-FEQ-0093-SUS | Fire Extinguisher #93, RMF Building, Hallway Thickener No.1 East Wall | FCL-SES-FEQ-SUS | Fire Prevention,Extinguisher | Fire Equipment | 46411 | FEQ | x
| FCL-FEQ-FEQ-0093-SUS | Fire Extinguisher #93, RMF Building, Hallway Thickener No.1 East Wall | FCL-SUSPENDED | Fire Prevention,Extinguisher | Fire Equipment | 46411 | FEQ | x
| FCL-FEQ-FEQ-0095-SUS | Fire Extinguisher #95, RMF Building Hallway, Clarifier No.2 East Wall | FCL-SES-FEQ-SUS | Fire Prevention,Extinguisher | Fire Equipment | 46413 | FEQ | x
| FCL-FEQ-FEQ-0097-SUS | Fire Extinguisher #97, RMF Building Hallway, Clarifier No.1 East Wall | FCL-SUSPENDED | Fire Prevention,Extinguisher | Fire Equipment | 46415 | FEQ | x
| FCL-FEQ-FEQ-0098-SUS | Fire Extinguisher #98, TOW Motor | FCL-SES-FEQ-SUS | Fire Prevention,Extinguisher | Fire Equipment | 46416 | FEQ | x
| FCL-FEQ-FEQ-0098-SUS | Fire Extinguisher #98, TOW Motor | FCL-SUSPENDED | Fire Prevention,Extinguisher | Fire Equipment | 46416 | FEQ | x
| FCL-FEQ-FEQ-0100-SUS | Fire Extinguisher #100, Spare | FCL-SES-FEQ-SUS | Fire Prevention,Extinguisher | Fire Equipment | 46418 | FEQ | x
| FCL-FEQ-FEQ-0100-SUS | Fire Extinguisher #100, Spare | FCL-SUSPENDED | Fire Prevention,Extinguisher | Fire Equipment | 46418 | FEQ | x
| FCL-FEQ-FEQ-0101-SUS | Fire Extinguisher #101, Spare | FCL-SES-FEQ-SUS | Fire Prevention,Extinguisher | Fire Equipment | 46419 | FEQ | x
| FCL-FEQ-FEQ-0101-SUS | Fire Extinguisher #101, Spare | FCL-SUSPENDED | Fire Prevention,Extinguisher | Fire Equipment | 46419 | FEQ | x
| FCL-FEQ-FEQ-0102-SUS | Fire Extinguisher #102, Gaseous Chemical Building, Chlorine Tank Room Entrance | FCL-SUSPENDED | Fire Prevention,Extinguisher | Fire Equipment | 46420 | FEQ | x
| FCL-SES-FEQ-1-SUS | Sprinkler System 1 (B2 Basement) | FCL-SES-FA-0001A |  | Fire Equipment | 46434 | FEQ | x
| FCL-SES-FEQ-1-SUS | Sprinkler System 1 (B2 Basement) | FCL-SUSPENDED |  | Fire Equipment | 46434 | FEQ | x
| FCL-SES-FEQ-2-SUS | Sprinkler System 2 (1st Floor) | FCL-SES |  | Fire Equipment | 46435 | FEQ | x
| FCL-SES-FEQ-3 | Sprinkler System 3 | FCL-SES-FA-0001A |  | Fire Equipment |  | FEQ | http://www.toronto.ca/TWONTO#00352
| FCL-SES-FEQ-SUS | Portable Fire Extinguishers | FCL-SES-FP-0001 | Damper/Louver | Fire Equipment | 46424 |  | x
49602 | FCL-ELS-LN-0002 | Switch, Main, Line 2, Plant Power Supply Line 2 (30M10) East Pole | FCL-ELS | Switch | Power Distribution Panel |  | LN | http://www.toronto.ca/TWONTO#00186 |  | Electrical Distribution
| COL-BEB-FA-0001S | Fire Alarm System, Drywell | COL-BEB | Fire Prevention,Alarm | Fire Equipment | 42916 | FA | x
| COL-BEB-FA-0001S | Fire Alarm System, Drywell | COL-W-OBSOLETE | Fire Prevention,Alarm | Fire Equipment | 42916 | FA | x
| FE-45883 | Extinguisher, Fire, SN# 45883, Halon, Control Room, Blower Building | TAB-SUSPENDED ENTITY | Fire Prevention,Extinguisher | Fire Equipment | 32970 |  | x
| FE-45883 | Extinguisher, Fire, SN# 45883, Halon, Control Room, Blower Building | TAB-WA7-FEQ-0012S | Fire Prevention,Extinguisher | Fire Equipment | 32970 |  | x
| FE-6856S | Extinguisher, Fire, SN#6856, Carbon Dioxide, 2nd Floor, Digestion Tank 5 - 8 | TAB-SUSPENDED ENTITY | Fire Prevention,Extinguisher | Fire Equipment | 41340 |  | x
| COL-PBG-FA-0001S | Fire Alarm | COL-PBG |  | Fire Equipment | 42963 | FA | x
| COL-PBG-FEQ-0001S | Fire Prevention, Extinguisher | COL-PBG-MISC | Fire Prevention,Extinguisher | Fire Equipment | 40913 | FEQ | x
| COL-PBG-FEQ-0001S | Fire Prevention, Extinguisher | COL-W-OBSOLETE | Fire Prevention,Extinguisher | Fire Equipment | 40913 | FEQ | x
| COL-PBP-FEQ-0001S | Fire Prevention, Extinguisher | COL-PBP | Fire Prevention,Extinguisher | Fire Equipment | 41313 | FEQ | x
| FHA-FEQ-ALR-0001-SUS | Fire Alarm Control System/Sprinkler | FHA-SES | Fire Prevention,Hydrant | Fire Equipment | 43865 | ALR | x
| FHA-FEQ-ALR-0001-SUS | Fire Alarm Control System/Sprinkler | FHA-SUSPENDED | Fire Prevention,Hydrant | Fire Equipment | 43865 | ALR | x
| FHA-FEQ-ALR-0002-SUS | Fire Alarm Control System/Sprinkler | FHA-SUSPENDED | Fire Prevention,Hydrant | Fire Equipment | 43866 | ALR | x
| WTR-WEST-PS | Work Area 3 WEST Pumping Stations | WTR-WEST |  |  |  |  | http://www.toronto.ca/TWONTO#00260 | Process | Water Supply Work Area 3 WEST
| FHA-FEQ-FEQ-0101 | Fire Extinguisher #101, Service Building, East Stair Way, Near Receiving Room | FHA-SES-FEQ | Fire Prevention,Extinguisher | Fire Equipment | 43867 | FEQ | x
| FHA-FEQ-FEQ-0102 | Fire Extinguisher #102, Service Building, WMS Room | FHA-SUSPENDED | Fire Prevention,Extinguisher | Fire Equipment | 43868 | FEQ | x
| FHA-FEQ-FEQ-0103 | Fire Extinguisher #103, Service Building, Corridor Near WMS Room | FHA-SES-FEQ | Fire Prevention,Extinguisher | Fire Equipment | 43869 | FEQ | x
| FHA-FEQ-FEQ-0105 | Fire Extinguisher #105, RMF Facility, 3rd Floor, Mid Hallway, Centre East | FHA-SUSPENDED | Fire Prevention,Extinguisher | Fire Equipment | 43871 | FEQ | x
| FHA-FEQ-FEQ-0106 | Fire Extinguisher #106, Filter Building, 2nd Floor, Chemical Feed Room, North | FHA-SES-FEQ | Fire Prevention,Extinguisher | Fire Equipment | 43872 | FEQ | x
| FHA-FEQ-FEQ-0107 | Fire Extinguisher #107, Filter Building, 2nd Floor, Chemical Feed Room, South | FHA-SUSPENDED | Fire Prevention,Extinguisher | Fire Equipment | 43873 | FEQ | x
| FHA-FEQ-FSP-0402 | FHA-SES-FH-0002 - Fire Standpipe & Hose 2 | FHA-SES-FH | Fire Prevention,Hose | Fire Equipment |  | FSP | http://www.toronto.ca/TWONTO#00351
| FHA-FEQ-FSP-0406 | FHA-SES-FH-0006 - Fire Standpipe & Hose 6 | FHA-SES-FH | Fire Prevention,Hose | Fire Equipment |  | FSP | http://www.toronto.ca/TWONTO#00351
| FHA-FEQ-FSP-0407 | FHA-SES-FH-0007 - Fire Standpipe & Hose 7 | FHA-SES-FH | Fire Prevention,Hose | Fire Equipment |  | FSP | http://www.toronto.ca/TWONTO#00351
| FHA-FEQ-FSP-0408 | FHA-SES-FH-0008 - Fire Standpipe & Hose 8 | FHA-SES-FH | Fire Prevention,Hose | Fire Equipment |  | FSP | http://www.toronto.ca/TWONTO#00351
| COL-PCF-FA-0001AS | Heat Detector, Kiosk, Fire Alarm, FA-0001A | COL-W-OBSOLETE | Transmitter | Fire Equipment | 42990 | FA | x
| COL-PCF-FA-0001S | Smoke Detector, Kiosk, Fire Alarm, FA-0001 | COL-PCF-MISC | Transmitter | Fire Equipment | 42989 | FA | x
| COL-PCF-FA-0002S | Smoke Detector, Drywell ,Fire Alarm, FA-0002 | COL-PCF | Transmitter | Fire Equipment | 42991 | FA | x
| COL-PCF-FA-0002S | Smoke Detector, Drywell ,Fire Alarm, FA-0002 | COL-W-OBSOLETE | Transmitter | Fire Equipment | 42991 | FA | x
| FHA-SES-FE-0001 | Fire Hydrant - Red - 2 2-1/2" Hose Nozzle | FHA-SUSPENDED | Fire Prevention,Hydrant | Fire Equipment | 33754 | FE | x
| FHA-SES-FE-0002 | Fire Hydrant - Red - 2 2-1/2" Hose Nozzle | FHA-SUSPENDED | Fire Prevention,Hydrant | Fire Equipment | 33755 | FE | x
| FHA-SES-FE-0003 | Fire Hydrant - Red - 2 2-1/2" Hose Nozzle | FHA-SES-FE | Fire Prevention,Hydrant | Fire Equipment | 33756 | FE | x
| FHA-SES-FE-0004 | Fire Hydrant - Red - 2 2-1/2" Hose Nozzle | FHA-SUSPENDED | Fire Prevention,Hydrant | Fire Equipment | 33757 | FE | x
| FHA-SES-FE-0005 | Fire Hydrant - Red - 2 2-1/2" Hose Nozzle | FHA-SUSPENDED | Fire Prevention,Hydrant | Fire Equipment | 33758 | FE | x
| FHA-SES-FE-0006 | Fire Hydrant - Red - 2 2-1/2" Hose Nozzle | FHA-SES-FE | Fire Prevention,Hydrant | Fire Equipment | 33759 | FE | x
| FHA-SES-FEQ-0001 | Fire Extinguisher #1 AT-389706 | FHA-SES-FEQ | Fire Prevention,Extinguisher | Fire Equipment | 43874 | FEQ | x
| FHA-SES-FEQ-0001 | Fire Extinguisher #1 AT-389706 | FHA-SUSPENDED | Fire Prevention,Extinguisher | Fire Equipment | 43874 | FEQ | x
| FHA-SES-FEQ-0002 | Fire Extinguisher #2 AT-389719 | FHA-SES-FEQ | Fire Prevention,Extinguisher | Fire Equipment | 43875 | FEQ | x
| FHA-SES-FEQ-0003 | Fire Extinguisher #3 A 34874370 | FHA-SES-FEQ | Fire Prevention,Extinguisher | Fire Equipment | 43876 | FEQ | x
| FHA-SES-FEQ-0004 | Fire Extinguisher #4 091493 | FHA-SUSPENDED | Fire Prevention,Extinguisher | Fire Equipment | 43877 | FEQ | x
| FHA-SES-FEQ-0005 | Fire Extinguisher #5 AV-670955 | FHA-SES-FEQ | Fire Prevention,Extinguisher | Fire Equipment | 43878 | FEQ | x
| FHA-SES-FEQ-0006 | Fire Extinguisher #6 AV-670959 | FHA-SUSPENDED | Fire Prevention,Extinguisher | Fire Equipment | 43879 | FEQ | x
| FHA-SES-FEQ-0007 | Fire Extinguisher #7 003339 | FHA-SES-FEQ | Fire Prevention,Extinguisher | Fire Equipment | 43880 | FEQ | x
| FHA-SES-FEQ-0008 | Fire Extinguisher #8 AV-670960 | FHA-SUSPENDED | Fire Prevention,Extinguisher | Fire Equipment | 43881 | FEQ | x
| FHA-SES-FEQ-0009 | Fire Extinguisher #9 AV-670963 | FHA-SES-FEQ | Fire Prevention,Extinguisher | Fire Equipment | 43882 | FEQ | x
| FHA-SES-FEQ-0010 | Fire Extinguisher #10 285039 | FHA-SES-FEQ | Fire Prevention,Extinguisher | Fire Equipment | 43883 | FEQ | x
| FHA-SES-FEQ-0011 | Fire Extinguisher #11 AV-670946 | FHA-SUSPENDED | Fire Prevention,Extinguisher | Fire Equipment | 43884 | FEQ | x
| FHA-SES-FEQ-0012 | Fire Extinguisher #12 AV-670972 | FHA-SES-FEQ | Fire Prevention,Extinguisher | Fire Equipment | 43885 | FEQ | x
| FHA-SES-FEQ-0013 | Fire Extinguisher #13 AV-670943 | FHA-SES-FEQ | Fire Prevention,Extinguisher | Fire Equipment | 43886 | FEQ | x
| FHA-SES-FEQ-0013 | Fire Extinguisher #13 AV-670943 | FHA-SUSPENDED | Fire Prevention,Extinguisher | Fire Equipment | 43886 | FEQ | x
| FHA-SES-FEQ-0014 | Fire Extinguisher #14 AV-670973 | FHA-SES-FEQ | Fire Prevention,Extinguisher | Fire Equipment | 43887 | FEQ | x
| FHA-SES-FEQ-0015 | Fire Extinguisher #15 A 35420313 | FHA-SUSPENDED | Fire Prevention,Extinguisher | Fire Equipment | 43888 | FEQ | x
| FHA-SES-FEQ-0016 | Fire Extinguisher #16 A 3542012 | FHA-SES-FEQ | Fire Prevention,Extinguisher | Fire Equipment | 43889 | FEQ | x
| FHA-SES-FEQ-0017 | Fire Extinguisher #17 Sr # 35420307 | FHA-SES-FEQ | Fire Prevention,Extinguisher | Fire Equipment | 43890 | FEQ | x
| FHA-SES-FEQ-0018 | Fire Extinguisher #18 35420308 | FHA-SES-FEQ | Fire Prevention,Extinguisher | Fire Equipment | 43891 | FEQ | x
| FHA-SES-FEQ-0019 | Fire Extinguisher #19 A354220285 | FHA-SES-FEQ | Fire Prevention,Extinguisher | Fire Equipment | 43892 | FEQ | x
| FHA-SES-FEQ-0020 | Fire Extinguisher #20 91865 | FHA-SES-FEQ | Fire Prevention,Extinguisher | Fire Equipment | 43893 | FEQ | x
| FHA-SES-FEQ-0022 | Fire Extinguisher #22 BY-39814 | FHA-SES-FEQ | Fire Prevention,Extinguisher | Fire Equipment | 43895 | FEQ | x
| FHA-SES-FEQ-0022 | Fire Extinguisher #22 BY-39814 | FHA-SUSPENDED | Fire Prevention,Extinguisher | Fire Equipment | 43895 | FEQ | x
| FHA-SES-FEQ-0023 | Fire Extinguisher #23 A35420292 | FHA-SES-FEQ | Fire Prevention,Extinguisher | Fire Equipment | 43896 | FEQ | x
| FHA-SES-FEQ-0025 | Fire Extinguisher #25 A32979937 | FHA-SUSPENDED | Fire Prevention,Extinguisher | Fire Equipment | 43898 | FEQ | x
| FHA-SES-FEQ-0026 | Fire Extinguisher #26 A35420245 | FHA-SUSPENDED | Fire Prevention,Extinguisher | Fire Equipment | 43899 | FEQ | x
| FHA-SES-FEQ-0027 | Fire Extinguisher #27 A35420328 | FHA-SES-FEQ | Fire Prevention,Extinguisher | Fire Equipment | 43900 | FEQ | x
| FHA-SES-FEQ-0028 | Fire Extinguisher #28 A34874341 | FHA-SUSPENDED | Fire Prevention,Extinguisher | Fire Equipment | 43901 | FEQ | x
| FHA-SES-FEQ-0029 | Fire Extinguisher #29 A35420301 | FHA-SUSPENDED | Fire Prevention,Extinguisher | Fire Equipment | 43902 | FEQ | x
| FHA-SES-FEQ-0030 | Fire Extinguisher #30 A35420297 | FHA-SES-FEQ | Fire Prevention,Extinguisher | Fire Equipment | 43903 | FEQ | x
| FHA-SES-FEQ-0030 | Fire Extinguisher #30 A35420297 | FHA-SUSPENDED | Fire Prevention,Extinguisher | Fire Equipment | 43903 | FEQ | x
| FHA-SES-FEQ-0031 | Fire Extinguisher #31 A35420267 | FHA-SES-FEQ | Fire Prevention,Extinguisher | Fire Equipment | 43904 | FEQ | x
| FHA-SES-FEQ-0032 | Fire Extinguisher #32 A35420311 | FHA-SES-FEQ | Fire Prevention,Extinguisher | Fire Equipment | 43905 | FEQ | x
| FHA-SES-FEQ-0032 | Fire Extinguisher #32 A35420311 | FHA-SUSPENDED | Fire Prevention,Extinguisher | Fire Equipment | 43905 | FEQ | x
| FHA-SES-FEQ-0033 | Fire Extinguisher #33 A35420289 | FHA-SUSPENDED | Fire Prevention,Extinguisher | Fire Equipment | 43906 | FEQ | x
| FHA-SES-FEQ-0034 | Fire Extinguisher #34 A35420275 | FHA-SUSPENDED | Fire Prevention,Extinguisher | Fire Equipment | 43907 | FEQ | x
| FHA-SES-FEQ-0036 | Fire Extinguisher #36 A35420305 | FHA-SUSPENDED | Fire Prevention,Extinguisher | Fire Equipment | 43909 | FEQ | x
| FHA-SES-FEQ-0037 | Fire Extinguisher #37 A35420322 | FHA-SES-FEQ | Fire Prevention,Extinguisher | Fire Equipment | 43910 | FEQ | x
| FHA-SES-FEQ-0037 | Fire Extinguisher #37 A35420322 | FHA-SUSPENDED | Fire Prevention,Extinguisher | Fire Equipment | 43910 | FEQ | x
| FHA-SES-FEQ-0038 | Fire Extinguisher #38 A35420284 | FHA-SES-FEQ | Fire Prevention,Extinguisher | Fire Equipment | 43911 | FEQ | x
| FHA-SES-FEQ-0039 | Fire Extinguisher #39 19823 | FHA-SES-FEQ | Fire Prevention,Extinguisher | Fire Equipment | 43912 | FEQ | x
| FHA-SES-FEQ-0040 | Fire Extinguisher #40 X-830319 | FHA-SES-FEQ | Fire Prevention,Extinguisher | Fire Equipment | 43913 | FEQ | x
| FHA-SES-FEQ-0040 | Fire Extinguisher #40 X-830319 | FHA-SUSPENDED | Fire Prevention,Extinguisher | Fire Equipment | 43913 | FEQ | x
| FHA-SES-FEQ-0041 | Fire Extinguisher #41 19712 | FHA-SES-FEQ | Fire Prevention,Extinguisher | Fire Equipment | 43914 | FEQ | x
| FHA-SES-FEQ-0041 | Fire Extinguisher #41 19712 | FHA-SUSPENDED | Fire Prevention,Extinguisher | Fire Equipment | 43914 | FEQ | x
| FHA-SES-FEQ-0042 | Fire Extinguisher #42 AV-670971 | FHA-SES-FEQ | Fire Prevention,Extinguisher | Fire Equipment | 43915 | FEQ | x
| FHA-SES-FEQ-0042 | Fire Extinguisher #42 AV-670971 | FHA-SUSPENDED | Fire Prevention,Extinguisher | Fire Equipment | 43915 | FEQ | x
| FHA-SES-FEQ-0043 | Fire Extinguisher #43 22791 | FHA-SES-FEQ | Fire Prevention,Extinguisher | Fire Equipment | 43916 | FEQ | x
| FHA-SES-FEQ-0044 | Fire Extinguisher #44 22800 | FHA-SUSPENDED | Fire Prevention,Extinguisher | Fire Equipment | 43917 | FEQ | x
| FHA-SES-FEQ-0045 | Fire Extinguisher #45 VV-755083 | FHA-SUSPENDED | Fire Prevention,Extinguisher | Fire Equipment | 43918 | FEQ | x
| FHA-SES-FEQ-0046 | Fire Extinguisher #46 22801 | FHA-SUSPENDED | Fire Prevention,Extinguisher | Fire Equipment | 43919 | FEQ | x
| FHA-SES-FEQ-0047 | Fire Extinguisher #47 22785 | FHA-SUSPENDED | Fire Prevention,Extinguisher | Fire Equipment | 43920 | FEQ | x
| FHA-SES-FEQ-0049 | Fire Extinguisher #49 22782 | FHA-SUSPENDED | Fire Prevention,Extinguisher | Fire Equipment | 43922 | FEQ | x
| FHA-SES-FEQ-0051 | Fire Extinguisher #51 22795 | FHA-SES-FEQ | Fire Prevention,Extinguisher | Fire Equipment | 43924 | FEQ | x
| FHA-SES-FEQ-0052 | Fire Extinguisher #52 0091491 | FHA-SUSPENDED | Fire Prevention,Extinguisher | Fire Equipment | 43925 | FEQ | x
| FHA-SES-FEQ-0053 | Fire Extinguisher # 043618 | FHA-SUSPENDED | Fire Prevention,Extinguisher | Fire Equipment | 43926 | FEQ | x
| FHA-SES-FEQ-0054 | Fire Extinguisher #54 ZE-69220 | FHA-SUSPENDED | Fire Prevention,Extinguisher | Fire Equipment | 43927 | FEQ | x
| FHA-SES-FEQ-0055 | Fire Extinguisher #55 A35420295 | FHA-SUSPENDED | Fire Prevention,Extinguisher | Fire Equipment | 43928 | FEQ | x
| FHA-SES-FEQ-0057 | Fire Extinguisher #57 A35420300 | FHA-SES-FEQ | Fire Prevention,Extinguisher | Fire Equipment | 43930 | FEQ | x
| FHA-SES-FEQ-0057 | Fire Extinguisher #57 A35420300 | FHA-SUSPENDED | Fire Prevention,Extinguisher | Fire Equipment | 43930 | FEQ | x
| FHA-SES-FEQ-0058 | Fire Extinguisher #58 A35420298 | FHA-SES-FEQ | Fire Prevention,Extinguisher | Fire Equipment | 43931 | FEQ | x
| FHA-SES-FEQ-0059 | Fire Extinguisher #59 A35420334 | FHA-SUSPENDED | Fire Prevention,Extinguisher | Fire Equipment | 43932 | FEQ | x
| FHA-SES-FEQ-0060 | Fire Extinguisher #60 A35420247 | FHA-SES-FEQ | Fire Prevention,Extinguisher | Fire Equipment | 43933 | FEQ | x
| FHA-SES-FEQ-0060 | Fire Extinguisher #60 A35420247 | FHA-SUSPENDED | Fire Prevention,Extinguisher | Fire Equipment | 43933 | FEQ | x
| FHA-SES-FEQ-0061 | Fire Extinguisher #61 A35420336 | FHA-SES-FEQ | Fire Prevention,Extinguisher | Fire Equipment | 43934 | FEQ | x
| FHA-SES-FEQ-0063 | Fire Extinguisher #63 A35420291 | FHA-SES-FEQ | Fire Prevention,Extinguisher | Fire Equipment | 43936 | FEQ | x
| FHA-SES-FEQ-0063 | Fire Extinguisher #63 A35420291 | FHA-SUSPENDED | Fire Prevention,Extinguisher | Fire Equipment | 43936 | FEQ | x
| FHA-SES-FEQ-0064 | Fire Extinguisher #64 A35420327 | FHA-SES-FEQ | Fire Prevention,Extinguisher | Fire Equipment | 43937 | FEQ | x
| FHA-SES-FEQ-0064 | Fire Extinguisher #64 A35420327 | FHA-SUSPENDED | Fire Prevention,Extinguisher | Fire Equipment | 43937 | FEQ | x
| FHA-SES-FEQ-0065 | Fire Extinguisher #65 A35420290 | FHA-SUSPENDED | Fire Prevention,Extinguisher | Fire Equipment | 43938 | FEQ | x
| FHA-SES-FEQ-0066 | Fire Extinguisher #66 A35420324 | FHA-SES-FEQ | Fire Prevention,Extinguisher | Fire Equipment | 43939 | FEQ | x
| FHA-SES-FEQ-0067 | Fire Extinguisher #67 ZK-363882 | FHA-SES-FEQ | Fire Prevention,Extinguisher | Fire Equipment | 43940 | FEQ | x
| FHA-SES-FEQ-0070 | Fire Extinguisher #70 A35420309 | FHA-SES-FEQ | Fire Prevention,Extinguisher | Fire Equipment | 43943 | FEQ | x
| FHA-SES-FEQ-0071 | Fire Extinguisher #71 A35420337 | FHA-SUSPENDED | Fire Prevention,Extinguisher | Fire Equipment | 43944 | FEQ | x
| FHA-SES-FEQ-0072 | Fire Extinguisher #72 A35420277 | FHA-SES-FEQ | Fire Prevention,Extinguisher | Fire Equipment | 43945 | FEQ | x
| FHA-SES-FEQ-0073 | Fire Extinguisher #73 A35420270 | FHA-SUSPENDED | Fire Prevention,Extinguisher | Fire Equipment | 43946 | FEQ | x
| FHA-SES-FEQ-0074 | Fire Extinguisher #74 A35420255 | FHA-SES-FEQ | Fire Prevention,Extinguisher | Fire Equipment | 43947 | FEQ | x
| FHA-SES-FEQ-0075 | Fire Extinguisher #75 A 34718546 | FHA-SUSPENDED | Fire Prevention,Extinguisher | Fire Equipment | 43948 | FEQ | x
| FHA-SES-FEQ-0076 | Fire Extinguisher #76 A35420323 | FHA-SUSPENDED | Fire Prevention,Extinguisher | Fire Equipment | 43949 | FEQ | x
| FHA-SES-FEQ-0077 | Fire Extinguisher #77 A35420302 | FHA-SES-FEQ | Fire Prevention,Extinguisher | Fire Equipment | 43950 | FEQ | x
| FHA-SES-FEQ-0077 | Fire Extinguisher #77 A35420302 | FHA-SUSPENDED | Fire Prevention,Extinguisher | Fire Equipment | 43950 | FEQ | x
| FHA-SES-FEQ-0078 | Fire Extinguisher #78 A34718550 | FHA-SES-FEQ | Fire Prevention,Extinguisher | Fire Equipment | 43951 | FEQ | x
| FHA-SES-FEQ-0080 | Fire Extinguisher #80 A35420280 | FHA-SES-FEQ | Fire Prevention,Extinguisher | Fire Equipment | 43953 | FEQ | x
| FHA-SES-FEQ-0081 | Fire Extinguisher #81 3389256 | FHA-SES-FEQ | Fire Prevention,Extinguisher | Fire Equipment | 43954 | FEQ | x
| FHA-SES-FEQ-0082 | Fire Extinguisher #82 A35420250 | FHA-SES-FEQ | Fire Prevention,Extinguisher | Fire Equipment | 43955 | FEQ | x
| FHA-SES-FEQ-0082 | Fire Extinguisher #82 A35420250 | FHA-SUSPENDED | Fire Prevention,Extinguisher | Fire Equipment | 43955 | FEQ | x
| FHA-SES-FEQ-0083 | Fire Extinguisher #83 A35420244 | FHA-SES-FEQ | Fire Prevention,Extinguisher | Fire Equipment | 43957 | FEQ | x
| FHA-SES-FEQ-0086 | Fire Extinguisher #86 54885 | FHA-SUSPENDED | Fire Prevention,Extinguisher | Fire Equipment | 43960 | FEQ | x
| FHA-SES-FEQ-0087 | Fire Extinguisher #87 ZV-129455 | FHA-SES-FEQ | Fire Prevention,Extinguisher | Fire Equipment | 43961 | FEQ | x
| FHA-SES-FEQ-0088 | Fire Extinguisher #88 ZK-302246 | FHA-SES-FEQ | Fire Prevention,Extinguisher | Fire Equipment | 43962 | FEQ | x
| FHA-SES-FEQ-0091 | Fire Extinguisher #91 A33892756 | FHA-SES-FEQ | Fire Prevention,Extinguisher | Fire Equipment | 43965 | FEQ | x
| FHA-SES-FEQ-0092 | Fire Extinguisher #92 A34874332 | FHA-SES-FEQ | Fire Prevention,Extinguisher | Fire Equipment | 43966 | FEQ | x
| FHA-SES-FEQ-0092 | Fire Extinguisher #92 A34874332 | FHA-SUSPENDED | Fire Prevention,Extinguisher | Fire Equipment | 43966 | FEQ | x
| FHA-SES-FEQ-0093 | Fire Extinguisher #93 | FHA-SUSPENDED | Fire Prevention,Extinguisher | Fire Equipment | 43967 | FEQ | x
| FHA-SES-FEQ-0094 | Fire Extinguisher #94 A35420318 | FHA-SES-FEQ | Fire Prevention,Extinguisher | Fire Equipment | 43968 | FEQ | x
| FHA-SES-FEQ-0095 | Fire Extinguisher #95 A35420299 | FHA-SES-FEQ | Fire Prevention,Extinguisher | Fire Equipment | 43969 | FEQ | x
| FHA-SES-FEQ-0096 | Fire Extinguisher #96 A35420335 | FHA-SUSPENDED | Fire Prevention,Extinguisher | Fire Equipment | 43970 | FEQ | x
| FHA-SES-FEQ-0098 | Fire Extinguisher #98 A35420338 | FHA-SES-FEQ | Fire Prevention,Extinguisher | Fire Equipment | 43972 | FEQ | x
| FHA-SES-FEQ-0099 | Fire Extinguisher #99 A35420263 | FHA-SUSPENDED | Fire Prevention,Extinguisher | Fire Equipment | 43973 | FEQ | x
| FHA-SES-FEQ-0101 | Fire Extinguisher #101 A35420264 | FHA-SES-FEQ | Fire Prevention,Extinguisher | Fire Equipment | 43975 | FEQ | x
| FHA-SES-FEQ-0101 | Fire Extinguisher #101 A35420264 | FHA-SUSPENDED | Fire Prevention,Extinguisher | Fire Equipment | 43975 | FEQ | x
| FHA-SES-FEQ-0102 | Fire Extinguisher #102 A35420306 | FHA-SES-FEQ | Fire Prevention,Extinguisher | Fire Equipment | 43976 | FEQ | x
| FHA-SES-FEQ-0103 | Fire Extinguisher #103 A35420252 | FHA-SUSPENDED | Fire Prevention,Extinguisher | Fire Equipment | 43977 | FEQ | x
| FHA-SES-FEQ-0104 | Fire Extinguisher #104 A35420246 | FHA-SES-FEQ | Fire Prevention,Extinguisher | Fire Equipment | 43978 | FEQ | x
| FHA-SES-FEQ-0105 | Fire Extinguisher #105 A35420269 | FHA-SUSPENDED | Fire Prevention,Extinguisher | Fire Equipment | 43979 | FEQ | x
| FHA-SES-FEQ-0106 | Fire Extinguisher #106 A35420296 | FHA-SES-FEQ | Fire Prevention,Extinguisher | Fire Equipment | 43980 | FEQ | x
| FHA-SES-FEQ-0106 | Fire Extinguisher #106 A35420296 | FHA-SUSPENDED | Fire Prevention,Extinguisher | Fire Equipment | 43980 | FEQ | x
| FHA-SES-FEQ-0107 | Fire Extinguisher #107 YB-844724 | FHA-SUSPENDED | Fire Prevention,Extinguisher | Fire Equipment | 43981 | FEQ | x
| FHA-SES-FEQ-1 | Fire Sprinkler System | FHA-SUSPENDED |  | Fire Equipment | 43982 | FEQ | x
| COL-PCU-FA-5331S | Fire Alarm System, Cumber PS | COL-PCU | Building Service,Fire Alarm | Fire Equipment | 42964 | FA | x
| COL-PCU-FA-5331S | Fire Alarm System, Cumber PS | COL-W-OBSOLETE | Building Service,Fire Alarm | Fire Equipment | 42964 | FA | x
| COL-PCU-FEQ-0001S | Fire Prevention, Extinguisher, Ground Floor, Cumber PS | COL-PCU-MISC | Fire Prevention,Extinguisher | Fire Equipment | 41315 | FEQ | x
| COL-PCU-FEQ-0001S | Fire Prevention, Extinguisher, Ground Floor, Cumber PS | COL-W-OBSOLETE | Fire Prevention,Extinguisher | Fire Equipment | 41315 | FEQ | x
| COL-PCU-FEQ-0002S | Fire Prevention, Extinguisher, Elecrical Room, Cumber PS | COL-PCU | Fire Prevention,Extinguisher | Fire Equipment | 42197 | FEQ | x
| COL-PCU-FEQ-0002S | Fire Prevention, Extinguisher, Elecrical Room, Cumber PS | COL-PCU-MISC | Fire Prevention,Extinguisher | Fire Equipment | 42197 | FEQ | x
| COL-PCU-FEQ-0003S | Fire Prevention, Extinguisher, Old Motor Floor, Cumber PS | COL-PCU | Fire Prevention,Extinguisher | Fire Equipment | 42198 | FEQ | x
| COL-PCU-FEQ-0003S | Fire Prevention, Extinguisher, Old Motor Floor, Cumber PS | COL-PCU-AUX-MECH | Fire Prevention,Extinguisher | Fire Equipment | 42198 | FEQ | x
| COL-PCU-FEQ-0003S | Fire Prevention, Extinguisher, Old Motor Floor, Cumber PS | COL-W-OBSOLETE | Fire Prevention,Extinguisher | Fire Equipment | 42198 | FEQ | x
| COL-PCU-FEQ-0004S | Fire Prevention, Extinguisher, Pump Floor, Cumber PS | COL-PCU | Fire Prevention,Extinguisher | Fire Equipment | 42681 | FEQ | x
| COL-PEV-FA-0001S | Fire Alarm | COL-PEV |  | Fire Equipment | 42965 | FA | x
| COL-PEV-FA-0001S | Fire Alarm | COL-W-OBSOLETE |  | Fire Equipment | 42965 | FA | x
| COL-PFB-FA-0001 | Fire Alarm | COL-PFB-MISC |  | Fire Equipment |  | FA | http://www.toronto.ca/TWONTO#OWLClass_tinik-gifim-dijov-zonav
| COL-PHB-FEQ-0002S | Fire Prevention, Extinguisher | COL-PHB | Fire Prevention,Extinguisher | Fire Equipment | 40917 | FEQ | x
| COL-PHB-FEQ-0002S | Fire Prevention, Extinguisher | COL-PHB-MISC | Fire Prevention,Extinguisher | Fire Equipment | 40917 | FEQ | x
| COL-PHP-FA-0001S | Fire Alarm | COL-PHP |  | Fire Equipment | 42966 | FA | x
| COL-PHP-FA-0001S | Fire Alarm | COL-W-OBSOLETE |  | Fire Equipment | 42966 | FA | x
| COL-PKP-FEQ-0001S | Fire Prevention, Extinguisher | COL-PKP-MISC | Fire Prevention,Extinguisher | Fire Equipment | 42690 | FEQ | x
| COL-PKP-FEQ-0001S | Fire Prevention, Extinguisher | COL-W-OBSOLETE | Fire Prevention,Extinguisher | Fire Equipment | 42690 | FEQ | x
| COL-PKP-FEQ-0002S | Fire Prevention, Extinguisher | COL-PKP-MISC | Fire Prevention,Extinguisher | Fire Equipment | 42691 | FEQ | x
| COL-PLB-FA-0001S | Fire Alarm System | COL-PLB-AUX-MECH | Fire Prevention,Extinguisher | Fire Equipment | 42969 | FA | x
| COL-PLB-FEQ-0001S | Fire Prevention, Extinguisher | COL-PLB | Fire Prevention,Extinguisher | Fire Equipment | 42692 | FEQ | x
| COL-PLB-FEQ-0001S | Fire Prevention, Extinguisher | COL-W-OBSOLETE | Fire Prevention,Extinguisher | Fire Equipment | 42692 | FEQ | x
| COL-PLB-FEQ-0002S | Fire Prevention, Extinguisher | COL-PLB | Fire Prevention,Extinguisher | Fire Equipment | 42693 | FEQ | x
| COL-PLB-FEQ-0002S | Fire Prevention, Extinguisher | COL-W-OBSOLETE | Fire Prevention,Extinguisher | Fire Equipment | 42693 | FEQ | x
| COL-PLB-FEQ-0003S | Fire Prevention, Extinguisher | COL-PLB-AUX-MECH | Fire Prevention,Extinguisher | Fire Equipment | 42694 | FEQ | x
| COL-PLB-FEQ-0004S | Fire Prevention, Extinguisher | COL-PLB-AUX-MECH | Fire Prevention,Extinguisher | Fire Equipment | 42695 | FEQ | x
| COL-PMD-FA-0001 | Fire Alarm | COL-PMD-MISC |  | Fire Equipment |  | FA | http://www.toronto.ca/TWONTO#OWLClass_tinik-gifim-dijov-zonav
| COL-PMM-FEQ-0001S | Fire Prevention, Extinguisher | COL-PMM-MISC | Fire Prevention,Extinguisher | Fire Equipment | 42697 | FEQ | x
| COL-PMM-FEQ-0001S | Fire Prevention, Extinguisher | COL-W-OBSOLETE | Fire Prevention,Extinguisher | Fire Equipment | 42697 | FEQ | x
| COL-PMM-FEQ-0002S | Fire Prevention, Extinguisher | COL-PMM | Fire Prevention,Extinguisher | Fire Equipment | 42698 | FEQ | x
| COL-PMT-FEQ-0001S | Fire Prevention, Extinguisher | COL-W-OBSOLETE | Fire Prevention,Extinguisher | Fire Equipment | 42699 | FEQ | x
| FHO-FEQ-FA-0101 | Control Panel, Fire Alarm System, Admin Building, Controm Room | FHO-SES-FEQ-1000 | Fire Prevention,Alarm | Fire Equipment |  | FA | http://www.toronto.ca/TWONTO#OWLClass_tinik-gifim-dijov-zonav
| FHO-FEQ-FA-1602 | Control Panel, Fire Alarm System, Standby Power Building, S2, Generator Room, S/W | FHO-SES-FEQ-1000 |  | Fire Equipment |  | FA | http://www.toronto.ca/TWONTO#OWLClass_tinik-gifim-dijov-zonav
| FHO-FEQ-HS-0101 | Pull Station, Admin. Building, S5, Electrical Room Basement, By Entrance to Staircase | FHO-SES-FEQ-1000 |  | Fire Equipment |  | HS | http://www.toronto.ca/TWONTO#00624
| FHO-FEQ-HS-0103 | Pull Station, Admin. Building, S2, By Entrance to West Staircase | FHO-SES-FEQ-1000 |  | Fire Equipment |  | HS | http://www.toronto.ca/TWONTO#00624
| FHO-FEQ-HS-0107 | Pull Station, Admin. Building, L1, Control Room, North Office Exit | FHO-SES-FEQ-1000 |  | Fire Equipment |  | HS | http://www.toronto.ca/TWONTO#00624
| FHO-FEQ-HS-0108 | Pull Station, Admin. Building, L1, Control Room, North Office Exit | FHO-SES-FEQ-1000 |  | Fire Equipment |  | HS | http://www.toronto.ca/TWONTO#00624
| FHO-FEQ-HS-0109 | Pull Station, Admin. Building, L2, West End of Corridor, By West Staircase Entrance | FHO-SES-FEQ-1000 |  | Fire Equipment |  | HS | http://www.toronto.ca/TWONTO#00624
| FHO-FEQ-HS-0111 | Pull Station, Admin. Building, L2, East Wing, By North Staircase Entry | FHO-SES-FEQ-1000 |  | Fire Equipment |  | HS | http://www.toronto.ca/TWONTO#00624
| FHO-FEQ-HS-0112 | Pull Station, Admin. Building, L2, East Wing, By Freight Elevator Mach. Room Stairs | FHO-SES-FEQ-1000 |  | Fire Equipment |  | HS | http://www.toronto.ca/TWONTO#00624
| FHO-FEQ-HS-0113 | Pull Station, Flocculation Building, S2, North Pipe Gallery, By North Plant Entrance | FHO-SES-FEQ-1000 |  | Fire Equipment |  | HS | http://www.toronto.ca/TWONTO#00624
| FHO-FEQ-HS-0201 | Pull Station, Chemical Building, S4, Beside Entrance to S4 West Ventilation Room | FHO-SES-FEQ-1000 |  | Fire Equipment |  | HS | http://www.toronto.ca/TWONTO#00624
| FHO-FEQ-HS-0202 | Pull Station, Chemical Building, S4, Beside Entrance to South Staircase | FHO-SES-FEQ-1000 |  | Fire Equipment |  | HS | http://www.toronto.ca/TWONTO#00624
| FHO-FEQ-HS-0205 | Pull Station, Chemical Building, S2, Vestibule 3, By Entrance to Standby Power Building | FHO-SES-FEQ-1000 |  | Fire Equipment |  | HS | http://www.toronto.ca/TWONTO#00624
| FHO-FEQ-HS-0207 | Pull Station, Chemical Building, L1, Chemical Building Corridor, West Wall, Entry to North Staircase | FHO-SES-FEQ-1000 |  | Fire Equipment |  | HS | http://www.toronto.ca/TWONTO#00624
| FHO-FEQ-HS-0208 | Pull Station, Chemical Building, L2, South Penthouse, East Wall | FHO-SES-FEQ-1000 |  | Fire Equipment |  | HS | http://www.toronto.ca/TWONTO#00624
| FHO-FEQ-HS-0209 | Pull Station, Chemical Building, L2, North Penthouse, North Wall | FHO-SES-FEQ-1000 |  | Fire Equipment |  | HS | http://www.toronto.ca/TWONTO#00624
| FHO-FEQ-HS-0403 | Pull Station, TWPS, S5, Treated Water Pump Room Basment, By Entrance to North Staircase | FHO-SES-FEQ-1000 |  | Fire Equipment |  | HS | http://www.toronto.ca/TWONTO#00624
| FHO-FEQ-HS-0404 | Pull Station, TWPS, S4, South Pipe Gallery, By Elevator | FHO-SES-FEQ-1000 |  | Fire Equipment |  | HS | http://www.toronto.ca/TWONTO#00624
| FHO-FEQ-HS-0405 | Pull Station, TWPS, S4, Connecting Room Between East And West Ventilation Equipment Rooms | FHO-SES-FEQ-1000 |  | Fire Equipment |  | HS | http://www.toronto.ca/TWONTO#00624
| FHO-FEQ-HS-0406 | Pull Station, TWPS, S2, By Entrance to South Staircase | FHO-SES-FEQ-1000 |  | Fire Equipment |  | HS | http://www.toronto.ca/TWONTO#00624
| FHO-FEQ-HS-0503 | Pull Station, RW Pumping Station, S10, Raw Water Pump Room Basment, N/W | FHO-SES-FEQ-1000 |  | Fire Equipment |  | HS | http://www.toronto.ca/TWONTO#00624
| FHO-FEQ-HS-0505 | Pull Station, RW Pumping Station, S9, Raw Water Pump Room, South End | FHO-SES-FEQ-1000 |  | Fire Equipment |  | HS | http://www.toronto.ca/TWONTO#00624
| FHO-FEQ-HS-0507 | Pull Station, RW Pumping Station, S8, Ventilation Equipment Room, South End | FHO-SES-FEQ-1000 |  | Fire Equipment |  | HS | http://www.toronto.ca/TWONTO#00624
| FHO-FEQ-HS-0508 | Pull Station, RW Pumping Station, S8, Ventilation Equipment Room, North End | FHO-SES-FEQ-1000 |  | Fire Equipment |  | HS | http://www.toronto.ca/TWONTO#00624
| FHO-FEQ-HS-0509 | Pull Station, Raw Water Pumping Station, S7, Storage Room, South End | FHO-SES-FEQ-1000 |  | Fire Equipment |  | HS | http://www.toronto.ca/TWONTO#00624
| FHO-FEQ-HS-0511 | Pull Station, Raw Water Pumping Station, S6, Ring Header Room, South End | FHO-SES-FEQ-1000 |  | Fire Equipment |  | HS | http://www.toronto.ca/TWONTO#00624
| FHO-FEQ-HS-0901 | Pull Station, Filter Building, L1, Filter Operating Gallery, South End, By Exit Door | FHO-SES-FEQ-1000 |  | Fire Equipment |  | HS | http://www.toronto.ca/TWONTO#00624
| FHO-FEQ-HS-1001 | Pull Station, Treated Water Suction Gallery, S2, N. Mixer Gal., By Entrance to S. Mixer Gal. | FHO-SES-FEQ-1000 |  | Fire Equipment |  | HS | http://www.toronto.ca/TWONTO#00624
| FHO-FEQ-HS-1101 | Pull Station, Clairifier Building, S4, Beside Staircase | FHO-SES-FEQ-1000 |  | Fire Equipment |  | HS | http://www.toronto.ca/TWONTO#00624
| FHO-FEQ-HS-1102 | Pull Station, Clairifier Building, S2, Beside Exit to the Parking Lot | FHO-SES-FEQ-1000 |  | Fire Equipment |  | HS | http://www.toronto.ca/TWONTO#00624
| FHO-FEQ-HS-1502 | Pull Station, Ozone Building, S3, Filter 9-13 Pipe Gallery, West Wall, By TWPS Entrance | FHO-SES-FEQ-1000 |  | Fire Equipment |  | HS | http://www.toronto.ca/TWONTO#00624
| FHO-FEQ-HS-1505 | Pull Station, Ozone Building, S2, North Hallway, West Wall, By TWPS Entrance | FHO-SES-FEQ-1000 |  | Fire Equipment |  | HS | http://www.toronto.ca/TWONTO#00624
| FHO-FEQ-HS-1506 | Pull Station, Ozone Building, S2, North Vestibule (1), By North Ozone Building Entrance | FHO-SES-FEQ-1000 |  | Fire Equipment |  | HS | http://www.toronto.ca/TWONTO#00624
| FHO-FEQ-HS-1509 | Pull Station, Ozone Building, S1, Observation Platform No.1, S/W Staircase Entrance | FHO-SES-FEQ-1000 |  | Fire Equipment |  | HS | http://www.toronto.ca/TWONTO#00624
| FHO-FEQ-HS-1510 | Pull Station, Ozone Building, L1, S/W Staircase, By South Roof Entrance | FHO-SES-FEQ-1000 |  | Fire Equipment |  | HS | http://www.toronto.ca/TWONTO#00624
| FHO-FEQ-HS-1512 | Pull Station, Ozone Building, L1, North Hallway, By TWPS Entrance | FHO-SES-FEQ-1000 |  | Fire Equipment |  | HS | http://www.toronto.ca/TWONTO#00624
| FHO-FEQ-HS-1515 | Pull Station, Ozone Building, S2, South Pipe Gallery, S/E Corner, In Vestibule 2 | FHO-SES-FEQ-1000 |  | Fire Equipment |  | HS | http://www.toronto.ca/TWONTO#00624
| FHO-FEQ-HS-1520 | Pull Station, Ozone Building, S2, Ozone Pipe Gallery No.2, North End | FHO-SES-FEQ-1000 |  | Fire Equipment |  | HS | http://www.toronto.ca/TWONTO#00624
| FHO-FEQ-HS-1603 | Pull Station, Standby Power Building, S2, Generator Room, South Wall | FHO-SES-FEQ-1000 |  | Fire Equipment |  | HS | http://www.toronto.ca/TWONTO#00624
| FHO-FEQ-HS-1604 | Pull Station, Standby Power Building, S2, Generator Room, S/W Corner | FHO-SES-FEQ-1000 |  | Fire Equipment |  | HS | http://www.toronto.ca/TWONTO#00624
| FHO-FEQ-HS-1606 | Pull Station, Standby Power Building, S2, Generator Rm, North Vestibule (2), Staircase Entry | FHO-SES-FEQ-1000 |  | Fire Equipment |  | HS | http://www.toronto.ca/TWONTO#00624
| FHO-FEQ-HS-1608 | Pull Station, Standby Power Building, S1, South Vestibule (5) | FHO-SES-FEQ-1000 |  | Fire Equipment |  | HS | http://www.toronto.ca/TWONTO#00624
| FHO-FEQ-HS-1609 | Pull Station, Standby Power Building, S1, North Vestibule (4), By Entry to North Staircase | FHO-SES-FEQ-1000 |  | Fire Equipment |  | HS | http://www.toronto.ca/TWONTO#00624
138125 | THR-PRM-ZSM-0902 | Switch, Maintenance Position, Bridge 0902 - Kiosk, Primary Clarification, Primary Tank - North | THR-PRM-CM-0902 |  | Switch |  | ZSM | http://www.toronto.ca/TWONTO#00590 |  | Bridge, Collector, (NEW) Sludge/Scum, Primary Clarification Tank 0900
| COL-PNT-FEQ-0001S | Fire Prevention, Extinguisher | COL-PNT | Fire Prevention,Extinguisher | Fire Equipment | 42700 | FEQ | x
| COL-PNT-FEQ-0001S | Fire Prevention, Extinguisher | COL-PNT-MISC | Fire Prevention,Extinguisher | Fire Equipment | 42700 | FEQ | x
| COL-PNT-FEQ-0001S | Fire Prevention, Extinguisher | COL-W-OBSOLETE | Fire Prevention,Extinguisher | Fire Equipment | 42700 | FEQ | x
| COL-PNT-FEQ-0003S | Fire Prevention, Extinguisher | COL-PNT | Fire Prevention,Extinguisher | Fire Equipment | 42702 | FEQ | x
| COL-PNT-FEQ-0003S | Fire Prevention, Extinguisher | COL-PNT-MISC | Fire Prevention,Extinguisher | Fire Equipment | 42702 | FEQ | x
| COL-PNT-FEQ-0003S | Fire Prevention, Extinguisher | COL-W-OBSOLETE | Fire Prevention,Extinguisher | Fire Equipment | 42702 | FEQ | x
| COL-PNT-FEQ-0004S | Fire Prevention, Extinguisher | COL-PNT-MISC | Fire Prevention,Extinguisher | Fire Equipment | 42703 | FEQ | x
| COL-PNT-FEQ-0004S | Fire Prevention, Extinguisher | COL-W-OBSOLETE | Fire Prevention,Extinguisher | Fire Equipment | 42703 | FEQ | x
| COL-POM-FA-0001S | Fire Alarm System Main Floor | COL-POM-MISC | Building Service,Fire Alarm | Fire Equipment | 42924 | FA | x
| COL-POM-FEQ-0001S | Fire Prevention, Extinguisher | COL-W-OBSOLETE | Fire Prevention,Extinguisher | Fire Equipment | 42704 | FEQ | x
| COL-POM-FEQ-0002S | Fire Prevention, Extinguisher | COL-W-OBSOLETE | Fire Prevention,Extinguisher | Fire Equipment | 43004 | FEQ | x
| COL-PQW-FEQ-0001S | Fire Prevention, Extinguisher | COL-PQW-MISC | Fire Prevention,Extinguisher | Fire Equipment | 42712 | FEQ | x
| COL-PQW-FEQ-0001S | Fire Prevention, Extinguisher | COL-W-OBSOLETE | Fire Prevention,Extinguisher | Fire Equipment | 42712 | FEQ | x
| COL-PRG-FEQ-0001S | Fire Prevention, Extinguisher | COL-PRG-MISC | Fire Prevention,Extinguisher | Fire Equipment | 40926 | FEQ | x
| COL-PRR-FA-0001S | Fire Alarm | COL-PRR |  | Fire Equipment | 42926 | FA | x
| COL-PRR-FA-0001S | Fire Alarm | COL-PRR-MISC |  | Fire Equipment | 42926 | FA | x
| COL-PRR-FA-0001S | Fire Alarm | COL-W-OBSOLETE |  | Fire Equipment | 42926 | FA | x
| COL-PSD-FA-0001S | Fire Alarm | COL-PSD |  | Fire Equipment | 42928 | FA | x
| COL-PSD-FA-0001S | Fire Alarm | COL-W-OBSOLETE |  | Fire Equipment | 42928 | FA | x
| COL-PSD-FEQ-0001S | Fire equipment | COL-PSD |  | Fire Equipment | 40963 | FEQ | x
| COL-PSD-FEQ-0001S | Fire equipment | COL-W-OBSOLETE |  | Fire Equipment | 40963 | FEQ | x
| COL-PSD-FEQ-0002S | Fire equipment | COL-PSD |  | Fire Equipment | 40964 | FEQ | x
| COL-PSD-FEQ-0002S | Fire equipment | COL-W-OBSOLETE |  | Fire Equipment | 40964 | FEQ | x
| COL-PSK-FA-0001S | Fire Alarm | COL-PSK |  | Fire Equipment | 42971 | FA | x
| COL-PSK-FA-0001S | Fire Alarm | COL-PSK-MISC |  | Fire Equipment | 42971 | FA | x
| COL-PSK-FA-0001S | Fire Alarm | COL-PSK-P-0200 |  | Fire Equipment | 42971 | FA | x
| COL-PSK-FA-0002S | Fire Alarm | COL-PSK-MISC |  | Fire Equipment | 42929 | FA | x
| FHO-SES-FEQ | Portable Fire Extinguishers | FHO-SES | Fire Prevention,Extinguisher | Fire Equipment |  |  | http://www.toronto.ca/TWONTO#00350
| FHO-SES-FEQ-0001-SUS | Fire Extinguisher, #1, Raw Water Pumping Station, S10.5, Staircase, West Wall | FHO-SUSPENDED | Fire Prevention,Extinguisher | Fire Equipment | 44473 | FEQ | x
| FHO-SES-FEQ-0002-SUS | Fire Extinguisher, #2, Raw Water Pumping Station, S10, RW Pump Room Basement, By Elevator | FHO-SES-FEQ | Fire Prevention,Extinguisher | Fire Equipment | 44474 | FEQ | x
| FHO-SES-FEQ-0003-SUS | Fire Extinguisher, #3, Raw Water Pumping Station, S10, RW Pump Room Basement, By North Stairs | FHO-SES-FEQ | Fire Prevention,Extinguisher | Fire Equipment | 44475 | FEQ | x
| FHO-SES-FEQ-0004-SUS | Fire Extinguisher, #4, Raw Water Pumping Station, S9, RW Pump Room, West of Elevator | FHO-SUSPENDED | Fire Prevention,Extinguisher | Fire Equipment | 44476 | FEQ | x
| FHO-SES-FEQ-0006-SUS | Fire Extinguisher, #6, Raw Water Pumping Station, S9, RW Pump Room, N/E side of RW Caisson | FHO-SUSPENDED | Fire Prevention,Extinguisher | Fire Equipment | 44478 | FEQ | x
| FHO-SES-FEQ-0007-SUS | Fire Extinguisher, #7, Raw Water Pumping Station, S9, RW Pump Room, East of Elevator | FHO-SUSPENDED | Fire Prevention,Extinguisher | Fire Equipment | 44479 | FEQ | x
| FHO-SES-FEQ-0008-SUS | Fire Extinguisher, #8, Raw Water Pumping Station, S8, Vent. Equipment Floor, West of Elevator | FHO-SUSPENDED | Fire Prevention,Extinguisher | Fire Equipment | 44480 | FEQ | x
| FHO-SES-FEQ-0009-SUS | Fire Extinguisher, #9, Raw Water Pumping Station, S8, Vent. Equip. Floor, West of N Staircase | FHO-SUSPENDED | Fire Prevention,Extinguisher | Fire Equipment | 44481 | FEQ | x
| FHO-SES-FEQ-0010-SUS | Fire Extinguisher, #10, Raw Water Pumping Station, S8, Vent. Equip. Floor, East of N Staircase | FHO-SES-FEQ | Fire Prevention,Extinguisher | Fire Equipment | 44482 | FEQ | x
| FHO-SES-FEQ-0011-SUS | Fire Extinguisher, #11, Raw Water Pumping Station, S8, Vent. Equipment Floor, East of Elevator | FHO-SUSPENDED | Fire Prevention,Extinguisher | Fire Equipment | 44483 | FEQ | x
| FHO-SES-FEQ-0012-SUS | Fire Extinguisher, #12, Raw Water Pumping Station, S7, Storage Floor, By North Staircase | FHO-SES-FEQ | Fire Prevention,Extinguisher | Fire Equipment | 44485 | FEQ | x
| FHO-SES-FEQ-0013-SUS | Fire Extinguisher, #13, Raw Water Pumping Station, S7, Storage Floor, By South Staircase | FHO-SUSPENDED | Fire Prevention,Extinguisher | Fire Equipment | 44486 | FEQ | x
| FHO-SES-FEQ-0014-SUS | Fire Extinguisher, #14, Raw Water Pumping Station, S7, Storage Floor, By Electrical Room | FHO-SUSPENDED | Fire Prevention,Extinguisher | Fire Equipment | 44487 | FEQ | x
| FHO-SES-FEQ-0015-SUS | Fire Extinguisher, #15, Raw Water Pumping Station, S6, Ring Header, By Elevator | FHO-SES-FEQ | Fire Prevention,Extinguisher | Fire Equipment | 44488 | FEQ | x
| FHO-SES-FEQ-0016-SUS | Fire Extinguisher, #16, Raw Water Pumping Station, S6, Ring Header, By North Staircase | FHO-SES-FEQ | Fire Prevention,Extinguisher | Fire Equipment | 44489 | FEQ | x
| FHO-SES-FEQ-0017-SUS | Fire Extinguisher, #17, Admin. Building, S5, Cable Tray Room, East End | FHO-SES-FEQ | Fire Prevention,Extinguisher | Fire Equipment | 44490 | FEQ | x
| FHO-SES-FEQ-0018-SUS | Fire Extinguisher, #18, Admin. Building, S5, Waste Water Air Blower Room, North Wall | FHO-SES-FEQ | Fire Prevention,Extinguisher | Fire Equipment | 44491 | FEQ | x
| FHO-SES-FEQ-0020-SUS | Fire Extinguisher, #20, Admin. Building, S5, Cable Tray Room, West End | FHO-SUSPENDED | Fire Prevention,Extinguisher | Fire Equipment | 44493 | FEQ | x
| FHO-SES-FEQ-0021-SUS | Fire Extinguisher, #21, Admin. Building, S5, Cable Tray Room, North Wall | FHO-SUSPENDED | Fire Prevention,Extinguisher | Fire Equipment | 44494 | FEQ | x
| FHO-SES-FEQ-0022-SUS | Fire Extinguisher, #22, TW Pumping Station, S5, TW Pump Room Basement, By North Staircase | FHO-SES-FEQ | Fire Prevention,Extinguisher | Fire Equipment | 44495 | FEQ | x
| FHO-SES-FEQ-0023-SUS | Fire Extinguisher, #23, TW Pumping Station, S5, TW Pump Room Basement, South Wall, West End | FHO-SES-FEQ | Fire Prevention,Extinguisher | Fire Equipment | 44496 | FEQ | x
| FHO-SES-FEQ-0023-SUS | Fire Extinguisher, #23, TW Pumping Station, S5, TW Pump Room Basement, South Wall, West End | FHO-SUSPENDED | Fire Prevention,Extinguisher | Fire Equipment | 44496 | FEQ | x
| FHO-SES-FEQ-0024-SUS | Fire Extinguisher, #24, TW Pumping Station, S5, TW Pump Room Basement, South Wall, East End | FHO-SUSPENDED | Fire Prevention,Extinguisher | Fire Equipment | 44497 | FEQ | x
| FHO-SES-FEQ-0025-SUS | Fire Extinguisher, #25, TW Pumping Station, S5, WW Transfer Pump Room, By Elevator | FHO-SES-FEQ | Fire Prevention,Extinguisher | Fire Equipment | 44498 | FEQ | x
| FHO-SES-FEQ-0026-SUS | Fire Extinguisher, #26, TW Pumping Station, S5, WW Transfer Pump Room, By Pumps | FHO-SES-FEQ | Fire Prevention,Extinguisher | Fire Equipment | 44499 | FEQ | x
| FHO-SES-FEQ-0027-SUS | Fire Extinguisher, #27, Chemical Building, S4, Hydro Meter Room, South Wall | FHO-SUSPENDED | Fire Prevention,Extinguisher | Fire Equipment | 44500 | FEQ | x
| FHO-SES-FEQ-0028-SUS | Fire Extinguisher, #28, Chemical Building, S4, Chemical Gallery, Switch Gear Room Entrance | FHO-SUSPENDED | Fire Prevention,Extinguisher | Fire Equipment | 44501 | FEQ | x
| FHO-SES-FEQ-0029-SUS | Fire Extinguisher, #29, Chemical Building, S4, By North Entrance to Ammonia Storage Room | FHO-SUSPENDED | Fire Prevention,Extinguisher | Fire Equipment | 44502 | FEQ | x
| FHO-SES-FEQ-0030-SUS | Fire Extinguisher, #30, Chemical Building, S4, By South Entrance to Ammonia Storage Room | FHO-SUSPENDED | Fire Prevention,Extinguisher | Fire Equipment | 44503 | FEQ | x
| FHO-SES-FEQ-0031-SUS | Fire Extinguisher, #31, Chemical Building, S4, By East Entrance to Generator Room | FHO-SUSPENDED | Fire Prevention,Extinguisher | Fire Equipment | 44504 | FEQ | x
| FHO-SES-FEQ-0032-SUS | Fire Extinguisher, #32, Chemical Building, S4, By Chemical Building Ramp and SCBA Cabinet #1 | FHO-SUSPENDED | Fire Prevention,Extinguisher | Fire Equipment | 44505 | FEQ | x
| FHO-SES-FEQ-0033-SUS | Fire Extinguisher, #33, Admin. Building, S4, Admin. Building Basment, By Elevator | FHO-SES-FEQ | Fire Prevention,Extinguisher | Fire Equipment | 44506 | FEQ | x
| FHO-SES-FEQ-0034-SUS | Fire Extinguisher, #34, Admin. Building, S4, MCC Room, South Wall by Centre Exit | FHO-SES-FEQ | Fire Prevention,Extinguisher | Fire Equipment | 44507 | FEQ | x
| FHO-SES-FEQ-0035-SUS | Fire Extinguisher, #35, Admin. Building, S4, MCC Room, North End | FHO-SUSPENDED | Fire Prevention,Extinguisher | Fire Equipment | 44508 | FEQ | x
| FHO-SES-FEQ-0036-SUS | Fire Extinguisher, #36, Admin. Building, S4, MCC Room, South Wall by S/E Exit | FHO-SES-FEQ | Fire Prevention,Extinguisher | Fire Equipment | 44509 | FEQ | x
| FHO-SES-FEQ-0037-SUS | Fire Extinguisher, #37, TW Pumping Station, S4, West Vent. Equipment Room, West Wall | FHO-SUSPENDED | Fire Prevention,Extinguisher | Fire Equipment | 44510 | FEQ | x
| FHO-SES-FEQ-0038-SUS | Fire Extinguisher, #38, TW Pumping Station, S4, West Vent. Equipment Room, East Wall | FHO-SES-FEQ | Fire Prevention,Extinguisher | Fire Equipment | 44511 | FEQ | x
| FHO-SES-FEQ-0039-SUS | Fire Extinguisher, #39, TW Pumping Station, S4, East Vent. Equipment Room, West Wall | FHO-SUSPENDED | Fire Prevention,Extinguisher | Fire Equipment | 44512 | FEQ | x
| FHO-SES-FEQ-0040-SUS | Fire Extinguisher, #40, TW Pumping Station, S4, East Vent. Equipment Room, East Wall | FHO-SUSPENDED | Fire Prevention,Extinguisher | Fire Equipment | 44513 | FEQ | x
| FHO-SES-FEQ-0041-SUS | Fire Extinguisher, #41, TW Pumping Station, S4, South Pipe Gallery, By Elevator | FHO-SES-FEQ | Fire Prevention,Extinguisher | Fire Equipment | 44514 | FEQ | x
| FHO-SES-FEQ-0041-SUS | Fire Extinguisher, #41, TW Pumping Station, S4, South Pipe Gallery, By Elevator | FHO-SUSPENDED | Fire Prevention,Extinguisher | Fire Equipment | 44514 | FEQ | x
| FHO-SES-FEQ-0042-SUS | Fire Extinguisher, #42, Admin. Building, S4, South Pipe Gallery, S/W Corner | FHO-SUSPENDED | Fire Prevention,Extinguisher | Fire Equipment | 44515 | FEQ | x
| FHO-SES-FEQ-0044-SUS | Fire Extinguisher, #44, TW Pumping Station, S3, TW Pump Room, S/W Corner | FHO-SES-FEQ | Fire Prevention,Extinguisher | Fire Equipment | 44517 | FEQ | x
| FHO-SES-FEQ-0046-SUS | Fire Extinguisher, #46, TW Pumping Station, S3, TW Pump Room, N/E Corner | FHO-SUSPENDED | Fire Prevention,Extinguisher | Fire Equipment | 44519 | FEQ | x
| FHO-SES-FEQ-0047-SUS | Fire Extinguisher, #47, TW Pumping Station, S3, TW Pump Room, S/E Corner | FHO-SES-FEQ | Fire Prevention,Extinguisher | Fire Equipment | 44520 | FEQ | x
| FHO-SES-FEQ-0048-SUS | Fire Extinguisher, #48, TW Pumping Station, S3, Compressor Room, S/E Corner | FHO-SES-FEQ | Fire Prevention,Extinguisher | Fire Equipment | 44521 | FEQ | x
| FHO-SES-FEQ-0048-SUS | Fire Extinguisher, #48, TW Pumping Station, S3, Compressor Room, S/E Corner | FHO-SUSPENDED | Fire Prevention,Extinguisher | Fire Equipment | 44521 | FEQ | x
| FHO-SES-FEQ-0048A-SUS | Fire Extinguisher, #48A, TW Pumping Station, S3, Valve Chamber Hall, North Wall | FHO-SUSPENDED | Fire Prevention,Extinguisher | Fire Equipment | 44522 | FEQ | x
| FHO-SES-FEQ-0049-SUS | Fire Extinguisher, #49, Flocculation Building, S2, North Pipe Gallery, By North Plant Entrance | FHO-SES-FEQ | Fire Prevention,Extinguisher | Fire Equipment | 44523 | FEQ | x
| FHO-SES-FEQ-0050-SUS | Fire Extinguisher, #50, Admin. Building, S2, Loading bay, By Flammable Storage Room | FHO-SES-FEQ | Fire Prevention,Extinguisher | Fire Equipment | 44524 | FEQ | x
| FHO-SES-FEQ-0050-SUS | Fire Extinguisher, #50, Admin. Building, S2, Loading bay, By Flammable Storage Room | FHO-SUSPENDED | Fire Prevention,Extinguisher | Fire Equipment | 44524 | FEQ | x
| FHO-SES-FEQ-0052 | Fire Stand Pipe & Hose Cabinet, #52, Admin. Building, S2, Machine Shop, S/E Corner | FHO-SES-FEQ | Fire Prevention,Extinguisher | Fire Equipment |  | FEQ | http://www.toronto.ca/TWONTO#00351
| FHO-SES-FEQ-0053-SUS | Fire Extinguisher, #53, Admin. Building, S2, Machine Shop, Welding Shop | FHO-SUSPENDED | Fire Prevention,Extinguisher | Fire Equipment | 44525 | FEQ | x
| FHO-SES-FEQ-0053A-SUS | Fire Extinguisher, #53A, Admin. Building, S2, Training Centre, East Entrance | FHO-SES-FEQ | Fire Prevention,Extinguisher | Fire Equipment | 44526 | FEQ | x
| FHO-SES-FEQ-0054-SUS | Fire Extinguisher, #54, Chemical Building, S2, Fan Room, West Wall | FHO-SES-FEQ | Fire Prevention,Extinguisher | Fire Equipment | 44527 | FEQ | x
| FHO-SES-FEQ-0055-SUS | Fire Extinguisher, #55, Chemical Building, S2, Chemical Storage Room, South Entrance | FHO-SUSPENDED | Fire Prevention,Extinguisher | Fire Equipment | 44528 | FEQ | x
| FHO-SES-FEQ-0056-SUS | Fire Extinguisher, #56, Chemical Building, S2, Chemical Storage Room, North Wall | FHO-SES-FEQ | Fire Prevention,Extinguisher | Fire Equipment | 44529 | FEQ | x
| FHO-SES-FEQ-0056-SUS | Fire Extinguisher, #56, Chemical Building, S2, Chemical Storage Room, North Wall | FHO-SUSPENDED | Fire Prevention,Extinguisher | Fire Equipment | 44529 | FEQ | x
| FHO-SES-FEQ-0057-SUS | Fire Extinguisher, #57, TW Pumping Station, S2, By Entrance to North Staircase | FHO-SES-FEQ | Fire Prevention,Extinguisher | Fire Equipment | 44530 | FEQ | x
| FHO-SES-FEQ-0058-SUS | Fire Extinguisher, #58, TW Mixer Gallery, S2, North Mixer Gallery, By BW Pumps | FHO-SES-FEQ | Fire Prevention,Extinguisher | Fire Equipment | 44531 | FEQ | x
| COL-PSM-FA-0001S | Fire Alarm | COL-PSM |  | Fire Equipment | 42931 | FA | x
| COL-PSM-FA-0001S | Fire Alarm | COL-PSM-MISC |  | Fire Equipment | 42931 | FA | x
| COL-PSM-FA-0001S | Fire Alarm | COL-W-OBSOLETE |  | Fire Equipment | 42931 | FA | x
| FHO-SES-FEQ-0059-SUS | Fire Extinguisher, #59, TW Mixer Gallery, S2, North Mixer Gallery, By SO2 Injectors | FHO-SES-FEQ | Fire Prevention,Extinguisher | Fire Equipment | 44532 | FEQ | x
| FHO-SES-FEQ-0060-SUS | Fire Extinguisher, #60, TW Mixer Gallery, S2, South Mixer Gallery, N/W Corner | FHO-SES-FEQ | Fire Prevention,Extinguisher | Fire Equipment | 44533 | FEQ | x
| FHO-SES-FEQ-0063-SUS | Fire Extinguisher, #63, Filter Building, S2, Filter Pipe Gallery Upper Level, South Wall | FHO-SES-FEQ | Fire Prevention,Extinguisher | Fire Equipment | 44536 | FEQ | x
| FHO-SES-FEQ-0065-SUS | Fire Extinguisher, #65, Filter Building, L1, Filter Operating Gallery, N/E Corner | FHO-SES-FEQ | Fire Prevention,Extinguisher | Fire Equipment | 44537 | FEQ | x
| FHO-SES-FEQ-0066-SUS | Fire Extinguisher, #66, Filter Building, L1, Filter Operating Gallery, N/W Corner | FHO-SUSPENDED | Fire Prevention,Extinguisher | Fire Equipment | 44538 | FEQ | x
| FHO-SES-FEQ-0067-SUS | Fire Extinguisher, #67, Flocculation Building, L1, Flocc. Operating Gallery, South Wall | FHO-SUSPENDED | Fire Prevention,Extinguisher | Fire Equipment | 44539 | FEQ | x
| FHO-SES-FEQ-0068-SUS | Fire Extinguisher, #68, Flocculation Building, L1, Flocc. Operating Gallery, North Wall | FHO-SUSPENDED | Fire Prevention,Extinguisher | Fire Equipment | 44540 | FEQ | x
| FHO-SES-FEQ-0069-SUS | Fire Extinguisher, #69, Admin. Building, L1, Control Room, By Entrance to Control Room Kitchen | FHO-SES-FEQ | Fire Prevention,Extinguisher | Fire Equipment | 44541 | FEQ | x
| FHO-SES-FEQ-0070-SUS | Fire Extinguisher, #70, Admin. Building, L1, Control Room, North Office Exit | FHO-SUSPENDED | Fire Prevention,Extinguisher | Fire Equipment | 44542 | FEQ | x
| FHO-SES-FEQ-0071-SUS | Fire Extinguisher, #71, Chemical Building, L1, Operator Lab, By Entrance | FHO-SUSPENDED | Fire Prevention,Extinguisher | Fire Equipment | 44543 | FEQ | x
| FHO-SES-FEQ-0072-SUS | Fire Extinguisher, #72, Chemical Building, L1, Chemical Machine Room, South Entrance | FHO-SES-FEQ | Fire Prevention,Extinguisher | Fire Equipment | 44544 | FEQ | x
| FHO-SES-FEQ-0073-SUS | Fire Extinguisher, #73, Chemical Building, L1, Chemical Hallway, West Wall | FHO-SES-FEQ | Fire Prevention,Extinguisher | Fire Equipment | 44545 | FEQ | x
| FHO-SES-FEQ-0074-SUS | Fire Extinguisher, #74, Chemical Building, L2, South Penthouse, By South Entrance | FHO-SES-FEQ | Fire Prevention,Extinguisher | Fire Equipment | 44546 | FEQ | x
| FHO-SES-FEQ-0075-SUS | Fire Extinguisher, #75, Chemical Building, L2, North Penthouse, By North Entrance | FHO-SES-FEQ | Fire Prevention,Extinguisher | Fire Equipment | 44547 | FEQ | x
| FHO-SES-FEQ-0076-SUS | Fire Extinguisher, #76, Clarifier Building, S4, Clarifier Basement, By Entrance | FHO-SES-FEQ | Fire Prevention,Extinguisher | Fire Equipment | 44548 | FEQ | x
| FHO-SES-FEQ-0077-SUS | Fire Extinguisher, #77, Clarifier Building, S4, Clarifier Tunnel, North Wall | FHO-SUSPENDED | Fire Prevention,Extinguisher | Fire Equipment | 44549 | FEQ | x
| FHO-SES-FEQ-0078-SUS | Fire Extinguisher, #78, Clarifier Building, S4, Clarifier Basement, By Staircase | FHO-SUSPENDED | Fire Prevention,Extinguisher | Fire Equipment | 44550 | FEQ | x
| FHO-SES-FEQ-0080-SUS | Fire Extinguisher, #80, Clarifier Building, L1, Upper Level, S/E Wall | FHO-SES-FEQ | Fire Prevention,Extinguisher | Fire Equipment | 44552 | FEQ | x
| FHO-SES-FEQ-0082 | Fire Stand Pipe & Hose Cabinet, #82, Admin. Building, S4, Admin. Basement, By S/W Staircase | FHO-SES-FEQ | Fire Prevention,Extinguisher | Fire Equipment |  | FEQ | http://www.toronto.ca/TWONTO#00351
| FHO-SES-FEQ-0083 | Fire Stand Pipe & Hose Cabinet, #83, Admin. Building, S1, AHU Room, By Elevator | FHO-SES-FEQ | Fire Prevention,Extinguisher | Fire Equipment |  | FEQ | http://www.toronto.ca/TWONTO#00351
| FHO-SES-FEQ-0085 | Fire Stand Pipe & Hose Cabinet, #85, Admin. Building, L1, By West Entrance to Board Room | FHO-SES-FEQ | Fire Prevention,Extinguisher | Fire Equipment |  | FEQ | http://www.toronto.ca/TWONTO#00351
| FHO-SES-FEQ-0089-SUS | Fire Extinguisher, #89, Admin. Building, L2, Cooling Tower Room, South Wall, By Exit | FHO-SES-FEQ | Fire Prevention,Extinguisher | Fire Equipment | 44553 | FEQ | x
| FHO-SES-FEQ-0090-SUS | Fire Extinguisher, #90, Admin Building, 2nd floor, HVAC Room roof access | FHO-SES-FEQ | Fire Prevention,Extinguisher | Fire Equipment | 44554 | FEQ | x
| FHO-SES-FEQ-0091-SUS | Fire Extinguisher, #91, Surge Building, S2, Compressor Room, West Wall | FHO-SUSPENDED | Fire Prevention,Extinguisher | Fire Equipment | 44555 | FEQ | x
| FHO-SES-FEQ-0092-SUS | Fire Extinguisher, #92, Surge Building, S4, Tank Floor, West Wall | FHO-SES-FEQ | Fire Prevention,Extinguisher | Fire Equipment | 44556 | FEQ | x
| FHO-SES-FEQ-0093-SUS | Fire Extinguisher, #93, Surge Building, S4, Tank Floor, By Entrance | FHO-SES-FEQ | Fire Prevention,Extinguisher | Fire Equipment | 44557 | FEQ | x
| FHO-SES-FEQ-0094-SUS | Fire Extinguisher, #94, Surge Building, S5, Pipe Gallery Floor | FHO-SES-FEQ | Fire Prevention,Extinguisher | Fire Equipment | 44558 | FEQ | x
| FHO-SES-FEQ-0095-SUS | Fire Extinguisher, #95, TW Pumping Station, S2, Breezeway East Entrance | FHO-SES-FEQ | Fire Prevention,Extinguisher | Fire Equipment | 44559 | FEQ | x
| FHO-SES-FEQ-0097-SUS | Fire Extinguisher, #97, Chemical Building, S4, Generator Room, East Wall | FHO-SES-FEQ | Fire Prevention,Extinguisher | Fire Equipment | 44560 | FEQ | x
| FHO-SES-FEQ-0100-SUS | Fire Extinguisher, #100, Admin. Building, L1, Control Room, By North Exit | FHO-SES-FEQ | Fire Prevention,Extinguisher | Fire Equipment | 44561 | FEQ | x
| FHO-SES-FEQ-0101-SUS | Fire Extinguisher, #101, Admin. Building, L1, Control Room, West Wall | FHO-SES-FEQ | Fire Prevention,Extinguisher | Fire Equipment | 44562 | FEQ | x
| FHO-SES-FEQ-0102-SUS | Fire Extinguisher, #102, Admin. Building, L1, Boardroom, N/E Wall | FHO-SUSPENDED | Fire Prevention,Extinguisher | Fire Equipment | 44563 | FEQ | x
| FHO-SES-FEQ-0104-SU | Fire Extinguisher #104 : 2nd floor hallway east exit | FHO-OBSOLETE | Fire Prevention,Extinguisher | Fire Equipment | 34170 | FEQ | x
| FHO-SES-FEQ-0106-SUS | Fire Extinguisher, #106, TW Mixing Gallery, S2, South Mixing Gallery, South End | FHO-SES-FEQ | Fire Prevention,Extinguisher | Fire Equipment | 44564 | FEQ | x
| FHO-SES-FEQ-0107-SUS | Fire Extinguisher, #107, TW Pumping Station, S2, Storage Area, West Gate | FHO-SUSPENDED | Fire Prevention,Extinguisher | Fire Equipment | 44565 | FEQ | x
| FHO-SES-FEQ-0108-SUS | Fire Extinguisher, #108, TW Pumping Station, S2, Lunch Room, West Exit | FHO-SUSPENDED | Fire Prevention,Extinguisher | Fire Equipment | 44566 | FEQ | x
| FHO-SES-FEQ-0109-SUS | Fire Extinguisher, #109, Admin. Building, L2, East Wing, East End of the Corridor | FHO-SUSPENDED | Fire Prevention,Extinguisher | Fire Equipment | 44567 | FEQ | x
| FHO-SES-FEQ-0111 | Fire Stand Pipe & Hose Cabinet, #111, Ozone Building, L1, Electrical Room, North Wall | FHO-SES-FEQ | Fire Prevention,Extinguisher | Fire Equipment |  | FEQ | http://www.toronto.ca/TWONTO#00351
| FHO-SES-FEQ-0112-SUS | Fire Extinguisher, #112, Ozone Building, L1, Filter Operating Gallery, By Filt. 9 | FHO-SES-FEQ | Fire Prevention,Extinguisher | Fire Equipment | 44569 | FEQ | x
| FHO-SES-FEQ-0113-SUS | Fire Extinguisher, #113, Ozone Building, L1, Filter Operating Gallery, By Filt. 13 | FHO-SES-FEQ | Fire Prevention,Extinguisher | Fire Equipment | 44570 | FEQ | x
| FHO-SES-FEQ-0113-SUS | Fire Extinguisher, #113, Ozone Building, L1, Filter Operating Gallery, By Filt. 13 | FHO-SUSPENDED | Fire Prevention,Extinguisher | Fire Equipment | 44570 | FEQ | x
| FHO-SES-FEQ-0114-SUS | Fire Extinguisher, #114, Ozone Building, L1, North Hallway (#4), By West Entrance | FHO-SUSPENDED | Fire Prevention,Extinguisher | Fire Equipment | 44571 | FEQ | x
| FHO-SES-FEQ-0115 | Fire Stand Pipe & Hose Cabinet, #115, Ozone Bldg., L1, North Hallway (#4), By West Entrance | FHO-SES-FEQ | Fire Prevention,Extinguisher | Fire Equipment |  | FEQ | http://www.toronto.ca/TWONTO#00351
| FHO-SES-FEQ-0116-SUS | Fire Extinguisher, #116, Ozone Building, L1, Mechancical Room #1, N/W Corner | FHO-SES-FEQ | Fire Prevention,Extinguisher | Fire Equipment | 44572 | FEQ | x
| FHO-SES-FEQ-0118-SUS | Fire Extinguisher, #118, Ozone Building, L1, North Hallway (#4), N/W Stairway Entrance | FHO-SUSPENDED | Fire Prevention,Extinguisher | Fire Equipment | 44573 | FEQ | x
| FHO-SES-FEQ-0118A-SUS | Fire Extinguisher#0118A: Ozone Building northeast stairway to Roof near door 2-45 | FHO-SES-FEQ | Fire Prevention,Extinguisher | Fire Equipment | 37751 | FEQ | x
| FHO-SES-FEQ-0119-SUS | Fire Extinguisher, #119, Ozone Building, L1, Ozone Equipment Room, North Wall | FHO-SUSPENDED | Fire Prevention,Extinguisher | Fire Equipment | 44574 | FEQ | x
| FHO-SES-FEQ-0121-SUS | Fire Extinguisher, #121, Ozone Building, L1, Ozone Equipment Room, West Wall | FHO-SES-FEQ | Fire Prevention,Extinguisher | Fire Equipment | 44576 | FEQ | x
| FHO-SES-FEQ-0122-SUS | Fire Extinguisher, #122, Ozone Building, L1, Ozone Equipment Room, South Wall | FHO-SUSPENDED | Fire Prevention,Extinguisher | Fire Equipment | 44577 | FEQ | x
| FHO-SES-FEQ-0123-SUS | Fire Extinguisher, #123, Ozone Building, L1, Mechanical Room No.2, North Wall | FHO-SES-FEQ | Fire Prevention,Extinguisher | Fire Equipment | 44578 | FEQ | x
| FHO-SES-FEQ-0124-SUS | Fire Extinguisher, #124, Hose Cabinet, Ozone Building, L1, South Halway (#3), South Wall | FHO-SES-FEQ | Fire Prevention,Extinguisher | Fire Equipment | 44579 | FEQ | x
| FHO-SES-FEQ-0125-SUS | Fire Extinguisher, #125, Ozone Building, S2, Filter Pipe Gallery, West Platform | FHO-SUSPENDED | Fire Prevention,Extinguisher | Fire Equipment | 44580 | FEQ | x
| FHO-SES-FEQ-0126-SUS | Fire Extinguisher, #126, Ozone Building, S3, Filter Pipe Gallery, South Wall | FHO-SES-FEQ | Fire Prevention,Extinguisher | Fire Equipment | 44581 | FEQ | x
| FHO-SES-FEQ-0127-SUS | Fire Extinguisher, #127, Hose Cabinet, Ozone Building, S3, Filter Pipe Gallery, West Wall | FHO-SUSPENDED | Fire Prevention,Extinguisher | Fire Equipment | 44582 | FEQ | x
| FHO-SES-FEQ-0128-SUS | Fire Extinguisher, #128, Ozone Bldg., S2, Filter Pipe Gallery, North Platform, By N/W Entrance | FHO-SUSPENDED | Fire Prevention,Extinguisher | Fire Equipment | 44583 | FEQ | x
| FHO-SES-FEQ-0129 | Fire Stand Pipe & Hose Cabinet, #129, Ozone Building, S5, Filter 9-13 Pipe Gal. West Basment | FHO-SES-FEQ | Fire Prevention,Extinguisher | Fire Equipment |  | FEQ | http://www.toronto.ca/TWONTO#00351
| FHO-SES-FEQ-0131-SUS | Fire Extinguisher, #131, Ozone Building, S5, Filter 9-13 Pipe Gal. East Basment, North End | FHO-SUSPENDED | Fire Prevention,Extinguisher | Fire Equipment | 44584 | FEQ | x
| FHO-SES-FEQ-0133-SUS | Fire Extinguisher, #133, Ozone Building, S2, South Hallway (#1), East Wall by Entrance | FHO-SUSPENDED | Fire Prevention,Extinguisher | Fire Equipment | 44586 | FEQ | x
| FHO-SES-FEQ-0135-SUS | Fire Extinguisher, #135, Ozone Building, S2, Service Pipe Gallery, South Wall | FHO-SES-FEQ | Fire Prevention,Extinguisher | Fire Equipment | 44587 | FEQ | x
| FHO-SES-FEQ-0137-SUS | Fire Extinguisher, #137, Ozone Building, S2, S/E Vestibule (#2) | FHO-SUSPENDED | Fire Prevention,Extinguisher | Fire Equipment | 44588 | FEQ | x
| FHO-SES-FEQ-0138 | Fire Stand Pipe & Hose Cabinet, #138, Ozone Bldg., S2, East Ozone Pipe Gal. (#2), North End | FHO-SES-FEQ | Fire Prevention,Extinguisher | Fire Equipment |  | FEQ | http://www.toronto.ca/TWONTO#00351
| FHO-SES-FEQ-0140-SUS | Fire Extinguisher, #140, Ozone Building, S2, West Ozone Pipe Gal. (#1), North End | FHO-SES-FEQ | Fire Prevention,Extinguisher | Fire Equipment | 44590 | FEQ | x
| FHO-SES-FEQ-0141-SUS | Fire Extinguisher, #141, Ozone Building, S2, North Hallway, By N/W Staircase Entrance | FHO-SES-FEQ | Fire Prevention,Extinguisher | Fire Equipment | 44591 | FEQ | x
| FHO-SES-FEQ-0141-SUS | Fire Extinguisher, #141, Ozone Building, S2, North Hallway, By N/W Staircase Entrance | FHO-SUSPENDED | Fire Prevention,Extinguisher | Fire Equipment | 44591 | FEQ | x
| FHO-SES-FEQ-0143 | Fire Stand Pipe & Hose Cabinet, #143, Ozone Building, S2, North Hallway, South Wall | FHO-SES-FEQ | Fire Prevention,Extinguisher | Fire Equipment |  | FEQ | http://www.toronto.ca/TWONTO#00351
| FHO-SES-FEQ-0144-SUS | Fire Extinguisher, #144, Ozone Building, S2, North Hallway, By West Exit | FHO-SES-FEQ | Fire Prevention,Extinguisher | Fire Equipment | 44592 | FEQ | x
| FHO-SES-FEQ-0145-SUS | Fire Extinguisher, #145, Ozone Building, S2, Raw Water Process Room, By North Exit | FHO-SUSPENDED | Fire Prevention,Extinguisher | Fire Equipment | 44593 | FEQ | x
| FHO-SES-FEQ-0146-SUS | Fire Extinguisher, #146, Ozone Building, S2, Raw Water Process Room, By South Exit | FHO-SES-FEQ | Fire Prevention,Extinguisher | Fire Equipment | 44594 | FEQ | x
| FHO-SES-FEQ-0147-SUS | Fire Extinguisher, #147, Ozone Building, S1, Mechanical Room No.3, By Entrance | FHO-SUSPENDED | Fire Prevention,Extinguisher | Fire Equipment | 44595 | FEQ | x
| FHO-SES-FEQ-0148-SUS | Fire Extinguisher, #148, Ozone Building, S1, North Vestibule (#3), By Mech. Rm 3 Entrance | FHO-SES-FEQ | Fire Prevention,Extinguisher | Fire Equipment | 44596 | FEQ | x
| FHO-SES-FEQ-0149-SUS | Fire Extinguisher, #149, Ozone Building, S2, North Vestibule (#1), By North Building Entrance | FHO-SUSPENDED | Fire Prevention,Extinguisher | Fire Equipment | 44597 | FEQ | x
| FHO-SES-FEQ-0153-SUS | Fire Extinguisher, #153, Ozone Building, S2, Dispersion Pump Room, South Wall | FHO-SES-FEQ | Fire Prevention,Extinguisher | Fire Equipment | 44599 | FEQ | x
| FHO-SES-FEQ-0154-SUS | Fire Extinguisher, #154, Ozone Building, S2, West Ozone Pipe Gal. (#1), S/W Corner | FHO-SUSPENDED | Fire Prevention,Extinguisher | Fire Equipment | 44600 | FEQ | x
| FHO-SES-FEQ-0165-SUS | Fire Extinguisher, #165, Chemical Building, S2, North Vestible (#3), S/W Corner | FHO-SUSPENDED | Fire Prevention,Extinguisher | Fire Equipment | 44601 | FEQ | x
| FHO-SES-FEQ-0166-SUS | Fire Extinguisher, #166, Standby Power Building, S2, Generator Room, S/W Exit to Outside | FHO-SUSPENDED | Fire Prevention,Extinguisher | Fire Equipment | 44602 | FEQ | x
| FHO-SES-FEQ-0167-SUS | Fire Extinguisher, #167, Standby Power Building, S2, On pillar South of Generators | FHO-SUSPENDED | Fire Prevention,Extinguisher | Fire Equipment | 44603 | FEQ | x
| FHO-SES-FEQ-0168-SUS | Fire Extinguisher, #168, Standby Power Building, S2, On pillar between Generators 6 and 7 | FHO-SES-FEQ | Fire Prevention,Extinguisher | Fire Equipment | 44604 | FEQ | x
| FHO-SES-FEQ-0169-SUS | Fire Extinguisher, #169, Standby Power Building, S2, On pillar between Generators 5 and 6 | FHO-SUSPENDED | Fire Prevention,Extinguisher | Fire Equipment | 44605 | FEQ | x
| FHO-SES-FEQ-0170-SUS | Fire Extinguisher, #170, Standby Power Building, S2, On pillar between Generators 4 and 5 | FHO-SES-FEQ | Fire Prevention,Extinguisher | Fire Equipment | 44606 | FEQ | x
| FHO-SES-FEQ-0171-SUS | Fire Extinguisher, #171, Standby Power Building, S2, On pillar between Generators 3 and 4 | FHO-SUSPENDED | Fire Prevention,Extinguisher | Fire Equipment | 44607 | FEQ | x
| FHO-SES-FEQ-0172-SUS | Fire Extinguisher, #172, Standby Power Building, S2, Generator Room, North Wall | FHO-SUSPENDED | Fire Prevention,Extinguisher | Fire Equipment | 44608 | FEQ | x
| FHO-SES-FEQ-0173-SUS | Fire Extinguisher, #173, Standby Power Building, L1, Roof North Vestibule, North Wall | FHO-SUSPENDED | Fire Prevention,Extinguisher | Fire Equipment | 44609 | FEQ | x
| FHO-SES-FEQ-0174-SUS | Fire Extinguisher, #174, Standby Power Building, S1, North Vestibule, North Wall | FHO-SES-FEQ | Fire Prevention,Extinguisher | Fire Equipment | 44610 | FEQ | x
| FHO-SES-FEQ-0175-SUS | Fire Extinguisher, #175, Standby Power Building, S4, Corridor, North Entrance to Surge Tank Rm | FHO-SES-FEQ | Fire Prevention,Extinguisher | Fire Equipment | 44611 | FEQ | x
| FHO-SES-FEQ-0175-SUS | Fire Extinguisher, #175, Standby Power Building, S4, Corridor, North Entrance to Surge Tank Rm | FHO-SUSPENDED | Fire Prevention,Extinguisher | Fire Equipment | 44611 | FEQ | x
| FHO-SES-FEQ-0176-SUS | Fire Extinguisher, #176, Surge Building, S4, Surge Tank Room, North Exit | FHO-SUSPENDED | Fire Prevention,Extinguisher | Fire Equipment | 44612 | FEQ | x
| FHO-SES-FEQ-0177-SUS | Fire Extinguisher, #177, Surge Building, S4, Surge Tank Room, South Exit | FHO-SES-FEQ | Fire Prevention,Extinguisher | Fire Equipment | 44613 | FEQ | x
| FHO-SES-FEQ-0178-SUS | Fire Extinguisher, #178, Standby Power Building, S4, Phosphoric Acid Room, North Exit | FHO-SUSPENDED | Fire Prevention,Extinguisher | Fire Equipment | 44614 | FEQ | x
| FHO-SES-FEQ-0180-SUS | Fire Extinguisher, #180, Chemical Building, S4, North Vestibule (#1), North Wall | FHO-SES-FEQ | Fire Prevention,Extinguisher | Fire Equipment | 44616 | FEQ | x
| FHO-SES-FEQ-0182-SUS | Fire Extinguisher, #182, Chemical Building, S1, North Vestibule (#5) | FHO-SUSPENDED | Fire Prevention,Extinguisher | Fire Equipment | 44618 | FEQ | x
| FHO-SES-FEQ-0182A-SUS | Fire Extinguisher #182A Standby Gas Gen MCC Room North side wall | FHO-SUSPENDED | Fire Prevention,Extinguisher | Fire Equipment | 37752 | FEQ | x
| FHO-SES-FEQ-0183-SUS | Fire Extinguisher#0183: Admin Building L2 mechanical room AD716 | FHO-SUSPENDED | Fire Prevention,Extinguisher | Fire Equipment | 37753 | FEQ | x
| FHO-SES-FEQ-0185-SUS | Fire Extinguisher, #181, Chemical Building, S2, Room CH402 | FHO-SES-FEQ | Fire Prevention,Extinguisher | Fire Equipment | 44620 | FEQ | x
| FHO-SES-FEQ-0186-SUS | Fire Extinguisher, #186, Ozone Bldg., L1, N/E Vestibule (#5), By N/W Exit to Ozone Bldg. Roof | FHO-SES-FEQ | Fire Prevention,Extinguisher | Fire Equipment | 44621 | FEQ | x
| FHO-SES-FEQ-0187-SUS | Fire Extinguisher, #187, Standby Power Building, S2, Electrical Room, West Wall | FHO-SES-FEQ | Fire Prevention,Extinguisher | Fire Equipment | 44622 | FEQ | x
| FHO-SES-FEQ-0188-SUS | Fire Extinguisher, #188, Standby Power Building, S4, Phosphoric Acid Room, By safety shower | FHO-SUSPENDED | Fire Prevention,Extinguisher | Fire Equipment | 44623 | FEQ | x
| FHO-SES-FEQ-0189-SUS | Fire Extinguisher#0188: New operator's Lab | FHO-SUSPENDED | Fire Prevention,Extinguisher | Fire Equipment | 44624 | FEQ | x
| WTR-WEST-RES | Work Area 3 WEST Reservoirs | WTR-WEST |  |  |  |  | http://www.toronto.ca/TWONTO#00260 | Process | Water Supply Work Area 3 WEST
| COL-PSP-FA-0001S | Fire Alarm | COL-PSP |  | Fire Equipment | 42972 | FA | x
| COL-PSP-FA-0001S | Fire Alarm | COL-W-OBSOLETE |  | Fire Equipment | 42972 | FA | x
| COL-PST-FA-0001S | Fire Alarm | COL-PST-MISC |  | Fire Equipment | 42973 | FA | x
| COL-PST-FEQ-0001S | Fire equipment | COL-PST |  | Fire Equipment | 42718 | FEQ | x
| COL-PST-FEQ-0001S | Fire equipment | COL-PST-MISC |  | Fire Equipment | 42718 | FEQ | x
| COL-PST-FEQ-0002S | Fire equipment | COL-W-OBSOLETE |  | Fire Equipment | 42719 | FEQ | x
| COL-PSU-FA-0001S | Fire Alarm | COL-PSU |  | Fire Equipment | 42974 | FA | x
| COL-PSU-FA-0001S | Fire Alarm | COL-PSU-MISC |  | Fire Equipment | 42974 | FA | x
| COL-PSU-FA-0001S | Fire Alarm | COL-W-OBSOLETE |  | Fire Equipment | 42974 | FA | x
| COL-PSW-FEQ-0001S | Fire Prevention, Extinguisher | COL-PSW-MISC | Fire Prevention,Extinguisher | Fire Equipment | 42894 | FEQ | x
| COL-PVM-FA-0001S | Fire Alarm | COL-PVM |  | Fire Equipment | 42976 | FA | x
| COL-PVM-FA-0001S | Fire Alarm | COL-W-OBSOLETE |  | Fire Equipment | 42976 | FA | x
| COL-PWC-FA-0001 | Fire Alarm | COL-PWC-MISC |  | Fire Equipment |  | FA | http://www.toronto.ca/TWONTO#OWLClass_tinik-gifim-dijov-zonav
| COL-PWH-FEQ-0001S | Fire Prevention, Extinguisher | COL-W-OBSOLETE | Fire Prevention,Extinguisher | Fire Equipment | 40197 | FEQ | x
| COL-PWN-FA-0001S | Fire Alarm System, Electrical room | COL-W-OBSOLETE | Building Service,Fire Alarm | Fire Equipment | 42977 | FA | x
| COL-PWN-FEQ-0001S | Fire Prevention, Extinguisher | COL-PWN-MISC | Fire Prevention,Extinguisher | Fire Equipment | 42898 | FEQ | x
| WTR-WEST-SYP | Work Area 3 WEST System Pressure | WTR-WEST |  |  |  |  | http://www.toronto.ca/TWONTO#00260 | Equipment Location | Water Supply Work Area 3 WEST
| COL-PWR-FEQ-0001S | Fire Prevention, Extinguisher, Control Room, West Rouge PS | COL-PWR | Fire Prevention,Extinguisher | Fire Equipment | 42900 | FEQ | x
| COL-PWR-FEQ-0001S | Fire Prevention, Extinguisher, Control Room, West Rouge PS | COL-W-OBSOLETE | Fire Prevention,Extinguisher | Fire Equipment | 42900 | FEQ | x
| COL-PWR-FEQ-0002S | Fire Prevention, Extinguisher, Generator Room, West Rouge PS | COL-PWR | Fire Prevention,Extinguisher | Fire Equipment | 42901 | FEQ | x
| COL-PWR-FEQ-0002S | Fire Prevention, Extinguisher, Generator Room, West Rouge PS | COL-PWR-AUX-MECH | Fire Prevention,Extinguisher | Fire Equipment | 42901 | FEQ | x
| COL-PWR-FEQ-0002S | Fire Prevention, Extinguisher, Generator Room, West Rouge PS | COL-PWR-MISC | Fire Prevention,Extinguisher | Fire Equipment | 42901 | FEQ | x
| COL-PWR-FEQ-0002S | Fire Prevention, Extinguisher, Generator Room, West Rouge PS | COL-W-OBSOLETE | Fire Prevention,Extinguisher | Fire Equipment | 42901 | FEQ | x
| COL-PWR-FEQ-0004S | Fire Prevention, Extinguisher, Pump Floor, West Rouge PS | COL-PWR | Fire Prevention,Extinguisher | Fire Equipment | 42903 | FEQ | x
| COL-PWR-FEQ-0004S | Fire Prevention, Extinguisher, Pump Floor, West Rouge PS | COL-PWR-AUX-MECH | Fire Prevention,Extinguisher | Fire Equipment | 42903 | FEQ | x
| COL-PWR-FEQ-0004S | Fire Prevention, Extinguisher, Pump Floor, West Rouge PS | COL-PWR-MISC | Fire Prevention,Extinguisher | Fire Equipment | 42903 | FEQ | x
| COL-PWR-FEQ-0004S | Fire Prevention, Extinguisher, Pump Floor, West Rouge PS | COL-W-OBSOLETE | Fire Prevention,Extinguisher | Fire Equipment | 42903 | FEQ | x
| COL-PWR-FEQ-0005S | Fire Prevention, Extinguisher, Wet Wells, West Rouge PS | COL-PWR-AUX-MECH | Fire Prevention,Extinguisher | Fire Equipment | 42904 | FEQ | x
| FIS-FEQ-FEQ-0301-SUS | Fire Extinguisher #29, Storage Building, Solvent Storage Room Entrance | FIS-SES-FE |  | Fire Equipment | 46891 | FEQ | x
| FIS-FEQ-FEQ-0302-SUS | Fire Extinguisher #31, Storage Building, West Wall Near the Solvent Room, | FIS-SUSPENDED |  | Fire Equipment | 46892 | FEQ | x
| FIS-FEQ-FEQ-0303-SUS | Fire Extinguisher #30, Storage Building, Northwest Corner, Near Entrance | FIS-SES-FE |  | Fire Equipment | 46893 | FEQ | x
| FIS-FEQ-FEQ-0303-SUS | Fire Extinguisher #30, Storage Building, Northwest Corner, Near Entrance | FIS-SUSPENDED |  | Fire Equipment | 46893 | FEQ | x
| FIS-FEQ-FEQ-0401-SUS | Fire Extinguisher #11, Filter Building, Basement, West Wall Near Staircases | FIS-SES-FE |  | Fire Equipment | 46894 | FEQ | x
| FIS-FEQ-FEQ-0402-SUS | Fire Extinguisher #12, Filter Building, Basement, East staircases | FIS-SUSPENDED |  | Fire Equipment | 46895 | FEQ | x
| FIS-FEQ-FEQ-0404-SUS | Fire Extinguisher #14, Filter Building, Pipe Gallery, Middle North Staircase | FIS-SES-FE |  | Fire Equipment | 46897 | FEQ | x
| FIS-FEQ-FEQ-0404-SUS | Fire Extinguisher #14, Filter Building, Pipe Gallery, Middle North Staircase | FIS-SUSPENDED |  | Fire Equipment | 46897 | FEQ | x
| FIS-FEQ-FEQ-0405-SUS | Fire Extinguisher #13, Filter Building, Pipe Gallery, North staircase | FIS-SES-FE |  | Fire Equipment | 46898 | FEQ | x
| FIS-FEQ-FEQ-0405-SUS | Fire Extinguisher #13, Filter Building, Pipe Gallery, North staircase | FIS-SUSPENDED |  | Fire Equipment | 46898 | FEQ | x
| FIS-FEQ-FEQ-0406-SUS | Fire Extinguisher #10, Filter Building, Pump Room, North West Corner | FIS-SES-FE |  | Fire Equipment | 46899 | FEQ | x
| FIS-FEQ-FEQ-0406-SUS | Fire Extinguisher #10, Filter Building, Pump Room, North West Corner | FIS-SUSPENDED |  | Fire Equipment | 46899 | FEQ | x
| FIS-FEQ-FEQ-0407-SUS | Fire Extinguisher #9, Filter Building, Pump Room, Near Library | FIS-SES-FE |  | Fire Equipment | 46900 | FEQ | x
| FIS-FEQ-FEQ-0407-SUS | Fire Extinguisher #9, Filter Building, Pump Room, Near Library | FIS-SUSPENDED |  | Fire Equipment | 46900 | FEQ | x
| FIS-FEQ-FEQ-0408-SUS | Fire Extinguisher #7, Filter Building, Ground Level, West Staircase to the Loading Area | FIS-SES-FE |  | Fire Equipment | 46901 | FEQ | x
| FIS-FEQ-FEQ-0409-SUS | Fire Extinguisher #8, Filter Building, Ground level, Loading Dock, West Wall | FIS-SUSPENDED |  | Fire Equipment | 46902 | FEQ | x
| FIS-FEQ-FEQ-0410-SUS | Fire Extinguisher #16, Filter Building, Upper Level, South Wall Next to the South Entrance | FIS-SUSPENDED |  | Fire Equipment | 46903 | FEQ | x
| FIS-FEQ-FEQ-0411-SUS | Fire Extinguisher #17, Filter Building, Filter Control Area, Near North Entrance | FIS-SUSPENDED |  | Fire Equipment | 46904 | FEQ | x
| FIS-FEQ-FEQ-0601-SUS | Fire Extinguisher #5, Admin Building, Chemistry lab, West Wall | FIS-SES-FE |  | Fire Equipment | 46905 | FEQ | x
| FIS-FEQ-FEQ-0602-SUS | Fire Extinguisher #6, Admin Building, Next to Filtering Building Entrance Door | FIS-SES-FE |  | Fire Equipment | 46906 | FEQ | x
| FIS-FEQ-FEQ-0603-SUS | Fire Extinguisher #4, Admin Building, Control Room, North Wall | FIS-SUSPENDED |  | Fire Equipment | 46907 | FEQ | x
| FIS-FEQ-FEQ-0604-SUS | Fire Extinguisher #80, Admin Building, Control Room, North Wall | FIS-SUSPENDED |  | Fire Equipment | 46908 | FEQ | x
| FIS-FEQ-FEQ-0605-SUS | Fire Extinguisher #3, Admin Building, Lunch Room | FIS-SUSPENDED |  | Fire Equipment | 46909 | FEQ | x
| FIS-FEQ-FEQ-1301-SUS | Fire Extinguisher #2, Chemical Mixing Room, Near Entrance Door | FIS-SUSPENDED |  | Fire Equipment | 46910 | FEQ | x
| FIS-FEQ-FEQ-1401-SUS | Fire Extinguisher #1, Chemical Sampling Room, Located Beside the Entrance Door | FIS-SES-FE |  | Fire Equipment | 46911 | FEQ | x
| FIS-FEQ-FEQ-1601-SUS | Fire Extinguisher #53, Raw Water Intake Building, Basement, South Wall | FIS-SUSPENDED |  | Fire Equipment | 46912 | FEQ | x
| FIS-FEQ-FEQ-1602-SUS | Fire Extinguisher #52, Raw Water Intake Building, Ground Floor, West Wall | FIS-SES-FE |  | Fire Equipment | 46913 | FEQ | x
| FIS-FEQ-FEQ-1603-SUS | Fire Extinguisher #28, Raw Water Pumping Station, East Wall | FIS-SES-FE |  | Fire Equipment | 46914 | FEQ | x
| FIS-FEQ-FEQ-1604-SUS | Fire Extinguisher #25, Raw Water Pumping Station, Near South East Entrance | FIS-SES-FE |  | Fire Equipment | 46915 | FEQ | x
| FIS-FEQ-FEQ-1604-SUS | Fire Extinguisher #25, Raw Water Pumping Station, Near South East Entrance | FIS-SUSPENDED |  | Fire Equipment | 46915 | FEQ | x
| FIS-FEQ-FEQ-1605-SUS | Fire Extinguisher #26, Raw Water Pumping Station, North Wall, Near Overhead Door | FIS-SES-FE |  | Fire Equipment | 46916 | FEQ | x
| FIS-FEQ-FEQ-1606-SUS | Fire Extinguisher #27, Raw Water Pump Building, Garage, Entrance Door | FIS-SES-FE |  | Fire Equipment | 46917 | FEQ | x
| FIS-FEQ-FEQ-1607-SUS | Fire Extinguisher #24, Raw Water Channel, South Door | FIS-SUSPENDED |  | Fire Equipment | 46918 | FEQ | x
| FIS-FEQ-FEQ-1608-SUS | Fire Extinguisher #23, Raw Water Channel, Near Middle Door, East Wall | FIS-SES-FE |  | Fire Equipment | 46919 | FEQ | x
| FIS-FEQ-FEQ-1609-SUS | Fire Extinguisher #22, Raw Water Channel, Near Mid North Door, East Wall | FIS-SUSPENDED |  | Fire Equipment | 46920 | FEQ | x
| FIS-FEQ-FEQ-3501-SUS | Fire Extinguisher #35, Scrubber Building, Storage room, West Wall Near Double Door Exit | FIS-SUSPENDED |  | Fire Equipment | 46922 | FEQ | x
| FIS-FEQ-FEQ-3502-SUS | Fire Extinguisher #33, Scrubber Building, Storage Room, Near Evaporator Entrance | FIS-SES-FE |  | Fire Equipment | 46923 | FEQ | x
| FIS-FEQ-FEQ-3502-SUS | Fire Extinguisher #33, Scrubber Building, Storage Room, Near Evaporator Entrance | FIS-SUSPENDED |  | Fire Equipment | 46923 | FEQ | x
| FIS-FEQ-FEQ-3503-SUS | Fire Extinguisher #34, Scrubber Building, Storage Room, North/East Door | FIS-SES-FE |  | Fire Equipment | 46924 | FEQ | x
| FIS-FEQ-FEQ-3504-SUS | Fire Extinguisher #36, Scrubber Building, Feed room, North Wall Near Scrubber Room | FIS-SUSPENDED |  | Fire Equipment | 46925 | FEQ | x
| FIS-FEQ-FEQ-3505-SUS | Fire Extinguisher #32, Scrubber Building, Machine Shop, North Wall, Near Entrance | FIS-SUSPENDED |  | Fire Equipment | 46926 | FEQ | x
| FIS-FEQ-FEQ-4501-SUS | Fire Extinguisher #41, Workshop Building, Ground Floor, EICT Corridor, South/West | FIS-SES-FE |  | Fire Equipment | 46933 | FEQ | x
| FIS-FEQ-FEQ-4502-SUS | Fire Extinguisher #39, Workshop Building, Chemical Room, North Wall | FIS-SES-FE |  | Fire Equipment | 46934 | FEQ | x
| FIS-FEQ-FEQ-4504-SUS | Fire Extinguisher #37, Workshop Building, Generator Room, East Wall | FIS-SES-FE |  | Fire Equipment | 46936 | FEQ | x
| FIS-FEQ-FEQ-4505-SUS | Fire Extinguisher #44, Workshop Building, Ground Floor, Below Switchgear Room, West Wall | FIS-SES-FE |  | Fire Equipment | 46937 | FEQ | x
| FIS-FEQ-FEQ-4506-SUS | Fire Extinguisher #42, Workshop Building, Lunch Room, North Wall | FIS-SUSPENDED |  | Fire Equipment | 46938 | FEQ | x
| FIS-FEQ-FEQ-4507-SUS | Fire Extinguisher #45, Workshop Building, Staircase to Switchgear Room | FIS-SUSPENDED |  | Fire Equipment | 46939 | FEQ | x
| FIS-FEQ-FEQ-4508-SUS | Fire Extinguisher #43, Workshop Building, Ground Floor, West Office | FIS-SUSPENDED |  | Fire Equipment | 46940 | FEQ | x
| FIS-FEQ-FEQ-4509-SUS | Fire Extinguisher #47, Workshop Building, Ground Floor, Near Welding Area Staircase | FIS-SUSPENDED |  | Fire Equipment | 46941 | FEQ | x
| FIS-FEQ-FEQ-4510-SUS | Fire Extinguisher #46, Workshop Building, Ground Floor, Near Welding Area | FIS-SUSPENDED |  | Fire Equipment | 46942 | FEQ | x
| FIS-FEQ-FEQ-4511-SUS | Fire Extinguisher #49, Workshop Building, Ground Floor, Welding Area | FIS-SUSPENDED |  | Fire Equipment | 46943 | FEQ | x
| FIS-FEQ-FEQ-4512-SUS | Fire Extinguisher #40, Workshop Building, Mezzanine, Switchgear Room Near Chemical Storage Room | FIS-SUSPENDED |  | Fire Equipment | 46944 | FEQ | x
| FIS-FEQ-FEQ-4513-SUS | Fire Extinguisher #51, Workshop Building, Mezzanine, Switchgear Room, East Wall | FIS-SUSPENDED |  | Fire Equipment | 46945 | FEQ | x
| FIS-FEQ-FEQ-4514-SUS | Fire Extinguisher #50, Workshop Building, Mezzanine, Staircase to Switchgear Room | FIS-SES-FE |  | Fire Equipment | 46946 | FEQ | x
| FIS-FEQ-FEQ-4515-SUS | Fire Extinguisher #48, Workshop Building, Mezzanine, Staircase to Storage Area | FIS-SUSPENDED |  | Fire Equipment | 46947 | FEQ | x
| FIS-FEQ-FEQ-5001-SUS | Fire Extinguisher #18, Fluoride & Ammonia Building, Fluoride Tank Room, South/East Corner | FIS-SES-FE |  | Fire Equipment | 46948 | FEQ | x
| FIS-FEQ-FEQ-5002-SUS | Fire Extinguisher #19, Fluoride & Ammonia Building, West Door, Near Control Room | FIS-SUSPENDED |  | Fire Equipment | 46949 | FEQ | x
| FIS-FEQ-HYD-1601 | Fire Hydrant, Intake Valve House | FIS-SES | Fire Prevention,Hydrant | Fire Equipment |  | HYD | http://www.toronto.ca/TWONTO#00432
| FIS-FEQ-HYD-4001 | Fire Hydrant, Marine Yard, Old Filter Building | FIS-SES-FE | Fire Prevention,Hydrant | Fire Equipment |  | HYD | http://www.toronto.ca/TWONTO#00432
| FIS-FEQ-HYD-4501 | Fire Hydrant, Machine Shop | FIS-SES | Fire Prevention,Hydrant | Fire Equipment |  | HYD | http://www.toronto.ca/TWONTO#00432
| WTR-WEST-TNK | Work Area 3 WEST Tanks | WTR-WEST |  |  |  |  | http://www.toronto.ca/TWONTO#00260 | Process | Water Supply Work Area 3 WEST
| FIS-SES-FEQ-0001-SUS | Fire Extinguisher #1 | FIS-SES | Fire Prevention,Extinguisher | Fire Equipment | 46964 | FEQ | x
| FIS-SES-FEQ-0002-SUS | Fire Extinguisher #2 | FIS-SES | Fire Prevention,Extinguisher | Fire Equipment | 46965 | FEQ | x
| FIS-SES-FEQ-0003-SUS | Fire Extinguisher #3 | FIS-SES | Fire Prevention,Extinguisher | Fire Equipment | 46966 | FEQ | x
| FIS-SES-FEQ-0004-SUS | Fire Extinguisher #4 | FIS-SES | Fire Prevention,Extinguisher | Fire Equipment | 46967 | FEQ | x
| FIS-SES-FEQ-0006-SUS | Fire Extinguisher #6 | FIS-SES | Fire Prevention,Extinguisher | Fire Equipment | 46969 | FEQ | x
| FIS-SES-FEQ-0006-SUS | Fire Extinguisher #6 | FIS-SUSPENDED | Fire Prevention,Extinguisher | Fire Equipment | 46969 | FEQ | x
| FIS-SES-FEQ-0007-SUS | Fire Extinguisher #7 | FIS-SES | Fire Prevention,Extinguisher | Fire Equipment | 46970 | FEQ | x
| FIS-SES-FEQ-0008-SUS | Fire Extinguisher #8 | FIS-SUSPENDED | Fire Prevention,Extinguisher | Fire Equipment | 46971 | FEQ | x
| FIS-SES-FEQ-0009-SUS | Fire Extinguisher #9 | FIS-SES | Fire Prevention,Extinguisher | Fire Equipment | 46972 | FEQ | x
| FIS-SES-FEQ-0010-SUS | Fire Extinguisher #10 | FIS-SES | Fire Prevention,Extinguisher | Fire Equipment | 46973 | FEQ | x
| FIS-SES-FEQ-0015-SUS | Fire Extinguisher #15 | FIS-SUSPENDED | Fire Prevention,Extinguisher | Fire Equipment | 46978 | FEQ | x
| FIS-SES-FEQ-0016-SUS | Fire Extinguisher #16 | FIS-SUSPENDED | Fire Prevention,Extinguisher | Fire Equipment | 46979 | FEQ | x
| FIS-SES-FEQ-0017-SUS | Fire Extinguisher #17 | FIS-SES | Fire Prevention,Extinguisher | Fire Equipment | 46980 | FEQ | x
| FIS-SES-FEQ-0018-SUS | Fire Extinguisher #18 | FIS-SES | Fire Prevention,Extinguisher | Fire Equipment | 46981 | FEQ | x
| FIS-SES-FEQ-0020-SUS | Fire Extinguisher #20 | FIS-SES | Fire Prevention,Extinguisher | Fire Equipment | 46983 | FEQ | x
| FIS-SES-FEQ-0021-SUS | Fire Extinguisher #21 | FIS-SUSPENDED | Fire Prevention,Extinguisher | Fire Equipment | 46984 | FEQ | x
| FIS-SES-FEQ-0022-SUS | Fire Extinguisher #22 | FIS-SES | Fire Prevention,Extinguisher | Fire Equipment | 46985 | FEQ | x
| FIS-SES-FEQ-0022-SUS | Fire Extinguisher #22 | FIS-SUSPENDED | Fire Prevention,Extinguisher | Fire Equipment | 46985 | FEQ | x
| FIS-SES-FEQ-0023-SUS | Fire Extinguisher #23 | FIS-SES | Fire Prevention,Extinguisher | Fire Equipment | 46986 | FEQ | x
| FIS-SES-FEQ-0024-SUS | Fire Extinguisher #24 | FIS-SES | Fire Prevention,Extinguisher | Fire Equipment | 46988 | FEQ | x
| FIS-SES-FEQ-0025-SUS | Fire Extinguisher #25 | FIS-SES | Fire Prevention,Extinguisher | Fire Equipment | 46989 | FEQ | x
| FIS-SES-FEQ-0026-SUS | Fire Extinguisher #26 | FIS-SES | Fire Prevention,Extinguisher | Fire Equipment | 46990 | FEQ | x
| FIS-SES-FEQ-0026-SUS | Fire Extinguisher #26 | FIS-SUSPENDED | Fire Prevention,Extinguisher | Fire Equipment | 46990 | FEQ | x
| FIS-SES-FEQ-0028-SUS | Fire Extinguisher #28 | FIS-SES | Fire Prevention,Extinguisher | Fire Equipment | 46992 | FEQ | x
| FIS-SES-FEQ-0028-SUS | Fire Extinguisher #28 | FIS-SUSPENDED | Fire Prevention,Extinguisher | Fire Equipment | 46992 | FEQ | x
| FIS-SES-FEQ-0029-SUS | Fire Extinguisher #29 | FIS-SES | Fire Prevention,Extinguisher | Fire Equipment | 46993 | FEQ | x
| FIS-SES-FEQ-0030-SUS | Fire Extinguisher #30 | FIS-SES | Fire Prevention,Extinguisher | Fire Equipment | 46994 | FEQ | x
| FIS-SES-FEQ-0032-SUS | Fire Extinguisher #32 | FIS-SES | Fire Prevention,Extinguisher | Fire Equipment | 46996 | FEQ | x
| FIS-SES-FEQ-0033-SUS | Fire Extinguisher #33 | FIS-SES | Fire Prevention,Extinguisher | Fire Equipment | 46997 | FEQ | x
| FIS-SES-FEQ-0034-SUS | Fire Extinguisher #34 | FIS-SES | Fire Prevention,Extinguisher | Fire Equipment | 46998 | FEQ | x
| FIS-SES-FEQ-0034-SUS | Fire Extinguisher #34 | FIS-SUSPENDED | Fire Prevention,Extinguisher | Fire Equipment | 46998 | FEQ | x
| FIS-SES-FEQ-0035-SUS | Fire Extinguisher #35 | FIS-SUSPENDED | Fire Prevention,Extinguisher | Fire Equipment | 46999 | FEQ | x
| FIS-SES-FEQ-0036-SUS | Fire Extinguisher #36 | FIS-SUSPENDED | Fire Prevention,Extinguisher | Fire Equipment | 47000 | FEQ | x
| FIS-SES-FEQ-0037-SUS | Fire Extinguisher #37 | FIS-SES | Fire Prevention,Extinguisher | Fire Equipment | 47001 | FEQ | x
| FIS-SES-FEQ-0037-SUS | Fire Extinguisher #37 | FIS-SUSPENDED | Fire Prevention,Extinguisher | Fire Equipment | 47001 | FEQ | x
| FIS-SES-FEQ-0038-SUS | Fire Extinguisher #38 | FIS-SES | Fire Prevention,Extinguisher | Fire Equipment | 47002 | FEQ | x
| FIS-SES-FEQ-0039-SUS | Fire Extinguisher #39 | FIS-SUSPENDED | Fire Prevention,Extinguisher | Fire Equipment | 47003 | FEQ | x
| FIS-SES-FEQ-0040-SUS | Fire Extinguisher #40 | FIS-SES | Fire Prevention,Extinguisher | Fire Equipment | 47004 | FEQ | x
| FIS-SES-FEQ-0040-SUS | Fire Extinguisher #40 | FIS-SUSPENDED | Fire Prevention,Extinguisher | Fire Equipment | 47004 | FEQ | x
| FIS-SES-FEQ-0041-SUS | Fire Extinguisher #41 | FIS-SES | Fire Prevention,Extinguisher | Fire Equipment | 47005 | FEQ | x
| FIS-SES-FEQ-0042-SUS | Fire Extinguisher #42 | FIS-SUSPENDED | Fire Prevention,Extinguisher | Fire Equipment | 47006 | FEQ | x
| FIS-SES-FEQ-0044-SUS | Fire Extinguisher #44 | FIS-SUSPENDED | Fire Prevention,Extinguisher | Fire Equipment | 47008 | FEQ | x
| FIS-SES-FEQ-0045-SUS | Fire Extinguisher #45 | FIS-SUSPENDED | Fire Prevention,Extinguisher | Fire Equipment | 47009 | FEQ | x
| FIS-SES-FEQ-0046-SUS | Fire Extinguisher #46 | FIS-SES | Fire Prevention,Extinguisher | Fire Equipment | 47010 | FEQ | x
| FIS-SES-FEQ-0048-SUS | Fire Extinguisher #48 | FIS-SUSPENDED | Fire Prevention,Extinguisher | Fire Equipment | 47012 | FEQ | x
| FIS-SES-FEQ-0049-SUS | Fire Extinguisher #49 | FIS-SUSPENDED | Fire Prevention,Extinguisher | Fire Equipment | 47013 | FEQ | x
| FIS-SES-FEQ-0050-SUS | Fire Extinguisher #50 | FIS-SES | Fire Prevention,Extinguisher | Fire Equipment | 47014 | FEQ | x
| FIS-SES-FEQ-0050-SUS | Fire Extinguisher #50 | FIS-SUSPENDED | Fire Prevention,Extinguisher | Fire Equipment | 47014 | FEQ | x
| FIS-SES-FEQ-0051-SUS | Fire Extinguisher #51 | FIS-SES | Fire Prevention,Extinguisher | Fire Equipment | 47015 | FEQ | x
| FIS-SES-FEQ-0051-SUS | Fire Extinguisher #51 | FIS-SUSPENDED | Fire Prevention,Extinguisher | Fire Equipment | 47015 | FEQ | x
| FIS-SES-FEQ-0052-SUS | Fire Extinguisher #52 | FIS-SUSPENDED | Fire Prevention,Extinguisher | Fire Equipment | 47016 | FEQ | x
| FIS-SES-FEQ-0053-SUS | Fire Extinguisher #53 | FIS-SES | Fire Prevention,Extinguisher | Fire Equipment | 47017 | FEQ | x
| FIS-SES-FEQ-0054-SUS | Fire Extinguisher #54 | FIS-SES | Fire Prevention,Extinguisher | Fire Equipment | 47018 | FEQ | x
| FIS-SES-FEQ-0056-SUS | Fire Extinguisher #56 | FIS-SUSPENDED | Fire Prevention,Extinguisher | Fire Equipment | 47020 | FEQ | x
| FIS-SES-FEQ-0057-SUS | Fire Extinguisher #57 | FIS-SES | Fire Prevention,Extinguisher | Fire Equipment | 47021 | FEQ | x
| FIS-SES-FEQ-0058-SUS | Fire Extinguisher #58 | FIS-SES | Fire Prevention,Extinguisher | Fire Equipment | 47022 | FEQ | x
| FIS-SES-FEQ-0059-SUS | Fire Extinguisher #59 | FIS-SES | Fire Prevention,Extinguisher | Fire Equipment | 47023 | FEQ | x
| FIS-SES-FEQ-0060-SUS | Fire Extinguisher #60 | FIS-SUSPENDED | Fire Prevention,Extinguisher | Fire Equipment | 47024 | FEQ | x
| FIS-SES-FEQ-0061-SUS | Fire Extinguisher #61 | FIS-SES | Fire Prevention,Extinguisher | Fire Equipment | 47025 | FEQ | x
| FIS-SES-FEQ-0061-SUS | Fire Extinguisher #61 | FIS-SUSPENDED | Fire Prevention,Extinguisher | Fire Equipment | 47025 | FEQ | x
| FIS-SES-FEQ-0062-SUS | Fire Extinguisher #62 | FIS-SES | Fire Prevention,Extinguisher | Fire Equipment | 47026 | FEQ | x
| FIS-SES-FEQ-0063-SUS | Fire Extinguisher #63 | FIS-SUSPENDED | Fire Prevention,Extinguisher | Fire Equipment | 47027 | FEQ | x
| FIS-SES-FEQ-0080-SUS | Fire Extinguisher #80 | FIS-SUSPENDED | Fire Prevention,Extinguisher | Fire Equipment | 47028 | FEQ | x
| COL-SMC-FEQ-0002S | Fire Prevention, Extinguisher | COL-W-OBSOLETE | Fire Prevention,Extinguisher | Fire Equipment | 46863 | FEQ | x
| L13979 | Extinguisher, Fire, SN#13979, Carbon Dioxide, Spare, Laboratory | TAB-SUSPENDED ENTITY | Fire Prevention,Extinguisher | Fire Equipment | 33034 |  | x
| L13979 | Extinguisher, Fire, SN#13979, Carbon Dioxide, Spare, Laboratory | TAB-WA7-FEQ-2175S | Fire Prevention,Extinguisher | Fire Equipment | 33034 |  | x
| COL-YKP-FEQ-0002S | Fire Prevention, Extinguisher, Truck #080046 (Ford F550) | COL-YKP-VEH-0002S | Fire Prevention,Extinguisher | Fire Equipment | 41241 | FEQ | x
| COL-YKP-FEQ-0003S | Fire Prevention, Extinguisher, Truck #080079 (Ford F550) | COL-W-OBSOLETE | Fire Prevention,Extinguisher | Fire Equipment | 43619 | FEQ | x
| COL-YKP-FEQ-0004 | Fire Prevention, Extinguisher, Truck #064160 (F250) | COL-YKP | Fire Prevention,Extinguisher | Fire Equipment |  | FEQ | http://www.toronto.ca/TWONTO#00350
| COL-YKP-FEQ-0005S | Fire Prevention, Extinguisher, Truck #067019 (RAM 2500) | COL-W-OBSOLETE | Fire Prevention,Extinguisher | Fire Equipment | 41048 | FEQ | x
| COL-YKP-FEQ-0006S | Fire Prevention, Extinguisher, Truck #043191 (Sierra 1500) | COL-YKP-VEH-0006S | Fire Prevention,Extinguisher | Fire Equipment | 39966 | FEQ | x
| COL-YKP-FEQ-0007S | Fire Prevention, Extinguisher, Truck #080055 (F550) | COL-W-OBSOLETE | Fire Prevention,Extinguisher | Fire Equipment | 41254 | FEQ | x
| COL-YKP-FEQ-0007S | Fire Prevention, Extinguisher, Truck #080055 (F550) | COL-YKP | Fire Prevention,Extinguisher | Fire Equipment | 41254 | FEQ | x
| COL-YKP-FEQ-0008S | Fire Prevention, Extinguisher, Truck #080048 (F550) | COL-W-OBSOLETE | Fire Prevention,Extinguisher | Fire Equipment | 39333 | FEQ | x
| COL-YKP-FEQ-0008S | Fire Prevention, Extinguisher, Truck #080048 (F550) | COL-YKP | Fire Prevention,Extinguisher | Fire Equipment | 39333 | FEQ | x
| COL-YKP-FEQ-0008S | Fire Prevention, Extinguisher, Truck #080048 (F550) | COL-YKP-VEH-0008S | Fire Prevention,Extinguisher | Fire Equipment | 39333 | FEQ | x
| COL-YKP-FEQ-0009S | Fire Prevention, Extinguisher, Truck #080070 (F550 XL) | COL-YKP | Fire Prevention,Extinguisher | Fire Equipment | 41260 | FEQ | x
| COL-YKP-FEQ-0009S | Fire Prevention, Extinguisher, Truck #080070 (F550 XL) | COL-YKP-VEH-0009S | Fire Prevention,Extinguisher | Fire Equipment | 41260 | FEQ | x
| COL-YKP-FEQ-0010 | Fire Prevention, Extinguisher, Truck #076082 (SILVERADO 3500) | COL-YKP-VEH-0010 | Fire Prevention,Extinguisher | Fire Equipment |  | FEQ | http://www.toronto.ca/TWONTO#00350
| COL-YKP-FEQ-0010S | Fire Prevention, Extinguisher, Truck #064100 (RAM 2500) | COL-W-OBSOLETE | Fire Prevention,Extinguisher | Fire Equipment | 39335 | FEQ | x
| COL-YKP-FEQ-0010S | Fire Prevention, Extinguisher, Truck #064100 (RAM 2500) | COL-YKP | Fire Prevention,Extinguisher | Fire Equipment | 39335 | FEQ | x
| COL-YKP-FEQ-0012S | Fire Prevention, Extinguisher, Truck #043194 (Sierra 1500) | COL-YKP-VEH-0012S | Fire Prevention,Extinguisher | Fire Equipment | 41251 | FEQ | x
| COL-YKP-FEQ-0013S | Fire Prevention, Extinguisher, Truck #064118 (F250) | COL-W-OBSOLETE | Fire Prevention,Extinguisher | Fire Equipment | 41257 | FEQ | x
| COL-YKP-FEQ-0013S | Fire Prevention, Extinguisher, Truck #064118 (F250) | COL-YKP | Fire Prevention,Extinguisher | Fire Equipment | 41257 | FEQ | x
| COL-YKP-FEQ-0014S | Fire Prevention, Extinguisher, Truck #080056 (F550) | COL-W-OBSOLETE | Fire Prevention,Extinguisher | Fire Equipment | 41244 | FEQ | x
| COL-YKP-FEQ-0015S | Fire Prevention, Extinguisher, Truck #080047 (F550) | COL-W-OBSOLETE | Fire Prevention,Extinguisher | Fire Equipment | 42979 | FEQ | x
| COL-YKP-FEQ-0015S | Fire Prevention, Extinguisher, Truck #080047 (F550) | COL-YKP | Fire Prevention,Extinguisher | Fire Equipment | 42979 | FEQ | x
| COL-YKP-FEQ-0016S | Fire Prevention, Extinguisher, Truck #080071 (F550) | COL-W-OBSOLETE | Fire Prevention,Extinguisher | Fire Equipment | 41248 | FEQ | x
| COL-YKP-FEQ-0016S | Fire Prevention, Extinguisher, Truck #080071 (F550) | COL-YKP | Fire Prevention,Extinguisher | Fire Equipment | 41248 | FEQ | x
| COL-YKP-FEQ-0017S | Fire Prevention, Extinguisher, Truck #067037 (F250) | COL-W-OBSOLETE | Fire Prevention,Extinguisher | Fire Equipment | 47513 | FEQ | x
| COL-YKP-FEQ-0017S | Fire Prevention, Extinguisher, Truck #067037 (F250) | COL-YKP | Fire Prevention,Extinguisher | Fire Equipment | 47513 | FEQ | x
| COL-YKP-FEQ-0017S | Fire Prevention, Extinguisher, Truck #067037 (F250) | COL-YKP-VEH-0017S | Fire Prevention,Extinguisher | Fire Equipment | 47513 | FEQ | x
| COL-YKP-FEQ-0018S | Fire Prevention, Extinguisher, Truck #095091 (Transit XL) | COL-W-OBSOLETE | Fire Prevention,Extinguisher | Fire Equipment | 42723 | FEQ | x
| COL-YKP-FEQ-0018S | Fire Prevention, Extinguisher, Truck #095091 (Transit XL) | COL-YKP | Fire Prevention,Extinguisher | Fire Equipment | 42723 | FEQ | x
| COL-YKP-FEQ-0019(S) | Fire Prevention, Extinguisher, Truck #062084 (RAM 2500) | COL-YKP | Fire Prevention,Extinguisher | Fire Equipment | 39046 | FEQ | x
| COL-YKP-FEQ-0019(S) | Fire Prevention, Extinguisher, Truck #062084 (RAM 2500) | COL-YKP-VEH-0019(S) | Fire Prevention,Extinguisher | Fire Equipment | 39046 | FEQ | x
| COL-YKP-FEQ-0020S | Fire Prevention, Extinguisher, Truck #080072 (F550 XL) | COL-W-OBSOLETE | Fire Prevention,Extinguisher | Fire Equipment | 44896 | FEQ | x
| COL-YKP-FEQ-0020S | Fire Prevention, Extinguisher, Truck #080072 (F550 XL) | COL-YKP-VEH-0020S | Fire Prevention,Extinguisher | Fire Equipment | 44896 | FEQ | x
| COL-YKP-FEQ-0021 | Fire Prevention, Extinguisher, Truck #112431 (Transit 250) | COL-YKP-VEH-0021 | Fire Prevention,Extinguisher | Fire Equipment |  | FEQ | http://www.toronto.ca/TWONTO#00350
| COL-YKP-FEQ-0023 | Fire Prevention, Extinguisher, Truck #112523 (FORD TRANSIT 250) | COL-YKP | Fire Prevention,Extinguisher | Fire Equipment |  | FEQ | http://www.toronto.ca/TWONTO#00350
| COL-YKP-FEQ-0023 | Fire Prevention, Extinguisher, Truck #112523 (FORD TRANSIT 250) | COL-YKP-VEH-0019 | Fire Prevention,Extinguisher | Fire Equipment |  | FEQ | http://www.toronto.ca/TWONTO#00350
| COL-YKP-FEQ-0023S | Fire Prevention, Extinguisher, Truck #080040 (F550) | COL-YKP | Fire Prevention,Extinguisher | Fire Equipment | 39589 | FEQ | x
| COL-YKP-FEQ-0024S | Fire Prevention, Extinguisher, Truck #095092 (Transit XL) | COL-W-OBSOLETE | Fire Prevention,Extinguisher | Fire Equipment | 46815 | FEQ | x
| COL-YKP-FEQ-0024S | Fire Prevention, Extinguisher, Truck #095092 (Transit XL) | COL-YKP | Fire Prevention,Extinguisher | Fire Equipment | 46815 | FEQ | x
| COL-YKP-FEQ-0024S | Fire Prevention, Extinguisher, Truck #095092 (Transit XL) | COL-YKP-VEH-095092S | Fire Prevention,Extinguisher | Fire Equipment | 46815 | FEQ | x
| COL-YKP-FEQ-0025S | Fire Prevention, Extinguisher, Truck #189018 (M2 106) | COL-W-OBSOLETE | Fire Prevention,Extinguisher | Fire Equipment | 40244 | FEQ | x
| COL-YKP-FEQ-0026 | Fire Prevention, Extinguisher, Truck #065125 (F250) | COL-YKP | Fire Prevention,Extinguisher | Fire Equipment |  | FEQ | http://www.toronto.ca/TWONTO#00350
| COL-YKP-FEQ-0026 | Fire Prevention, Extinguisher, Truck #065125 (F250) | COL-YKP-VEH-0026 | Fire Prevention,Extinguisher | Fire Equipment |  | FEQ | http://www.toronto.ca/TWONTO#00350
| COL-YKP-FEQ-0027 | Fire Prevention, Extinguisher, Truck #067060 (F250 4x4) | COL-YKP | Fire Prevention,Extinguisher | Fire Equipment |  | FEQ | http://www.toronto.ca/TWONTO#00350
| COL-YKP-FEQ-0028S | Fire Prevention, Extinguisher, Truck #067038 (F250) | COL-YKP-VEH-0028S | Fire Prevention,Extinguisher | Fire Equipment | 44894 | FEQ | x
| COL-YKP-FEQ-0029 | Fire Prevention, Extinguisher, Truck #196000 (M2 106) | COL-YKP | Fire Prevention,Extinguisher | Fire Equipment |  | FEQ | http://www.toronto.ca/TWONTO#00350
| COL-YKP-FEQ-0029 | Fire Prevention, Extinguisher, Truck #196000 (M2 106) | COL-YKP-VEH-0029 | Fire Prevention,Extinguisher | Fire Equipment |  | FEQ | http://www.toronto.ca/TWONTO#00350
| COL-YKP-FEQ-0030 | Fire Prevention, Extinguisher, Truck #065124 (F250) | COL-YKP-VEH-0030 | Fire Prevention,Extinguisher | Fire Equipment |  | FEQ | http://www.toronto.ca/TWONTO#00350
| COL-YKP-FEQ-0032 | Fire Prevention, Extinguisher, Truck #112520 (FORD TRANSIT 250) | COL-YKP | Fire Prevention,Extinguisher | Fire Equipment |  | FEQ | http://www.toronto.ca/TWONTO#00350
| COL-YKP-FEQ-0032 | Fire Prevention, Extinguisher, Truck #112520 (FORD TRANSIT 250) | COL-YKP-VEH-112520 | Fire Prevention,Extinguisher | Fire Equipment |  | FEQ | http://www.toronto.ca/TWONTO#00350
| COL-YKP-FEQ-0033S | Fire Prevention, Extinguisher, Truck #041188 (Escape) | COL-YKP | Fire Prevention,Extinguisher | Fire Equipment | 39318 | FEQ | x
| COL-YKP-FEQ-0034 | Fire Prevention, Extinguisher, Truck #041121 (Escape Hybrid) | COL-YKP-VEH-0034S | Fire Prevention,Extinguisher | Fire Equipment |  | FEQ | http://www.toronto.ca/TWONTO#00350
| COL-YKP-FEQ-0035 | Fire Prevention, Extinguisher, Truck #041189 (Escape) | COL-YKP | Fire Prevention,Extinguisher | Fire Equipment |  | FEQ | http://www.toronto.ca/TWONTO#00350
| COL-YKP-FEQ-0036 | Fire Prevention, Extinguisher, Truck #041226 (Escape) | COL-YKP-VEH-041226 | Fire Prevention,Extinguisher | Fire Equipment |  | FEQ | http://www.toronto.ca/TWONTO#00350
| COL-YKP-FEQ-0037 | Fire Prevention, Extinguisher, Truck #041227 (Escape) | COL-YKP-VEH-0037 | Fire Prevention,Extinguisher | Fire Equipment |  | FEQ | http://www.toronto.ca/TWONTO#00350
| COL-YKP-FEQ-051025 | Fire Prevention, Extinguisher, Truck #051025 (2021 CHEVROLET COLORADO) | COL-YKP | Fire Prevention,Extinguisher | Fire Equipment |  | FEQ | http://www.toronto.ca/TWONTO#00350
| COL-YKP-FEQ-064161 | Fire Prevention, Extinguisher, Truck #064161 (F250) | COL-YKP | Fire Prevention,Extinguisher | Fire Equipment |  | FEQ | http://www.toronto.ca/TWONTO#00350
| COL-YKP-FEQ-067026S | Fire Prevention, Extinguisher, Truck #067026 (Dodge Ram 2500) | COL-W-OBSOLETE | Fire Prevention,Extinguisher | Fire Equipment | 46856 | FEQ | x
| COL-YKP-FEQ-067026S | Fire Prevention, Extinguisher, Truck #067026 (Dodge Ram 2500) | COL-YKP-VEH-067026S | Fire Prevention,Extinguisher | Fire Equipment | 46856 | FEQ | x
| COL-YKP-FEQ-067144 | Fire Prevention, Extinguisher, Truck # 067144 (2023 DODGE RAM 2500) | COL-YKP | Fire Prevention,Extinguisher | Fire Equipment |  | FEQ | http://www.toronto.ca/TWONTO#00350
| COL-YKP-FEQ-067144 | Fire Prevention, Extinguisher, Truck # 067144 (2023 DODGE RAM 2500) | COL-YKP-VEH-67134 | Fire Prevention,Extinguisher | Fire Equipment |  | FEQ | http://www.toronto.ca/TWONTO#00350
| COL-YKP-FEQ-067149 | Fire Prevention, Extinguisher, Truck #067149 (Dodge Ram 2500) | COL-YKP-VEH-067149 | Fire Prevention,Extinguisher | Fire Equipment |  | FEQ | http://www.toronto.ca/TWONTO#00350
| COL-YKP-FEQ-067150 | Fire Prevention, Extinguisher, Truck #067150 (Dodge Ram 2500) | COL-YKP | Fire Prevention,Extinguisher | Fire Equipment |  | FEQ | http://www.toronto.ca/TWONTO#00350
| COL-YKP-FEQ-067161 | Fire Prevention, Extinguisher, Truck # 067161(2023 FORD F250) | COL-YKP | Fire Prevention,Extinguisher | Fire Equipment |  | FEQ | http://www.toronto.ca/TWONTO#00350
| COL-YKP-FEQ-067161 | Fire Prevention, Extinguisher, Truck # 067161(2023 FORD F250) | COL-YKP-VEH-067161 | Fire Prevention,Extinguisher | Fire Equipment |  | FEQ | http://www.toronto.ca/TWONTO#00350
| COL-YKP-FEQ-080108 | Fire Prevention, Extinguisher, Truck #080108 (2022 FORD F550) | COL-YKP | Fire Prevention,Extinguisher | Fire Equipment |  | FEQ | http://www.toronto.ca/TWONTO#00350
| COL-YKP-FEQ-080109 | Fire Prevention, Extinguisher, Truck # 080109 (2022 FORD F550) | COL-YKP-VEH-080109 | Fire Prevention,Extinguisher | Fire Equipment |  | FEQ | http://www.toronto.ca/TWONTO#00350
| COL-YKP-FEQ-080118 | Fire Prevention, Extinguisher, Truck #080118 (2022 FORD F550) | COL-YKP-VEH-080118 | Fire Prevention,Extinguisher | Fire Equipment |  | FEQ | http://www.toronto.ca/TWONTO#00350
| COL-YKP-FEQ-080119 | Fire Prevention, Extinguisher, Truck #080119 (2022 FORD F550) | COL-YKP-VEH-080119 | Fire Prevention,Extinguisher | Fire Equipment |  | FEQ | http://www.toronto.ca/TWONTO#00350
| COL-YKP-FEQ-080120 | Fire Prevention, Extinguisher, Truck #080120 (2022 FORD F550) | COL-YKP | Fire Prevention,Extinguisher | Fire Equipment |  | FEQ | http://www.toronto.ca/TWONTO#00350
| COL-YKP-FEQ-080120 | Fire Prevention, Extinguisher, Truck #080120 (2022 FORD F550) | COL-YKP-VEH-080120 | Fire Prevention,Extinguisher | Fire Equipment |  | FEQ | http://www.toronto.ca/TWONTO#00350
| COL-YKP-FEQ-080122 | Fire Prevention, Extinguisher, Truck # 080122 (2022 FORD F550) | COL-YKP-VEH-080122 | Fire Prevention,Extinguisher | Fire Equipment |  | FEQ | http://www.toronto.ca/TWONTO#00350
| COL-YKP-FEQ-080123 | Fire Prevention, Extinguisher, Truck # 080123 (2022 FORD F550) | COL-YKP-VEH-080123 | Fire Prevention,Extinguisher | Fire Equipment |  | FEQ | http://www.toronto.ca/TWONTO#00350
| COL-YKP-FEQ-112531 | Fire Prevention, Extinguisher, Truck #112531 (FORD TRANSIT 250) | COL-YKP | Fire Prevention,Extinguisher | Fire Equipment |  | FEQ | http://www.toronto.ca/TWONTO#00350
| COL-YKP-FEQ-378300 | Fire Prevention, Extinguisher, Truck #378300 (POLARIS) | COL-YKP | Fire Prevention,Extinguisher | Fire Equipment |  | FEQ | http://www.toronto.ca/TWONTO#00350
| COL-YKP-FEQ-67108 | Fire Prevention, Extinguisher, Truck # 67108 (2022 CHEVROLET 2500HD) | COL-YKP | Fire Prevention,Extinguisher | Fire Equipment |  | FEQ | http://www.toronto.ca/TWONTO#00350
| COL-YKP-FEQ-67108 | Fire Prevention, Extinguisher, Truck # 67108 (2022 CHEVROLET 2500HD) | COL-YKP-VEH-67108 | Fire Prevention,Extinguisher | Fire Equipment |  | FEQ | http://www.toronto.ca/TWONTO#00350
| SWM-PBL-FEQ-0001S | Fire Prevention, Extinguisher | SWM-PBL | Fire Prevention,Extinguisher | Fire Equipment | 42958 | FEQ | x
| SWM-PET-FA-0001S | Fire Alarm | COL-W-OBSOLETE |  | Fire Equipment | 42936 | FA | x
| SWM-PET-FA-0001S | Fire Alarm | SWM-PET |  | Fire Equipment | 42936 | FA | x
| SWM-PIT-FEQ-0001S | Fire Prevention, Extinguisher | COL-W-OBSOLETE | Fire Prevention,Extinguisher | Fire Equipment | 42959 | FEQ | x
| SWM-PIT-FEQ-0001S | Fire Prevention, Extinguisher | SWM-PIT | Fire Prevention,Extinguisher | Fire Equipment | 42959 | FEQ | x
| SWM-PMG-FEQ-0001S | Fire Prevention, Extinguisher | SWM-PMG | Fire Prevention,Extinguisher | Fire Equipment | 42960 | FEQ | x
| SWM-PMG-FEQ-0002S | Fire Prevention, Extinguisher | SWM-PMG | Fire Prevention,Extinguisher | Fire Equipment | 42913 | FEQ | x
| SWM-PNQ-FEQ-0001S | Fire Extinguisher | SWM-PNQ | Fire Prevention,Extinguisher | Fire Equipment | 42961 | FEQ | x
| SWM-PNQ-FEQ-0001S | Fire Extinguisher | SWM-PNQ-MISC | Fire Prevention,Extinguisher | Fire Equipment | 42961 | FEQ | x
| SWM-PWI-FA-0001 | Fire Alarm | SWM-PWI-MISC |  | Fire Equipment |  | FA | http://www.toronto.ca/TWONTO#OWLClass_tinik-gifim-dijov-zonav
| SWM-PWI-FEQ-0001S | Fire Prevention, Extinguisher | COL-W-OBSOLETE | Fire Prevention,Extinguisher | Fire Equipment | 42962 | FEQ | x
| SWM-PWI-FEQ-0001S | Fire Prevention, Extinguisher | SWM-PWI | Fire Prevention,Extinguisher | Fire Equipment | 42962 | FEQ | x
| TAB-ACC-FA-1244 | Fire Alarm System, AHU 1244 | TAB-ACC-AHU-1244 | Fire Prevention,Alarm | Fire Equipment |  | FA | http://www.toronto.ca/TWONTO#OWLClass_tinik-gifim-dijov-zonav
| TAB-ACC-FA-1247 | Fire Alarm System, AHU 1247 | TAB-ACC-AHU-1247 | Fire Prevention,Alarm | Fire Equipment |  | FA | http://www.toronto.ca/TWONTO#OWLClass_tinik-gifim-dijov-zonav
| TAB-ACC-FA-1252 | Fire Alarm System, AHU 1250 | TAB-ACC-AHU-1252 | Fire Prevention,Alarm | Fire Equipment |  | FA | http://www.toronto.ca/TWONTO#OWLClass_tinik-gifim-dijov-zonav
| TAB-ACC-FA-1836 | Fire Alarm System, AHU 1836 | TAB-ACC-AHU-1836 | Fire Prevention,Alarm | Fire Equipment |  | FA | http://www.toronto.ca/TWONTO#OWLClass_tinik-gifim-dijov-zonav
| TAB-ACC-FA-1837 | Fire Alarm System, AHU 1837 | TAB-ACC-AHU-1837 | Fire Prevention,Alarm | Fire Equipment |  | FA | http://www.toronto.ca/TWONTO#OWLClass_tinik-gifim-dijov-zonav
| TAB-ACC-FA-1845 | Fire Alarm System, AHU 1845 | TAB-ACC-AHU-1845 | Fire Prevention,Alarm | Fire Equipment |  | FA | http://www.toronto.ca/TWONTO#OWLClass_tinik-gifim-dijov-zonav
| TAB-ACC-FA-1846 | Fire Alarm System, AHU 1846 | TAB-ACC-AHU-1846 | Fire Prevention,Alarm | Fire Equipment |  | FA | http://www.toronto.ca/TWONTO#OWLClass_tinik-gifim-dijov-zonav
| TAB-ACC-FA-1850 | Fire Alarm System, AHU 1850 | TAB-ACC-AHU-1850 | Fire Prevention,Alarm | Fire Equipment |  | FA | http://www.toronto.ca/TWONTO#OWLClass_tinik-gifim-dijov-zonav
| TAB-ACC-FA-1851 | Fire Alarm System, AHU 1851 | TAB-ACC-AHU-1851 | Fire Prevention,Alarm | Fire Equipment |  | FA | http://www.toronto.ca/TWONTO#OWLClass_tinik-gifim-dijov-zonav
| TAB-ACC-FA-1852 | Fire Alarm System, AHU 1852 | TAB-ACC-AHU-1852 | Fire Prevention,Alarm | Fire Equipment |  | FA | http://www.toronto.ca/TWONTO#OWLClass_tinik-gifim-dijov-zonav
| TAB-ACC-FA-1853 | Fire Alarm System, AHU 1853 | TAB-ACC-AHU-1853 | Fire Prevention,Alarm | Fire Equipment |  | FA | http://www.toronto.ca/TWONTO#OWLClass_tinik-gifim-dijov-zonav
| TAB-ACC-FA-2053 | Fire Alarm System, AHU 2053 | TAB-ACC-AHU-2053 | Fire Prevention,Alarm | Fire Equipment |  | FA | http://www.toronto.ca/TWONTO#OWLClass_tinik-gifim-dijov-zonav
| TAB-ACC-FA-2821 | Fire Alarm System, AHU 2821` | TAB-ACC-AHU-2821 | Fire Prevention,Alarm | Fire Equipment |  | FA | http://www.toronto.ca/TWONTO#OWLClass_tinik-gifim-dijov-zonav
| TAB-ACC-FA-3894 | Fire Alarm System, AHU 3804 | TAB-ACC-AHU-3894SUS | Fire Prevention,Alarm | Fire Equipment |  | FA | http://www.toronto.ca/TWONTO#OWLClass_tinik-gifim-dijov-zonav
| TAB-ACC-FA-3907 | Fire Alarm System, AHU 3907 | TAB-ACC-AHU-3907SUS | Fire Prevention,Alarm | Fire Equipment |  | FA | http://www.toronto.ca/TWONTO#OWLClass_tinik-gifim-dijov-zonav
| TAB-ACC-FA-4476 | Fire Alarm System, AHU 4476 | TAB-ACC-AHU-4476 | Fire Prevention,Alarm | Fire Equipment |  | FA | http://www.toronto.ca/TWONTO#OWLClass_tinik-gifim-dijov-zonav
| TAB-ACC-FA-4477 | Fire Alarm System, AHU 4477 | TAB-ACC-AHU-4477 | Fire Prevention,Alarm | Fire Equipment |  | FA | http://www.toronto.ca/TWONTO#OWLClass_tinik-gifim-dijov-zonav
| TAB-ACC-FA-8232 | Fire Alarm System, AHU 8232 | TAB-ACC-AHU-8232 | Fire Prevention,Alarm | Fire Equipment |  | FA | http://www.toronto.ca/TWONTO#OWLClass_tinik-gifim-dijov-zonav
| TAB-ACC-FA-8234 | Fire Alarm System, AHU 8234 | TAB-ACC-AHU-8234 | Fire Prevention,Alarm | Fire Equipment |  | FA | http://www.toronto.ca/TWONTO#OWLClass_tinik-gifim-dijov-zonav
| TAB-ACC-FA-8244 | Fire Alarm System, AHU 8244 | TAB-ACC-FN-8244 | Fire Prevention,Alarm | Fire Equipment |  | FA | http://www.toronto.ca/TWONTO#OWLClass_tinik-gifim-dijov-zonav
| F45459 | Extinguisher, Fire, Carbon Dioxide, 45459, Crane Rm Spares, Digester Gas Control Bldg | TAB-SUSPENDED ENTITY | Fire Prevention,Extinguisher | Fire Equipment | 33026 |  | x
| F797981 | Extinguisher, Fire, Dry, 797981, Crane Rm Spares, Digester Gas Control Bldg | TAB-WA7-FEQ-0002S | Fire Prevention,Extinguisher | Fire Equipment | 33027 |  | x
| FAC-YCM-SES-FEQ | Fire Extinguishers at YCM | FAC-YCM-EQUIP | Fire Prevention,Extinguisher,Dry Chemical | Fire Equipment |  |  | http://www.toronto.ca/TWONTO#00350
| TAB-ACC-SD-1431 | Switch, Analyzer, Smoke, Air Handling Unit,Boiler Room and Basement | TAB-ACC-AHU-1430 | Fire Prevention,Smoke Detector | Fire Equipment |  | SD | http://www.toronto.ca/TWONTO#00362
| TAB-ACC-SD-1441 | Switch, Analyzer, Smoke, Air Handling Unit, Makeup Air Unit for Admin Area, | TAB-ACC-AHU-1440 | Fire Prevention,Smoke Detector | Fire Equipment |  | SD | http://www.toronto.ca/TWONTO#00362
| TAB-ACC-SD-1451 | Switch, Analyzer, Smoke, Air Handling Unit, Locker Room | TAB-ACC-AHU-1450 | Fire Prevention,Smoke Detector | Fire Equipment |  | SD | http://www.toronto.ca/TWONTO#00362
| TAB-ACC-SD-1461 | Switch, Analyzer, Smoke, Air Handling Unit, Lunch Room | TAB-ACC-AHU-1460 | Fire Prevention,Smoke Detector | Fire Equipment |  | SD | http://www.toronto.ca/TWONTO#00362
| TAB-ACC-SD-1471 | Switch, Analyzer, Smoke, Air Handling Unit, VFD, Boiler Room Supply | TAB-ACC-AHU-1470 | Fire Prevention,Smoke Detector | Fire Equipment |  | SD | http://www.toronto.ca/TWONTO#00362
| TAB-ACC-SD-1481 | Switch, Analyzer, Smoke, Air Handling Unit, Repair Facility/Steam Boiler Room Supply | TAB-ACC-AHU-1480 | Fire Prevention,Smoke Detector | Fire Equipment |  | SD | http://www.toronto.ca/TWONTO#00362
| TAB-AER-FEQ-5011S | Extinguisher, Fire, Aeration Galerry, Baesment, Pole -1 | TAB-SUSPENDED ENTITY | Fire Prevention,Extinguisher,CO2 | Fire Equipment | 41341 | FEQ | x
| TAB-AER-FEQ-5013S | Extinguisher, Fire, Aeration gallery Bsmt., Pole 14 | TAB-SUSPENDED ENTITY | Fire Prevention,Extinguisher | Fire Equipment | 41343 | FEQ | x
| TAB-AER-FEQ-5014S | Extinguisher, Fire, 10 lbs, Carbon Dioxide, Pump Gallery, Bsmt, Pole 22, Aeration | TAB-SUSPENDED ENTITY | Fire Prevention,Extinguisher | Fire Equipment | 41344 | FEQ | x
| TAB-AER-FEQ-5014S | Extinguisher, Fire, 10 lbs, Carbon Dioxide, Pump Gallery, Bsmt, Pole 22, Aeration | TAB-WA7-FEQ-2148S | Fire Prevention,Extinguisher | Fire Equipment | 41344 | FEQ | x
| TAB-AER-FEQ-5016S | Extinguisher, Fire, Dry, 16 lbs, Pump Gallery, Bsmt., Pole 42, Aeration | TAB-SUSPENDED ENTITY | Fire Prevention,Extinguisher | Fire Equipment | 41346 | FEQ | x
| TAB-AER-FEQ-5016S | Extinguisher, Fire, Dry, 16 lbs, Pump Gallery, Bsmt., Pole 42, Aeration | TAB-WA7-FEQ-2148S | Fire Prevention,Extinguisher | Fire Equipment | 41346 | FEQ | x
| TAB-AER-FEQ-5018S | Extinguisher, Fire, 16 lbs, Dry, Pump Gallery, Bsmt, Pole 61, Aeration | TAB-SUSPENDED ENTITY | Fire Prevention,Extinguisher | Fire Equipment | 41348 | FEQ | x
| TAB-AER-FEQ-5019S | Extinguisher, Fire, 16 lbs, Dry, Pump Gallery, Bsmt, Pole 66, Aeration | TAB-WA7-FEQ-2148S | Fire Prevention,Extinguisher | Fire Equipment | 41349 | FEQ | x
| TAB-AER-FEQ-5020S | Extinguisher, Fire, 30 lbs, Dry, Ferric Gallery, Aeration | TAB-SUSPENDED ENTITY | Fire Prevention,Extinguisher | Fire Equipment | 41350 | FEQ | x
| TAB-AER-FEQ-5020S | Extinguisher, Fire, 30 lbs, Dry, Ferric Gallery, Aeration | TAB-WA7-FEQ-2148S | Fire Prevention,Extinguisher | Fire Equipment | 41350 | FEQ | x
| TAB-AER-FEQ-5021S | Extinguisher, Fire, 32 lbs, Dry, Ferric Gallery, Aeration | TAB-SUSPENDED ENTITY | Fire Prevention,Extinguisher | Fire Equipment | 41351 | FEQ | x
| TAB-AER-FEQ-5022S | Extinguisher, Fire,Dry, Ferric Gallery, Aeration | TAB-WA7-FEQ-2148S | Fire Prevention,Extinguisher | Fire Equipment | 41352 | FEQ | x
| TAB-AER-FEQ-5023S | Extinguisher, Fire,31 lbs, Dry, Ferric Gallery, Aeration | TAB-SUSPENDED ENTITY | Fire Prevention,Extinguisher | Fire Equipment | 41353 | FEQ | x
| TAB-AER-FEQ-5023S | Extinguisher, Fire,31 lbs, Dry, Ferric Gallery, Aeration | TAB-WA7-FEQ-2148S | Fire Prevention,Extinguisher | Fire Equipment | 41353 | FEQ | x
| TAB-AER-FEQ-5024S | Extinguisher, Fire, 32 lbs, Dry, Ferric Gallery, Aeration | TAB-SUSPENDED ENTITY | Fire Prevention,Extinguisher | Fire Equipment | 41354 | FEQ | x
| TAB-AER-FEQ-5025S | Extinguisher, Fire, Dry, 17.5 lbs, Dry, Aeration Gallery, | TAB-SUSPENDED ENTITY | Fire Prevention,Extinguisher | Fire Equipment | 41355 | FEQ | x
| TAB-AER-FEQ-5025S | Extinguisher, Fire, Dry, 17.5 lbs, Dry, Aeration Gallery, | TAB-WA7-FEQ-2148S | Fire Prevention,Extinguisher | Fire Equipment | 41355 | FEQ | x
| TAB-AER-FEQ-5026S | Extinguisher, Fire, CO2, Aer. West Control Room, North west | TAB-WA7-FEQ-2148S | Fire Prevention,Extinguisher | Fire Equipment | 41356 | FEQ | x
| TAB-AER-FEQ-5028S | Extinguisher, Fire, Dry, 19 lbs, Fan MCC House , South Wall Out Side | TAB-SUSPENDED ENTITY | Fire Prevention,Extinguisher | Fire Equipment | 41358 | FEQ | x
| TAB-AER-FEQ-5028S | Extinguisher, Fire, Dry, 19 lbs, Fan MCC House , South Wall Out Side | TAB-WA7-FEQ-2148S | Fire Prevention,Extinguisher | Fire Equipment | 41358 | FEQ | x
| TAB-AER-FEQ-5029S | Extinguisher, CO2, 10 lbs,Aeration gallery Garage | TAB-SUSPENDED ENTITY | Fire Prevention,Extinguisher | Fire Equipment | 41359 | FEQ | x
| TAB-AER-FEQ-5030S | Extinguisher, Fire, Dry Chemical, Fan MCC House Tank#1-2, | TAB-SUSPENDED ENTITY | Fire Prevention,Extinguisher,Dry Chemical | Fire Equipment | 41360 | FEQ | x
| TAB-AER-FEQ-5030S | Extinguisher, Fire, Dry Chemical, Fan MCC House Tank#1-2, | TAB-WA7-FEQ-2148S | Fire Prevention,Extinguisher,Dry Chemical | Fire Equipment | 41360 | FEQ | x
| TAB-AER-FEQ-5031S | Extinguisher, Fire, Dry Chemical, Fan MCC House Tank#3-4 | TAB-WA7-FEQ-2148S | Fire Prevention,Extinguisher,Dry Chemical | Fire Equipment | 41361 | FEQ | x
| TAB-AER-FEQ-5032S | Extinguisher, Fire, Dry Chemical, Fan MCC House Tank#5-6 | TAB-SUSPENDED ENTITY | Fire Prevention,Extinguisher,Dry Chemical | Fire Equipment | 41362 | FEQ | x
| TAB-AER-FEQ-5033S | Extinguisher, Fire, Dry Chemical, Fan MCC House Tank#7-8 | TAB-WA7-FEQ-2148S | Fire Prevention,Extinguisher,Dry Chemical | Fire Equipment | 41363 | FEQ | x
| TAB-AER-FEQ-5034S | Extinguisher, Fire, Dry Chemical, Fan MCC House Tank#9 | TAB-WA7-FEQ-2148S | Fire Prevention,Extinguisher,Dry Chemical | Fire Equipment | 41364 | FEQ | x
| TAB-AER-FEQ-5036S | Extinguisher, Fire, Lbs, Dry Chemical, Aeration Substation North, 660 V Panel Room, Wall | TAB-SUSPENDED ENTITY | Fire Prevention,Extinguisher | Fire Equipment | 41366 | FEQ | x
| TAB-AER-FEQ-5036S | Extinguisher, Fire, Lbs, Dry Chemical, Aeration Substation North, 660 V Panel Room, Wall | TAB-WA7-FEQ-2148S | Fire Prevention,Extinguisher | Fire Equipment | 41366 | FEQ | x
| TAB-AUX-FEQ-5191S | Extinguisher, Fire, Dry, Basement, Auxiliary Building | TAB-WA7-FEQ-2174S | Fire Prevention,Extinguisher | Fire Equipment | 41368 | FEQ | x
| TAB-AUX-FEQ-5192S | Extinguisher, Fire, Dry, Main Floor, Auxiliary Building | TAB-SUSPENDED ENTITY | Fire Prevention,Extinguisher | Fire Equipment | 41369 | FEQ | x
| TAB-AUX-FEQ-5192S | Extinguisher, Fire, Dry, Main Floor, Auxiliary Building | TAB-WA7-FEQ-2174S | Fire Prevention,Extinguisher | Fire Equipment | 41369 | FEQ | x
| TAB-AUX-FEQ-5193S | Extinguisher, Fire, Dry, 2nd Floor, Auxiliary Building | TAB-SUSPENDED ENTITY | Fire Prevention,Extinguisher | Fire Equipment | 41370 | FEQ | x
| TAB-AUX-FEQ-5194S | Extinguisher, Fire, Dry, 3rd Floor, Auxiliary Building | TAB-WA7-FEQ-2174S | Fire Prevention,Extinguisher | Fire Equipment | 41371 | FEQ | x
| TAB-AUX-FEQ-5195S | Extinguisher, Fire, Dry, Roof Elevator, Mechanical Room, Auxiliary Building | TAB-SUSPENDED ENTITY | Fire Prevention,Extinguisher | Fire Equipment | 41372 | FEQ | x
| TAB-AUX-FEQ-5195S | Extinguisher, Fire, Dry, Roof Elevator, Mechanical Room, Auxiliary Building | TAB-WA7-FEQ-2174S | Fire Prevention,Extinguisher | Fire Equipment | 41372 | FEQ | x
| TAB-AUX-FEQ-5196S | Fire Extinguisher, 5 lb ABC, Elevator, Auxiliary Building Mechanical Room | TAB-WA7-FEQ-2174S |  | Fire Equipment | 41373 | FEQ | x
| TAB-AUX-FEQ-5197S | Fire Extinguisher, 5 lb ABC, Elevator, Auxiliary Building Mechanical Room | TAB-SUSPENDED ENTITY |  | Fire Equipment | 41374 | FEQ | x
| TAB-BL-FEQ-5160S | Extinguisher, Fire, Dry, Basement "N-W", Bottom Stair Well, Blower Building | TAB-SUSPENDED ENTITY | Fire Prevention,Extinguisher | Fire Equipment | 41375 | FEQ | x
| TAB-BL-FEQ-5160S | Extinguisher, Fire, Dry, Basement "N-W", Bottom Stair Well, Blower Building | TAB-WA7-FEQ-0012S | Fire Prevention,Extinguisher | Fire Equipment | 41375 | FEQ | x
| TAB-BL-FEQ-5162S | Extinguisher, Fire, Dry,10Lbs, Computer Room, Main Flr. Blower Bldg. North West | TAB-WA7-FEQ-0012S | Fire Prevention,Extinguisher,Dry Chemical | Fire Equipment | 41377 | FEQ | x
| TAB-BL-FEQ-5164S | Extinguisher, Fire, CO2,10Lbs, Control Room, Main Flr. Blower Bldg. West | TAB-SUSPENDED ENTITY | Fire Prevention,Extinguisher,Dry Chemical | Fire Equipment | 41379 | FEQ | x
| TAB-BL-FEQ-5165S | Extinguisher, Fire, Filter Gallery, Main Flr Floor, Blower Building | TAB-SUSPENDED ENTITY | Fire Prevention,Extinguisher | Fire Equipment | 41380 | FEQ | x
| TAB-BL-FEQ-5167S | Extinguisher, Fire, Carbon Dioxide, Blower Room "W", Main Flr., Blower Building | TAB-SUSPENDED ENTITY | Fire Prevention,Extinguisher | Fire Equipment | 41382 | FEQ | x
| TAB-BL-FEQ-5167S | Extinguisher, Fire, Carbon Dioxide, Blower Room "W", Main Flr., Blower Building | TAB-WA7-FEQ-0012S | Fire Prevention,Extinguisher | Fire Equipment | 41382 | FEQ | x
| TAB-BL-FEQ-5168S | Extinguisher, Fire, Carbon Dioxide, Blower S.C, main Flr, Blower Building | TAB-SUSPENDED ENTITY | Fire Prevention,Extinguisher | Fire Equipment | 41383 | FEQ | x
| TAB-BL-FEQ-5169S | Extinguisher, Fire, Carbon Dioxide, Blower NE, Main Flr, Blower Building | TAB-WA7-FEQ-0012S | Fire Prevention,Extinguisher | Fire Equipment | 41384 | FEQ | x
| TAB-BL-FEQ-5171S | Extinguisher, Fire, CO2,10lbs, Main Flr MCC Room North East . Blower Bldg | TAB-SUSPENDED ENTITY | Fire Prevention,Extinguisher | Fire Equipment | 41386 | FEQ | x
| TAB-BL-FEQ-5171S | Extinguisher, Fire, CO2,10lbs, Main Flr MCC Room North East . Blower Bldg | TAB-WA7-FEQ-0012S | Fire Prevention,Extinguisher | Fire Equipment | 41386 | FEQ | x
| TAB-BL-FEQ-5173S | Extinguisher, Fire, Carbon Dioxide, 10lbs,Out side WA2 Maintenance Cage(Diesel Room), "W", Blower Building | TAB-SUSPENDED ENTITY | Fire Prevention,Extinguisher | Fire Equipment | 41388 | FEQ | x
| TAB-BL-FEQ-5173S | Extinguisher, Fire, Carbon Dioxide, 10lbs,Out side WA2 Maintenance Cage(Diesel Room), "W", Blower Building | TAB-WA7-FEQ-0012S | Fire Prevention,Extinguisher | Fire Equipment | 41388 | FEQ | x
| TAB-BL-FEQ-5175S | Extinguisher, Fire, CO2, WeldingShop, WA4 Maint. Shop, Blower Building | TAB-SUSPENDED ENTITY | Fire Prevention,Extinguisher | Fire Equipment | 41390 | FEQ | x
| TAB-BL-FEQ-5175S | Extinguisher, Fire, CO2, WeldingShop, WA4 Maint. Shop, Blower Building | TAB-WA7-FEQ-0012S | Fire Prevention,Extinguisher | Fire Equipment | 41390 | FEQ | x
| TAB-BL-FEQ-5177S | Extinguisher, Fire, Carbon Dioxide,MCC Room S.E, Main Flr., Blower Building | TAB-WA7-FEQ-0012S | Fire Prevention,Extinguisher | Fire Equipment | 41392 | FEQ | x
| TAB-BL-FEQ-5178S | Extinguisher, Fire, Carbon Dioxide, 2nd Floor, Hallway "N-C", Blower Building | TAB-SUSPENDED ENTITY | Fire Prevention,Extinguisher | Fire Equipment | 41393 | FEQ | x
| TAB-BL-FEQ-5178S | Extinguisher, Fire, Carbon Dioxide, 2nd Floor, Hallway "N-C", Blower Building | TAB-WA7-FEQ-0012S | Fire Prevention,Extinguisher | Fire Equipment | 41393 | FEQ | x
| TAB-BL-FEQ-5179S | Extinguisher, Fire, Carbon Dioxide, 2nd Floor, Hallway "S-C", Blower Building | TAB-SUSPENDED ENTITY | Fire Prevention,Extinguisher | Fire Equipment | 41394 | FEQ | x
| TAB-BL-FEQ-5277S | Extinguisher, Fire, Hose Unit 77, Dry, Basement "N-W", Blower Building | TAB-SUSPENDED ENTITY | Fire Prevention,Extinguisher | Fire Equipment | 41396 | FEQ | x
| TAB-BL-FEQ-5277S | Extinguisher, Fire, Hose Unit 77, Dry, Basement "N-W", Blower Building | TAB-WA7-FEQ-0012S | Fire Prevention,Extinguisher | Fire Equipment | 41396 | FEQ | x
| TAB-BL-FEQ-5278S | Extinguisher, Fire, Hose Unit 78 , CO2, Basement Central, Blower Building | TAB-SUSPENDED ENTITY | Fire Prevention,Extinguisher | Fire Equipment | 41397 | FEQ | x
| TAB-BL-FEQ-5279S | Extinguisher, Fire, Hose Unit 79 , Carbon Dioxide, Basement East, Blower Building | TAB-WA7-FEQ-0012S | Fire Prevention,Extinguisher | Fire Equipment | 41398 | FEQ | x
| TAB-BL-FEQ-5281S | Extinguisher, Fire, Dry, Hose Unit 81 , WA2 Maintenance Room, "C", Main Flr. Blower Building | TAB-SUSPENDED ENTITY | Fire Prevention,Extinguisher | Fire Equipment | 41404 | FEQ | x
| TAB-BL-FEQ-5281S | Extinguisher, Fire, Dry, Hose Unit 81 , WA2 Maintenance Room, "C", Main Flr. Blower Building | TAB-WA7-FEQ-0012S | Fire Prevention,Extinguisher | Fire Equipment | 41404 | FEQ | x
| TAB-BL-FEQ-5282S | Extinguisher, Fire, Dry, Hose Unit 82 , Maint. Shop, "S-E", Blower Building | TAB-WA7-FEQ-0012S | Fire Prevention,Extinguisher | Fire Equipment | 41405 | FEQ | x
| TAB-BL-FEQ-5284S | Extinguisher, Fire, Dry,Hose Unit 84 , Main Flr "N-W of WA2 maintenance shop, New Lunch Room, Blower Building | TAB-SUSPENDED ENTITY | Fire Prevention,Extinguisher | Fire Equipment | 41407 | FEQ | x
| TAB-BL-FEQ-5284S | Extinguisher, Fire, Dry,Hose Unit 84 , Main Flr "N-W of WA2 maintenance shop, New Lunch Room, Blower Building | TAB-WA7-FEQ-0012S | Fire Prevention,Extinguisher | Fire Equipment | 41407 | FEQ | x
| TAB-BL-FEQ-5285S | Extinguisher, Fire, Hose Unit 85 Dry, Filter Gallery "N-C",Main Flr, Blower Building | TAB-SUSPENDED ENTITY | Fire Prevention,Extinguisher | Fire Equipment | 41408 | FEQ | x
| TAB-BL-FEQ-5289S | Extinguisher, Fire, Hose Unit 89 , Dry, Main Floor, "N-W", Hallway, Blower Building | TAB-SUSPENDED ENTITY | Fire Prevention,Extinguisher,Dry Chemical | Fire Equipment | 41414 | FEQ | x
| TAB-BL-FEQ-5290S | Extinguisher, Fire,Hose Unit 90, Dry, 1st Floor, "S-W", Hallway, Blower Building | TAB-SUSPENDED ENTITY | Fire Prevention,Extinguisher | Fire Equipment | 41415 | FEQ | x
| TAB-BL-FEQ-5290S | Extinguisher, Fire,Hose Unit 90, Dry, 1st Floor, "S-W", Hallway, Blower Building | TAB-WA7-FEQ-0012S | Fire Prevention,Extinguisher | Fire Equipment | 41415 | FEQ | x
| TAB-BL-FEQ-5293S | Extinguisher, Fire, 20 Lbs.Dry Chemical, Oil Shed, Blower Building | TAB-WA7-FEQ-0012S | Fire Prevention,Extinguisher | Fire Equipment | 41431 | FEQ | x
| TAB-BL-FEQ-5294S | Extinguisher, Fire, 20 Lbs.Dry Chemical, Blower Building, Outside Stores on Roadside | TAB-SUSPENDED ENTITY | Fire Prevention,Extinguisher | Fire Equipment | 41432 | FEQ | x
| TAB-BL-FEQ-5294S | Extinguisher, Fire, 20 Lbs.Dry Chemical, Blower Building, Outside Stores on Roadside | TAB-WA7-FEQ-0012S | Fire Prevention,Extinguisher | Fire Equipment | 41432 | FEQ | x
| TAB-CW-FE-2019 | Fire Hydrant, Guard House, corner of N. Service Road and First Avenue(DOS-31332) | TAB-FEQ-FH | Fire Prevention,Hydrant | Fire Equipment |  | FE | http://www.toronto.ca/TWONTO#00432
| TAB-CW-FE-2020S | Fire Siamese Connection, First Avenue, behind Primary Tank 11, D Building | TAB-SUSPENDED ENTITY | Fire Prevention,Hydrant | Fire Equipment | 44079 | FE | x
| TAB-CW-FE-2024 | Fire Hydrant, North Side, Seawall Substation | TAB-FEQ-FH | Fire Prevention,Hydrant | Fire Equipment | 34880 | FE | x
| TAB-CW-FE-2024 | Fire Hydrant, North Side, Seawall Substation | TAB-SUSPENDED ENTITY | Fire Prevention,Hydrant | Fire Equipment | 34880 | FE | x
| TAB-CW-FE-2026 | Fire Hydrant, Training Centre, South Side (HY31355) | TAB-FEQ-FH | Fire Prevention,Hydrant | Fire Equipment |  | FE | http://www.toronto.ca/TWONTO#00432
| TAB-CW-FE-2027 | Fire Hydrant, corner S. Service Road and Second Avenue at Dig. Tank 1(DOS-31349) | TAB-FEQ-FH | Fire Prevention,Hydrant | Fire Equipment |  | FE | http://www.toronto.ca/TWONTO#00432
| TAB-CW-FE-2028 | Fire Hydrant, Digestion Tank #3, N/W Side(DOS-31348) | TAB-FEQ-FH | Fire Prevention,Hydrant | Fire Equipment |  | FE | http://www.toronto.ca/TWONTO#00432
| TAB-CW-FE-2032 | Fire Hydrant, Digestion Tank #11, TABt Side(DOS-31336) | TAB-FEQ-FH | Fire Prevention,Hydrant | Fire Equipment |  | FE | http://www.toronto.ca/TWONTO#00432
| TAB-CW-FE-2033 | Fire Hydrant, Digestion Tank 11 & 12, North Side(DOS-31338) | TAB-FEQ-FH | Fire Prevention,Hydrant | Fire Equipment |  | FE | http://www.toronto.ca/TWONTO#00432
| TAB-CW-FE-2034 | Fire Hydrant, Grit Tanks 7-12, TABt Side(DOS-31339) | TAB-FEQ-FH | Fire Prevention,Hydrant | Fire Equipment |  | FE | http://www.toronto.ca/TWONTO#00432
| TAB-CW-FE-2035 | Fire Hydrant, Grit Tanks 1-6, North Side(DOS-31340) | TAB-FEQ-FH | Fire Prevention,Hydrant | Fire Equipment |  | FE | http://www.toronto.ca/TWONTO#00432
| TAB-CW-FE-2036 | Fire Hydrant, Old Grit Bldg. East Side on East Shore Line Rd(DOS-31341) | TAB-FEQ-FH | Fire Prevention,Hydrant | Fire Equipment |  | FE | http://www.toronto.ca/TWONTO#00432
| TAB-CW-FE-2042 | Fire Hydrant, Seawall Substation, South Side(DOS-31358) | TAB-FEQ-FH | Fire Prevention,Hydrant | Fire Equipment |  | FE | http://www.toronto.ca/TWONTO#00432
| TAB-CW-FE-2043 | Fire Hydrant, New Biosolids Bldg, West Side(DOS-31359) | TAB-FEQ-FH | Fire Prevention,Hydrant | Fire Equipment |  | FE | http://www.toronto.ca/TWONTO#00432
| TAB-CW-FE-2045 | Fire Siamese Connection (left), Machine Shop Loading Bay, East Side | TAB-FEQ-FH | Fire Prevention,Hydrant | Fire Equipment |  | FE | http://www.toronto.ca/TWONTO#00945
| TAB-CW-FE-2045S | Fire Siamese Connection (left), Machine Shop Loading Bay, East Side | TAB-FEQ-FH | Fire Prevention,Hydrant | Fire Equipment | 44059 | FE | x
| TAB-CW-FE-2045S | Fire Siamese Connection (left), Machine Shop Loading Bay, East Side | TAB-SUSPENDED ENTITY | Fire Prevention,Hydrant | Fire Equipment | 44059 | FE | x
| TAB-CW-FE-2046 | Fire Siamese Connection (right), Machine Shop Loading Bay, East Side | TAB-FEQ-FH | Fire Prevention,Hydrant | Fire Equipment |  | FE | http://www.toronto.ca/TWONTO#00945
| TAB-CW-FE-2046S | Fire Siamese Connection (right), Machine Shop Loading Bay, East Side | TAB-FEQ-FH | Fire Prevention,Hydrant | Fire Equipment | 44060 | FE | x
| TAB-CW-FE-2047 | Fire Hydrant, Seawall Hydro Sub-Station, North Side | TAB-FEQ-FH | Fire Prevention,Hydrant | Fire Equipment |  | FE | http://www.toronto.ca/TWONTO#00432
| TAB-CW-FE-2052 | Fire Hydrant, East of D Building (DOS-HY9994047) | TAB-FEQ-FH | Fire Prevention,Hydrant | Fire Equipment |  | FE | http://www.toronto.ca/TWONTO#00432
| TAB-CW-V-2027A | Valve, Ball, Fire Hydrant, corner S. Service Road and Second Avenue at Dig. Tank 1 | TAB-CW-FE-2027 | Fire Prevention,Hydrant | Fire Equipment |  | V | http://www.toronto.ca/TWONTO#00781
| TAB-CW-V-2028A | Valve, Ball, Fire Hydrant, Digestion Tank #3, N/W Side | TAB-CW-FE-2028 | Fire Prevention,Hydrant | Fire Equipment |  | V | http://www.toronto.ca/TWONTO#00781
| TAB-CW-V-2031A | Valve, Ball, Fire Hydrant, Machine Shop Loading Bay | TAB-CW-FE-2031 | Fire Prevention,Hydrant | Fire Equipment |  | V | http://www.toronto.ca/TWONTO#00781
| TAB-CW-V-2033A | Valve, Ball, Fire Hydrant, Digestion Tank 11 & 12, North Side | TAB-CW-FE-2033 | Fire Prevention,Hydrant | Fire Equipment |  | V | http://www.toronto.ca/TWONTO#00781
| TAB-CW-V-2036A | Valve, Ball, Fire Hydrant, Old Grit Bldg. East Side on East Shore Line Rd | TAB-CW-FE-2036 | Fire Prevention,Hydrant | Fire Equipment |  | V | http://www.toronto.ca/TWONTO#00781
| TAB-CW-V-2038A | Valve, Ball, Fire Hydrant, Old Primary Tank #6, S/E Corner | TAB-CW-FE-2038 | Fire Prevention,Hydrant | Fire Equipment |  | V | http://www.toronto.ca/TWONTO#00781
| TAB-CW-V-2040A | Valve, Ball, Fire Hydrant, Primary Tank, Bridge #7, South Side | TAB-CW-FE-2040 | Fire Prevention,Hydrant | Fire Equipment |  | V | http://www.toronto.ca/TWONTO#00781
| TAB-CW-V-2042A | Valve, Ball, Fire Hydrant, Seawall Substation, South Side | TAB-CW-FE-2042 | Fire Prevention,Hydrant | Fire Equipment |  | V | http://www.toronto.ca/TWONTO#00781
| TAB-CW-V-2043A | Valve, Ball, Fire Hydrant, New Biosolids Bldg, West Side | TAB-CW-FE-2043 | Fire Prevention,Hydrant | Fire Equipment |  | V | http://www.toronto.ca/TWONTO#00781
| TAB-CW-V-2044A | Valve, Ball, Fire Hydrant, PWPS, South Side | TAB-CW-FE-2044 | Fire Prevention,Hydrant | Fire Equipment |  | V | http://www.toronto.ca/TWONTO#00781
| TAB-CW-V-2049A | Valve, Ball, Fire Hydrant, back entrance of Digester Gas Control Building | TAB-CW-FE-2049 | Fire Prevention,Hydrant | Fire Equipment |  | V | http://www.toronto.ca/TWONTO#00781
| TAB-CW-V-2050A | Valve, Ball, Fire Hydrant, front entrance of Digestion Tank 19, 20, 21 & 22 | TAB-CW-FE-2050 | Fire Prevention,Hydrant | Fire Equipment |  | V | http://www.toronto.ca/TWONTO#00781
| TAB-CW-V-2051A | Valve, Ball, Fire Hydrant, back entrance of Digestion Tank 19, 20, 21 & 22 | TAB-CW-FE-2051 | Fire Prevention,Hydrant | Fire Equipment |  | V | http://www.toronto.ca/TWONTO#00781
| TAB-DBLD-FEQ-5601S | Extinguisher, Fire, 10lbs, Dry Chemical, Truck Loading Area, D Building, North East | TAB-SUSPENDED ENTITY | Fire Prevention,Extinguisher | Fire Equipment | 41437 | FEQ | x
| TAB-DBLD-FEQ-5602S | Extinguisher, Fire, 10lbs, Dry Chemical, Truck Loading Area, D Building, South Center | TAB-SUSPENDED ENTITY | Fire Prevention,Extinguisher | Fire Equipment | 41438 | FEQ | x
| TAB-DBLD-FEQ-5602S | Extinguisher, Fire, 10lbs, Dry Chemical, Truck Loading Area, D Building, South Center | TAB-WA7-FEQ-2166S | Fire Prevention,Extinguisher | Fire Equipment | 41438 | FEQ | x
| TAB-DBLD-FEQ-5603S | Extinguisher, Fire, 10lbs, Dry Chemical, Truck Loading Area, D Building, North West | TAB-WA7-FEQ-2166S | Fire Prevention,Extinguisher | Fire Equipment | 41439 | FEQ | x
| TAB-DBLD-FEQ-5604S | Extinguisher, Fire, 10lbs, Dry Chemical, MCC Room, D Building, South West | TAB-SUSPENDED ENTITY | Fire Prevention,Extinguisher | Fire Equipment | 41440 | FEQ | x
| TAB-DBLD-FEQ-5604S | Extinguisher, Fire, 10lbs, Dry Chemical, MCC Room, D Building, South West | TAB-WA7-FEQ-2166S | Fire Prevention,Extinguisher | Fire Equipment | 41440 | FEQ | x
| TAB-DBLD-FEQ-5607S | Extinguisher, Fire, 10lbs, Dry Chemical, Grit Area, D Building, South East | TAB-SUSPENDED ENTITY | Fire Prevention,Extinguisher | Fire Equipment | 41443 | FEQ | x
| TAB-DBLD-FEQ-5607S | Extinguisher, Fire, 10lbs, Dry Chemical, Grit Area, D Building, South East | TAB-WA7-FEQ-2166S | Fire Prevention,Extinguisher | Fire Equipment | 41443 | FEQ | x
| TAB-DBLD-FEQ-5608S | Extinguisher, Fire, 10lbs, Dry Chemical, Grit Area, D Building, East Stairwell West Wall | TAB-SUSPENDED ENTITY | Fire Prevention,Extinguisher | Fire Equipment | 41444 | FEQ | x
| TAB-DBLD-FEQ-5609S | Extinguisher, Fire, 10lbs, Dry Chemical, Grit Area, D Building, North East on Pillar | TAB-SUSPENDED ENTITY | Fire Prevention,Extinguisher | Fire Equipment | 41445 | FEQ | x
| TAB-DBLD-FEQ-5610S | Extinguisher, Fire, 5lbs, Dry Chemical, Grit Area, D Building, North West Wall | TAB-WA7-FEQ-2166S | Fire Prevention,Extinguisher | Fire Equipment | 41446 | FEQ | x
| TAB-DBLD-FEQ-5611S | Extinguisher, Fire, 5lbs, Dry Chemical, Grit Area, D Building, South West Wall | TAB-WA7-FEQ-2166S | Fire Prevention,Extinguisher | Fire Equipment | 41447 | FEQ | x
| TAB-DBLD-FEQ-5612S | Extinguisher, Fire, 10bs, Dry Chemical, Screening Area, D Building, Center West Wall | TAB-SUSPENDED ENTITY | Fire Prevention,Extinguisher | Fire Equipment | 41448 | FEQ | x
| TAB-DBLD-FEQ-5612S | Extinguisher, Fire, 10bs, Dry Chemical, Screening Area, D Building, Center West Wall | TAB-WA7-FEQ-2166S | Fire Prevention,Extinguisher | Fire Equipment | 41448 | FEQ | x
| TAB-DBLD-FEQ-5613S | Extinguisher, Fire, 10bs, Dry Chemical, Screening Area, D Building, South Wall | TAB-SUSPENDED ENTITY | Fire Prevention,Extinguisher | Fire Equipment | 41449 | FEQ | x
| TAB-DBLD-FEQ-5613S | Extinguisher, Fire, 10bs, Dry Chemical, Screening Area, D Building, South Wall | TAB-WA7-FEQ-2166S | Fire Prevention,Extinguisher | Fire Equipment | 41449 | FEQ | x
| TAB-DBLD-FEQ-5614S | Extinguisher, Fire, 10bs, Dry Chemical, Screening Area, D Building, North Wall | TAB-WA7-FEQ-2166S | Fire Prevention,Extinguisher | Fire Equipment | 41450 | FEQ | x
| TAB-DBLD-FEQ-5616S | Extinguisher, Fire, 5lbs, Dry Chemical, Control Room, Grit Area, D Building, South Wall | TAB-SUSPENDED ENTITY | Fire Prevention,Extinguisher | Fire Equipment | 41452 | FEQ | x
| TAB-DBLD-FEQ-5617S | Extinguisher, Fire, 5lbs, Dry Chemical, Meeting/Lunch Room, Grit Area, D Building, North Wall | TAB-SUSPENDED ENTITY | Fire Prevention,Extinguisher | Fire Equipment | 41453 | FEQ | x
| TAB-DBLD-FEQ-5617S | Extinguisher, Fire, 5lbs, Dry Chemical, Meeting/Lunch Room, Grit Area, D Building, North Wall | TAB-WA7-FEQ-2166S | Fire Prevention,Extinguisher | Fire Equipment | 41453 | FEQ | x
| TAB-DBLD-FEQ-5618S | Extinguisher, Fire, 10Lbs, Dry Chemical, 2nd Floor, Grit Area, D Building, North Wall East | TAB-WA7-FEQ-2166S | Fire Prevention,Extinguisher | Fire Equipment | 41454 | FEQ | x
| TAB-DBLD-FEQ-5619S | Extinguisher, Fire, 10Lbs, Dry Chemical, 2nd Floor, Grit Area, D Building, East Wall Center | TAB-SUSPENDED ENTITY | Fire Prevention,Extinguisher | Fire Equipment | 41455 | FEQ | x
| TAB-DBLD-FEQ-5619S | Extinguisher, Fire, 10Lbs, Dry Chemical, 2nd Floor, Grit Area, D Building, East Wall Center | TAB-WA7-FEQ-2166S | Fire Prevention,Extinguisher | Fire Equipment | 41455 | FEQ | x
| TAB-DBLD-FEQ-5621S | Extinguisher, Fire, 10Lbs, Dry Chemical, 2nd Floor, Grit Area, D Building, West Wall North | TAB-SUSPENDED ENTITY | Fire Prevention,Extinguisher | Fire Equipment | 41457 | FEQ | x
| TAB-DBLD-FEQ-5622S | Extinguisher, Fire, 10Lbs, Dry Chemical, 2nd Floor, Grit Area, D Building, South Wall | TAB-SUSPENDED ENTITY | Fire Prevention,Extinguisher | Fire Equipment | 41458 | FEQ | x
| TAB-DBLD-FEQ-5622S | Extinguisher, Fire, 10Lbs, Dry Chemical, 2nd Floor, Grit Area, D Building, South Wall | TAB-WA7-FEQ-2166S | Fire Prevention,Extinguisher | Fire Equipment | 41458 | FEQ | x
| TAB-DBLD-FEQ-5623S | Extinguisher, Fire, 10Lbs, CO2, Ground Level, MCC Room, Old D Building, North Wall | TAB-SUSPENDED ENTITY | Fire Prevention,Extinguisher | Fire Equipment | 41459 | FEQ | x
| TAB-DBLD-FEQ-5625S | Extinguisher, Fire, 10Lbs, Dry Chemical, Receiving Area East Loading Bay, Old D Building, South Wall | TAB-WA7-FEQ-2166S | Fire Prevention,Extinguisher | Fire Equipment | 41461 | FEQ | x
| TAB-DBLD-FEQ-5626S | Extinguisher, Fire, 10Lbs, CO2, Receiving Area Mezzanine, Old D Building, West Wall | TAB-SUSPENDED ENTITY | Fire Prevention,Extinguisher | Fire Equipment | 41462 | FEQ | x
| TAB-DBLD-FEQ-5626S | Extinguisher, Fire, 10Lbs, CO2, Receiving Area Mezzanine, Old D Building, West Wall | TAB-WA7-FEQ-2166S | Fire Prevention,Extinguisher | Fire Equipment | 41462 | FEQ | x
| TAB-DBLD-FEQ-5627S | Extinguisher, Fire, 10Lbs, Dry Chemical, Receiving Area Mezzanine Maintenance Cage, Old D Building, East Wall | TAB-WA7-FEQ-2166S | Fire Prevention,Extinguisher | Fire Equipment | 41463 | FEQ | x
| TAB-DBLD-FEQ-5628S | Extinguisher, Fire, 10Lbs, Dry Chemical, Receiving Area Mezzanine North Stairwell, Old D Building, West Wall | TAB-SUSPENDED ENTITY | Fire Prevention,Extinguisher | Fire Equipment | 41464 | FEQ | x
| TAB-DBLD-FEQ-5628S | Extinguisher, Fire, 10Lbs, Dry Chemical, Receiving Area Mezzanine North Stairwell, Old D Building, West Wall | TAB-WA7-FEQ-2166S | Fire Prevention,Extinguisher | Fire Equipment | 41464 | FEQ | x
| TAB-DBLD-FEQ-5629S | Extinguisher, Fire, 10Lbs, Dry Chemical, Receiving Area Mezzanine Machine Shop, Old D Building, West Wall | TAB-WA7-FEQ-2166S | Fire Prevention,Extinguisher | Fire Equipment | 41465 | FEQ | x
| TAB-DBLD-FEQ-5630S | Extinguisher, Fire, 10Lbs, Dry Chemical, Receiving Area Mezzanine Stairwell to Pump Gallery, Old D Building, West Wall | TAB-SUSPENDED ENTITY | Fire Prevention,Extinguisher | Fire Equipment | 41466 | FEQ | x
| TAB-DBLD-FEQ-5630S | Extinguisher, Fire, 10Lbs, Dry Chemical, Receiving Area Mezzanine Stairwell to Pump Gallery, Old D Building, West Wall | TAB-WA7-FEQ-2166S | Fire Prevention,Extinguisher | Fire Equipment | 41466 | FEQ | x
| TAB-DBLD-FEQ-5632S | Extinguisher, Fire, 10Lbs, Dry Chemical, East Pump Gallery, Old D Building, North Wall | TAB-SUSPENDED ENTITY | Fire Prevention,Extinguisher | Fire Equipment | 41468 | FEQ | x
| TAB-DBLD-FEQ-5632S | Extinguisher, Fire, 10Lbs, Dry Chemical, East Pump Gallery, Old D Building, North Wall | TAB-WA7-FEQ-2166S | Fire Prevention,Extinguisher | Fire Equipment | 41468 | FEQ | x
| TAB-DBLD-FEQ-5633S | Extinguisher, Fire, 10Lbs, Dry Chemical, West Pump Gallery, Old D Building, South Pillar | TAB-SUSPENDED ENTITY | Fire Prevention,Extinguisher | Fire Equipment | 41469 | FEQ | x
| TAB-DBLD-FEQ-5634S | Extinguisher, Fire, 10Lbs, Dry Chemical, West Pump Gallery, Old D Building, Center Pillar | TAB-WA7-FEQ-2166S | Fire Prevention,Extinguisher | Fire Equipment | 41470 | FEQ | x
| TAB-DBLD-FEQ-5635S | Extinguisher, Fire, 10Lbs, Dry Chemical, West Pump Gallery, Old D Building, North Pillar | TAB-WA7-FEQ-2166S | Fire Prevention,Extinguisher | Fire Equipment | 41471 | FEQ | x
| TAB-DBLD-FEQ-5638S | Extinguisher, Fire, 10Lbs, Dry Chemical, Primary Gallery Air Handling Room, Old D Building, West Wall | TAB-SUSPENDED ENTITY | Fire Prevention,Extinguisher | Fire Equipment | 41474 | FEQ | x
| TAB-DBLD-FEQ-5639S | Extinguisher, Fire, 5Lbs, Dry Chemical, Security Gate Northwest Entrance, North Wall | TAB-SUSPENDED ENTITY | Fire Prevention,Extinguisher | Fire Equipment | 41475 | FEQ | x
| TAB-DBLD-FEQ-5639S | Extinguisher, Fire, 5Lbs, Dry Chemical, Security Gate Northwest Entrance, North Wall | TAB-WA7-FEQ-2166S | Fire Prevention,Extinguisher | Fire Equipment | 41475 | FEQ | x
| TAB-DBLD-FEQ-5640S | Extinguisher, Fire, 5Lbs, Dry Chemical, Security Gate Northwest Entrance, North Wall | TAB-SUSPENDED ENTITY | Fire Prevention,Extinguisher | Fire Equipment | 41476 | FEQ | x
| TAB-DBLD-FEQ-5640S | Extinguisher, Fire, 5Lbs, Dry Chemical, Security Gate Northwest Entrance, North Wall | TAB-WA7-FEQ-2166S | Fire Prevention,Extinguisher | Fire Equipment | 41476 | FEQ | x
| TAB-DBLD-FEQ-56426 | Extinguisher, Fire, 10Lbs, Dry Chemical, D Building, Fan Room, West Wall | TAB-SUSPENDED ENTITY | Fire Prevention,Extinguisher | Fire Equipment | 41478 | FEQ | x
| TAB-DBLD-FEQ-56426 | Extinguisher, Fire, 10Lbs, Dry Chemical, D Building, Fan Room, West Wall | TAB-WA7-FEQ-2166S | Fire Prevention,Extinguisher | Fire Equipment | 41478 | FEQ | x
| TAB-DEW-FEQ-5100S | Extinguisher, Fire, Dry,100 Unit, "S" 2nd Floor, Dewatering Bldg | TAB-WA7-FEQ-2167S | Fire Prevention,Extinguisher | Fire Equipment | 41479 | FEQ | x
| TAB-DEW-FEQ-5101S | Extinguisher, Fire, Dry, Hose Unit 101 , 2nd Floor, "E" ,Dewatering Bldg. | TAB-SUSPENDED ENTITY | Fire Prevention,Extinguisher | Fire Equipment | 41480 | FEQ | x
| TAB-DEW-FEQ-5101S | Extinguisher, Fire, Dry, Hose Unit 101 , 2nd Floor, "E" ,Dewatering Bldg. | TAB-WA7-FEQ-2167S | Fire Prevention,Extinguisher | Fire Equipment | 41480 | FEQ | x
| TAB-DEW-FEQ-5102S | Extinguisher, Fire, Dry, Hose Unit 102 , 3rd Floor,"W" , Dewatering Bldg | TAB-WA7-FEQ-2167S | Fire Prevention,Extinguisher | Fire Equipment | 41481 | FEQ | x
| TAB-DEW-FEQ-5103S | Extinguisher, Fire, Dry, Hose Unit 103, 3rd Floor,"S" Dewatering Bldg. | TAB-SUSPENDED ENTITY | Fire Prevention,Extinguisher | Fire Equipment | 41482 | FEQ | x
| TAB-DEW-FEQ-5105S | Extinguisher, Fire, Dry, Hose Unit 105, 4th Floor,"W", Dewatering Bldg | TAB-SUSPENDED ENTITY | Fire Prevention,Extinguisher | Fire Equipment | 41484 | FEQ | x
| TAB-DEW-FEQ-5105S | Extinguisher, Fire, Dry, Hose Unit 105, 4th Floor,"W", Dewatering Bldg | TAB-WA7-FEQ-2167S | Fire Prevention,Extinguisher | Fire Equipment | 41484 | FEQ | x
| TAB-DEW-FEQ-5106S | Extinguisher, Fire, Dry, Hose Unit 106, 4th Floor, "S" .Dewatering Bldg | TAB-WA7-FEQ-2167S | Fire Prevention,Extinguisher | Fire Equipment | 41485 | FEQ | x
| TAB-DEW-FEQ-5107S | Extinguisher, Fire, Dry, Hose Unit 107, 4th Floor,"E" Dewatering Bldg | TAB-WA7-FEQ-2167S | Fire Prevention,Extinguisher | Fire Equipment | 41486 | FEQ | x
| TAB-DEW-FEQ-5108S | Extinguisher, Fire, Dry, Hose Unit 108, 5th Floor,"W" , Dewatering Bldg. | TAB-SUSPENDED ENTITY | Fire Prevention,Extinguisher | Fire Equipment | 41487 | FEQ | x
| TAB-DEW-FEQ-5108S | Extinguisher, Fire, Dry, Hose Unit 108, 5th Floor,"W" , Dewatering Bldg. | TAB-WA7-FEQ-2167S | Fire Prevention,Extinguisher | Fire Equipment | 41487 | FEQ | x
| TAB-DEW-FEQ-5110S | Extinguisher, Fire, Dry, Hose Unit 110, Roof Electrical House,"SW" Dewatering Bldg. | TAB-SUSPENDED ENTITY | Fire Prevention,Extinguisher | Fire Equipment | 41489 | FEQ | x
| TAB-DEW-FEQ-5111S | Extinguisher, Fire, Dry, Hose Unit 111, 6th Flr. Out side Elevator Room Dewatering Bldg | TAB-SUSPENDED ENTITY | Fire Prevention,Extinguisher | Fire Equipment | 41490 | FEQ | x
| TAB-DEW-FEQ-5293S | Extinguisher, Fire, Dry, Hose Unit 93 ,Basement, ,"W" ,Dewatering Bldg | TAB-WA7-FEQ-2167S | Fire Prevention,Extinguisher | Fire Equipment | 41491 | FEQ | x
| TAB-DEW-FEQ-5294S | Extinguisher, Fire, Dry, Hose Unit 94, Basement, "S",Dewatering Bldg. | TAB-SUSPENDED ENTITY | Fire Prevention,Extinguisher | Fire Equipment | 41492 | FEQ | x
| TAB-DEW-FEQ-5295S | Extinguisher, Fire, Dry,Hose Unit 95, Basement, "E"Dewatering Bldg. | TAB-SUSPENDED ENTITY | Fire Prevention,Extinguisher | Fire Equipment | 41493 | FEQ | x
| TAB-DEW-FEQ-5296S | Extinguisher, Fire, Dry, Hose Unit 96, Main Floor,West Enterence, Dewatering Bldg. | TAB-SUSPENDED ENTITY | Fire Prevention,Extinguisher | Fire Equipment | 41494 | FEQ | x
| TAB-DEW-FEQ-5297S | Extinguisher, Fire, Dry, Hose Unit 97, Main Flr Southof Loading Area, Dewatering Bldg | TAB-WA7-FEQ-2167S | Fire Prevention,Extinguisher | Fire Equipment | 41495 | FEQ | x
| TAB-DEW-FEQ-5392S | Extinguisher, Fire, Dry, Basement,"E", Old Dewatering Bldg | TAB-WA7-FEQ-2167S | Fire Prevention,Extinguisher | Fire Equipment | 41499 | FEQ | x
| TAB-DEW-FEQ-5393S | Extinguisher, Fire, Dry, "E" Basement, Old Dewatering Bldg | TAB-WA7-FEQ-2167S | Fire Prevention,Extinguisher | Fire Equipment | 41500 | FEQ | x
| TAB-DEW-FEQ-5394S | Extinguisher, Fire, Dry, North West Maint. Shop, Dewatering Bldg. | TAB-WA7-FEQ-2167S | Fire Prevention,Extinguisher | Fire Equipment | 41501 | FEQ | x
| TAB-DEW-FEQ-5395S | Extinguisher, Fire, CO2, Main Floor, "C" Polymer West, Old Dewatering Bldg | TAB-SUSPENDED ENTITY | Fire Prevention,Extinguisher | Fire Equipment | 41502 | FEQ | x
| TAB-DEW-FEQ-5397S | Extinguisher, Fire, Dry, Main Floor,"E", Polymer Bldg. | TAB-SUSPENDED ENTITY | Fire Prevention,Extinguisher | Fire Equipment | 41504 | FEQ | x
| TAB-DEW-FEQ-5398S | Extinguisher, Fire, Dry, Main Floor, "S"Polymer Bldg | TAB-SUSPENDED ENTITY | Fire Prevention,Extinguisher | Fire Equipment | 41505 | FEQ | x
| TAB-DEW-FEQ-5399S | Extinguisher, Fire, CO2, 3rd Flr. Outside Ele. Cont. Room 1, Dew. Bldg | TAB-WA7-FEQ-2167S | Fire Prevention,Extinguisher | Fire Equipment | 41506 | FEQ | x
| TAB-DEW-FEQ-5400S | Extinguisher, Fire, CO2, 3rd Flr. Outside North Ele. Cont. Room 2, Dew. Bldg | TAB-WA7-FEQ-2167S | Fire Prevention,Extinguisher | Fire Equipment | 41507 | FEQ | x
| TAB-DEW-FEQ-5401S | Extinguisher, Fire, CO2, 3rd Flr. Outside East Ele. Cont. Room 2, Dew. Bldg | TAB-SUSPENDED ENTITY | Fire Prevention,Extinguisher | Fire Equipment | 41508 | FEQ | x
| TAB-DEW-FEQ-5402S | Fire Extinguisher, 5 lb ABC, Dewatering Elevator Mechanical Room | TAB-SUSPENDED ENTITY |  | Fire Equipment | 41509 | FEQ | x
| TAB-DEW-FEQ-5403S | Extinguisher, Fire, Lbs, Dry Chemical, Dewatering Building, 3rd Floor, South Center | TAB-WA7-FEQ-2167S | Fire Prevention,Extinguisher | Fire Equipment | 41510 | FEQ | x
| TAB-DEW-FEQ-5404S | Extinguisher, Fire,10 Lbs, Dry Chemical, Dewatering Building, 5th Floor, Operator's Kitchen | TAB-SUSPENDED ENTITY | Fire Prevention,Extinguisher | Fire Equipment | 41511 | FEQ | x
| TAB-DEW-FEQ-5405S | Extinguisher, Fire,5 Lbs, Dry Chemical, Old Dewatering Building, Polymer Room Entrance | TAB-WA7-FEQ-2167S | Fire Prevention,Extinguisher | Fire Equipment | 41512 | FEQ | x
| TAB-DEW-FEQ-5406S | Extinguisher, Fire,15 Lbs, Dry Chemical, Old Dewatering Building, Polymer Room Truck Unloading Area | TAB-SUSPENDED ENTITY | Fire Prevention,Extinguisher | Fire Equipment | 41513 | FEQ | x
| TAB-DEW-FEQ-5406S | Extinguisher, Fire,15 Lbs, Dry Chemical, Old Dewatering Building, Polymer Room Truck Unloading Area | TAB-WA7-FEQ-2167S | Fire Prevention,Extinguisher | Fire Equipment | 41513 | FEQ | x
| TAB-DEW-FEQ-5408S | Extinguisher, Fire, 15 Lbs, Old Dewatering Bldg.Sump Pump Discharge Room | TAB-WA7-FEQ-2167S | Fire Prevention,Extinguisher | Fire Equipment | 41515 | FEQ | x
| TAB-DEW-FEQ-5409S | Extinguisher, Fire,10 Lbs, Dry Chemical, Dewatering Building,Tool Crib Basement | TAB-WA7-FEQ-2167S | Fire Prevention,Extinguisher | Fire Equipment | 41516 | FEQ | x
| TAB-DEW-FEQ-5410S | Extinguisher, Fire,10 Lbs, Dry Chemical, Dewatering Basement | TAB-WA7-FEQ-2167S | Fire Prevention,Extinguisher | Fire Equipment | 41517 | FEQ | x
| TAB-DEW-FEQ-5411S | Extinguisher, Fire,10 Lbs, Dry Chemical, Dewatering Basement | TAB-SUSPENDED ENTITY | Fire Prevention,Extinguisher | Fire Equipment | 41518 | FEQ | x
| TAB-DEW-FEQ-5412S | Extinguisher, Fire,10 Lbs, Dry Chemical, Dewatering Basement | TAB-WA7-FEQ-2167S | Fire Prevention,Extinguisher | Fire Equipment | 41519 | FEQ | x
| TAB-DEW-FEQ-5413S | Extinguisher, Fire,15 Lbs, Dry Chemical, Dewatering Basement | TAB-SUSPENDED ENTITY | Fire Prevention,Extinguisher | Fire Equipment | 41520 | FEQ | x
| TAB-DEW-FEQ-5414S | Extinguisher, Fire,10 Lbs, Dry Chemical, Dewatering Basement | TAB-WA7-FEQ-2167S | Fire Prevention,Extinguisher | Fire Equipment | 41521 | FEQ | x
| TAB-DEW-FEQ-5415S | Extinguisher, Fire,15 Lbs, Dry Chemical, Dewatering Basement | TAB-WA7-FEQ-2167S | Fire Prevention,Extinguisher | Fire Equipment | 41522 | FEQ | x
| TAB-DEW-FEQ-5416S | Extinguisher, Fire,10 Lbs, Dry Chemical, Dewatering Basement | TAB-WA7-FEQ-2167S | Fire Prevention,Extinguisher | Fire Equipment | 41523 | FEQ | x
| TAB-DEW-FEQ-5417S | Extinguisher, Fire,10 Lbs, Dry Chemical, Dewatering 5th floor | TAB-WA7-FEQ-2167S | Fire Prevention,Extinguisher | Fire Equipment | 41524 | FEQ | x
| TAB-DEW-FEQ-5419S | Extinguisher, Fire,15 Lbs, Dry Chemical, Dewatering Polymer room | TAB-SUSPENDED ENTITY | Fire Prevention,Extinguisher | Fire Equipment | 41526 | FEQ | x
| TAB-DEW-FX-3961 | Flame Arrestor, Equalization Tank Odour Control Train #1 | TAB-DEW EQUAL OCS | Flame Arrester | Fire Equipment |  | FX | http://www.toronto.ca/TWONTO#00361
| TAB-DEW-FX-3961 | Flame Arrestor, Equalization Tank Odour Control Train #1 | TAB-DEW-SB-3955 | Flame Arrester | Fire Equipment |  | FX | http://www.toronto.ca/TWONTO#00361
| TAB-DEW-FX-3962 | Flame Arrestor, Equalization Tank Odour Control Train #2 | TAB-DEW-SB-3956 | Flame Arrester | Fire Equipment |  | FX | http://www.toronto.ca/TWONTO#00361
| TAB-DEW-FX-3963 | Flame Arrestor, Equalization Tank Odour Control Train #3 | TAB-DEW-SB-3958 | Flame Arrester | Fire Equipment |  | FX | http://www.toronto.ca/TWONTO#00361
| TAB-DEW-FX-4321 | Flame Arrestor, Digested Sludge Holding Tank 3 Odour Control, West | TAB-DEW-T-4300 | Flame Arrester | Fire Equipment |  | FX | http://www.toronto.ca/TWONTO#00361
| TAB-DEW-FX-4322 | Flame Arrestor, Digested Sludge Holding Tank 3 Odour Control, East | TAB-DEW-T-4300 | Flame Arrester | Fire Equipment |  | FX | http://www.toronto.ca/TWONTO#00361
| TAB-DIG-FEQ-5100S | Extinguisher, Fire, Dry, Control Rm., New Gas Control Bldg | TAB-SUSPENDED ENTITY | Fire Prevention,Extinguisher,Dry Chemical | Fire Equipment | 41527 | FEQ | x
| TAB-DIG-FEQ-5100S | Extinguisher, Fire, Dry, Control Rm., New Gas Control Bldg | TAB-WA7-FEQ-2178S | Fire Prevention,Extinguisher,Dry Chemical | Fire Equipment | 41527 | FEQ | x
| TAB-DIG-FEQ-5103S | Extinguisher, Fire, CO2, Centre, Compressor Rm, New Gas Control Bldg | TAB-SUSPENDED ENTITY | Fire Prevention,Extinguisher,CO2 | Fire Equipment | 41530 | FEQ | x
| TAB-DIG-FEQ-5103S | Extinguisher, Fire, CO2, Centre, Compressor Rm, New Gas Control Bldg | TAB-WA7-FEQ-2178S | Fire Prevention,Extinguisher,CO2 | Fire Equipment | 41530 | FEQ | x
| TAB-DIG-FEQ-5106S | Extinguisher, Fire, CO2, New Gas Control Bldg,2nd Flr. HVAC Room | TAB-SUSPENDED ENTITY | Fire Prevention,Extinguisher,CO2 | Fire Equipment | 41532 | FEQ | x
| TAB-DIG-FEQ-5106S | Extinguisher, Fire, CO2, New Gas Control Bldg,2nd Flr. HVAC Room | TAB-WA7-FEQ-2178S | Fire Prevention,Extinguisher,CO2 | Fire Equipment | 41532 | FEQ | x
| TAB-DIG-FEQ-5107S | Extinguisher, Fire, CO2, N/W Bsmt., New Gas Control Bldg | TAB-WA7-FEQ-2178S | Fire Prevention,Extinguisher,CO2 | Fire Equipment | 41533 | FEQ | x
| TAB-DIG-FEQ-5108S | Extinguisher, Fire, CO2, N/E Bsmt., New Gas Control Bldg | TAB-WA7-FEQ-2178S | Fire Prevention,Extinguisher,CO2 | Fire Equipment | 41534 | FEQ | x
| TAB-DIG-FEQ-5109S | Extinguisher, Fire,CO2, S/E Bsmt., New Gas Control Bldg | TAB-SUSPENDED ENTITY | Fire Prevention,Extinguisher,CO2 | Fire Equipment | 41535 | FEQ | x
| TAB-DIG-FEQ-5109S | Extinguisher, Fire,CO2, S/E Bsmt., New Gas Control Bldg | TAB-WA7-FEQ-2178S | Fire Prevention,Extinguisher,CO2 | Fire Equipment | 41535 | FEQ | x
| TAB-DIG-FEQ-5110S | Extinguisher, Fire,CO2, New Gas Control Bldg, Bsmt.East Centre Outside the Cage | TAB-WA7-FEQ-2178S | Fire Prevention,Extinguisher,CO2 | Fire Equipment | 41536 | FEQ | x
| TAB-DIG-FEQ-5111S | Extinguisher, Fire,Dry, New Gas Control Bldg, Bsmt.South Inside the Cage | TAB-SUSPENDED ENTITY | Fire Prevention,Extinguisher,Dry Chemical | Fire Equipment | 41537 | FEQ | x
| TAB-DIG-FEQ-5112S | Extinguisher, Fire, CO2, New Gas Control Bldg,S/W Bsmt., | TAB-WA7-FEQ-2178S | Fire Prevention,Extinguisher,CO2 | Fire Equipment | 41538 | FEQ | x
| TAB-DIG-FEQ-5113S | Extinguisher, Fire, Dry, Crane Room, New Gas Control Bldg | TAB-SUSPENDED ENTITY | Fire Prevention,Extinguisher,Dry Chemical | Fire Equipment | 41539 | FEQ | x
| TAB-DIG-FEQ-5113S | Extinguisher, Fire, Dry, Crane Room, New Gas Control Bldg | TAB-WA7-FEQ-2178S | Fire Prevention,Extinguisher,Dry Chemical | Fire Equipment | 41539 | FEQ | x
| TAB-DIG-FEQ-5120S | Extinguisher, Fire, Spare, Crane Rm Spares, Digester Gas Control Bldg | TAB-SUSPENDED ENTITY | Fire Prevention,Extinguisher | Fire Equipment | 41540 | FEQ | x
| TAB-DIG-FEQ-5120S | Extinguisher, Fire, Spare, Crane Rm Spares, Digester Gas Control Bldg | TAB-WA7-FEQ-0002S | Fire Prevention,Extinguisher | Fire Equipment | 41540 | FEQ | x
| TAB-DIG-FEQ-5121S | Extinguisher, Fire, Spare | TAB-SUSPENDED ENTITY | Fire Prevention,Extinguisher | Fire Equipment | 41541 | FEQ | x
| TAB-DIG-FEQ-5123S | Extinguisher, Fire, Crane Rm Spares, Digester Gas Control Bldg | TAB-SUSPENDED ENTITY | Fire Prevention,Extinguisher | Fire Equipment | 41543 | FEQ | x
| TAB-DIG-FEQ-5125S | Extinguisher, Fire, Crane Rm Spares, Digester Gas Control Bldg | TAB-SUSPENDED ENTITY | Fire Prevention,Extinguisher | Fire Equipment | 41545 | FEQ | x
| TAB-DIG-FEQ-5125S | Extinguisher, Fire, Crane Rm Spares, Digester Gas Control Bldg | TAB-WA7-FEQ-0002S | Fire Prevention,Extinguisher | Fire Equipment | 41545 | FEQ | x
| TAB-DIG-FEQ-5127S | Extinguisher, Fire, Crane Rm Spares, Digester Gas Control Bldg | TAB-WA7-FEQ-0002S | Fire Prevention,Extinguisher | Fire Equipment | 41547 | FEQ | x
| TAB-DIG-FEQ-5130S | Extinguisher, Fire, Crane Rm Spares, Digester Gas Control Bldg | TAB-SUSPENDED ENTITY | Fire Prevention,Extinguisher | Fire Equipment | 41550 | FEQ | x
| TAB-DIG-FEQ-5131S | Extinguisher, Fire, Crane Rm Spares, Digester Gas Control Bldg | TAB-WA7-FEQ-0002S | Fire Prevention,Extinguisher | Fire Equipment | 41551 | FEQ | x
| TAB-DIG-FEQ-5132S | Extinguisher, Fire, Crane Rm Spares, Digester Gas Control Bldg | TAB-WA7-FEQ-0002S | Fire Prevention,Extinguisher | Fire Equipment | 41552 | FEQ | x
| TAB-DIG-FEQ-5133S | Extinguisher, Fire, Crane Rm Spares, Digester Gas Control Bldg | TAB-SUSPENDED ENTITY | Fire Prevention,Extinguisher | Fire Equipment | 41553 | FEQ | x
| TAB-DIG-FEQ-5134S | Extinguisher, Fire, Carbon Dioxide, 190849, Crane Rm Spares, Digester Gas Control Bldg | TAB-SUSPENDED ENTITY | Fire Prevention,Extinguisher | Fire Equipment | 41554 | FEQ | x
| TAB-DIG-FEQ-5135S | Extinguisher, Fire, Crane Rm Spares, Digester Gas Control Bldg | TAB-WA7-FEQ-0002S | Fire Prevention,Extinguisher | Fire Equipment | 41555 | FEQ | x
| TAB-DIG-FEQ-5440S | Extinguisher, Fire, Dry, Basement, Digestion Tank 1 - 4 | TAB-SUSPENDED ENTITY | Fire Prevention,Extinguisher | Fire Equipment | 41556 | FEQ | x
| TAB-DIG-FEQ-5442S | Extinguisher, Fire, Dry,Digestion Tank 1 - 4, 2nd Flr. Out side HVAC Room | TAB-WA7-FEQ-0003S | Fire Prevention,Extinguisher | Fire Equipment | 41558 | FEQ | x
| TAB-DIG-FEQ-5443S | Extinguisher, Fire, Dry, 2nd Floor, Digestion Tank 1 - 4, HVAC Room | TAB-SUSPENDED ENTITY | Fire Prevention,Extinguisher | Fire Equipment | 41559 | FEQ | x
| TAB-DIG-FEQ-5443S | Extinguisher, Fire, Dry, 2nd Floor, Digestion Tank 1 - 4, HVAC Room | TAB-WA7-FEQ-0003S | Fire Prevention,Extinguisher | Fire Equipment | 41559 | FEQ | x
| TAB-DIG-FEQ-5444S | Extinguisher, Fire, Dry,Digestion Tank1-4, Bsmt. South | TAB-WA7-FEQ-0003S | Fire Prevention,Extinguisher | Fire Equipment | 41560 | FEQ | x
| TAB-DIG-FEQ-5451S | Extinguisher, Fire, CO2,Digestion Tank 5-8 Bsmt., East Enterance | TAB-WA7-FEQ-0003S | Fire Prevention,Extinguisher | Fire Equipment | 41609 | FEQ | x
| TAB-DIG-FEQ-5452S | Extinguisher, Fire, Dry, Digestion Tank 5-8 Main Flr. West | TAB-SUSPENDED ENTITY | Fire Prevention,Extinguisher | Fire Equipment | 41610 | FEQ | x
| TAB-DIG-FEQ-5453S | Extinguisher, Fire,Dry,Digestion Tank 5-8 Main Flr, South Enterance | TAB-SUSPENDED ENTITY | Fire Prevention,Extinguisher | Fire Equipment | 41611 | FEQ | x
| TAB-DIG-FEQ-5454S | Extinguisher, Fire,Dry,Digestion Tank 5-8 2nd Flr. Out side Gas Room | TAB-SUSPENDED ENTITY | Fire Prevention,Extinguisher | Fire Equipment | 41612 | FEQ | x
| TAB-DIG-FEQ-5455S | Extinguisher, Fire,CO2, Digestion Tank 5-8 2nd Flr.Inside HVAC Room | TAB-SUSPENDED ENTITY | Fire Prevention,Extinguisher | Fire Equipment | 41613 | FEQ | x
| TAB-DIG-FEQ-5461S | Extinguisher, Fire, Carbon Dioxide, Main Floor, West Enterance, Digestion Tank 9 - 12 | TAB-WA7-FEQ-0003S | Fire Prevention,Extinguisher | Fire Equipment | 42015 | FEQ | x
| TAB-DIG-FEQ-5462S | Extinguisher, Fire, Carbon Dioxide, Digester 9-12 Main Flr. East Entr. | TAB-WA7-FEQ-0003S | Fire Prevention,Extinguisher | Fire Equipment | 42016 | FEQ | x
| TAB-DIG-FEQ-5463S | Extinguisher, Fire, Carbon Dioxide, 2nd Floor, Digestion Tank 9 - 12 | TAB-SUSPENDED ENTITY | Fire Prevention,Extinguisher | Fire Equipment | 42017 | FEQ | x
| TAB-DIG-FEQ-5463S | Extinguisher, Fire, Carbon Dioxide, 2nd Floor, Digestion Tank 9 - 12 | TAB-WA7-FEQ-0003S | Fire Prevention,Extinguisher | Fire Equipment | 42017 | FEQ | x
| TAB-DIG-FEQ-5464S | Extinguisher, Fire, CO2,Digestion Tank 9-12 Bsmt. | TAB-SUSPENDED ENTITY | Fire Prevention,Extinguisher | Fire Equipment | 42018 | FEQ | x
| TAB-DIG-FEQ-5464S | Extinguisher, Fire, CO2,Digestion Tank 9-12 Bsmt. | TAB-WA7-FEQ-0003S | Fire Prevention,Extinguisher | Fire Equipment | 42018 | FEQ | x
| TAB-DIG-FEQ-5470S | Extinguisher, Fire, Dry, Basement, N. Digestion Tank 13 - 16 | TAB-WA7-FEQ-0003S | Fire Prevention,Extinguisher | Fire Equipment | 42019 | FEQ | x
| TAB-DIG-FEQ-5471S | Extinguisher, Fire, Dry, Basement, E. Digestion Tank 13 - 16 | TAB-SUSPENDED ENTITY | Fire Prevention,Extinguisher | Fire Equipment | 42020 | FEQ | x
| TAB-DIG-FEQ-5471S | Extinguisher, Fire, Dry, Basement, E. Digestion Tank 13 - 16 | TAB-WA7-FEQ-0003S | Fire Prevention,Extinguisher | Fire Equipment | 42020 | FEQ | x
| TAB-DIG-FEQ-5472S | Extinguisher, Fire, Dry, Basement, W. Digestion Tank 13 - 16 | TAB-WA7-FEQ-0003S | Fire Prevention,Extinguisher | Fire Equipment | 42021 | FEQ | x
| TAB-DIG-FEQ-5473S | Extinguisher, Fire, Dry, Basement, S. Digestion Tank 13 - 16 | TAB-WA7-FEQ-0003S | Fire Prevention,Extinguisher | Fire Equipment | 42022 | FEQ | x
| TAB-DIG-FEQ-5474S | Extinguisher, Fire, Main Floor, In front of WA5 Dig. Control Room, Digestion Tank 13 - 16 | TAB-SUSPENDED ENTITY | Fire Prevention,Extinguisher | Fire Equipment | 42023 | FEQ | x
| TAB-DIG-FEQ-5474S | Extinguisher, Fire, Main Floor, In front of WA5 Dig. Control Room, Digestion Tank 13 - 16 | TAB-WA7-FEQ-0003S | Fire Prevention,Extinguisher | Fire Equipment | 42023 | FEQ | x
| TAB-DIG-FEQ-5475S | Extinguisher, Fire, Dry, Main Floor, Lunch Room, Digestion Tank 13 - 16 | TAB-WA7-FEQ-0003S | Fire Prevention,Extinguisher | Fire Equipment | 42024 | FEQ | x
| TAB-DIG-FEQ-5476S | Extinguisher, Fire, Dry, Main Floor, MCC Room, Digestion Tank 13 - 16 | TAB-WA7-FEQ-0003S | Fire Prevention,Extinguisher | Fire Equipment | 42025 | FEQ | x
| TAB-DIG-FEQ-5477S | Extinguisher, Fire, Dry, Main Floor, Gas Shop, Digestion Tank 13 - 16 | TAB-SUSPENDED ENTITY | Fire Prevention,Extinguisher | Fire Equipment | 42026 | FEQ | x
| TAB-DIG-FEQ-5478S | Extinguisher, Dry, Main Floor, Compressor Room, North, Digestion Tank 13 - 16 | TAB-WA7-FEQ-0003S | Fire Prevention,Extinguisher | Fire Equipment | 42027 | FEQ | x
| TAB-DIG-FEQ-5479S | Extinguisher, Fire, Dry Main Floor, Compressor Room South,Digestion Tank 13-16 | TAB-SUSPENDED ENTITY | Fire Prevention,Extinguisher | Fire Equipment | 42028 | FEQ | x
| TAB-DIG-FEQ-5479S | Extinguisher, Fire, Dry Main Floor, Compressor Room South,Digestion Tank 13-16 | TAB-WA7-FEQ-0003S | Fire Prevention,Extinguisher | Fire Equipment | 42028 | FEQ | x
| TAB-DIG-FEQ-5480S | Extinguisher, Fire, Dry, Basement, N., Digestion Tank 19 - 22 | TAB-WA7-FEQ-0003S | Fire Prevention,Extinguisher | Fire Equipment | 42029 | FEQ | x
| TAB-DIG-FEQ-5481S | Extinguisher, Fire, Dry, Basement, E., Digestion Tank 19 - 22 | TAB-WA7-FEQ-0003S | Fire Prevention,Extinguisher | Fire Equipment | 42030 | FEQ | x
| TAB-DIG-FEQ-5482S | Extinguisher, Fire, Dry, Basement, W., Digestion Tank 19 - 22 | TAB-SUSPENDED ENTITY | Fire Prevention,Extinguisher | Fire Equipment | 42031 | FEQ | x
| TAB-DIG-FEQ-5483S | Extinguisher, Fire, Dry, Basement, S., Digestion Tank 19 - 22 | TAB-WA7-FEQ-0003S | Fire Prevention,Extinguisher | Fire Equipment | 42032 | FEQ | x
| TAB-DIG-FEQ-5484S | Extinguisher, Fire, Dry, Out Side Control Room, Digestion Tank 19 - 22 | TAB-WA7-FEQ-0003S | Fire Prevention,Extinguisher | Fire Equipment | 42033 | FEQ | x
| TAB-DIG-FEQ-5486S | Extinguisher, Fire, Dry, MCC Room, Digestion Tank 19 - 22 main Flr. | TAB-WA7-FEQ-0003S | Fire Prevention,Extinguisher | Fire Equipment | 42035 | FEQ | x
| TAB-DIG-FEQ-5487S | Extinguisher, Fire, Dry, Compressor Room, N., Digestion Tank 19 - 22 | TAB-WA7-FEQ-0003S | Fire Prevention,Extinguisher | Fire Equipment | 42036 | FEQ | x
| TAB-DIG-FEQ-5488S | Extinguisher, Fire, Dry, Compressor Room, S., Digestion Tank 19 - 22 | TAB-SUSPENDED ENTITY | Fire Prevention,Extinguisher | Fire Equipment | 42037 | FEQ | x
| TAB-DIG-FEQ-5488S | Extinguisher, Fire, Dry, Compressor Room, S., Digestion Tank 19 - 22 | TAB-WA7-FEQ-0003S | Fire Prevention,Extinguisher | Fire Equipment | 42037 | FEQ | x
| TAB-DIG-FEQ-5489S | Extinguisher, Fire, Lbs, Dry Chemical, Btwn Digester 1-4 and Digester 5-8, Control Room, North Wall | TAB-WA7-FEQ-0003S | Fire Prevention,Extinguisher | Fire Equipment | 42038 | FEQ | x
| TAB-DIG-FEQ-5490S | Extinguisher, Fire, Lbs, Dry Chemical, Btwn Digester 1-4 and Digester 5-8, Control Room, North Wall | TAB-WA7-FEQ-0003S | Fire Prevention,Extinguisher | Fire Equipment | 42039 | FEQ | x
| TAB-DIG-FEQ-5491S | Extinguisher, Fire, Lbs, Dry Chemical, Digester 9-12, Control Room, North Wall | TAB-WA7-FEQ-0003S | Fire Prevention,Extinguisher | Fire Equipment | 42040 | FEQ | x
| TAB-DIG-FEQ-5492S | Extinguisher, Fire, Lbs, Dry Chemical, Digester 9-12, Control Room, North Wall | TAB-SUSPENDED ENTITY | Fire Prevention,Extinguisher | Fire Equipment | 42041 | FEQ | x
| TAB-DIG-FEQ-5492S | Extinguisher, Fire, Lbs, Dry Chemical, Digester 9-12, Control Room, North Wall | TAB-WA7-FEQ-0003S | Fire Prevention,Extinguisher | Fire Equipment | 42041 | FEQ | x
| TAB-DIG-FEQ-5493S | Extinguisher, Fire, Lbs, Dry Chemical, Digester 13-16, Crane Room, North Wall | TAB-WA7-FEQ-0003S | Fire Prevention,Extinguisher | Fire Equipment | 42042 | FEQ | x
| TAB-DIS-FEQ-1001S | Extinguisher, Fire, Evap. Room, Chlorine Bldg | TAB-SUSPENDED ENTITY | Fire Prevention,Extinguisher | Fire Equipment | 42043 | FEQ | x
| TAB-DIS-FEQ-1001S | Extinguisher, Fire, Evap. Room, Chlorine Bldg | TAB-WA7-FEQ-2165AS | Fire Prevention,Extinguisher | Fire Equipment | 42043 | FEQ | x
| TAB-DIS-FEQ-1002S | Extinguisher, Fire, Scrubber Rm. Chlorine Bldg | TAB-SUSPENDED ENTITY | Fire Prevention,Extinguisher | Fire Equipment | 42044 | FEQ | x
| TAB-DIS-FEQ-1003S | Extinguisher, Fire, Basement, Chlorine Bldg | TAB-SUSPENDED ENTITY | Fire Prevention,Extinguisher | Fire Equipment | 42045 | FEQ | x
| TAB-DIS-FEQ-1004S | Extinguisher, Fire, 1st Floor, Chlorine Bldg | TAB-WA7-FEQ-2165AS | Fire Prevention,Extinguisher | Fire Equipment | 42046 | FEQ | x
| TAB-DIS-FEQ-1005S | Extinguisher, Fire, 1st Floor, Gallery SW, Chlorine Bldg | TAB-WA7-FEQ-2165AS | Fire Prevention,Extinguisher | Fire Equipment | 42047 | FEQ | x
| TAB-EL1-ASH-0840 | Smoke Detector,TAB-EL1-RPU-0840 Panel,North Substation,Electrical Control Room,Ceiling | NRTH SUBSTN_ELE_CNTRL_RM | Fire Prevention,Smoke Detector | Fire Equipment |  | ASH | http://www.toronto.ca/TWONTO#00362
| TAB-EL1-CP-7160S | Panel,Fire Alarm,North Substation,1st Floor | NORTH SUBSTN_1ST FLR | Fire Prevention,Cabinet | Fire Equipment | 44066 | CP | x
| TAB-EL1-CP-7160S | Panel,Fire Alarm,North Substation,1st Floor | TAB-FEQ-ALRS | Fire Prevention,Cabinet | Fire Equipment | 44066 | CP | x
| TAB-EL1-CP-7160S | Panel,Fire Alarm,North Substation,1st Floor | TAB-SUSPENDED ENTITY | Fire Prevention,Cabinet | Fire Equipment | 44066 | CP | x
| TAB-EL1-FEQ-5050S | Extinguisher, Fire, Carbon Dioxide, North Hydro Sub-Station | TAB-WA7-FEQ-0005S | Fire Prevention,Extinguisher | Fire Equipment | 42048 | FEQ | x
| TAB-EL1-FEQ-5051S | Extinguisher, Fire, CO2, New North Hydro Sub-Station | TAB-SUSPENDED ENTITY | Fire Prevention,Extinguisher | Fire Equipment | 42049 | FEQ | x
| TAB-EL1-FEQ-5051S | Extinguisher, Fire, CO2, New North Hydro Sub-Station | TAB-WA7-FEQ-0005S | Fire Prevention,Extinguisher | Fire Equipment | 42049 | FEQ | x
| TAB-EL1-FEQ-5052S | Extinguisher, Fire, CO2, New North Hydro Sub-Station | TAB-SUSPENDED ENTITY | Fire Prevention,Extinguisher | Fire Equipment | 42050 | FEQ | x
| TAB-EL1-FEQ-5052S | Extinguisher, Fire, CO2, New North Hydro Sub-Station | TAB-WA7-FEQ-0005S | Fire Prevention,Extinguisher | Fire Equipment | 42050 | FEQ | x
| TAB-EL1-FEQ-5053S | Extinguisher, Fire, Dry, New North Hydro Sub-Station | TAB-WA7-FEQ-0005S | Fire Prevention,Extinguisher | Fire Equipment | 42051 | FEQ | x
| TAB-EL1-FEQ-5054S | Extinguisher, Fire, Dry, New North Hydro Sub-Station | TAB-WA7-FEQ-0005S | Fire Prevention,Extinguisher | Fire Equipment | 42052 | FEQ | x
| TAB-EL1-FEQ-5055S | Extinguisher, Fire, 5Lbs, Dry Chemical, Old North Substation | TAB-SUSPENDED ENTITY | Fire Prevention,Extinguisher | Fire Equipment | 42053 | FEQ | x
| TAB-EL1-FEQ-5056S | Extinguisher, Fire, 5Lbs, Dry Chemical, Old North Substation | TAB-WA7-FEQ-0005S | Fire Prevention,Extinguisher | Fire Equipment | 42054 | FEQ | x
| TAB-EL1-FEQ-5057S | Extinguisher, Fire, 5Lbs, Dry Chemical, Old North Substation | TAB-WA7-FEQ-0005S | Fire Prevention,Extinguisher | Fire Equipment | 42055 | FEQ | x
| TAB-EL1-FEQ-5058S | Extinguisher, Fire, 5Lbs, Dry Chemical, Old North Substation | TAB-SUSPENDED ENTITY | Fire Prevention,Extinguisher | Fire Equipment | 42056 | FEQ | x
| TAB-EL1-FEQ-5059S | Extinguisher, Fire, 14.9 Kg, Dry Chemical, Mobile Generator No.1, Outdoor North of North Substation | TAB-WA7-FEQ-0005S | Fire Prevention,Extinguisher | Fire Equipment | 42057 | FEQ | x
| TAB-EL1-FEQ-5060S | Extinguisher, Fire, 14.9 Kg, Dry Chemical, Mobile Generator No.2, Outdoor North of North Substation | TAB-SUSPENDED ENTITY | Fire Prevention,Extinguisher | Fire Equipment | 42058 | FEQ | x
| TAB-EL2-FEQ-5061S | Extinguisher, Fire, Dry, South Sub-Station, Main Flr. South | TAB-SUSPENDED ENTITY | Fire Prevention,Extinguisher | Fire Equipment | 42060 | FEQ | x
| TAB-EL2-FEQ-5062S | Extinguisher, Fire, Dry,Hydro Sub-Stations, South, Maintenance Cage, | TAB-SUSPENDED ENTITY | Fire Prevention,Extinguisher | Fire Equipment | 42061 | FEQ | x
| TAB-EL2-FEQ-5063S | Extinguisher, Fire, CO2,10 Lbs., South Sub-Station, 2nd Flr. North | TAB-WA7-FEQ-0005S | Fire Prevention,Extinguisher | Fire Equipment | 42062 | FEQ | x
| TAB-EL2-FEQ-5064S | Extinguisher, Fire, CO2,10 Lbs., South Sub-Station, 2nd Flr. South | TAB-SUSPENDED ENTITY | Fire Prevention,Extinguisher | Fire Equipment | 42063 | FEQ | x
| TAB-EL2-FEQ-5065S | Extinguisher, Fire, Dry, Training Room, 2nd Floor, Hydro Sub-Stations South | TAB-SUSPENDED ENTITY | Fire Prevention,Extinguisher | Fire Equipment | 42064 | FEQ | x
| TAB-EL3-FEQ-5070S | Extinguisher, Fire, CO2, 10 Lbs, Hydro Sub-Stations, Seawall Sub-Stn, Main Flr | TAB-WA7-FEQ-0005S | Fire Prevention,Extinguisher | Fire Equipment | 42065 | FEQ | x
| TAB-EL3-FEQ-5071S | Extinguisher, Fire, Dry, Main Floor North, Seawall Hydro Sub-Station | TAB-WA7-FEQ-0005S | Fire Prevention,Extinguisher | Fire Equipment | 42066 | FEQ | x
| TAB-EL3-FEQ-5072S | Extinguisher, Fire,Dry,10Lbs, Seawall Hydro, Main Flr., N-E | TAB-WA7-FEQ-0005S | Fire Prevention,Extinguisher | Fire Equipment | 42067 | FEQ | x
| TAB-EL3-FEQ-5073S | Extinguisher, Fire, CO2,10Lbs, Seawall Hydro, Main Flr.,S-E | TAB-WA7-FEQ-0005S | Fire Prevention,Extinguisher | Fire Equipment | 42068 | FEQ | x
| FCL-FEQ-FEQ-0001-SUS | Fire Extinguisher #1, Low Lift Building, Ground Floor, Gallery Near North East Stairs | FCL-SES-FEQ-SUS | Fire Prevention,Extinguisher | Fire Equipment | 46331 | FEQ | x
| FCL-FEQ-FEQ-0002-SUS | Fire Extinguisher #2, Low Lift Building, Ground Floor, Gallery Near Lobby | FCL-SES-FEQ-SUS | Fire Prevention,Extinguisher | Fire Equipment | 46332 | FEQ | x
| FCL-FEQ-FEQ-0002-SUS | Fire Extinguisher #2, Low Lift Building, Ground Floor, Gallery Near Lobby | FCL-SUSPENDED | Fire Prevention,Extinguisher | Fire Equipment | 46332 | FEQ | x
| FCL-FEQ-FEQ-0003-SUS | Fire Extinguisher #3, Low Lift Building, Ground Floor, Screen Room N/W Wall | FCL-SES-FEQ-SUS | Fire Prevention,Extinguisher | Fire Equipment | 46333 | FEQ | x
| FCL-FEQ-FEQ-0004-SUS | Fire Extinguisher #4, Low Lift Building, Ground Floor, Screen Room N/E Wall | FCL-SES-FEQ-SUS | Fire Prevention,Extinguisher | Fire Equipment | 46334 | FEQ | x
| FCL-FEQ-FEQ-0004-SUS | Fire Extinguisher #4, Low Lift Building, Ground Floor, Screen Room N/E Wall | FCL-SUSPENDED | Fire Prevention,Extinguisher | Fire Equipment | 46334 | FEQ | x
| FCL-FEQ-FEQ-0005-SUS | Fire Extinguisher #5, Dry Chemical Building, MCC Room, North Entrance | FCL-SES-FEQ-SUS | Fire Prevention,Extinguisher | Fire Equipment | 46335 | FEQ | x
| FCL-FEQ-FEQ-0005-SUS | Fire Extinguisher #5, Dry Chemical Building, MCC Room, North Entrance | FCL-SUSPENDED | Fire Prevention,Extinguisher | Fire Equipment | 46335 | FEQ | x
| FCL-FEQ-FEQ-0008-SUS | Fire Extinguisher #8, Low Lift PS Building, Store Room | FCL-SUSPENDED | Fire Prevention,Extinguisher | Fire Equipment | 46338 | FEQ | x
| FCL-FEQ-FEQ-0009-SUS | Fire Extinguisher #9, Low Lift Building, Basement B1, Machine Shop S/E Wall | FCL-SES-FEQ-SUS | Fire Prevention,Extinguisher | Fire Equipment | 46339 | FEQ | x
| FCL-FEQ-FEQ-0009-SUS | Fire Extinguisher #9, Low Lift Building, Basement B1, Machine Shop S/E Wall | FCL-SUSPENDED | Fire Prevention,Extinguisher | Fire Equipment | 46339 | FEQ | x
| FCL-FEQ-FEQ-0011-SUS | Fire Extinguisher #11, Low Lift Building, Basement B1, Pump Room N/W Wall | FCL-SES-FEQ-SUS | Fire Prevention,Extinguisher | Fire Equipment | 46341 | FEQ | x
| FCL-FEQ-FEQ-0011-SUS | Fire Extinguisher #11, Low Lift Building, Basement B1, Pump Room N/W Wall | FCL-SUSPENDED | Fire Prevention,Extinguisher | Fire Equipment | 46341 | FEQ | x
| FCL-FEQ-FEQ-0012-SUS | Fire Extinguisher #12, Low Lift Building, Basement B1, Machine Shop N/E Wall | FCL-SES-FEQ-SUS | Fire Prevention,Extinguisher | Fire Equipment | 46342 | FEQ | x
| FCL-FEQ-FEQ-0012-SUS | Fire Extinguisher #12, Low Lift Building, Basement B1, Machine Shop N/E Wall | FCL-SUSPENDED | Fire Prevention,Extinguisher | Fire Equipment | 46342 | FEQ | x
| FCL-FEQ-FEQ-0013-SUS | Fire Extinguisher #13, Dry Chemical Building, Oil Storage East Wall | FCL-SUSPENDED | Fire Prevention,Extinguisher | Fire Equipment | 46343 | FEQ | x
| FCL-FEQ-FEQ-0014-SUS | Fire Extinguisher #14, Unloading Door S/E Wall, Dry Chemical Building | FCL-SES-FEQ-SUS | Fire Prevention,Extinguisher | Fire Equipment | 46344 | FEQ | x
| FCL-FEQ-FEQ-0015-SUS | Fire Extinguisher #15, Dry Chemical Building, Alum Room S/W Wall | FCL-SES-FEQ-SUS | Fire Prevention,Extinguisher | Fire Equipment | 46345 | FEQ | x
| FCL-FEQ-FEQ-0015-SUS | Fire Extinguisher #15, Dry Chemical Building, Alum Room S/W Wall | FCL-SUSPENDED | Fire Prevention,Extinguisher | Fire Equipment | 46345 | FEQ | x
| FCL-FEQ-FEQ-0016-SUS | Fire Extinguisher #16, Low Lift PS Building, Stairway Dressing Room | FCL-SES-FEQ-SUS | Fire Prevention,Extinguisher | Fire Equipment | 46346 | FEQ | x
| FCL-FEQ-FEQ-0016-SUS | Fire Extinguisher #16, Low Lift PS Building, Stairway Dressing Room | FCL-SUSPENDED | Fire Prevention,Extinguisher | Fire Equipment | 46346 | FEQ | x
| TAB-ELS-FEQ-5053 | Fire Extinguisher,North Substation,Basement,West Entrance | NORTH SUBSTATION_BASEMENT | Fire Prevention,Extinguisher,Dry Chemical | Fire Equipment |  | FEQ | http://www.toronto.ca/TWONTO#00350
| FCL-FEQ-FEQ-0017-SUS | Fire Extinguisher #17, Low Lift PS Building, Lunchroom Wall | FCL-SUSPENDED | Fire Prevention,Extinguisher | Fire Equipment | 46347 | FEQ | x
| FCL-FEQ-FEQ-0018-SUS | Fire Extinguisher #18, Flocculation Tanks S/E Wall | FCL-SES-FEQ-SUS | Fire Prevention,Extinguisher | Fire Equipment | 46348 | FEQ | x
| FCL-FEQ-FEQ-0018-SUS | Fire Extinguisher #18, Flocculation Tanks S/E Wall | FCL-SUSPENDED | Fire Prevention,Extinguisher | Fire Equipment | 46348 | FEQ | x
| FCL-FEQ-FEQ-0022-SUS | Fire Extinguisher #22, Filter Gallery S/E Wall | FCL-SES-FEQ-SUS | Fire Prevention,Extinguisher | Fire Equipment | 46352 | FEQ | x
| FCL-FEQ-FEQ-0022-SUS | Fire Extinguisher #22, Filter Gallery S/E Wall | FCL-SUSPENDED | Fire Prevention,Extinguisher | Fire Equipment | 46352 | FEQ | x
| FCL-FEQ-FEQ-0025-SUS | Fire Extinguisher #25, Filter Gallery N/W Wall | FCL-SES-FEQ-SUS | Fire Prevention,Extinguisher | Fire Equipment | 46355 | FEQ | x
| FCL-FEQ-FEQ-0026-SUS | Fire Extinguisher #26, Surge Tank Building, Compressor Room N/W Wall | FCL-SES-FEQ-SUS | Fire Prevention,Extinguisher | Fire Equipment | 46356 | FEQ | x
| FCL-FEQ-FEQ-0027-SUS | Fire Extinguisher #27, High Lift Building, Pump Room Gallery S/W Wall | FCL-SES-FEQ-SUS | Fire Prevention,Extinguisher | Fire Equipment | 46357 | FEQ | x
| FCL-FEQ-FEQ-0027-SUS | Fire Extinguisher #27, High Lift Building, Pump Room Gallery S/W Wall | FCL-SUSPENDED | Fire Prevention,Extinguisher | Fire Equipment | 46357 | FEQ | x
| FCL-FEQ-FEQ-0029-SUS | Fire Extinguisher #29, High Lift Building, Pump Room Gallery S/E Wall | FCL-SES-FEQ-SUS | Fire Prevention,Extinguisher | Fire Equipment | 46359 | FEQ | x
| FCL-FEQ-FEQ-0030-SUS | Fire Extinguisher #30, High Lift Building, Pump Room Gallery North Wall | FCL-SES-FEQ-SUS | Fire Prevention,Extinguisher | Fire Equipment | 46360 | FEQ | x
| FCL-FEQ-FEQ-0030-SUS | Fire Extinguisher #30, High Lift Building, Pump Room Gallery North Wall | FCL-SUSPENDED | Fire Prevention,Extinguisher | Fire Equipment | 46360 | FEQ | x
| FCL-FEQ-FEQ-0031-SUS | Fire Extinguisher #31, High Lift Building, Pump Room Gallery N/W Wall | FCL-SES-FEQ-SUS | Fire Prevention,Extinguisher | Fire Equipment | 46361 | FEQ | x
| FCL-FEQ-FEQ-0031-SUS | Fire Extinguisher #31, High Lift Building, Pump Room Gallery N/W Wall | FCL-SUSPENDED | Fire Prevention,Extinguisher | Fire Equipment | 46361 | FEQ | x
| FCL-FEQ-FEQ-0033-SUS | Fire Extinguisher #33, Control Room Back Hall North Exit | FCL-SES-FEQ-SUS | Fire Prevention,Extinguisher | Fire Equipment | 46363 | FEQ | x
| FCL-FEQ-FEQ-0033-SUS | Fire Extinguisher #33, Control Room Back Hall North Exit | FCL-SUSPENDED | Fire Prevention,Extinguisher | Fire Equipment | 46363 | FEQ | x
| FCL-FEQ-FEQ-0034-SUS | Fire Extinguisher #34, High Lift Pumping Station, Ground Floor, Copy/Fax Room | FCL-SES-FEQ-SUS | Fire Prevention,Extinguisher | Fire Equipment | 46364 | FEQ | x
| FCL-FEQ-FEQ-0034-SUS | Fire Extinguisher #34, High Lift Pumping Station, Ground Floor, Copy/Fax Room | FCL-SUSPENDED | Fire Prevention,Extinguisher | Fire Equipment | 46364 | FEQ | x
| FCL-FEQ-FEQ-0035-SUS | Fire Extinguisher #35, Filter Gallery, South Corridor | FCL-SUSPENDED | Fire Prevention,Extinguisher | Fire Equipment | 46365 | FEQ | x
| FCL-FEQ-FEQ-0037-SUS | Fire Extinguisher #37, Admin Building, Basement B1, Cableway Corridor, Near Switchgear Room West Door | FCL-SUSPENDED | Fire Prevention,Extinguisher | Fire Equipment | 46367 | FEQ | x
| FCL-FEQ-FEQ-0039-SUS | Fire Extinguisher #39, Gaseous Building Basement Corridor, Near Switchgear Room North/East Door | FCL-SES-FEQ-SUS | Fire Prevention,Extinguisher | Fire Equipment | 46369 | FEQ | x
| FCL-FEQ-FEQ-0040-SUS | Fire Extinguisher #40, Admin Building Basement B1, South Corridor to Filter Gallery, North Wall | FCL-SES-FEQ-SUS | Fire Prevention,Extinguisher | Fire Equipment | 46370 | FEQ | x
| FCL-FEQ-FEQ-0040-SUS | Fire Extinguisher #40, Admin Building Basement B1, South Corridor to Filter Gallery, North Wall | FCL-SUSPENDED | Fire Prevention,Extinguisher | Fire Equipment | 46370 | FEQ | x
| FCL-FEQ-FEQ-0043-SUS | Fire Extinguisher #43, Venturi Room Corridor West, North Wall, TW Basement B2 | FCL-SES-FEQ-SUS | Fire Prevention,Extinguisher | Fire Equipment | 46373 | FEQ | x
| FCL-FEQ-FEQ-0044-SUS | Fire Extinguisher #44,TW Basement B2, Venturi Room Corridor East, South Wall | FCL-SES-FEQ-SUS | Fire Prevention,Extinguisher | Fire Equipment | 46374 | FEQ | x
| FCL-FEQ-FEQ-0045-SUS | Fire Extinguisher #45, Pump Room N/E Wall, High Lift PS Basement | FCL-SES-FEQ-SUS | Fire Prevention,Extinguisher | Fire Equipment | 46375 | FEQ | x
| FCL-FEQ-FEQ-0045-SUS | Fire Extinguisher #45, Pump Room N/E Wall, High Lift PS Basement | FCL-SUSPENDED | Fire Prevention,Extinguisher | Fire Equipment | 46375 | FEQ | x
| FCL-FEQ-FEQ-0047-SUS | Fire Extinguisher #47,Pipe Room West, High Lift PS Basement | FCL-SES-FEQ-SUS | Fire Prevention,Extinguisher | Fire Equipment | 46377 | FEQ | x
| FCL-FEQ-FEQ-0049-SUS | Fire Extinguisher #49, Gaseous Chemical Building, 1st Floor,Elevator Corridor, S/W Wall | FCL-SES-FEQ-SUS | Fire Prevention,Extinguisher | Fire Equipment | 46379 | FEQ | x
| FCL-FEQ-FEQ-0050-SUS | Fire Extinguisher #50, Gaseous Chemical Building, 2nd Floor, Elevator Corridor, S/E Wall | FCL-SUSPENDED | Fire Prevention,Extinguisher | Fire Equipment | 46380 | FEQ | x
| FCL-FEQ-FEQ-0053-SUS | Fire Extinguisher #53, 3rd Floor Computer Room Hallway, North Wall, Gaseous Chemical Building | FCL-SES-FEQ-SUS | Fire Prevention,Extinguisher | Fire Equipment | 46383 | FEQ | x
| FCL-FEQ-FEQ-0054-SUS | Fire Extinguisher #54, Gaseous Building, 3rd Floor, Cl & So2 Machine Room East Wall | FCL-SUSPENDED | Fire Prevention,Extinguisher | Fire Equipment | 46384 | FEQ | x
| FCL-FEQ-FEQ-0056-SUS | Fire Extinguisher #56, Ammonia Room S/E Wall, Dry Chemical Building | FCL-SES-FEQ-SUS | Fire Prevention,Extinguisher | Fire Equipment | 46386 | FEQ | x
| FCL-FEQ-FEQ-0056-SUS | Fire Extinguisher #56, Ammonia Room S/E Wall, Dry Chemical Building | FCL-SUSPENDED | Fire Prevention,Extinguisher | Fire Equipment | 46386 | FEQ | x
| FCL-FEQ-FEQ-0057-SUS | Fire Extinguisher #57, Operations Lab South/East Corner | FCL-SES-FEQ-SUS | Fire Prevention,Extinguisher | Fire Equipment | 46387 | FEQ | x
| FCL-FEQ-FEQ-0057-SUS | Fire Extinguisher #57, Operations Lab South/East Corner | FCL-SUSPENDED | Fire Prevention,Extinguisher | Fire Equipment | 46387 | FEQ | x
| FCL-FEQ-FEQ-0059-SUS | Fire Extinguisher #59, Filter Pipe Gallery South | FCL-SES-FEQ-SUS | Fire Prevention,Extinguisher | Fire Equipment | 46389 | FEQ | x
| FCL-FEQ-FEQ-0059-SUS | Fire Extinguisher #59, Filter Pipe Gallery South | FCL-SUSPENDED | Fire Prevention,Extinguisher | Fire Equipment | 46389 | FEQ | x
| FCL-FEQ-FEQ-0061-SUS | Fire Extinguisher #61, Store Room Shut Down | FCL-SES-FEQ-SUS | Fire Prevention,Extinguisher | Fire Equipment | 46391 | FEQ | x
| FCL-FEQ-FEQ-0063-SUS | Fire Extinguisher #63, RMF Centrifuge Building, Ground Floor, South Wall | FCL-SES-FEQ-SUS | Fire Prevention,Extinguisher | Fire Equipment | 46393 | FEQ | x
| FCL-FEQ-FEQ-0063-SUS | Fire Extinguisher #63, RMF Centrifuge Building, Ground Floor, South Wall | FCL-SUSPENDED | Fire Prevention,Extinguisher | Fire Equipment | 46393 | FEQ | x
| FCL-FEQ-FEQ-0064-SUS | Fire Extinguisher #64, RMF Centrifuge Building, Polymer Tote Area, North | FCL-SES-FEQ-SUS | Fire Prevention,Extinguisher | Fire Equipment | 46394 | FEQ | x
| FCL-FEQ-FEQ-0064-SUS | Fire Extinguisher #64, RMF Centrifuge Building, Polymer Tote Area, North | FCL-SUSPENDED | Fire Prevention,Extinguisher | Fire Equipment | 46394 | FEQ | x
| FCL-FEQ-FEQ-0066-SUS | Fire Extinguisher #66, RMF Centrifuge Building, Bin Room North/East | FCL-SES-FEQ-SUS | Fire Prevention,Extinguisher | Fire Equipment | 46396 | FEQ | x
| FCL-FEQ-FEQ-0066-SUS | Fire Extinguisher #66, RMF Centrifuge Building, Bin Room North/East | FCL-SUSPENDED | Fire Prevention,Extinguisher | Fire Equipment | 46396 | FEQ | x
| FCL-FEQ-FEQ-0067-SUS | Fire Extinguisher #67, Admin Building, 2nd Floor Office Corridor 217 | FCL-SUSPENDED | Fire Prevention,Extinguisher | Fire Equipment | 46397 | FEQ | x
| FCL-FEQ-FEQ-0070-SUS | Fire Extinguisher #70, Admin Building, 2nd Floor at Office Elevator | FCL-SUSPENDED | Fire Prevention,Extinguisher | Fire Equipment | 46400 | FEQ | x
| FCL-FEQ-FEQ-0071-SUS | Fire Extinguisher #71, Admin Building, 2nd Floor at Office Photocopier | FCL-SUSPENDED | Fire Prevention,Extinguisher | Fire Equipment | 46401 | FEQ | x
| FCL-FEQ-FEQ-0072-SUS | Fire Extinguisher #72, Admin Building, 1st Floor PCS Lab | FCL-SES-FEQ-SUS | Fire Prevention,Extinguisher | Fire Equipment | 46402 | FEQ | x
| FCL-FEQ-FEQ-0072-SUS | Fire Extinguisher #72, Admin Building, 1st Floor PCS Lab | FCL-SUSPENDED | Fire Prevention,Extinguisher | Fire Equipment | 46402 | FEQ | x
| FCL-FEQ-FEQ-0073-SUS | Fire Extinguisher #73, Admin Building, 1st Floor Main Entrance | FCL-SES-FEQ-SUS | Fire Prevention,Extinguisher | Fire Equipment | 46403 | FEQ | x
| FCL-FEQ-FEQ-0074-SUS | Fire Extinguisher #74, Admin Building, 1st Floor Server Room | FCL-SES-FEQ-SUS | Fire Prevention,Extinguisher | Fire Equipment | 46404 | FEQ | x
| FCL-FEQ-FEQ-0074-SUS | Fire Extinguisher #74, Admin Building, 1st Floor Server Room | FCL-SUSPENDED | Fire Prevention,Extinguisher | Fire Equipment | 46404 | FEQ | x
| FCL-FEQ-FEQ-0076-SUS | Fire Extinguisher #76, Admin Building, 1st Floor Washroom | FCL-SES-FEQ-SUS | Fire Prevention,Extinguisher | Fire Equipment | 46406 | FEQ | x
| FCL-FEQ-FEQ-0076-SUS | Fire Extinguisher #76, Admin Building, 1st Floor Washroom | FCL-SUSPENDED | Fire Prevention,Extinguisher | Fire Equipment | 46406 | FEQ | x
| FCL-FEQ-FEQ-0080-SUS | Fire Extinguisher #80, Admin Building, 2nd Floor Furnace Room | FCL-SUSPENDED | Fire Prevention,Extinguisher | Fire Equipment | 46408 | FEQ | x
| FCL-FEQ-FEQ-0092-SUS | Fire Extinguisher #92, RMF Building, Hallway, Thickener No.2 East Wall | FCL-SES-FEQ-SUS | Fire Prevention,Extinguisher | Fire Equipment | 46410 | FEQ | x
| FCL-FEQ-FEQ-0092-SUS | Fire Extinguisher #92, RMF Building, Hallway, Thickener No.2 East Wall | FCL-SUSPENDED | Fire Prevention,Extinguisher | Fire Equipment | 46410 | FEQ | x
| FCL-FEQ-FEQ-0094-SUS | Fire Extinguisher #94, RMF Building Hallway, Clarifier No.2, Stairway No.2 Wall | FCL-SES-FEQ-SUS | Fire Prevention,Extinguisher | Fire Equipment | 46412 | FEQ | x
| FCL-FEQ-FEQ-0094-SUS | Fire Extinguisher #94, RMF Building Hallway, Clarifier No.2, Stairway No.2 Wall | FCL-SUSPENDED | Fire Prevention,Extinguisher | Fire Equipment | 46412 | FEQ | x
| FCL-FEQ-FEQ-0095-SUS | Fire Extinguisher #95, RMF Building Hallway, Clarifier No.2 East Wall | FCL-SUSPENDED | Fire Prevention,Extinguisher | Fire Equipment | 46413 | FEQ | x
| FCL-FEQ-FEQ-0096-SUS | Fire Extinguisher #96, RMF Building Hallway, Between Clarifier No.1&2 East Wall | FCL-SES-FEQ-SUS | Fire Prevention,Extinguisher | Fire Equipment | 46414 | FEQ | x
| FCL-FEQ-FEQ-0096-SUS | Fire Extinguisher #96, RMF Building Hallway, Between Clarifier No.1&2 East Wall | FCL-SUSPENDED | Fire Prevention,Extinguisher | Fire Equipment | 46414 | FEQ | x
| FCL-FEQ-FEQ-0097-SUS | Fire Extinguisher #97, RMF Building Hallway, Clarifier No.1 East Wall | FCL-SES-FEQ-SUS | Fire Prevention,Extinguisher | Fire Equipment | 46415 | FEQ | x
| FCL-FEQ-FEQ-0099-SUS | Fire Extinguisher #99, Spare | FCL-SES-FEQ-SUS | Fire Prevention,Extinguisher | Fire Equipment | 46417 | FEQ | x
| FCL-FEQ-FEQ-0099-SUS | Fire Extinguisher #99, Spare | FCL-SUSPENDED | Fire Prevention,Extinguisher | Fire Equipment | 46417 | FEQ | x
| FCL-FEQ-FEQ-0102-SUS | Fire Extinguisher #102, Gaseous Chemical Building, Chlorine Tank Room Entrance | FCL-SES-FEQ-SUS | Fire Prevention,Extinguisher | Fire Equipment | 46420 | FEQ | x
| FCL-FEQ-FEQ-0103-SUS | Fire Extinguisher #103, Gaseous Chemical Building, Chlorine Tank Room Exit | FCL-SES-FEQ-SUS | Fire Prevention,Extinguisher | Fire Equipment | 46421 | FEQ | x
| FCL-FEQ-FEQ-0103-SUS | Fire Extinguisher #103, Gaseous Chemical Building, Chlorine Tank Room Exit | FCL-SUSPENDED | Fire Prevention,Extinguisher | Fire Equipment | 46421 | FEQ | x
| TAB-FEQ-FA-3001 | Control Panel, Fire Alarm, Electrical Room No. 4, P Bldg. | TAB-PLT-SQ | Fire Prevention,Alarm | Fire Equipment |  | FA | http://www.toronto.ca/TWONTO#OWLClass_tinik-gifim-dijov-zonav
| TAB-FEQ-FE | Extinguisher, Fires | TAB-FEQ |  | Fire Equipment |  |  | http://www.toronto.ca/TWONTO#00350
| TAB-FEQ-FEQ-1500S | Dry Chemical Fire Extinguisher, For Fire types A,B and C, CTC vestibule and CTC Training room | TAB-FEQ-FE | Fire Prevention,Extinguisher,Dry Chemical | Fire Equipment | 41322 | FEQ | x
| TAB-FEQ-FEQ-1500S | Dry Chemical Fire Extinguisher, For Fire types A,B and C, CTC vestibule and CTC Training room | TAB-SUSPENDED ENTITY | Fire Prevention,Extinguisher,Dry Chemical | Fire Equipment | 41322 | FEQ | x
| TAB-HRS-FEQ-5215S | Extinguisher, Fire, Hose Cabinet Unit 15, Dry, 6th Floor "E", Heat Recovery | TAB-SUSPENDED ENTITY | Fire Prevention,Extinguisher | Fire Equipment | 42070 | FEQ | x
| TAB-HRS-FEQ-5215S | Extinguisher, Fire, Hose Cabinet Unit 15, Dry, 6th Floor "E", Heat Recovery | TAB-WA7-FEQ-0013S | Fire Prevention,Extinguisher | Fire Equipment | 42070 | FEQ | x
| TAB-HRS-FEQ-5216S | Extinguisher, Fire, Hose Cabinet Unit 16 , Dry, 6th Floor "W", Heat Recovery | TAB-SUSPENDED ENTITY | Fire Prevention,Extinguisher | Fire Equipment | 42071 | FEQ | x
| TAB-HRS-FEQ-5216S | Extinguisher, Fire, Hose Cabinet Unit 16 , Dry, 6th Floor "W", Heat Recovery | TAB-WA7-FEQ-0013S | Fire Prevention,Extinguisher | Fire Equipment | 42071 | FEQ | x
| TAB-HRS-FEQ-5217S | Extinguisher, Fire, Hose Cabinet Unit 17 , Dry, 5th Floor "E", Heat Recovery | TAB-WA7-FEQ-0013S | Fire Prevention,Extinguisher | Fire Equipment | 42072 | FEQ | x
| TAB-HRS-FEQ-5219S | Extinguisher, Fire, Hose Cabinet Unit 19 , Dry, 4th Floor, Heat Recovery | TAB-SUSPENDED ENTITY | Fire Prevention,Extinguisher | Fire Equipment | 42074 | FEQ | x
| TAB-HRS-FEQ-5219S | Extinguisher, Fire, Hose Cabinet Unit 19 , Dry, 4th Floor, Heat Recovery | TAB-WA7-FEQ-0013S | Fire Prevention,Extinguisher | Fire Equipment | 42074 | FEQ | x
| TAB-HRS-FEQ-5221S | Extinguisher, Fire, Hose Cabinet Unit 21 , Dry, 3rd Floor "E", Heat Recovery | TAB-SUSPENDED ENTITY | Fire Prevention,Extinguisher | Fire Equipment | 42076 | FEQ | x
| TAB-HRS-FEQ-5221S | Extinguisher, Fire, Hose Cabinet Unit 21 , Dry, 3rd Floor "E", Heat Recovery | TAB-WA7-FEQ-0013S | Fire Prevention,Extinguisher | Fire Equipment | 42076 | FEQ | x
| TAB-HRS-FEQ-5222S | Extinguisher, Fire, Hose Cabinet Unit 22 , Dry, 1st Floor "W", Heat Recovery | TAB-WA7-FEQ-0013S | Fire Prevention,Extinguisher | Fire Equipment | 42077 | FEQ | x
| TAB-HRS-FEQ-5223S | Extinguisher, Fire, Hose Cabinet Unit 23 , Dry, 1st Floor "E", Heat Recovery | TAB-WA7-FEQ-0013S | Fire Prevention,Extinguisher | Fire Equipment | 42078 | FEQ | x
| TAB-HRS-FEQ-5224S | Extinguisher, Fire, Hose Cabinet Unit 24 , Dry, Basement "W", Heat Recovery | TAB-WA7-FEQ-0013S | Fire Prevention,Extinguisher | Fire Equipment | 42079 | FEQ | x
| TAB-HRS-FEQ-5225S | Extinguisher, Fire, Hose Cabinet Unit 25 , Dry, Basement "E", Heat Recovery | TAB-WA7-FEQ-0013S | Fire Prevention,Extinguisher | Fire Equipment | 42080 | FEQ | x
| TAB-HRS-FEQ-5226S | Fire Extinguisher, 5 lb ABC, Elevator, Heat Recovery Mechanical Room | TAB-SUSPENDED ENTITY |  | Fire Equipment | 42081 | FEQ | x
| TAB-HRS-FEQ-5226S | Fire Extinguisher, 5 lb ABC, Elevator, Heat Recovery Mechanical Room | TAB-WA7-FEQ-0013S |  | Fire Equipment | 42081 | FEQ | x
| TAB-INC-FEQ-5201S | Extinguisher, Fire, 10 lbs, Dry, Hose Unit #1, Basement, Incinerator Bldg | TAB-SUSPENDED ENTITY | Fire Prevention,Extinguisher | Fire Equipment | 42199 | FEQ | x
| TAB-INC-FEQ-5201S | Extinguisher, Fire, 10 lbs, Dry, Hose Unit #1, Basement, Incinerator Bldg | TAB-WA7-FEQ-2174S | Fire Prevention,Extinguisher | Fire Equipment | 42199 | FEQ | x
| TAB-INC-FEQ-5204S | Extinguisher, Fire, 10 lbs, Dry, Hose Unit #4,1st Floor, "E", Incinerator Bldg. | TAB-SUSPENDED ENTITY | Fire Prevention,Extinguisher | Fire Equipment | 42506 | FEQ | x
| TAB-INC-FEQ-5204S | Extinguisher, Fire, 10 lbs, Dry, Hose Unit #4,1st Floor, "E", Incinerator Bldg. | TAB-WA7-FEQ-2174S | Fire Prevention,Extinguisher | Fire Equipment | 42506 | FEQ | x
| TAB-INC-FEQ-5205S | Extinguisher, Fire, 10 lbs, Dry, Hose Unit #5 2nd Floor, Incinerator Bldg | TAB-SUSPENDED ENTITY | Fire Prevention,Extinguisher | Fire Equipment | 42202 | FEQ | x
| TAB-INC-FEQ-5205S | Extinguisher, Fire, 10 lbs, Dry, Hose Unit #5 2nd Floor, Incinerator Bldg | TAB-WA7-FEQ-2174S | Fire Prevention,Extinguisher | Fire Equipment | 42202 | FEQ | x
| TAB-INC-FEQ-5206S | Extinguisher, Fire, 10 lbs, Dry, Hose Unit #6 2nd Floor, Incinerator bldg | TAB-WA7-FEQ-2174S | Fire Prevention,Extinguisher | Fire Equipment | 42203 | FEQ | x
| TAB-INC-FEQ-5207S | Extinguisher, Fire, 8 lbs, Dry, Hose Unit #7, 3rd Floor, "E", Incinerator Bldg. | TAB-WA7-FEQ-2174S | Fire Prevention,Extinguisher | Fire Equipment | 42204 | FEQ | x
| TAB-INC-FEQ-5209S | Extinguisher, Fire, 10 lbs, Dry,Hose Unit #9, 4th Floor, "E", Incinerator Bldg. | TAB-SUSPENDED ENTITY | Fire Prevention,Extinguisher | Fire Equipment | 42206 | FEQ | x
| TAB-INC-FEQ-5210S | Extinguisher, Fire,10 lbs, Dry,Hose Unit #10, 4th Floor, "W", Incinerator Bldg. | TAB-WA7-FEQ-2174S | Fire Prevention,Extinguisher | Fire Equipment | 42207 | FEQ | x
| TAB-INC-FEQ-5211S | Extinguisher, Fire, 10 lbs, Dry, Hose Unit # 11,5th Floor, "E", Incinerator Bldg | TAB-WA7-FEQ-2174S | Fire Prevention,Extinguisher | Fire Equipment | 42208 | FEQ | x
| TAB-INC-FEQ-5212S | Extinguisher, Fire, 10 lbs, Dry, Hose Unit # 12,5th Floor, "W", Incinerator Bldg. | TAB-WA7-FEQ-2174S | Fire Prevention,Extinguisher | Fire Equipment | 42209 | FEQ | x
| TAB-INC-FEQ-5214S | Extinguisher, Fire, 10lbs, Dry, Hose Unit # 14 6th Floor, Incinerator Bldg | TAB-SUSPENDED ENTITY | Fire Prevention,Extinguisher | Fire Equipment | 42211 | FEQ | x
| TAB-INC-FEQ-5300S | Extinguisher, Fire, Dry, Basement "W", Silo Bldg | TAB-WA7-FEQ-2174S | Fire Prevention,Extinguisher | Fire Equipment | 42212 | FEQ | x
| TAB-INC-FEQ-5301S | Extinguisher, Fire, Dry, Basement "NW", Silo Bldg | TAB-SUSPENDED ENTITY | Fire Prevention,Extinguisher | Fire Equipment | 42213 | FEQ | x
| TAB-INC-FEQ-5302S | Extinguisher, Fire, Dry, Basement "C", Silo Bldg | TAB-WA7-FEQ-2174S | Fire Prevention,Extinguisher | Fire Equipment | 42214 | FEQ | x
| TAB-INC-FEQ-5303S | Extinguisher, Fire, Dry, Basement "E", Silo Bldg | TAB-SUSPENDED ENTITY | Fire Prevention,Extinguisher | Fire Equipment | 42215 | FEQ | x
| TAB-INC-FEQ-5304S | Extinguisher, Fire, Dry, Maint. Shop, 1st Floor, Incinerator Bldg.Pigeon Allyway | TAB-SUSPENDED ENTITY | Fire Prevention,Extinguisher | Fire Equipment | 42216 | FEQ | x
| TAB-INC-FEQ-5304S | Extinguisher, Fire, Dry, Maint. Shop, 1st Floor, Incinerator Bldg.Pigeon Allyway | TAB-WA7-FEQ-2174S | Fire Prevention,Extinguisher | Fire Equipment | 42216 | FEQ | x
| TAB-INC-FEQ-5305S | Extinguisher, Fire, Dry, 1st Floor, "W", Silo Bldg | TAB-WA7-FEQ-2174S | Fire Prevention,Extinguisher | Fire Equipment | 42217 | FEQ | x
| TAB-INC-FEQ-5306S | Extinguisher, Fire, Dry, 1st Floor, "C", Silo Bldg | TAB-SUSPENDED ENTITY | Fire Prevention,Extinguisher | Fire Equipment | 42218 | FEQ | x
| TAB-INC-FEQ-5306S | Extinguisher, Fire, Dry, 1st Floor, "C", Silo Bldg | TAB-WA7-FEQ-2174S | Fire Prevention,Extinguisher | Fire Equipment | 42218 | FEQ | x
| TAB-INC-FEQ-5307S | Extinguisher, Fire, Dry, 1st Floor, "E", Silo Bldg. | TAB-SUSPENDED ENTITY | Fire Prevention,Extinguisher | Fire Equipment | 42219 | FEQ | x
| TAB-INC-FEQ-5308S | Extinguisher, Fire, 10 lbs, CO2, Control Room "W", Silo Bldg 1st Flr | TAB-WA7-FEQ-2174S | Fire Prevention,Extinguisher | Fire Equipment | 42220 | FEQ | x
| TAB-INC-FEQ-5309S | Extinguisher, Fire, 10 lbs, Carbon Dioxide, Control Room "C", Silo Bldg. 1st Flr. | TAB-WA7-FEQ-2174S | Fire Prevention,Extinguisher | Fire Equipment | 42221 | FEQ | x
| TAB-INC-FEQ-5310S | Extinguisher, Fire, 10 lbs, Carbon Dioxide, Control Room "E", Silo Bldg 1st Flr | TAB-SUSPENDED ENTITY | Fire Prevention,Extinguisher | Fire Equipment | 42222 | FEQ | x
| TAB-INC-FEQ-5310S | Extinguisher, Fire, 10 lbs, Carbon Dioxide, Control Room "E", Silo Bldg 1st Flr | TAB-WA7-FEQ-2174S | Fire Prevention,Extinguisher | Fire Equipment | 42222 | FEQ | x
| TAB-INC-FEQ-5312S | Extinguisher, Fire, 10 lbs, CO2, 2/F, MCC Room, Incinerator Bldg | TAB-SUSPENDED ENTITY | Fire Prevention,Extinguisher | Fire Equipment | 42224 | FEQ | x
| TAB-INC-FEQ-5312S | Extinguisher, Fire, 10 lbs, CO2, 2/F, MCC Room, Incinerator Bldg | TAB-WA7-FEQ-2174S | Fire Prevention,Extinguisher | Fire Equipment | 42224 | FEQ | x
| TAB-INC-FEQ-5313S | Extinguisher, Fire, Dry, 2nd Floor, "W", Silo Bldg | TAB-SUSPENDED ENTITY | Fire Prevention,Extinguisher | Fire Equipment | 42225 | FEQ | x
| TAB-INC-FEQ-5313S | Extinguisher, Fire, Dry, 2nd Floor, "W", Silo Bldg | TAB-WA7-FEQ-2174S | Fire Prevention,Extinguisher | Fire Equipment | 42225 | FEQ | x
| TAB-INC-FEQ-5314S | Extinguisher, Fire, Dry, 2nd Floor, "C", Silo Bldg | TAB-SUSPENDED ENTITY | Fire Prevention,Extinguisher | Fire Equipment | 42226 | FEQ | x
| TAB-INC-FEQ-5314S | Extinguisher, Fire, Dry, 2nd Floor, "C", Silo Bldg | TAB-WA7-FEQ-2174S | Fire Prevention,Extinguisher | Fire Equipment | 42226 | FEQ | x
| TAB-INC-FEQ-5315S | Extinguisher, Fire, Dry, 2nd Floor, "E", Silo Bldg | TAB-WA7-FEQ-2174S | Fire Prevention,Extinguisher | Fire Equipment | 42227 | FEQ | x
| TAB-INC-FEQ-5316S | Extinguisher, Fire, Dry, 3rd Floor, "W", Silo Bldg | TAB-SUSPENDED ENTITY | Fire Prevention,Extinguisher | Fire Equipment | 42228 | FEQ | x
| TAB-INC-FEQ-5316S | Extinguisher, Fire, Dry, 3rd Floor, "W", Silo Bldg | TAB-WA7-FEQ-2174S | Fire Prevention,Extinguisher | Fire Equipment | 42228 | FEQ | x
| TAB-INC-FEQ-5317S | Extinguisher, Fire, Dry, 3rd Floor, "C", Silo Bldg. | TAB-WA7-FEQ-2174S | Fire Prevention,Extinguisher | Fire Equipment | 42229 | FEQ | x
| TAB-INC-FEQ-5318S | Extinguisher, Fire, Dry, 3rd Floor, "E", Silo Bldg | TAB-SUSPENDED ENTITY | Fire Prevention,Extinguisher | Fire Equipment | 42230 | FEQ | x
| TAB-INC-FEQ-5319S | Extinguisher, Fire, Dry, 4th Floor, "W", Silo Bldg | TAB-WA7-FEQ-2174S | Fire Prevention,Extinguisher | Fire Equipment | 42231 | FEQ | x
| TAB-INC-FEQ-5322S | Extinguisher, Fire, Dry, 5th Floor, "W", Silo Bldg | TAB-WA7-FEQ-2174S | Fire Prevention,Extinguisher | Fire Equipment | 42234 | FEQ | x
| TAB-INC-FEQ-5323S | Extinguisher, Fire, Dry, 5th Floor, "E", Silo Bldg | TAB-WA7-FEQ-2174S | Fire Prevention,Extinguisher | Fire Equipment | 42235 | FEQ | x
| TAB-INC-FEQ-5326S | Extinguisher, Fire, 10 lbs, Dry, 6th Floor, "E" Incinerator Bldg. | TAB-SUSPENDED ENTITY | Fire Prevention,Extinguisher | Fire Equipment | 42238 | FEQ | x
| TAB-INC-FEQ-5327S | Extinguisher, Fire, Dry, Ground Floor, Stack Next to roll Up Door | TAB-SUSPENDED ENTITY | Fire Prevention,Extinguisher | Fire Equipment | 42239 | FEQ | x
| TAB-INC-FEQ-5327S | Extinguisher, Fire, Dry, Ground Floor, Stack Next to roll Up Door | TAB-WA7-FEQ-2174S | Fire Prevention,Extinguisher | Fire Equipment | 42239 | FEQ | x
| TAB-INC-FEQ-5328S | Extinguisher, Fire, Dry, Ground Floor, Stairwell, Stack | TAB-WA7-FEQ-2174S | Fire Prevention,Extinguisher | Fire Equipment | 42240 | FEQ | x
| TAB-INC-FEQ-5329S | Extinguisher, Fire, Dry, 2nd Floor, Stack | TAB-SUSPENDED ENTITY | Fire Prevention,Extinguisher | Fire Equipment | 42241 | FEQ | x
| TAB-INC-FEQ-5330S | Extinguisher, Fire,Dry, Main Flr,(Old Bio Solid) Ground Equipment Stores, NorthWest | TAB-SUSPENDED ENTITY | Fire Prevention,Extinguisher | Fire Equipment | 42242 | FEQ | x
| TAB-INC-FEQ-5330S | Extinguisher, Fire,Dry, Main Flr,(Old Bio Solid) Ground Equipment Stores, NorthWest | TAB-WA7-FEQ-2174S | Fire Prevention,Extinguisher | Fire Equipment | 42242 | FEQ | x
| TAB-INC-FEQ-5331S | Extinguisher, Fire,CO2, Main Flr,(Old Bio Solid) Ground Equipment Stores, NorthCenter | TAB-SUSPENDED ENTITY | Fire Prevention,Extinguisher | Fire Equipment | 42243 | FEQ | x
| TAB-INC-FEQ-5332S | Extinguisher, Fire,Dry, Main Flr,(Old Bio Solid) Ground Equipment Stores, North East | TAB-SUSPENDED ENTITY | Fire Prevention,Extinguisher | Fire Equipment | 42244 | FEQ | x
| TAB-INC-FEQ-5334S | Extinguisher, Fire, Dry, Main Floor "SE", (Old Biosolid) Ground Equipment Stores | TAB-SUSPENDED ENTITY | Fire Prevention,Extinguisher | Fire Equipment | 42246 | FEQ | x
| TAB-INC-FEQ-5334S | Extinguisher, Fire, Dry, Main Floor "SE", (Old Biosolid) Ground Equipment Stores | TAB-WA7-FEQ-2174S | Fire Prevention,Extinguisher | Fire Equipment | 42246 | FEQ | x
| TAB-INC-FEQ-5335S | Extinguisher, Fire, Dry, 2nd Flr.,(Old Biosolid) Ground Equipment Stores | TAB-SUSPENDED ENTITY | Fire Prevention,Extinguisher | Fire Equipment | 42247 | FEQ | x
| TAB-INC-FEQ-5336S | Fire Extinguisher, 5 lb ABC, Elevator Incineration, Mechanical Room | TAB-WA7-FEQ-2174S |  | Fire Equipment | 42248 | FEQ | x
| TAB-INC-FEQ-5337S | Fire Extinguisher, 5 lb ABC, Elevator, Incineration Mechanical Room | TAB-SUSPENDED ENTITY |  | Fire Equipment | 42249 | FEQ | x
| TAB-INC-FEQ-5337S | Fire Extinguisher, 5 lb ABC, Elevator, Incineration Mechanical Room | TAB-WA7-FEQ-2174S |  | Fire Equipment | 42249 | FEQ | x
| TAB-INC-FEQ-5338S | Extinguisher, Fire, Lbs, Dry Chemical, Pigeon Allyway, Control Room, North Wall | TAB-SUSPENDED ENTITY | Fire Prevention,Extinguisher | Fire Equipment | 42250 | FEQ | x
| TAB-INC-FEQ-5338S | Extinguisher, Fire, Lbs, Dry Chemical, Pigeon Allyway, Control Room, North Wall | TAB-WA7-FEQ-0003S | Fire Prevention,Extinguisher | Fire Equipment | 42250 | FEQ | x
| TAB-INC-FEQ-5339S | Extinguisher, Fire, Lbs, Dry Chemical, Pigeon Allyway, Control Room, North Wall | TAB-SUSPENDED ENTITY | Fire Prevention,Extinguisher | Fire Equipment | 42251 | FEQ | x
| TAB-LAB-FEQ-5140S | Extinguisher, Fire, Carbon Dioxide, Main Floor, Old Admin. Bldg. | TAB-SUSPENDED ENTITY | Fire Prevention,Extinguisher | Fire Equipment | 42252 | FEQ | x
| TAB-LAB-FEQ-5141S | Extinguisher, Fire, Dry, Old Admin. Bldg. Main FlrTech. Trainer Office, Hallway, | TAB-SUSPENDED ENTITY | Fire Prevention,Extinguisher | Fire Equipment | 42253 | FEQ | x
| TAB-LAB-FEQ-5141S | Extinguisher, Fire, Dry, Old Admin. Bldg. Main FlrTech. Trainer Office, Hallway, | TAB-WA7-FEQ-2175S | Fire Prevention,Extinguisher | Fire Equipment | 42253 | FEQ | x
| TAB-LAB-FEQ-5143S | Extinguisher, Fire, Carbon Dioxide, Old Admin. Bldg. Laboratory 2nd Floor, | TAB-SUSPENDED ENTITY | Fire Prevention,Extinguisher | Fire Equipment | 42255 | FEQ | x
| TAB-LAB-FEQ-5143S | Extinguisher, Fire, Carbon Dioxide, Old Admin. Bldg. Laboratory 2nd Floor, | TAB-WA7-FEQ-2175S | Fire Prevention,Extinguisher | Fire Equipment | 42255 | FEQ | x
| TAB-LAB-FEQ-5144S | Extinguisher, Fire, Carbon Dioxide, Old Admin. Bldg. Laboratory 2nd Flr. | TAB-SUSPENDED ENTITY | Fire Prevention,Extinguisher | Fire Equipment | 42256 | FEQ | x
| TAB-LAB-FEQ-5144S | Extinguisher, Fire, Carbon Dioxide, Old Admin. Bldg. Laboratory 2nd Flr. | TAB-WA7-FEQ-2175S | Fire Prevention,Extinguisher | Fire Equipment | 42256 | FEQ | x
| TAB-M&T-FEQ-5490S | Extinguisher, Fire, Dry, M Bldg, Boiler Room, Bsmt,West | TAB-SUSPENDED ENTITY | Fire Prevention,Extinguisher | Fire Equipment | 42260 | FEQ | x
| TAB-M&T-FEQ-5492S | Extinguisher, Fire, Carbon Dioxide, Basement "SE", M Building | TAB-SUSPENDED ENTITY | Fire Prevention,Extinguisher | Fire Equipment | 42262 | FEQ | x
| TAB-M&T-FEQ-5492S | Extinguisher, Fire, Carbon Dioxide, Basement "SE", M Building | TAB-WA7-FEQ-2176S | Fire Prevention,Extinguisher | Fire Equipment | 42262 | FEQ | x
| TAB-M&T-FEQ-5493S | Extinguisher, Fire, Carbon Dioxide, Basement "NW", M Building | TAB-SUSPENDED ENTITY | Fire Prevention,Extinguisher | Fire Equipment | 42263 | FEQ | x
| TAB-M&T-FEQ-5495S | Extinguisher, Fire, Carbon Dioxide, Main Flr, East Centre,M Building | TAB-SUSPENDED ENTITY | Fire Prevention,Extinguisher | Fire Equipment | 42265 | FEQ | x
| TAB-M&T-FEQ-5495S | Extinguisher, Fire, Carbon Dioxide, Main Flr, East Centre,M Building | TAB-WA7-FEQ-2176S | Fire Prevention,Extinguisher | Fire Equipment | 42265 | FEQ | x
| TAB-M&T-FEQ-5496S | Extinguisher, Fire, , CO2, M Bldg, Main Flr North Centre | TAB-SUSPENDED ENTITY | Fire Prevention,Extinguisher | Fire Equipment | 42266 | FEQ | x
| TAB-M&T-FEQ-5497S | Extinguisher, Fire, Dry, Kitchen, M Building | TAB-WA7-FEQ-2176S | Fire Prevention,Extinguisher | Fire Equipment | 42267 | FEQ | x
| TAB-M&T-FEQ-5498S | Extinguisher, Fire, CO2, Screening Rm, M Bldg. North | TAB-SUSPENDED ENTITY | Fire Prevention,Extinguisher | Fire Equipment | 42268 | FEQ | x
| TAB-M&T-FEQ-5499S | Extinguisher, Fire, Carbon Dioxide, Screening Room, South West, M Building | TAB-SUSPENDED ENTITY | Fire Prevention,Extinguisher | Fire Equipment | 42269 | FEQ | x
| TAB-M&T-FEQ-5500S | Extinguisher, Fire, Dry, Basement 4th Level, T Building | TAB-WA7-FEQ-2176S | Fire Prevention,Extinguisher | Fire Equipment | 42270 | FEQ | x
| TAB-M&T-FEQ-5501S | Extinguisher, Fire, Dry, Basement 3rd Level, T Building | TAB-SUSPENDED ENTITY | Fire Prevention,Extinguisher | Fire Equipment | 42271 | FEQ | x
| TAB-M&T-FEQ-5502S | Extinguisher, Fire, Dry, Basement 2nd Level, T Building | TAB-SUSPENDED ENTITY | Fire Prevention,Extinguisher | Fire Equipment | 42272 | FEQ | x
| TAB-M&T-FEQ-5502S | Extinguisher, Fire, Dry, Basement 2nd Level, T Building | TAB-WA7-FEQ-2176S | Fire Prevention,Extinguisher | Fire Equipment | 42272 | FEQ | x
| TAB-M&T-FEQ-5503S | Extinguisher, Fire, CO2, Basement 2nd, MCC Room, T Building | TAB-WA7-FEQ-2176S | Fire Prevention,Extinguisher | Fire Equipment | 42273 | FEQ | x
| TAB-M&T-FEQ-5504S | Extinguisher, Fire, CO2, Basement 1st Level, T Building | TAB-SUSPENDED ENTITY | Fire Prevention,Extinguisher | Fire Equipment | 42274 | FEQ | x
| TAB-M&T-FEQ-5505S | Extinguisher, Fire, Carbon Dioxide, 1st Floor, Near Enterance,T Building | TAB-SUSPENDED ENTITY | Fire Prevention,Extinguisher | Fire Equipment | 42275 | FEQ | x
| TAB-M&T-FEQ-5507S | Extinguisher, Fire, CO2. 2nd Flr.MCC Room, T Bldg. | TAB-SUSPENDED ENTITY | Fire Prevention,Extinguisher | Fire Equipment | 42277 | FEQ | x
| TAB-M&T-FEQ-5508S | Extinguisher, Fire, CO2, Electrical - Mechanical Room, 3/F, T Building | TAB-SUSPENDED ENTITY | Fire Prevention,Extinguisher | Fire Equipment | 42278 | FEQ | x
| TAB-M&T-FEQ-5509S | Extinguisher, Fire, Dry, 4th Flr(New Mechanical), T Building | TAB-SUSPENDED ENTITY | Fire Prevention,Extinguisher | Fire Equipment | 42279 | FEQ | x
| TAB-M&T-FEQ-5509S | Extinguisher, Fire, Dry, 4th Flr(New Mechanical), T Building | TAB-WA7-FEQ-2176S | Fire Prevention,Extinguisher | Fire Equipment | 42279 | FEQ | x
| TAB-M&T-FEQ-5511S | Extinguisher,Fire, 5 lb ABC, " T " Building Mechanical Room | TAB-SUSPENDED ENTITY |  | Fire Equipment | 42281 | FEQ | x
| TAB-M&T-FEQ-5511S | Extinguisher,Fire, 5 lb ABC, " T " Building Mechanical Room | TAB-WA7-FEQ-2176S |  | Fire Equipment | 42281 | FEQ | x
| TAB-M&T-FEQ-5512S | Extinguisher, Fire, Dry, basement 3rd level, T building | TAB-FEQ |  | Fire Equipment | 42282 | FEQ | x
| TAB-M&T-FEQ-5512S | Extinguisher, Fire, Dry, basement 3rd level, T building | TAB-FEQ-FE |  | Fire Equipment | 42282 | FEQ | x
| TAB-M&T-FEQ-5512S | Extinguisher, Fire, Dry, basement 3rd level, T building | TAB-WA7-FEQ-2176S |  | Fire Equipment | 42282 | FEQ | x
| TAB-M&T-FEQ-5513S | Extinguisher, Fire, Carbon Dioxide, Basement "SW", M Building | TAB-SUSPENDED ENTITY | Fire Prevention,Extinguisher | Fire Equipment | 42283 | FEQ | x
| TAB-M&T-FEQ-5513S | Extinguisher, Fire, Carbon Dioxide, Basement "SW", M Building | TAB-WA7-FEQ-2176S | Fire Prevention,Extinguisher | Fire Equipment | 42283 | FEQ | x
| TAB-M&T-FEQ-5514S | Fire Extinguisher, 10 lb ABC, 4th Flr (Stairwell), T Building | TAB-SUSPENDED ENTITY | Fire Prevention,Extinguisher,CO2 | Fire Equipment | 42284 | FEQ | x
| TAB-M&T-FEQ-5515S | Fire Extinguisher, 10 lb ABC, 3rd Flr , T Building | TAB-WA7-FEQ-2176S | Fire Prevention,Extinguisher,CO2 | Fire Equipment | 42285 | FEQ | x
| TAB-M&T-FEQ-5516S | Fire Extinguisher, 10 lb ABC, 3rd Flr , T Building | TAB-SUSPENDED ENTITY | Fire Prevention,Extinguisher,CO2 | Fire Equipment | 42286 | FEQ | x
| TAB-MCS-FEQ-5001S | Extinguisher, Fire, Dry West Main Enterance, AECOM trailer | TAB-SUSPENDED ENTITY | Fire Prevention,Extinguisher | Fire Equipment | 42501 | FEQ | x
| TAB-MCS-FEQ-5002S | Extinguisher, Fire, Dry. Pantry, AECOM Trailer | TAB-SUSPENDED ENTITY | Fire Prevention,Extinguisher | Fire Equipment | 42502 | FEQ | x
| TAB-MCS-FEQ-5002S | Extinguisher, Fire, Dry. Pantry, AECOM Trailer | TAB-WA7-FEQ-0004S | Fire Prevention,Extinguisher | Fire Equipment | 42502 | FEQ | x
| TAB-MCS-FEQ-5004S | Extinguisher, Fire, Dry, Meeting Room 1,AECOM trailer | TAB-WA7-FEQ-0004S | Fire Prevention,Extinguisher | Fire Equipment | 42504 | FEQ | x
| TAB-MCS-FEQ-5005S | Extinguisher, Fire, Dry,OMU Office. AECOM Trailer | TAB-WA7-FEQ-0004S | Fire Prevention,Extinguisher | Fire Equipment | 42505 | FEQ | x
| TAB-MCS-FEQ-5253S | Extinguisher, Fire, Dry, Hose Unit 53, Machine Shop, South | TAB-WA7-FEQ-2182S | Fire Prevention,Extinguisher | Fire Equipment | 42507 | FEQ | x
| TAB-MCS-FEQ-5254S | Extinguisher, Fire, Dry, Hose Unit 54, Machine Shop, East | TAB-WA7-FEQ-2182S | Fire Prevention,Extinguisher | Fire Equipment | 42508 | FEQ | x
| TAB-MCS-FEQ-5360S | Extinguisher, Fire, Dry, Welding Machine, ESAB,Machine Shop, | TAB-SUSPENDED ENTITY | Fire Prevention,Extinguisher | Fire Equipment | 42509 | FEQ | x
| TAB-MCS-FEQ-5361S | Extinguisher, Fire, Dry,Welding Cart,( MILLER)Machine Shop, | TAB-SUSPENDED ENTITY | Fire Prevention,Extinguisher | Fire Equipment | 42510 | FEQ | x
| TAB-MCS-FEQ-5362S | Extinguisher, Fire, Dry, Portable Welding Machine,(LINCOLN) Machine Shop, | TAB-WA7-FEQ-2182S | Fire Prevention,Extinguisher | Fire Equipment | 42511 | FEQ | x
| TAB-MCS-FEQ-5363S | Extinguisher, Fire, Carbon Dioxide, Tool Crib,Machine Shop West | TAB-SUSPENDED ENTITY | Fire Prevention,Extinguisher | Fire Equipment | 42512 | FEQ | x
| TAB-OPS-FEQ-5140S | Extinguisher, Fire, Carbon Dioxide, House #1, North, Old P.S. | TAB-SUSPENDED ENTITY | Fire Prevention,Extinguisher | Fire Equipment | 42513 | FEQ | x
| TAB-OPS-FEQ-5140S | Extinguisher, Fire, Carbon Dioxide, House #1, North, Old P.S. | TAB-WA7-FEQ-0010S | Fire Prevention,Extinguisher | Fire Equipment | 42513 | FEQ | x
| TAB-OPS-FEQ-5141S | Extinguisher, Fire, Carbon Dioxide, House #1, South, Old P.S. | TAB-WA7-FEQ-0010S | Fire Prevention,Extinguisher | Fire Equipment | 42514 | FEQ | x
| TAB-OPS-FEQ-5143S | Extinguisher, Fire, Carbon Dioxide, Outside Southend, Old P.S. | TAB-WA7-FEQ-0010S | Fire Prevention,Extinguisher | Fire Equipment | 42516 | FEQ | x
| TAB-OPS-FEQ-5144S | Extinguisher, Fire, Carbon Dioxide, House #2, North, Old P.S. | TAB-WA7-FEQ-0010S | Fire Prevention,Extinguisher | Fire Equipment | 42517 | FEQ | x
| TAB-OPS-FEQ-5145S | Extinguisher, Fire, Carbon Dioxide, House #2, South, Old P.S. | TAB-WA7-FEQ-0010S | Fire Prevention,Extinguisher | Fire Equipment | 42518 | FEQ | x
| TAB-OPS-FEQ-5146 | Extinguisher, Fire, Carbon Dioxide, House #2, MCC Room South, Old P.S. | TAB-WA7-FEQ-0010S | Fire Prevention,Extinguisher | Fire Equipment | 42519 | FEQ | x
| TAB-PBLD-FEQ-5410S | Extinguisher, Fire, CO2, Blower Room, P Bldg, Bsmt | TAB-SUSPENDED ENTITY | Fire Prevention,Extinguisher | Fire Equipment | 42523 | FEQ | x
| TAB-PBLD-FEQ-5410S | Extinguisher, Fire, CO2, Blower Room, P Bldg, Bsmt | TAB-WA7-FEQ-2169S | Fire Prevention,Extinguisher | Fire Equipment | 42523 | FEQ | x
| TAB-PBLD-FEQ-5411S | Extinguisher, Fire, Carbon Dioxide, P Bldg. Bsmt,West Pumping Gallery, P Bldg. Bsmt -West Side | TAB-SUSPENDED ENTITY | Fire Prevention,Extinguisher | Fire Equipment | 42524 | FEQ | x
| TAB-PBLD-FEQ-5411S | Extinguisher, Fire, Carbon Dioxide, P Bldg. Bsmt,West Pumping Gallery, P Bldg. Bsmt -West Side | TAB-WA7-FEQ-2169S | Fire Prevention,Extinguisher | Fire Equipment | 42524 | FEQ | x
| TAB-PBLD-FEQ-5412S | Extinguisher, Fire, Carbon Dioxide, P Bldg. Bsmt,West Pumping Gallery, P Bldg. Bsmt -Centre | TAB-WA7-FEQ-2169S | Fire Prevention,Extinguisher | Fire Equipment | 42525 | FEQ | x
| TAB-PBLD-FEQ-5414S | Extinguisher, Fire, , Carbon Dioxide, P Bldg. Bsmt,East Pumping Gallery, P Bldg. Bsmt -West side | TAB-SUSPENDED ENTITY | Fire Prevention,Extinguisher | Fire Equipment | 42527 | FEQ | x
| TAB-PBLD-FEQ-5416S | Extinguisher, Fire, Carbon Dioxide, P Bldg. MCC Room ( Control Room) Next to Pri. Tank # 9 | TAB-WA7-FEQ-2169S | Fire Prevention,Extinguisher | Fire Equipment | 42529 | FEQ | x
| TAB-PBLD-FEQ-5417S | Extinguisher, Fire, Dry, P Bldg,Ground Flr, Screen Room Loading Bay | TAB-WA7-FEQ-2169S | Fire Prevention,Extinguisher | Fire Equipment | 42530 | FEQ | x
| TAB-PBLD-FEQ-5418S | Extinguisher, Fire, Dry, P Bldg. Screening Room, South West | TAB-SUSPENDED ENTITY | Fire Prevention,Extinguisher | Fire Equipment | 42531 | FEQ | x
| TAB-PBLD-FEQ-5419S | Extinguisher, Fire, CO2, P Bldg., Screen Rm "SE", | TAB-WA7-FEQ-2169S | Fire Prevention,Extinguisher | Fire Equipment | 42532 | FEQ | x
| TAB-PBLD-FEQ-5420S | Extinguisher, Fire, CO2,P Bldg MCC Rm, North of Pri. Tank #9 | TAB-SUSPENDED ENTITY | Fire Prevention,Extinguisher | Fire Equipment | 42533 | FEQ | x
| TAB-PBLD-FEQ-5422S | Extinguisher, Fire, Dry, P Bldg.,Grit Hopper Room , West Entrance, | TAB-WA7-FEQ-2169S | Fire Prevention,Extinguisher | Fire Equipment | 42535 | FEQ | x
| TAB-PBLD-FEQ-5423S | Extinguisher, Fire, Carbon Dioxide, P Bldg., Grit Hopper Room, South Wall, | TAB-SUSPENDED ENTITY | Fire Prevention,Extinguisher | Fire Equipment | 42536 | FEQ | x
| TAB-PBLD-FEQ-5423S | Extinguisher, Fire, Carbon Dioxide, P Bldg., Grit Hopper Room, South Wall, | TAB-WA7-FEQ-2169S | Fire Prevention,Extinguisher | Fire Equipment | 42536 | FEQ | x
| TAB-PBLD-FEQ-5424S | Extinguisher, Fire, Carbon Dioxide, New P.S Bldg. Bsmt. East next to Raw water Pump Room | TAB-SUSPENDED ENTITY | Fire Prevention,Extinguisher | Fire Equipment | 42537 | FEQ | x
| TAB-PBLD-FEQ-5425S | Extinguisher, Fire, Dry, New P.S Bldg. Gr.Flr West Stair Well | TAB-SUSPENDED ENTITY | Fire Prevention,Extinguisher | Fire Equipment | 42538 | FEQ | x
| TAB-PBLD-FEQ-5425S | Extinguisher, Fire, Dry, New P.S Bldg. Gr.Flr West Stair Well | TAB-WA7-FEQ-2169S | Fire Prevention,Extinguisher | Fire Equipment | 42538 | FEQ | x
| TAB-PBLD-FEQ-5426S | Extinguisher, Fire, Dry,New P.S Bldg. Gr.Flr South West Stair Well | TAB-SUSPENDED ENTITY | Fire Prevention,Extinguisher | Fire Equipment | 42539 | FEQ | x
| TAB-PBLD-FEQ-5427S | Extinguisher, Fire, CO2,WA1 Welding Shop, Out side the cage | TAB-SUSPENDED ENTITY | Fire Prevention,Extinguisher | Fire Equipment | 42540 | FEQ | x
| TAB-PBLD-FEQ-5428S | Extinguisher, Fire, CO2, WA1, Welding Shop, | TAB-WA7-FEQ-2169S | Fire Prevention,Extinguisher | Fire Equipment | 42541 | FEQ | x
| TAB-PBLD-FEQ-5429S | Extinguisher, Fire, CO2, WA1 maintenance Shop | TAB-WA7-FEQ-2169S | Fire Prevention,Extinguisher | Fire Equipment | 42542 | FEQ | x
| TAB-PBLD-FEQ-5430S | Extinguisher, Fire, CO2, WA1 maintenance Shop | TAB-WA7-FEQ-2169S | Fire Prevention,Extinguisher | Fire Equipment | 42543 | FEQ | x
| TAB-PBLD-FEQ-5431S | Extinguisher, Fire, Dry, WA1 Lunch Room, New P.S Bldg. 2nd Flr | TAB-WA7-FEQ-2169S | Fire Prevention,Extinguisher | Fire Equipment | 42544 | FEQ | x
| TAB-PBLD-FEQ-5432S | Extinguisher, Fire, Dry, New P.S Bldg. 2nd Flr Old Grit Machine Room | TAB-SUSPENDED ENTITY | Fire Prevention,Extinguisher | Fire Equipment | 42545 | FEQ | x
| TAB-PBLD-FEQ-5432S | Extinguisher, Fire, Dry, New P.S Bldg. 2nd Flr Old Grit Machine Room | TAB-WA7-FEQ-2169S | Fire Prevention,Extinguisher | Fire Equipment | 42545 | FEQ | x
| TAB-PBLD-FEQ-5433S | Extinguisher, Carbon Dioxide, New P.S Bldg. 2nd Flr.,MCCRoom,Next to Old Grit Mach. Room | TAB-SUSPENDED ENTITY | Fire Prevention,Extinguisher | Fire Equipment | 42546 | FEQ | x
| TAB-PBLD-FEQ-5433S | Extinguisher, Carbon Dioxide, New P.S Bldg. 2nd Flr.,MCCRoom,Next to Old Grit Mach. Room | TAB-WA7-FEQ-2169S | Fire Prevention,Extinguisher | Fire Equipment | 42546 | FEQ | x
| TAB-PBLD-FEQ-5434S | Extinguisher, Fire, Dry, Scrubber Room, P Bldg | TAB-WA7-FEQ-2169S | Fire Prevention,Extinguisher | Fire Equipment | 42547 | FEQ | x
| TAB-PBLD-FEQ-5435S | Extinguisher, Fire, Dry, Hypo Storage Tank Room , P Bldg | TAB-SUSPENDED ENTITY | Fire Prevention,Extinguisher | Fire Equipment | 42548 | FEQ | x
| TAB-PBLD-FEQ-5436S | Extinguisher, Fire, Dry, P Bldg, Screen Room East | TAB-SUSPENDED ENTITY | Fire Prevention,Extinguisher | Fire Equipment | 42549 | FEQ | x
| TAB-PBLD-FEQ-5436S | Extinguisher, Fire, Dry, P Bldg, Screen Room East | TAB-WA7-FEQ-2169S | Fire Prevention,Extinguisher | Fire Equipment | 42549 | FEQ | x
| TAB-PBLD-FEQ-5437S | Extinguisher, Fire, Dry, Mechanical Room Ground Floor | TAB-WA7-FEQ-2169S | Fire Prevention,Extinguisher | Fire Equipment | 42550 | FEQ | x
| TAB-PBLD-FEQ-5438S | Extinguisher, Fire, Dry, Pump Room, Basement | TAB-SUSPENDED ENTITY | Fire Prevention,Extinguisher | Fire Equipment | 42551 | FEQ | x
| TAB-PBLD-FEQ-5439S | Extinguisher, Fire, Dry, Screen Handling Area, South | TAB-SUSPENDED ENTITY | Fire Prevention,Extinguisher | Fire Equipment | 42552 | FEQ | x
| TAB-PBLD-FEQ-5440S | Extinguisher, Fire, Dry, Screen Handling Area, North | TAB-WA7-FEQ-2169S | Fire Prevention,Extinguisher | Fire Equipment | 42553 | FEQ | x
| TAB-PBLD-FEQ-5441S | Extinguisher, Fire, Dry, Screen Handling Area, West | TAB-SUSPENDED ENTITY | Fire Prevention,Extinguisher | Fire Equipment | 42554 | FEQ | x
| TAB-PBLD-FEQ-5442S | Extinguisher, Fire, Dry, Equipment Loading Bay | TAB-WA7-FEQ-2169S | Fire Prevention,Extinguisher | Fire Equipment | 42555 | FEQ | x
| TAB-PBLD-FEQ-5443S | Extinguisher, Fire, Dry, Mechanical Room 3, Penthouse South | TAB-WA7-FEQ-2169S | Fire Prevention,Extinguisher | Fire Equipment | 42556 | FEQ | x
| TAB-PBLD-FEQ-5444S | Extinguisher, Fire, Dry, Mechanical Room 3, Penthouse North | TAB-SUSPENDED ENTITY | Fire Prevention,Extinguisher | Fire Equipment | 42557 | FEQ | x
| TAB-PBLD-FEQ-5446S | Extinguisher, Fire, Dry, Grit Loading Area West | TAB-SUSPENDED ENTITY | Fire Prevention,Extinguisher | Fire Equipment | 42559 | FEQ | x
| TAB-PBLD-FEQ-5447S | Extinguisher, Fire, Dry, Grit Loading Area, Basement | TAB-SUSPENDED ENTITY | Fire Prevention,Extinguisher | Fire Equipment | 42560 | FEQ | x
| TAB-PBLD-FEQ-5449S | Extinguisher, Fire, Dry, Grit Loading Area, NE Bunker Wall | TAB-SUSPENDED ENTITY | Fire Prevention,Extinguisher | Fire Equipment | 42562 | FEQ | x
| TAB-PBLD-FEQ-5450S | Extinguisher, Fire, Dry, Outside Coagulant Room | TAB-SUSPENDED ENTITY | Fire Prevention,Extinguisher | Fire Equipment | 42563 | FEQ | x
| TAB-PBLD-FEQ-5451S | Extinguisher, Fire, Dry, SW Coagulant Room Area | TAB-SUSPENDED ENTITY | Fire Prevention,Extinguisher | Fire Equipment | 42564 | FEQ | x
| TAB-PBLD-FEQ-5451S | Extinguisher, Fire, Dry, SW Coagulant Room Area | TAB-WA7-FEQ-2169S | Fire Prevention,Extinguisher | Fire Equipment | 42564 | FEQ | x
| TAB-PBLD-FEQ-5452S | Extinguisher, Fire, Dry, SE Coagulant Room Area | TAB-SUSPENDED ENTITY | Fire Prevention,Extinguisher | Fire Equipment | 42565 | FEQ | x
| TAB-PBLD-FEQ-5452S | Extinguisher, Fire, Dry, SE Coagulant Room Area | TAB-WA7-FEQ-2169S | Fire Prevention,Extinguisher | Fire Equipment | 42565 | FEQ | x
| TAB-PBLD-FEQ-5453S | Extinguisher, Fire, Dry, West Wall Coagulant Room Area | TAB-WA7-FEQ-2169S | Fire Prevention,Extinguisher | Fire Equipment | 42566 | FEQ | x
| TAB-PBLD-FEQ-5454S | Extinguisher, Fire, Dry, East Wall Coagulant Room Area | TAB-WA7-FEQ-2169S | Fire Prevention,Extinguisher | Fire Equipment | 42567 | FEQ | x
| TAB-PBLD-FEQ-5455S | Extinguisher, Fire, CO2 10 lbs, SE Flow Meter Room | TAB-WA7-FEQ-2169S | Fire Prevention,Extinguisher | Fire Equipment | 42568 | FEQ | x
| TAB-PBLD-FEQ-5456S | Extinguisher, Fire, Dry, Flow Metetr Room, Center | TAB-WA7-FEQ-2169S | Fire Prevention,Extinguisher | Fire Equipment | 42569 | FEQ | x
| TAB-PBLD-FEQ-5457S | Extinguisher, Fire, Dry, SW Flow Meter Room | TAB-SUSPENDED ENTITY | Fire Prevention,Extinguisher | Fire Equipment | 42570 | FEQ | x
| TAB-PBLD-FEQ-5459S | Extinguisher, Fire, Dry, Polymer Room !st Floor South East | TAB-SUSPENDED ENTITY | Fire Prevention,Extinguisher | Fire Equipment | 42572 | FEQ | x
| TAB-PBLD-FEQ-5459S | Extinguisher, Fire, Dry, Polymer Room !st Floor South East | TAB-WA7-FEQ-2169S | Fire Prevention,Extinguisher | Fire Equipment | 42572 | FEQ | x
| TAB-PBLD-FEQ-5461S | Extinguisher, Fire, Dry, Polymer Room Loading Area Door | TAB-WA7-FEQ-2169S | Fire Prevention,Extinguisher | Fire Equipment | 42574 | FEQ | x
| TAB-PBLD-FEQ-5463S | Extinguisher, Fire, Dry Chemical 20 lbs, Mechanical Room 5 | TAB-SUSPENDED ENTITY | Fire Prevention,Extinguisher | Fire Equipment | 42576 | FEQ | x
| TAB-PBLD-FEQ-5464S | Extinguisher, Fire, CO2 15 lbs, Electrical Room 4 | TAB-SUSPENDED ENTITY | Fire Prevention,Extinguisher | Fire Equipment | 42577 | FEQ | x
| TAB-PBLD-FEQ-5464S | Extinguisher, Fire, CO2 15 lbs, Electrical Room 4 | TAB-WA7-FEQ-2169S | Fire Prevention,Extinguisher | Fire Equipment | 42577 | FEQ | x
| TAB-PBLD-FEQ-5465S | Extinguisher, Fire, Dry Chemical 20 lbs, Electrical Room 4 | TAB-WA7-FEQ-2169S | Fire Prevention,Extinguisher | Fire Equipment | 42578 | FEQ | x
| TAB-PBLD-FEQ-5467S | Extinguisher, Fire, CO2 10 lbs, Servive Connection Room | TAB-SUSPENDED ENTITY | Fire Prevention,Extinguisher | Fire Equipment | 42580 | FEQ | x
| TAB-PBLD-FEQ-5467S | Extinguisher, Fire, CO2 10 lbs, Servive Connection Room | TAB-WA7-FEQ-2169S | Fire Prevention,Extinguisher | Fire Equipment | 42580 | FEQ | x
| TAB-PBLD-FEQ-5468S | Extinguisher, Fire, CO2 10 lbs, Central Gallery Area | TAB-WA7-FEQ-2169S | Fire Prevention,Extinguisher | Fire Equipment | 42581 | FEQ | x
| TAB-PBLD-FEQ-5469S | Extinguisher, Fire, CO2 10 lbs, Primary Gallery Stairs | TAB-SUSPENDED ENTITY | Fire Prevention,Extinguisher | Fire Equipment | 42582 | FEQ | x
| TAB-PBLD-FEQ-5469S | Extinguisher, Fire, CO2 10 lbs, Primary Gallery Stairs | TAB-WA7-FEQ-2169S | Fire Prevention,Extinguisher | Fire Equipment | 42582 | FEQ | x
| TAB-PBLD-FEQ-5470S | Extinguisher, Fire, Dry Chemical 5 lbs, Primary Gallery 9 East Center Pillar | TAB-WA7-FEQ-2169S | Fire Prevention,Extinguisher | Fire Equipment | 42583 | FEQ | x
| TAB-PBLD-FEQ-5471S | Extinguisher, Fire, CO2 10 lbs, North Wall Primary Gallery 9 East | TAB-SUSPENDED ENTITY | Fire Prevention,Extinguisher | Fire Equipment | 42584 | FEQ | x
| TAB-PBLD-FEQ-5471S | Extinguisher, Fire, CO2 10 lbs, North Wall Primary Gallery 9 East | TAB-WA7-FEQ-2169S | Fire Prevention,Extinguisher | Fire Equipment | 42584 | FEQ | x
| TAB-PBLD-FEQ-5473S | Extinguisher, Fire, Dry Chemical 5 lbs, Primary Gallery 8 West Center Pillar | TAB-WA7-FEQ-2169S | Fire Prevention,Extinguisher | Fire Equipment | 42586 | FEQ | x
| TAB-PBLD-FEQ-5474S | Extinguisher, Fire, CO2 10 lbs, North Wall Primary Gallery 8 West | TAB-WA7-FEQ-2169S | Fire Prevention,Extinguisher | Fire Equipment | 42587 | FEQ | x
| TAB-PBLD-FEQ-5475S | Extinguisher, Fire, CO2 15 lbs, Pumping Gallery | TAB-WA7-FEQ-2169S | Fire Prevention,Extinguisher | Fire Equipment | 42588 | FEQ | x
| TAB-PBLD-FEQ-5477S | Extinguisher, Fire, CO2 15 lbs, Mechanical Room 6 | TAB-SUSPENDED ENTITY | Fire Prevention,Extinguisher | Fire Equipment | 42590 | FEQ | x
| TAB-PBLD-FEQ-5479 | Cabinet,Fire Hose/Standpipe, Mechanical Room 1, Ground Flr. | TAB-FEQ-HC-PBLD | Fire Prevention,Cabinet | Fire Equipment |  | FEQ | http://www.toronto.ca/TWONTO#00351
| TAB-PBLD-FEQ-5481 | Cabinet,Fire Hose/Standpipe, Truck Loading Bay, Ground Flr. West | TAB-FEQ-HC-PBLD | Fire Prevention,Cabinet | Fire Equipment |  | FEQ | http://www.toronto.ca/TWONTO#00351
| TAB-PWA-FE-0042 | Hydrant, Plant Water | TAB-FEQ-FH | Fire Prevention,Hydrant | Fire Equipment |  | FE | http://www.toronto.ca/TWONTO#00432
| TAB-PWA-FE-0042 | Hydrant, Plant Water | TAB-PWA-V | Fire Prevention,Hydrant | Fire Equipment |  | FE | http://www.toronto.ca/TWONTO#00432
| TAB-PWA-FE-0673 | Hydrant,Plant Water | TAB-PWA-V |  | Fire Equipment |  | FE | http://www.toronto.ca/TWONTO#00432
| TAB-PWA-FE-0676 | Hydrant, Plant Water | TAB-PWA-V | Fire Prevention,Hydrant | Fire Equipment |  | FE | http://www.toronto.ca/TWONTO#00432
| TAB-PWA-FE-0676 | Hydrant, Plant Water | TAB-PWA-V1 | Fire Prevention,Hydrant | Fire Equipment |  | FE | http://www.toronto.ca/TWONTO#00432
| TAB-PWA-FE-1719 | Fire Hydrant,west Dig5-8 | TAB-FEQ-FH | Fire Prevention,Hydrant | Fire Equipment |  | FE | http://www.toronto.ca/TWONTO#00432
| TAB-PWA-FE1720 | Fire Hydrant, east Dig5-8 | TAB-FEQ-FH | Fire Prevention,Hydrant | Fire Equipment |  |  | http://www.toronto.ca/TWONTO#00432
| TAB-PWA-FE1721 | Fire Hydrant, east Dig5-8 | TAB-FEQ-FH | Fire Prevention,Hydrant | Fire Equipment |  |  | http://www.toronto.ca/TWONTO#00432
| TAB-PWA-FEQ-5080S | Extinguisher, Fire, CO2, PWPS MCC Room North East | TAB-SUSPENDED ENTITY | Fire Prevention,Extinguisher | Fire Equipment | 42592 | FEQ | x
| TAB-PWA-FEQ-5080S | Extinguisher, Fire, CO2, PWPS MCC Room North East | TAB-WA7-FEQ-2179S | Fire Prevention,Extinguisher | Fire Equipment | 42592 | FEQ | x
| TAB-PWA-FEQ-5081S | Extinguisher, Fire, CO2, PWPS MCC Room South West | TAB-SUSPENDED ENTITY | Fire Prevention,Extinguisher | Fire Equipment | 42593 | FEQ | x
| TAB-PWA-FEQ-5084S | Extinguisher, Fire, CO2, PWPS 1st Floor, Hypochlorite Room | TAB-SUSPENDED ENTITY | Fire Prevention,Extinguisher,CO2 | Fire Equipment | 42596 | FEQ | x
| TAB-PWA-FEQ-5084S | Extinguisher, Fire, CO2, PWPS 1st Floor, Hypochlorite Room | TAB-WA7-FEQ-2179S | Fire Prevention,Extinguisher,CO2 | Fire Equipment | 42596 | FEQ | x
| TAB-PWA-FEQ-5085S | Extinguisher, Fire, CO2, PWPS Bsmt, Hypochlorite Room | TAB-SUSPENDED ENTITY | Fire Prevention,Extinguisher,CO2 | Fire Equipment | 42597 | FEQ | x
| TAB-PWA-FEQ-5085S | Extinguisher, Fire, CO2, PWPS Bsmt, Hypochlorite Room | TAB-WA7-FEQ-2179S | Fire Prevention,Extinguisher,CO2 | Fire Equipment | 42597 | FEQ | x
| TAB-PWA-FEQ-5088S | Extinguisher, Fire, , Portable Weld, PWPS Bsmt Cage, | TAB-SUSPENDED ENTITY | Fire Prevention,Extinguisher | Fire Equipment | 42600 | FEQ | x
| TAB-PWA-FEQ-5088S | Extinguisher, Fire, , Portable Weld, PWPS Bsmt Cage, | TAB-WA7-FEQ-2179S | Fire Prevention,Extinguisher | Fire Equipment | 42600 | FEQ | x
| TAB-PWA-FEQ-5089S | Extinguisher, Fire, Dry, PWPS,Mezzanine, | TAB-WA7-FEQ-2179S | Fire Prevention,Extinguisher | Fire Equipment | 42601 | FEQ | x
| TAB-PWA-FEQ-5090S | Extinguisher, Fire, Dry, PWPS Basement "NW", | TAB-SUSPENDED ENTITY | Fire Prevention,Extinguisher | Fire Equipment | 42606 | FEQ | x
| TAB-PWA-FEQ-5090S | Extinguisher, Fire, Dry, PWPS Basement "NW", | TAB-WA7-FEQ-2179S | Fire Prevention,Extinguisher | Fire Equipment | 42606 | FEQ | x
| TAB-PWA-FEQ-5091S | Extinguisher, Fire, Dry, 20lbs,PWPS Basement Outside the East Door to Sea Wall tunnel | TAB-WA7-FEQ-2179S | Fire Prevention,Extinguisher | Fire Equipment | 42607 | FEQ | x
| TAB-PWA-FEQ-5092S | Extinguisher, Fire, Dry, 5 lbs, PWPS Machine shop Main Flr. south East | TAB-SUSPENDED ENTITY | Fire Prevention,Extinguisher | Fire Equipment | 42608 | FEQ | x
| TAB-PWA-FEQ-5092S | Extinguisher, Fire, Dry, 5 lbs, PWPS Machine shop Main Flr. south East | TAB-WA7-FEQ-2179S | Fire Prevention,Extinguisher | Fire Equipment | 42608 | FEQ | x
| TAB-PWA-FEQ-5093S | Extinguisher, Fire, CO2, 10lbs,PWPS MCC Room South East | TAB-SUSPENDED ENTITY | Fire Prevention,Extinguisher,CO2 | Fire Equipment | 42609 | FEQ | x
| TAB-PWA-FEQ-5093S | Extinguisher, Fire, CO2, 10lbs,PWPS MCC Room South East | TAB-WA7-FEQ-2179S | Fire Prevention,Extinguisher,CO2 | Fire Equipment | 42609 | FEQ | x
| TAB-SES-FEQ-0001S | Fire Hose/Standpipe #1 (Inc.) | TAB-FEQ-HC-INC | Fire Prevention,Hose | Fire Equipment | 43534 | FEQ | x
| TAB-SES-FEQ-0002 | Fire Hose/Standpipe #2 (Inc.) | TAB-FEQ-HC-INC | Fire Prevention,Hose | Fire Equipment |  | FEQ | http://www.toronto.ca/TWONTO#00351
| TAB-SES-FEQ-0002S | Fire Hose/Standpipe #2 (Inc.) | TAB-FEQ-HC-INC | Fire Prevention,Hose | Fire Equipment | 43535 | FEQ | x
| TAB-SES-FEQ-0002S | Fire Hose/Standpipe #2 (Inc.) | TAB-SUSPENDED ENTITY | Fire Prevention,Hose | Fire Equipment | 43535 | FEQ | x
| TAB-SES-FEQ-0003 | Fire Hose/Standpipe #3 (Inc.) | TAB-FEQ-HC-INC | Fire Prevention,Hose | Fire Equipment |  | FEQ | http://www.toronto.ca/TWONTO#00351
| TAB-SES-FEQ-0004S | Fire Hose/Standpipe #4 (Inc.) | TAB-FEQ-HC-INC | Fire Prevention,Hose | Fire Equipment | 43537 | FEQ | x
| TAB-SES-FEQ-0004S | Fire Hose/Standpipe #4 (Inc.) | TAB-SUSPENDED ENTITY | Fire Prevention,Hose | Fire Equipment | 43537 | FEQ | x
| TAB-SES-FEQ-0005 | Fire Hose/Standpipe #5 (Inc.) | TAB-FEQ-HC-INC | Fire Prevention,Hose | Fire Equipment |  | FEQ | http://www.toronto.ca/TWONTO#00351
| TAB-SES-FEQ-0005S | Fire Hose/Standpipe #5 (Inc.) | TAB-FEQ-HC-INC | Fire Prevention,Hose | Fire Equipment | 43538 | FEQ | x
| TAB-SES-FEQ-0006 | Fire Hose/Standpipe #6 (Inc.) | TAB-FEQ-HC-INC | Fire Prevention,Hose | Fire Equipment |  | FEQ | http://www.toronto.ca/TWONTO#00351
| TAB-SES-FEQ-0006S | Fire Hose/Standpipe #6 (Inc.) | TAB-SUSPENDED ENTITY | Fire Prevention,Hose | Fire Equipment | 43539 | FEQ | x
| TAB-SES-FEQ-0008 | Fire Hose/Standpipe #8 (Inc.) | TAB-FEQ-HC-INC | Fire Prevention,Hose | Fire Equipment |  | FEQ | http://www.toronto.ca/TWONTO#00351
| TAB-SES-FEQ-0008S | Fire Hose/Standpipe #8 (Inc.) | TAB-SUSPENDED ENTITY | Fire Prevention,Hose | Fire Equipment | 43541 | FEQ | x
| TAB-SES-FEQ-0009 | Fire Hose/Standpipe #9 (Inc.) | TAB-FEQ-HC-INC | Fire Prevention,Hose | Fire Equipment |  | FEQ | http://www.toronto.ca/TWONTO#00351
| TAB-SES-FEQ-0009S | Fire Hose/Standpipe #9 (Inc.) | TAB-FEQ-HC-INC | Fire Prevention,Hose | Fire Equipment | 43542 | FEQ | x
| TAB-SES-FEQ-0009S | Fire Hose/Standpipe #9 (Inc.) | TAB-SUSPENDED ENTITY | Fire Prevention,Hose | Fire Equipment | 43542 | FEQ | x
| TAB-SES-FEQ-0010S | Fire Hose/Standpipe #10 (Inc.) | TAB-SUSPENDED ENTITY | Fire Prevention,Hose | Fire Equipment | 43543 | FEQ | x
| TAB-SES-FEQ-0011 | Fire Hose/Standpipe #11 (Inc.) | TAB-FEQ-HC-INC | Fire Prevention,Hose | Fire Equipment |  | FEQ | http://www.toronto.ca/TWONTO#00351
| TAB-SES-FEQ-0011S | Fire Hose/Standpipe #11 (Inc.) | TAB-FEQ-HC-INC | Fire Prevention,Hose | Fire Equipment | 43544 | FEQ | x
| TAB-SES-FEQ-0012 | Fire Hose/Standpipe #12 (Inc.) | TAB-FEQ-HC-INC | Fire Prevention,Hose | Fire Equipment |  | FEQ | http://www.toronto.ca/TWONTO#00351
| TAB-SES-FEQ-0014S | Fire Hose/Standpipe #14 (Inc.) | TAB-SUSPENDED ENTITY | Fire Prevention,Hose | Fire Equipment | 43547 | FEQ | x
| TAB-SES-FEQ-0015S | Fire Hose/Standpipe #15 (HRB) | TAB-FEQ-HC-INC | Fire Prevention,Hose | Fire Equipment | 43548 | FEQ | x
| TAB-SES-FEQ-0017 | Fire Hose/Standpipe #17 (HRB) | TAB-FEQ-HC-INC | Fire Prevention,Hose | Fire Equipment |  | FEQ | http://www.toronto.ca/TWONTO#00351
| TAB-SES-FEQ-0017S | Fire Hose/Standpipe #17 (HRB) | TAB-FEQ-HC-INC | Fire Prevention,Hose | Fire Equipment | 43550 | FEQ | x
| TAB-SES-FEQ-0018 | Fire Hose/Standpipe #18 (HRB) | TAB-FEQ-HC-INC | Fire Prevention,Hose | Fire Equipment |  | FEQ | http://www.toronto.ca/TWONTO#00351
| TAB-SES-FEQ-0018S | Fire Hose/Standpipe #18 (HRB) | TAB-FEQ-HC-INC | Fire Prevention,Hose | Fire Equipment | 43551 | FEQ | x
| TAB-SES-FEQ-0018S | Fire Hose/Standpipe #18 (HRB) | TAB-SUSPENDED ENTITY | Fire Prevention,Hose | Fire Equipment | 43551 | FEQ | x
| TAB-SES-FEQ-0020S | Fire Hose/Standpipe #20 (HRB) | TAB-SUSPENDED ENTITY | Fire Prevention,Hose | Fire Equipment | 43553 | FEQ | x
| TAB-SES-FEQ-0021 | Fire Hose/Standpipe #21 (HRB) | TAB-FEQ-HC-INC | Fire Prevention,Hose | Fire Equipment |  | FEQ | http://www.toronto.ca/TWONTO#00351
| TAB-SES-FEQ-0021S | Fire Hose/Standpipe #21 (HRB) | TAB-FEQ-HC-INC | Fire Prevention,Hose | Fire Equipment | 43554 | FEQ | x
| TAB-SES-FEQ-0021S | Fire Hose/Standpipe #21 (HRB) | TAB-SUSPENDED ENTITY | Fire Prevention,Hose | Fire Equipment | 43554 | FEQ | x
| TAB-SES-FEQ-0022S | Fire Hose/Standpipe #22 (HRB) | TAB-FEQ-HC-INC | Fire Prevention,Hose | Fire Equipment | 43555 | FEQ | x
| TAB-SES-FEQ-0022S | Fire Hose/Standpipe #22 (HRB) | TAB-SUSPENDED ENTITY | Fire Prevention,Hose | Fire Equipment | 43555 | FEQ | x
| TAB-SES-FEQ-0023S | Fire Hose/Standpipe #23 (HRB) | TAB-FEQ-HC-INC | Fire Prevention,Hose | Fire Equipment | 43556 | FEQ | x
| TAB-SES-FEQ-0024 | Fire Hose/Standpipe #24 (HRB) | TAB-FEQ-HC-INC | Fire Prevention,Hose | Fire Equipment |  | FEQ | http://www.toronto.ca/TWONTO#00351
| TAB-SES-FEQ-0024S | Fire Hose/Standpipe #24 (HRB) | TAB-FEQ-HC-INC | Fire Prevention,Hose | Fire Equipment | 43557 | FEQ | x
| TAB-SES-FEQ-0025 | Fire Hose/Standpipe #25(HRB) | TAB-FEQ-HC-INC | Fire Prevention,Hose | Fire Equipment |  | FEQ | http://www.toronto.ca/TWONTO#00351
| TAB-SES-FEQ-0026S | Fire Hose/Standpipe #26 | TAB-SUSPENDED ENTITY | Fire Prevention,Hose | Fire Equipment | 43559 | FEQ | x
| TAB-SES-FEQ-0027S | Fire Hose/Standpipe #27 | TAB-FEQ-HC-Z | Fire Prevention,Hose | Fire Equipment | 43560 | FEQ | x
| TAB-SES-FEQ-0028S | Fire Hose/Standpipe #28 | TAB-SUSPENDED ENTITY | Fire Prevention,Hose | Fire Equipment | 43561 | FEQ | x
| TAB-SES-FEQ-0029S | Fire Hose/Standpipe #29 | TAB-FEQ-HC-FLO | Fire Prevention,Hose | Fire Equipment | 43562 | FEQ | x
| TAB-SES-FEQ-0030S | Fire Hose/Standpipe #30 | TAB-FEQ-HC-FLO | Fire Prevention,Hose | Fire Equipment | 43563 | FEQ | x
| TAB-SES-FEQ-0031 | Fire Hose/Standpipe #31 | TAB-FEQ-HC-Z | Fire Prevention,Hose | Fire Equipment |  | FEQ | http://www.toronto.ca/TWONTO#00351
| TAB-SES-FEQ-0031S | Fire Hose/Standpipe #31 | TAB-SUSPENDED ENTITY | Fire Prevention,Hose | Fire Equipment | 43564 | FEQ | x
| TAB-SES-FEQ-0032 | Fire Hose/Standpipe #32 | TAB-FEQ-HC-Z | Fire Prevention,Hose | Fire Equipment |  | FEQ | http://www.toronto.ca/TWONTO#00351
| TAB-SES-FEQ-0032S | Fire Hose/Standpipe #32 | TAB-SUSPENDED ENTITY | Fire Prevention,Hose | Fire Equipment | 43565 | FEQ | x
| TAB-SES-FEQ-0033 | Fire Hose/Standpipe #33 | TAB-FEQ-HC-Z | Fire Prevention,Hose | Fire Equipment |  | FEQ | http://www.toronto.ca/TWONTO#00351
| TAB-SES-FEQ-0033S | Fire Hose/Standpipe #33 | TAB-SUSPENDED ENTITY | Fire Prevention,Hose | Fire Equipment | 43566 | FEQ | x
| TAB-SES-FEQ-0034S | Fire Hose/Standpipe #34 | TAB-SUSPENDED ENTITY | Fire Prevention,Hose | Fire Equipment | 43567 | FEQ | x
| TAB-SES-FEQ-0035S | Fire Hose/Standpipe #35 | TAB-SUSPENDED ENTITY | Fire Prevention,Hose | Fire Equipment | 43568 | FEQ | x
| TAB-SES-FEQ-0036S | Fire Hose/Standpipe #36 | TAB-FEQ-HC-FLO | Fire Prevention,Hose | Fire Equipment | 43569 | FEQ | x
| TAB-SES-FEQ-0037 | Fire Hose/Standpipe #37 | TAB-FEQ-HC-FLO | Fire Prevention,Hose | Fire Equipment |  | FEQ | http://www.toronto.ca/TWONTO#00351
| TAB-SES-FEQ-0037S | Fire Hose/Standpipe #37 | TAB-FEQ-HC-FLO | Fire Prevention,Hose | Fire Equipment | 43570 | FEQ | x
| TAB-SES-FEQ-0038 | Fire Hose/Standpipe #38 | TAB-FEQ-HC-FLO | Fire Prevention,Hose | Fire Equipment |  | FEQ | http://www.toronto.ca/TWONTO#00351
| TAB-SES-FEQ-0038S | Fire Hose/Standpipe #38 | TAB-SUSPENDED ENTITY | Fire Prevention,Hose | Fire Equipment | 43571 | FEQ | x
| TAB-SES-FEQ-0039 | Fire Hose/Standpipe #39 | TAB-FEQ-HC-FLO | Fire Prevention,Hose | Fire Equipment |  | FEQ | http://www.toronto.ca/TWONTO#00351
| TAB-SES-FEQ-0039S | Fire Hose/Standpipe #39 | TAB-SUSPENDED ENTITY | Fire Prevention,Hose | Fire Equipment | 43572 | FEQ | x
| TAB-SES-FEQ-0040 | Fire Hose/Standpipe #40 | TAB-FEQ-HC-Z | Fire Prevention,Hose | Fire Equipment |  | FEQ | http://www.toronto.ca/TWONTO#00351
| TAB-SES-FEQ-0040S | Fire Hose/Standpipe #40 | TAB-SUSPENDED ENTITY | Fire Prevention,Hose | Fire Equipment | 43573 | FEQ | x
| TAB-SES-FEQ-0041 | Fire Hose/Standpipe #41 | TAB-FEQ-HC-FLO | Fire Prevention,Hose | Fire Equipment |  | FEQ | http://www.toronto.ca/TWONTO#00351
| TAB-SES-FEQ-0041S | Fire Hose/Standpipe #41 | TAB-FEQ-HC-FLO | Fire Prevention,Hose | Fire Equipment | 43575 | FEQ | x
| TAB-SES-FEQ-0042 | Fire Hose/Standpipe #42 | TAB-FEQ-HC-FLO | Fire Prevention,Hose | Fire Equipment |  | FEQ | http://www.toronto.ca/TWONTO#00351
| TAB-SES-FEQ-0042S | Fire Hose/Standpipe #42 | TAB-FEQ-HC-FLO | Fire Prevention,Hose | Fire Equipment | 43576 | FEQ | x
| TAB-SES-FEQ-0043 | Fire Hose/Standpipe #43 | TAB-FEQ-HC-Z | Fire Prevention,Hose | Fire Equipment |  | FEQ | http://www.toronto.ca/TWONTO#00351
| TAB-SES-FEQ-0044 | Fire Hose/Standpipe #44 | TAB-FEQ-HC-Z | Fire Prevention,Hose | Fire Equipment |  | FEQ | http://www.toronto.ca/TWONTO#00351
| TAB-SES-FEQ-0044S | Fire Hose/Standpipe #44 | TAB-SUSPENDED ENTITY | Fire Prevention,Hose | Fire Equipment | 43578 | FEQ | x
| TAB-SES-FEQ-0045S | Fire Hose/Standpipe #45 | TAB-FEQ-HC-Z | Fire Prevention,Hose | Fire Equipment | 43579 | FEQ | x
| TAB-SES-FEQ-0046S | Fire Hose/Standpipe #46 | TAB-SUSPENDED ENTITY | Fire Prevention,Hose | Fire Equipment | 43580 | FEQ | x
| TAB-SES-FEQ-0047 | Fire Hose/Standpipe #47 | TAB-FEQ-HC-Z | Fire Prevention,Hose | Fire Equipment |  | FEQ | http://www.toronto.ca/TWONTO#00351
| TAB-SES-FEQ-0047S | Fire Hose/Standpipe #47 | TAB-SUSPENDED ENTITY | Fire Prevention,Hose | Fire Equipment | 43581 | FEQ | x
| TAB-SES-FEQ-0048 | Fire Hose/Standpipe #48 | TAB-FEQ-HC-Z | Fire Prevention,Hose | Fire Equipment |  | FEQ | http://www.toronto.ca/TWONTO#00351
| TAB-SES-FEQ-0048S | Fire Hose/Standpipe #48 | TAB-FEQ-HC-Z | Fire Prevention,Hose | Fire Equipment | 43582 | FEQ | x
| TAB-SES-FEQ-0049S | Fire Hose/Standpipe #49 | TAB-SUSPENDED ENTITY | Fire Prevention,Hose | Fire Equipment | 43583 | FEQ | x
| TAB-SES-FEQ-0050 | Fire Hose/Standpipe #50 | TAB-FEQ-HC-FLO | Fire Prevention,Hose | Fire Equipment |  | FEQ | http://www.toronto.ca/TWONTO#00351
| TAB-SES-FEQ-0050S | Fire Hose/Standpipe #50 | TAB-SUSPENDED ENTITY | Fire Prevention,Hose | Fire Equipment | 43584 | FEQ | x
| TAB-SES-FEQ-0051S | Fire Hose/Standpipe #51 | TAB-FEQ-HC-FLO | Fire Prevention,Hose | Fire Equipment | 43585 | FEQ | x
| TAB-SES-FEQ-0052 | Fire Hose/Standpipe #52 | TAB-FEQ-HC-FLO | Fire Prevention,Hose | Fire Equipment |  | FEQ | http://www.toronto.ca/TWONTO#00351
| TAB-SES-FEQ-0052S | Fire Hose/Standpipe #52 | TAB-SUSPENDED ENTITY | Fire Prevention,Hose | Fire Equipment | 43586 | FEQ | x
| TAB-SES-FEQ-0053 | Fire Hose/Standpipe #53 | TAB-FEQ-HC-Z | Fire Prevention,Hose | Fire Equipment |  | FEQ | http://www.toronto.ca/TWONTO#00351
| TAB-SES-FEQ-0054S | Fire Hose/Standpipe #54 | TAB-FEQ-HC-Z | Fire Prevention,Hose | Fire Equipment | 43588 | FEQ | x
| TAB-SES-FEQ-0054S | Fire Hose/Standpipe #54 | TAB-SUSPENDED ENTITY | Fire Prevention,Hose | Fire Equipment | 43588 | FEQ | x
| TAB-SES-FEQ-0055 | Fire Hose/Standpipe #55 | TAB-FEQ-HC-Z | Fire Prevention,Hose | Fire Equipment |  | FEQ | http://www.toronto.ca/TWONTO#00351
| TAB-SES-FEQ-0056S | Fire Hose/Standpipe #56 | TAB-FEQ-HC-Z | Fire Prevention,Hose | Fire Equipment | 43590 | FEQ | x
| TAB-SES-FEQ-0056S | Fire Hose/Standpipe #56 | TAB-SUSPENDED ENTITY | Fire Prevention,Hose | Fire Equipment | 43590 | FEQ | x
| TAB-SES-FEQ-0057 | Fire Hose/Standpipe #57 | TAB-FEQ-HC-FLO | Fire Prevention,Hose | Fire Equipment |  | FEQ | http://www.toronto.ca/TWONTO#00351
| TAB-SES-FEQ-0057S | Fire Hose/Standpipe #57 | TAB-FEQ-HC-FLO | Fire Prevention,Hose | Fire Equipment | 43591 | FEQ | x
| TAB-SES-FEQ-0058S | Fire Hose/Standpipe #58 | TAB-SUSPENDED ENTITY | Fire Prevention,Hose | Fire Equipment | 43592 | FEQ | x
| TAB-SES-FEQ-0059 | Fire Hose/Standpipe #59 | TAB-FEQ-HC-Z | Fire Prevention,Hose | Fire Equipment |  | FEQ | http://www.toronto.ca/TWONTO#00351
| TAB-SES-FEQ-0060 | Fire Hose/Standpipe #60 | TAB-FEQ-HC-Z | Fire Prevention,Hose | Fire Equipment |  | FEQ | http://www.toronto.ca/TWONTO#00351
| TAB-SES-FEQ-0060S | Fire Hose/Standpipe #60 | TAB-SUSPENDED ENTITY | Fire Prevention,Hose | Fire Equipment | 43594 | FEQ | x
| TAB-SES-FEQ-0061S | Fire Hose/Standpipe #61 | TAB-FEQ-HC-Z | Fire Prevention,Hose | Fire Equipment | 43595 | FEQ | x
| TAB-SES-FEQ-0062S | Fire Hose/Standpipe #62 | TAB-SUSPENDED ENTITY | Fire Prevention,Hose | Fire Equipment | 43596 | FEQ | x
| TAB-SES-FEQ-0063 | Fire Hose/Standpipe #63 | TAB-FEQ-HC-Z | Fire Prevention,Hose | Fire Equipment |  | FEQ | http://www.toronto.ca/TWONTO#00351
| TAB-SES-FEQ-0063S | Fire Hose/Standpipe #63 | TAB-SUSPENDED ENTITY | Fire Prevention,Hose | Fire Equipment | 43597 | FEQ | x
| TAB-SES-FEQ-0064 | Fire Hose/Standpipe #64 | TAB-FEQ-HC-Z | Fire Prevention,Hose | Fire Equipment |  | FEQ | http://www.toronto.ca/TWONTO#00351
| TAB-SES-FEQ-0064S | Fire Hose/Standpipe #64 | TAB-SUSPENDED ENTITY | Fire Prevention,Hose | Fire Equipment | 43598 | FEQ | x
| TAB-SES-FEQ-0065S | Fire Hose/Standpipe #65 | TAB-SUSPENDED ENTITY | Fire Prevention,Hose | Fire Equipment | 43599 | FEQ | x
| TAB-SES-FEQ-0066S | Fire Hose/Standpipe #66 | TAB-FEQ-HC-Z | Fire Prevention,Hose | Fire Equipment | 43600 | FEQ | x
| TAB-SES-FEQ-0066S | Fire Hose/Standpipe #66 | TAB-SUSPENDED ENTITY | Fire Prevention,Hose | Fire Equipment | 43600 | FEQ | x
| TAB-SES-FEQ-0067 | Fire Hose/Standpipe #67 | TAB-FEQ-HC-Z | Fire Prevention,Hose | Fire Equipment |  | FEQ | http://www.toronto.ca/TWONTO#00351
| TAB-SES-FEQ-0067S | Fire Hose/Standpipe #67 | TAB-FEQ-HC-Z | Fire Prevention,Hose | Fire Equipment | 43601 | FEQ | x
| TAB-SES-FEQ-0068 | Fire Hose/Standpipe #68 | TAB-FEQ-HC-Z | Fire Prevention,Hose | Fire Equipment |  | FEQ | http://www.toronto.ca/TWONTO#00351
| TAB-SES-FEQ-0068S | Fire Hose/Standpipe #68 | TAB-SUSPENDED ENTITY | Fire Prevention,Hose | Fire Equipment | 43602 | FEQ | x
| TAB-SES-FEQ-0069S | Fire Hose/Standpipe #69 | TAB-SUSPENDED ENTITY | Fire Prevention,Hose | Fire Equipment | 43603 | FEQ | x
| TAB-SES-FEQ-0070 | Fire Hose/Standpipe #70 | TAB-FEQ-HC-Z | Fire Prevention,Hose | Fire Equipment |  | FEQ | http://www.toronto.ca/TWONTO#00351
| TAB-SES-FEQ-0070S | Fire Hose/Standpipe #70 | TAB-SUSPENDED ENTITY | Fire Prevention,Hose | Fire Equipment | 43604 | FEQ | x
| TAB-SES-FEQ-0071S | Fire Hose/Standpipe #71 | TAB-FEQ-HC-AUX | Fire Prevention,Hose | Fire Equipment | 43605 | FEQ | x
| TAB-SES-FEQ-0071S | Fire Hose/Standpipe #71 | TAB-SUSPENDED ENTITY | Fire Prevention,Hose | Fire Equipment | 43605 | FEQ | x
| TAB-SES-FEQ-0072S | Fire Hose/Standpipe #72 | TAB-SUSPENDED ENTITY | Fire Prevention,Hose | Fire Equipment | 43606 | FEQ | x
| TAB-SES-FEQ-0074S | Fire Hose/Standpipe #74 | TAB-FEQ-HC-AUX | Fire Prevention,Hose | Fire Equipment | 43608 | FEQ | x
| TAB-SES-FEQ-0074S | Fire Hose/Standpipe #74 | TAB-SUSPENDED ENTITY | Fire Prevention,Hose | Fire Equipment | 43608 | FEQ | x
| TAB-SES-FEQ-0075S | Fire Hose/Standpipe #75 | TAB-FEQ-HC-AUX | Fire Prevention,Hose | Fire Equipment | 43609 | FEQ | x
| TAB-SES-FEQ-0075S | Fire Hose/Standpipe #75 | TAB-SUSPENDED ENTITY | Fire Prevention,Hose | Fire Equipment | 43609 | FEQ | x
| TAB-SES-FEQ-0076S | Fire Hose/Standpipe #76 | TAB-FEQ-HC-BLWR | Fire Prevention,Hose | Fire Equipment | 43610 | FEQ | x
| TAB-SES-FEQ-0076S | Fire Hose/Standpipe #76 | TAB-SUSPENDED ENTITY | Fire Prevention,Hose | Fire Equipment | 43610 | FEQ | x
| TAB-SES-FEQ-0077S | Fire Hose/Standpipe #77 | TAB-FEQ-HC-BLWR | Fire Prevention,Hose | Fire Equipment | 43611 | FEQ | x
| TAB-SES-FEQ-0078S | Fire Hose/Standpipe #78 | TAB-SUSPENDED ENTITY | Fire Prevention,Hose | Fire Equipment | 43612 | FEQ | x
| TAB-SES-FEQ-0079S | Fire Hose/Standpipe #79 | TAB-FEQ-HC-BLWR | Fire Prevention,Hose | Fire Equipment | 43613 | FEQ | x
| TAB-SES-FEQ-0080S | Fire Hose/Standpipe #80 | TAB-SUSPENDED ENTITY | Fire Prevention,Hose | Fire Equipment | 43614 | FEQ | x
| TAB-SES-FEQ-0081S | Fire Hose/Standpipe #81 | TAB-SUSPENDED ENTITY | Fire Prevention,Hose | Fire Equipment | 43615 | FEQ | x
| TAB-SES-FEQ-0082 | Fire Hose/Standpipe #82 | TAB-FEQ-HC-BLWR | Fire Prevention,Hose | Fire Equipment |  | FEQ | http://www.toronto.ca/TWONTO#00351
| TAB-SES-FEQ-0082S | Fire Hose/Standpipe #82 | TAB-FEQ-HC-BLWR | Fire Prevention,Hose | Fire Equipment | 43623 | FEQ | x
| TAB-SES-FEQ-0083 | Fire Hose/Standpipe #83 | TAB-FEQ-HC-BLWR | Fire Prevention,Hose | Fire Equipment |  | FEQ | http://www.toronto.ca/TWONTO#00351
| TAB-SES-FEQ-0083S | Fire Hose/Standpipe #83 | TAB-FEQ-HC-BLWR | Fire Prevention,Hose | Fire Equipment | 43624 | FEQ | x
| TAB-SES-FEQ-0084S | Fire Hose/Standpipe #84 | TAB-FEQ-HC-BLWR | Fire Prevention,Hose | Fire Equipment | 43625 | FEQ | x
| TAB-SES-FEQ-0085S | Fire Hose/Standpipe #85 | TAB-FEQ-HC-BLWR | Fire Prevention,Hose | Fire Equipment | 43626 | FEQ | x
| TAB-SES-FEQ-0085S | Fire Hose/Standpipe #85 | TAB-SUSPENDED ENTITY | Fire Prevention,Hose | Fire Equipment | 43626 | FEQ | x
| TAB-SES-FEQ-0086 | Fire Hose/Standpipe #86 | TAB-FEQ-HC-BLWR | Fire Prevention,Hose | Fire Equipment |  | FEQ | http://www.toronto.ca/TWONTO#00351
| TAB-SES-FEQ-0087 | Fire Hose/Standpipe #87 | TAB-FEQ-HC-BLWR | Fire Prevention,Hose | Fire Equipment |  | FEQ | http://www.toronto.ca/TWONTO#00351
| TAB-SES-FEQ-0087S | Fire Hose/Standpipe #87 | TAB-FEQ-HC-BLWR | Fire Prevention,Hose | Fire Equipment | 43628 | FEQ | x
| TAB-SES-FEQ-0088S | Fire Hose/Standpipe #88 | TAB-FEQ-HC-BLWR | Fire Prevention,Hose | Fire Equipment | 43629 | FEQ | x
| TAB-SES-FEQ-0089S | Fire Hose/Standpipe #89 | TAB-FEQ-HC-BLWR | Fire Prevention,Hose | Fire Equipment | 43630 | FEQ | x
| TAB-SES-FEQ-0090 | Fire Hose/Standpipe #90 | TAB-FEQ-HC-BLWR | Fire Prevention,Hose | Fire Equipment |  | FEQ | http://www.toronto.ca/TWONTO#00351
| TAB-SES-FEQ-0092 | Fire Hose/Standpipe #92 | TAB-FEQ-HC-BLWR | Fire Prevention,Hose | Fire Equipment |  | FEQ | http://www.toronto.ca/TWONTO#00351
| TAB-SES-FEQ-0092S | Fire Hose/Standpipe #92 | TAB-SUSPENDED ENTITY | Fire Prevention,Hose | Fire Equipment | 43633 | FEQ | x
| TAB-SES-FEQ-0093 | Fire Hose/Standpipe #93 | TAB-FEQ-HC-DEW | Fire Prevention,Hose | Fire Equipment |  | FEQ | http://www.toronto.ca/TWONTO#00351
| TAB-SES-FEQ-0093S | Fire Hose/Standpipe #93 | TAB-SUSPENDED ENTITY | Fire Prevention,Hose | Fire Equipment | 43634 | FEQ | x
| TAB-SES-FEQ-0094S | Fire Hose/Standpipe #94 | TAB-FEQ-HC-DEW | Fire Prevention,Hose | Fire Equipment | 43635 | FEQ | x
| TAB-SES-FEQ-0095 | Fire Hose/Standpipe #95 | TAB-FEQ-HC-DEW | Fire Prevention,Hose | Fire Equipment |  | FEQ | http://www.toronto.ca/TWONTO#00351
| TAB-SES-FEQ-0095S | Fire Hose/Standpipe #95 | TAB-FEQ-HC-DEW | Fire Prevention,Hose | Fire Equipment | 43636 | FEQ | x
| TAB-SES-FEQ-0096S | Fire Hose/Standpipe #96 | TAB-FEQ-HC-DEW | Fire Prevention,Hose | Fire Equipment | 43637 | FEQ | x
| TAB-SES-FEQ-0097 | Fire Hose/Standpipe #97 | TAB-FEQ-HC-DEW | Fire Prevention,Hose | Fire Equipment |  | FEQ | http://www.toronto.ca/TWONTO#00351
| TAB-SES-FEQ-0097S | Fire Hose/Standpipe #97 | TAB-FEQ-HC-DEW | Fire Prevention,Hose | Fire Equipment | 43638 | FEQ | x
| TAB-SES-FEQ-0097S | Fire Hose/Standpipe #97 | TAB-SUSPENDED ENTITY | Fire Prevention,Hose | Fire Equipment | 43638 | FEQ | x
| TAB-SES-FEQ-0098S | Fire Hose/Standpipe #98 | TAB-SUSPENDED ENTITY | Fire Prevention,Hose | Fire Equipment | 43639 | FEQ | x
| TAB-SES-FEQ-0099 | Fire Hose/Standpipe #99 | TAB-FEQ-HC-DEW | Fire Prevention,Hose | Fire Equipment |  | FEQ | http://www.toronto.ca/TWONTO#00351
| TAB-SES-FEQ-0099S | Fire Hose/Standpipe #99 | TAB-SUSPENDED ENTITY | Fire Prevention,Hose | Fire Equipment | 43640 | FEQ | x
| TAB-SES-FEQ-0100 | Fire Hose/Standpipe #100 | TAB-FEQ-HC-DEW | Fire Prevention,Hose | Fire Equipment |  | FEQ | http://www.toronto.ca/TWONTO#00351
| TAB-SES-FEQ-0100S | Fire Hose/Standpipe #100 | TAB-FEQ-HC-DEW | Fire Prevention,Hose | Fire Equipment | 43641 | FEQ | x
| TAB-SES-FEQ-0101 | Fire Hose/Standpipe #101 | TAB-FEQ-HC-DEW | Fire Prevention,Hose | Fire Equipment |  | FEQ | http://www.toronto.ca/TWONTO#00351
| TAB-SES-FEQ-0101S | Fire Hose/Standpipe #101 | TAB-FEQ-HC-DEW | Fire Prevention,Hose | Fire Equipment | 43642 | FEQ | x
| TAB-SES-FEQ-0102 | Fire Hose/Standpipe #102 | TAB-FEQ-HC-DEW | Fire Prevention,Hose | Fire Equipment |  | FEQ | http://www.toronto.ca/TWONTO#00351
| TAB-SES-FEQ-0103 | Fire Hose/Standpipe #103 | TAB-FEQ-HC-DEW | Fire Prevention,Hose | Fire Equipment |  | FEQ | http://www.toronto.ca/TWONTO#00351
| TAB-SES-FEQ-0103S | Fire Hose/Standpipe #103 | TAB-SUSPENDED ENTITY | Fire Prevention,Hose | Fire Equipment | 43644 | FEQ | x
| TAB-SES-FEQ-0104 | Fire Hose/Standpipe #104 | TAB-FEQ-HC-DEW | Fire Prevention,Hose | Fire Equipment |  | FEQ | http://www.toronto.ca/TWONTO#00351
| TAB-SES-FEQ-0104S | Fire Hose/Standpipe #104 | TAB-FEQ-HC-DEW | Fire Prevention,Hose | Fire Equipment | 43645 | FEQ | x
| TAB-SES-FEQ-0105 | Fire Hose/Standpipe #105 | TAB-FEQ-HC-DEW | Fire Prevention,Hose | Fire Equipment |  | FEQ | http://www.toronto.ca/TWONTO#00351
| TAB-SES-FEQ-0105S | Fire Hose/Standpipe #105 | TAB-FEQ-HC-DEW | Fire Prevention,Hose | Fire Equipment | 43646 | FEQ | x
| TAB-SES-FEQ-0106 | Fire Hose/Standpipe #106 | TAB-FEQ-HC-DEW | Fire Prevention,Hose | Fire Equipment |  | FEQ | http://www.toronto.ca/TWONTO#00351
| TAB-SES-FEQ-0106S | Fire Hose/Standpipe #106 | TAB-FEQ-HC-DEW | Fire Prevention,Hose | Fire Equipment | 43647 | FEQ | x
| TAB-SES-FEQ-0107 | Fire Hose/Standpipe #107 | TAB-FEQ-HC-DEW | Fire Prevention,Hose | Fire Equipment |  | FEQ | http://www.toronto.ca/TWONTO#00351
| TAB-SES-FEQ-0107S | Fire Hose/Standpipe #107 | TAB-FEQ-HC-DEW | Fire Prevention,Hose | Fire Equipment | 43648 | FEQ | x
| TAB-SES-FEQ-0108 | Fire Hose/Standpipe #108 | TAB-FEQ-HC-DEW | Fire Prevention,Hose | Fire Equipment |  | FEQ | http://www.toronto.ca/TWONTO#00351
| TAB-SES-FEQ-0109 | Fire Hose/Standpipe #109 | TAB-FEQ-HC-DEW | Fire Prevention,Hose | Fire Equipment |  | FEQ | http://www.toronto.ca/TWONTO#00351
| TAB-SES-FEQ-0109S | Fire Hose/Standpipe #109 | TAB-FEQ-HC-DEW | Fire Prevention,Hose | Fire Equipment | 43650 | FEQ | x
| TAB-SES-FEQ-0109S | Fire Hose/Standpipe #109 | TAB-SUSPENDED ENTITY | Fire Prevention,Hose | Fire Equipment | 43650 | FEQ | x
| TAB-SES-FEQ-0110S | Fire Hose/Standpipe #110 | TAB-FEQ-HC-DEW | Fire Prevention,Hose | Fire Equipment | 43651 | FEQ | x
| TAB-SES-FEQ-0110S | Fire Hose/Standpipe #110 | TAB-SUSPENDED ENTITY | Fire Prevention,Hose | Fire Equipment | 43651 | FEQ | x
| TAB-SES-FEQ-0111S | Fire Hose/Standpipe #111 | TAB-SUSPENDED ENTITY | Fire Prevention,Hose | Fire Equipment | 43652 | FEQ | x
| TAB-SES-FEQ-0501 | Sprinkler System, Floatation Basement, Z Bldg, South East Wall | TAB-FEQ-SPRINK | Fire Prevention,Sprinkler | Fire Equipment |  | FEQ | http://www.toronto.ca/TWONTO#00352
| TAB-SES-FEQ-0505 | Sprinkler System, Dewatering Bldg., Basement South West Corner | TAB-FEQ-SPRINK | Fire Prevention,Sprinkler | Fire Equipment |  | FEQ | http://www.toronto.ca/TWONTO#00352
| TAB-SES-FEQ-0508 | Sprinkler System,North Substation,Basement,South West Corner | NORTH SUBSTATION_BASEMENT | Fire Prevention,Cabinet | Fire Equipment |  | FEQ | http://www.toronto.ca/TWONTO#00352
| TAB-SES-FEQ-0508 | Sprinkler System,North Substation,Basement,South West Corner | TAB-FEQ-SPRINK | Fire Prevention,Cabinet | Fire Equipment |  | FEQ | http://www.toronto.ca/TWONTO#00352
| TAB-SES-FEQ-0509 | Sprinkler System, D Bldg., Pump Gallery, North West Corner | TAB-FEQ-SPRINK | Fire Prevention,Sprinkler | Fire Equipment |  | FEQ | http://www.toronto.ca/TWONTO#00352
| TAB-SES-FEQ-0511 | Sprinkler System, Gas Control Bldg., Basement, North East Corner | TAB-FEQ-SPRINK | Fire Prevention,Sprinkler | Fire Equipment |  | FEQ | http://www.toronto.ca/TWONTO#00352
| TAB-SES-FEQ-0514 | Sprinkler System, Dewatering Bldg., Fourth Floor, North West | TAB-FEQ-SPRINK | Fire Prevention,Sprinkler | Fire Equipment |  | FEQ | http://www.toronto.ca/TWONTO#00352
| TAB-SES-V-0508 | Valve,Gate,Control,Sprinkler,North Substation,Basement,South West Corner | TAB-SES-FEQ-0508 | Valve,Flow Control | Fire Equipment |  | V | http://www.toronto.ca/TWONTO#00781
| TAB-SLO-FEQ-5340S | Extinguisher, Fire, Dry, Scrubber Room "W", Biosolids, Truck Loading Bldg | TAB-SUSPENDED ENTITY | Fire Prevention,Extinguisher | Fire Equipment | 42610 | FEQ | x
| TAB-SLO-FEQ-5343S | Extinguisher, Fire, Dry, Biosolids, Truck Loading Bay Centre North ,Main Flr | TAB-SUSPENDED ENTITY | Fire Prevention,Extinguisher | Fire Equipment | 42613 | FEQ | x
| TAB-SLO-FEQ-5343S | Extinguisher, Fire, Dry, Biosolids, Truck Loading Bay Centre North ,Main Flr | TAB-WA7-FEQ-2174S | Fire Prevention,Extinguisher | Fire Equipment | 42613 | FEQ | x
| TAB-SLO-FEQ-5345S | Extinguisher, Fire, Dry, Biosolids, Truck Loading Bldg, Mezzanine Flr End of North Stairs | TAB-SUSPENDED ENTITY | Fire Prevention,Extinguisher | Fire Equipment | 42615 | FEQ | x
| TAB-SLO-FEQ-5347S | Extinguisher, Fire, Dry, Biosolids, Truck Loading Bldg, Mezzanine Flr End of South Stairs | TAB-WA7-FEQ-2174S | Fire Prevention,Extinguisher | Fire Equipment | 42617 | FEQ | x
| TAB-SLO-FEQ-5348S | Extinguisher, Fire, , Dry, 2nd Floor Pipe Gallery North of Truck Loading Bay, "C", | TAB-SUSPENDED ENTITY | Fire Prevention,Extinguisher | Fire Equipment | 42618 | FEQ | x
| TAB-SLO-FEQ-5350S | Fire Extinguisher, 5 lb ABC, Elevator, Biosolids , Mechanical Room | TAB-SUSPENDED ENTITY |  | Fire Equipment | 42620 | FEQ | x
| TAB-SLO-FEQ-5351S | Extinguisher, Fire, Lbs, Dry Chemical, Biosolids, MCC Room, North Wall | TAB-SUSPENDED ENTITY | Fire Prevention,Extinguisher | Fire Equipment | 42621 | FEQ | x
| TAB-SLO-FEQ-5351S | Extinguisher, Fire, Lbs, Dry Chemical, Biosolids, MCC Room, North Wall | TAB-WA7-FEQ-2174S | Fire Prevention,Extinguisher | Fire Equipment | 42621 | FEQ | x
| TAB-SLO-FEQ-5352S | Extinguisher, Fire, Lbs, Dry Chemical, Biosolids, 2nd Floor, North East Duct Room, East Wall | TAB-WA7-FEQ-2174S | Fire Prevention,Extinguisher | Fire Equipment | 42622 | FEQ | x
| FCL-SES-FEQ-1-SUS | Sprinkler System 1 (B2 Basement) | FCL-SES |  | Fire Equipment | 46434 | FEQ | x
| FCL-SES-FEQ-2-SUS | Sprinkler System 2 (1st Floor) | FCL-SES-FA-0001A |  | Fire Equipment | 46435 | FEQ | x
| FCL-SES-FEQ-2-SUS | Sprinkler System 2 (1st Floor) | FCL-SUSPENDED |  | Fire Equipment | 46435 | FEQ | x
| FCL-SES-FEQ-3 | Sprinkler System 3 | FCL-SES |  | Fire Equipment |  | FEQ | http://www.toronto.ca/TWONTO#00352
| FCL-SES-FEQ-SUS | Portable Fire Extinguishers | FCL-SES | Damper/Louver | Fire Equipment | 46424 |  | x
| FCL-SES-FEQ-SUS | Portable Fire Extinguishers | FCL-SUSPENDED | Damper/Louver | Fire Equipment | 46424 |  | x
| FCL-SES-HY-30917 | Fire Hydrant | FCL-SES-HYDRANT | Valve | Fire Equipment |  | HY | http://www.toronto.ca/TWONTO#00432
| FCL-SES-HY-30918 | Fire Hydrant | FCL-SES-HYDRANT | Valve | Fire Equipment |  | HY | http://www.toronto.ca/TWONTO#00432
| FCL-SES-HY-30919 | Fire Hydrant | FCL-SES-HYDRANT | Valve | Fire Equipment |  | HY | http://www.toronto.ca/TWONTO#00432
| FCL-SES-HY-30920 | Fire Hydrant | FCL-SES-HYDRANT | Valve | Fire Equipment |  | HY | http://www.toronto.ca/TWONTO#00432
| FCL-SES-HY-30921 | Fire Hydrant | FCL-SES-HYDRANT | Valve | Fire Equipment |  | HY | http://www.toronto.ca/TWONTO#00432
| FCL-SES-HY-30922 | Fire Hydrant | FCL-SES-HYDRANT | Valve | Fire Equipment |  | HY | http://www.toronto.ca/TWONTO#00432
| FCL-SES-HY-30923 | Fire Hydrant | FCL-SES-HYDRANT | Valve | Fire Equipment |  | HY | http://www.toronto.ca/TWONTO#00432
| TAB-THK-FEQ-5235S | Extinguisher, Dry,Fire, Hose Unit 35, Floatation Building,Basement, "WC", | TAB-SUSPENDED ENTITY | Fire Prevention,Extinguisher | Fire Equipment | 42624 | FEQ | x
| TAB-THK-FEQ-5240S | Extinguisher, Fire, Dry, Hose Unit 40,Outside Store, Float. Building Bsmt South | TAB-SUSPENDED ENTITY | Fire Prevention,Extinguisher | Fire Equipment | 42629 | FEQ | x
| TAB-THK-FEQ-5241S | Extinguisher, Fire, Dry, Hose Unit 41, Outside Store, Float. Building Bsmt North East | TAB-SUSPENDED ENTITY | Fire Prevention,Extinguisher | Fire Equipment | 42630 | FEQ | x
| TAB-THK-FEQ-5241S | Extinguisher, Fire, Dry, Hose Unit 41, Outside Store, Float. Building Bsmt North East | TAB-WA7-FEQ-2182S | Fire Prevention,Extinguisher | Fire Equipment | 42630 | FEQ | x
| TAB-THK-FEQ-5242S | Extinguisher, Fire, Dry,Hose Unit 42, Float.Building Bsmt. WA5 Stores | TAB-WA7-FEQ-2182S | Fire Prevention,Extinguisher | Fire Equipment | 42631 | FEQ | x
| TAB-THK-FEQ-5250S | Extinguisher, Fire, Dry, Hose Unit 50, Floatation Building 1st Flr, South | TAB-SUSPENDED ENTITY | Fire Prevention,Extinguisher | Fire Equipment | 42632 | FEQ | x
| TAB-THK-FEQ-5251S | Extinguisher, Fire, Dry, Hose Unit 51, Floatation Building , 1st Flr. North | TAB-SUSPENDED ENTITY | Fire Prevention,Extinguisher | Fire Equipment | 42633 | FEQ | x
| TAB-THK-FEQ-5252S | Extinguisher, Fire, Dry, Hose Unit 52, Floatation Building , 1st Flr. East | TAB-SUSPENDED ENTITY | Fire Prevention,Extinguisher | Fire Equipment | 42634 | FEQ | x
| TAB-THK-FEQ-5252S | Extinguisher, Fire, Dry, Hose Unit 52, Floatation Building , 1st Flr. East | TAB-WA7-FEQ-2182S | Fire Prevention,Extinguisher | Fire Equipment | 42634 | FEQ | x
| TAB-THK-FEQ-5257S | Extinguisher, Fire, Dry, Hose Unit 57, Mezzanine Flr, Float. Building, North | TAB-WA7-FEQ-2182S | Fire Prevention,Extinguisher | Fire Equipment | 42635 | FEQ | x
| TAB-THK-FEQ-5380S | Extinguisher, Fire, Dry, Floatation Building,Basement Shop, North East | TAB-SUSPENDED ENTITY | Fire Prevention,Extinguisher | Fire Equipment | 42637 | FEQ | x
| TAB-WA7-FEQ-0002S | Extinguisher, Fire - Spares, Digester Gas Control Bldg - Crane Spares Rm. | TAB-FEQ-FE | Fire Prevention,Extinguisher | Fire Equipment | 42639 | FEQ | x
| TAB-WA7-FEQ-0004S | Extinguisher, Fires - AECOM Trailer & Meeting Rooms, OMU Office | TAB-FEQ-FE |  | Fire Equipment | 42641 | FEQ | x
| TAB-WA7-FEQ-0004S | Extinguisher, Fires - AECOM Trailer & Meeting Rooms, OMU Office | TAB-SUSPENDED ENTITY |  | Fire Equipment | 42641 | FEQ | x
| TAB-WA7-FEQ-0005S | Extinguisher, Fire - Hydro Sub-Stations | TAB-FEQ-FE |  | Fire Equipment | 42642 | FEQ | x
| TAB-WA7-FEQ-0010S | Extinguisher, Fire -Old P.S. Bldg | TAB-SUSPENDED ENTITY |  | Fire Equipment | 42643 | FEQ | x
| TAB-WA7-FEQ-0012S | Extinguisher, Fire - Blower Building | TAB-FEQ-FE |  | Fire Equipment | 42644 | FEQ | x
| TAB-WA7-FEQ-0012S | Extinguisher, Fire - Blower Building | TAB-SUSPENDED ENTITY |  | Fire Equipment | 42644 | FEQ | x
| TAB-WA7-FEQ-0014 | Extinguisher, Fire - Vehicles | TAB-FEQ-FE |  | Fire Equipment |  | FEQ | http://www.toronto.ca/TWONTO#00350
| TAB-WA7-FEQ-1000S | Extinguisher, Fire, 5Lbs, Dry Chemical, Old North Substation | TAB-SUSPENDED ENTITY | Fire Prevention,Extinguisher | Fire Equipment | 42646 | FEQ | x
| TAB-WA7-FEQ-2148S | Extinguisher, Fire - Aeration | TAB-FEQ-FE |  | Fire Equipment | 42647 | FEQ | x
| TAB-WA7-FEQ-2165AS | Extinguisher, Fire - Chlorine Building | TAB-FEQ-FE | Fire Prevention,Extinguisher | Fire Equipment | 42648 | FEQ | x
| TAB-WA7-FEQ-2166S | Extinguisher, Fire - Security & D Buildings | TAB-FEQ-FE | Fire Prevention,Extinguisher | Fire Equipment | 42649 | FEQ | x
| TAB-WA7-FEQ-2174S | Extinguisher, Fire - Incinerators,Silo , Biosolid Truck Loading & Auxiliary Building, Stack | TAB-FEQ-FE |  | Fire Equipment | 42652 | FEQ | x
| TAB-WA7-FEQ-2174S | Extinguisher, Fire - Incinerators,Silo , Biosolid Truck Loading & Auxiliary Building, Stack | TAB-SUSPENDED ENTITY |  | Fire Equipment | 42652 | FEQ | x
| TAB-WA7-FEQ-2175S | Extinguisher, Fire - Laboratory/ Old Admin | TAB-FEQ-FE |  | Fire Equipment | 42653 | FEQ | x
| TAB-WA7-FEQ-2175S | Extinguisher, Fire - Laboratory/ Old Admin | TAB-SUSPENDED ENTITY |  | Fire Equipment | 42653 | FEQ | x
| TAB-WA7-FEQ-2178S | Extinguisher, Fire - Gas Control Building | TAB-FEQ-FE |  | Fire Equipment | 42655 | FEQ | x
| TAB-WA7-FEQ-2179S | Extinguisher, Fire - Plant Water Pumping Station | TAB-FEQ-FE |  | Fire Equipment | 42656 | FEQ | x
| TAB-WA7-FEQ-2182S | Extinguisher, Fire - Z Building | TAB-FEQ-FE |  | Fire Equipment | 42657 | FEQ | x
| TAB-WA7-FEQ-2182S | Extinguisher, Fire - Z Building | TAB-SUSPENDED ENTITY |  | Fire Equipment | 42657 | FEQ | x
| TAB-ZBLD-FEQ-5227S | Extinguisher, Fire, Dry, Hose Unit 27,Tunnel, Bottom Stair, Z Building | TAB-WA7-FEQ-2182S | Fire Prevention,Extinguisher | Fire Equipment | 42658 | FEQ | x
| TAB-ZBLD-FEQ-5228S | Extinguisher, Fire,Dry,Hose Unit 28, Sub Basement, Z Building | TAB-SUSPENDED ENTITY | Fire Prevention,Extinguisher | Fire Equipment | 42659 | FEQ | x
| TAB-ZBLD-FEQ-5229S | Extinguisher, Fire,Dry,Hose Unit 29, Sub-Basement, Z Building East | TAB-SUSPENDED ENTITY | Fire Prevention,Extinguisher | Fire Equipment | 42660 | FEQ | x
| TAB-ZBLD-FEQ-5229S | Extinguisher, Fire,Dry,Hose Unit 29, Sub-Basement, Z Building East | TAB-WA7-FEQ-2182S | Fire Prevention,Extinguisher | Fire Equipment | 42660 | FEQ | x
| TAB-ZBLD-FEQ-5231S | Extinguisher, Fire, Dry,Hose Unit 31, Basement, "W", Z Building | TAB-WA7-FEQ-2182S | Fire Prevention,Extinguisher | Fire Equipment | 42662 | FEQ | x
| TAB-ZBLD-FEQ-5232S | Extinguisher, Fire, Dry,Hose Unit 32, Basement, "W", Z Building | TAB-WA7-FEQ-2182S | Fire Prevention,Extinguisher | Fire Equipment | 42663 | FEQ | x
| TAB-ZBLD-FEQ-5233S | Extinguisher, Fire,Dry, Hose Unit 33, Basement, Z Building North | TAB-SUSPENDED ENTITY | Fire Prevention,Extinguisher | Fire Equipment | 42664 | FEQ | x
| TAB-ZBLD-FEQ-5233S | Extinguisher, Fire,Dry, Hose Unit 33, Basement, Z Building North | TAB-WA7-FEQ-2182S | Fire Prevention,Extinguisher | Fire Equipment | 42664 | FEQ | x
| TAB-ZBLD-FEQ-5243S | Extinguisher, Fire, Dry, Hose Unit 43, Basement, "E", Z Building | TAB-SUSPENDED ENTITY | Fire Prevention,Extinguisher | Fire Equipment | 42665 | FEQ | x
| TAB-ZBLD-FEQ-5244S | Extinguisher, Fire, Dry, Hose Unit 44, 1st Floor, Z Building East Next to Elevator | TAB-SUSPENDED ENTITY | Fire Prevention,Extinguisher | Fire Equipment | 42666 | FEQ | x
| TAB-ZBLD-FEQ-5246S | Extinguisher, Fire, Dry,Hose Unit 46, South of Boiler Room Z Building | TAB-SUSPENDED ENTITY | Fire Prevention,Extinguisher | Fire Equipment | 42668 | FEQ | x
| TAB-ZBLD-FEQ-5247S | Extinguisher, Fire, Dry, Hose Unit 47,BoilerRoom, NW, Z Building | TAB-SUSPENDED ENTITY | Fire Prevention,Extinguisher | Fire Equipment | 42669 | FEQ | x
| TAB-ZBLD-FEQ-5247S | Extinguisher, Fire, Dry, Hose Unit 47,BoilerRoom, NW, Z Building | TAB-WA7-FEQ-2182S | Fire Prevention,Extinguisher | Fire Equipment | 42669 | FEQ | x
| TAB-ZBLD-FEQ-5248S | Extinguisher, Fire, Dry, Hose Unit 48, MCC Room, Z Building 1st Flr. West | TAB-SUSPENDED ENTITY | Fire Prevention,Extinguisher | Fire Equipment | 42670 | FEQ | x
| TAB-ZBLD-FEQ-5248S | Extinguisher, Fire, Dry, Hose Unit 48, MCC Room, Z Building 1st Flr. West | TAB-WA7-FEQ-2182S | Fire Prevention,Extinguisher | Fire Equipment | 42670 | FEQ | x
| TAB-ZBLD-FEQ-5249S | Extinguisher, Fire, Dry, Hose Unit 49, Boiler Room, Z Building 1st Flr.(WA6 Stores) West | TAB-SUSPENDED ENTITY | Fire Prevention,Extinguisher | Fire Equipment | 42671 | FEQ | x
| TAB-ZBLD-FEQ-5255S | Extinguisher, Fire, Dry, Hose Unit 55, Electrical Shop, Z Building East | TAB-SUSPENDED ENTITY | Fire Prevention,Extinguisher | Fire Equipment | 42672 | FEQ | x
| TAB-ZBLD-FEQ-5255S | Extinguisher, Fire, Dry, Hose Unit 55, Electrical Shop, Z Building East | TAB-WA7-FEQ-2182S | Fire Prevention,Extinguisher | Fire Equipment | 42672 | FEQ | x
| TAB-ZBLD-FEQ-5256S | Extinguisher, Fire, Carbon Dioxide, Hose Unit 56, Instrument Shop, Z Building | TAB-SUSPENDED ENTITY | Fire Prevention,Extinguisher | Fire Equipment | 42673 | FEQ | x
| TAB-ZBLD-FEQ-5259S | Extinguisher, Fire, Dry, Unit 59, 2nd Floor "E", Z Building | TAB-SUSPENDED ENTITY | Fire Prevention,Extinguisher | Fire Equipment | 42674 | FEQ | x
| TAB-ZBLD-FEQ-5260S | Extinguisher, Fire, Dry, Hose Unit 60, 2nd Floor "S. W", Z Building | TAB-WA7-FEQ-2182S | Fire Prevention,Extinguisher | Fire Equipment | 42731 | FEQ | x
| TAB-ZBLD-FEQ-5261S | Extinguisher, Fire, Dry, Hose Unit 61, Outside WA5 Area Supervisor Room,2nd Flr S.W, Z Building | TAB-SUSPENDED ENTITY | Fire Prevention,Extinguisher | Fire Equipment | 42732 | FEQ | x
| TAB-ZBLD-FEQ-5261S | Extinguisher, Fire, Dry, Hose Unit 61, Outside WA5 Area Supervisor Room,2nd Flr S.W, Z Building | TAB-WA7-FEQ-2182S | Fire Prevention,Extinguisher | Fire Equipment | 42732 | FEQ | x
| TAB-ZBLD-FEQ-5262S | Extinguisher, Fire, Dry, Hose Unit 62, Above Boiler Room, AHU Room,Z Building | TAB-SUSPENDED ENTITY | Fire Prevention,Extinguisher | Fire Equipment | 42733 | FEQ | x
| TAB-ZBLD-FEQ-5264S | Extinguisher, Fire, Dry, Hose Unit 64, Z Building , 3rd Flr. HVAC Room | TAB-SUSPENDED ENTITY | Fire Prevention,Extinguisher | Fire Equipment | 42735 | FEQ | x
| TAB-ZBLD-FEQ-5265S | Extinguisher, Fire, Dry, Hose Unit 65, Z Building, 3rd Flr. HVAC Room | TAB-SUSPENDED ENTITY | Fire Prevention,Extinguisher | Fire Equipment | 42736 | FEQ | x
| TAB-ZBLD-FEQ-5265S | Extinguisher, Fire, Dry, Hose Unit 65, Z Building, 3rd Flr. HVAC Room | TAB-WA7-FEQ-2182S | Fire Prevention,Extinguisher | Fire Equipment | 42736 | FEQ | x
| TAB-ZBLD-FEQ-5266S | Extinguisher, Fire, Dry, Hose Unit 66, Z Building ,3rd Flr. HVAC Room | TAB-SUSPENDED ENTITY | Fire Prevention,Extinguisher | Fire Equipment | 42737 | FEQ | x
| TAB-ZBLD-FEQ-5267S | Extinguisher, Fire, Dry, Hose Unit 67, Z Building, 3rd Flr., HVAC Room | TAB-WA7-FEQ-2182S | Fire Prevention,Extinguisher | Fire Equipment | 42738 | FEQ | x
| TAB-ZBLD-FEQ-5268S | Extinguisher, Fire, Dry, Hose Unit 68, 2nd Floor, Hallway,Z Building | TAB-SUSPENDED ENTITY | Fire Prevention,Extinguisher | Fire Equipment | 42739 | FEQ | x
| TAB-ZBLD-FEQ-5269S | Extinguisher, Fire, Dry, Unit 69, Hallway, 2nd Flr., "NW", Z Building | TAB-WA7-FEQ-2182S | Fire Prevention,Extinguisher | Fire Equipment | 42740 | FEQ | x
| TAB-ZBLD-FEQ-5270S | Extinguisher, Fire, Dry, Hose Unit 70, Hallway, 2nd Flr.,"N", Z Building | TAB-WA7-FEQ-2182S | Fire Prevention,Extinguisher | Fire Equipment | 42741 | FEQ | x
| TAB-ZBLD-FEQ-5370S | Extinguisher, Fire,Dry, Boiler Control Room,North , 1st Flr., Z Building | TAB-SUSPENDED ENTITY | Fire Prevention,Extinguisher | Fire Equipment | 42742 | FEQ | x
| TAB-ZBLD-FEQ-5371S | Extinguisher, Dry, Boiler Control Room , Pantry, Z Building 1st Flr. | TAB-SUSPENDED ENTITY | Fire Prevention,Extinguisher | Fire Equipment | 42743 | FEQ | x
| TAB-ZBLD-FEQ-5372S | Extinguisher, Fire, Dry, Stm. Boiler Room, South, Z Building | TAB-WA7-FEQ-2182S | Fire Prevention,Extinguisher | Fire Equipment | 42744 | FEQ | x
| TAB-ZBLD-FEQ-5373S | Extinguisher, Fire, Dry, Z Bldg. 1st Flr. WA6 Caged Stores West of Stm. Blr. | TAB-SUSPENDED ENTITY | Fire Prevention,Extinguisher | Fire Equipment | 42745 | FEQ | x
| TAB-ZBLD-FEQ-5377S | Extinguisher, Fire, Dry, Outside of Lunch Room, 2/F, Z Building | TAB-WA7-FEQ-2182S | Fire Prevention,Extinguisher | Fire Equipment | 42749 | FEQ | x
| TAB-ZBLD-FEQ-5379S | Extinguisher, Fire , 5 lb ABC, Elevator " Z " Building Mechanical Room | TAB-SUSPENDED ENTITY |  | Fire Equipment | 42751 | FEQ | x
| TAB-ZBLD-FEQ-5380S | Extinguisher, Fire, 5 lb ABC, Elevator " Z " Building Mechanical Room | TAB-WA7-FEQ-2182S |  | Fire Equipment | 42752 | FEQ | x
| TAB-ZBLD-FEQ-5382S | Fier Extinguisher, 5 lb ABC, Elevator, Mechanical Room Admin Building. | TAB-WA7-FEQ-2182S |  | Fire Equipment | 42753 | FEQ | x
| TAB-ZBLD-FEQ-5383S | Fier Extinguisher, 5 lb ABC, Z Building, 2nd Flr. Locker Room, Center Isle, East Side, South Wall | TAB-SUSPENDED ENTITY | Fire Prevention,Extinguisher,Dry Chemical | Fire Equipment | 42754 | FEQ | x
| THC-DIG-DM-5182A | Eliminated Role: Damper, Waste Gas, Burner 5182 | THC-SUS | Flame Arrester | Fire Equipment | 40433 | DM | x
| THC-DIG-DM-5182B | Eliminated Role: Damper, Waste Gas, Burner 5182 | THC-SUS | Flame Arrester | Fire Equipment | 40434 | DM | x
| THC-DIG-DM-5200A | Eliminated Role: Damper, Waste Gas, Burner 5200 | THC-DIG-BU-5200S | Flame Arrester | Fire Equipment | 40435 | DM | x
| THC-DIG-DM-5220A | Eliminated Role: Damper, Waste Gas, Burner 5220 | THC-DIG-BU-5220S | Flame Arrester | Fire Equipment | 40437 | DM | x
| THC-DIG-DM-5220B | Eliminated Role: Damper, Waste Gas, Burner 5220 | THC-DIG-BU-5220S | Flame Arrester | Fire Equipment | 40438 | DM | x
| THC-DIG-DM-5220B | Eliminated Role: Damper, Waste Gas, Burner 5220 | THC-SUS | Flame Arrester | Fire Equipment | 40438 | DM | x
| THC-DIG-FDT-5182A | Flame Detector, Waste Gas, Burner 5182 | THC-SUSPENDED |  | Fire Equipment | 36170 | FDT | x
| THC-DIG-FDT-5200A | Flame Detector, Waste Gas, Burner 5200 | THC-DIG-BU-5200S |  | Fire Equipment | 36171 | FDT | x
| THC-DIG-FDT-5200A | Flame Detector, Waste Gas, Burner 5200 | THC-SUSPENDED |  | Fire Equipment | 36171 | FDT | x
| THC-DIG-FDT-5220A | Flame Detector, Waste Gas, Burner 5220 | THC-DIG-BU-5220S |  | Fire Equipment | 36172 | FDT | x
| THC-DIG-FDT-5220A | Flame Detector, Waste Gas, Burner 5220 | THC-SUSPENDED |  | Fire Equipment | 36172 | FDT | x
| THC-DIG-FX-0400D | Eliminated Role: Flame Arrestor, Digestor 0400 | THC-DIG-0400 | Flame Arrester | Fire Equipment | 40445 | FX | x
| THC-DIG-FX-0500D | Eliminated Role: Flame Arrestor, Digestor 0500 | THC-SUS | Flame Arrester | Fire Equipment | 40446 | FX | x
| THC-DIG-FX-0700D | Eliminated Role: Flame Arrestor, Digestor 0700 | THC-DIG-0700 | Flame Arrester | Fire Equipment | 40448 | FX | x
| THC-DIG-FX-5182A | Flame Arrestor, Waste Gas, Burner 5182 | THC-SUSPENDED | Flame Arrester | Fire Equipment | 36141 | FX | x
| THC-DIG-FX-5182B | Flame Arrestor, Waste Gas, Burner 5182 | THC-SUSPENDED | Flame Arrester | Fire Equipment | 36142 | FX | x
| THC-DIG-FX-5200A | Flame Arrestor, Waste Gas, Burner 5200 | THC-DIG-BU-5200S | Flame Arrester | Fire Equipment | 36143 | FX | x
| THC-DIG-FX-5200A | Flame Arrestor, Waste Gas, Burner 5200 | THC-SUSPENDED | Flame Arrester | Fire Equipment | 36143 | FX | x
| THC-DIG-FX-5200B | Flame Arrestor, Waste Gas, Burner 5200 | THC-DIG-BU-5200S | Flame Arrester | Fire Equipment | 36144 | FX | x
| THC-DIG-FX-5220A | Flame Arrestor, Waste Gas, Burner 5220 | THC-SUSPENDED | Flame Arrester | Fire Equipment | 36145 | FX | x
| FE-4093 | Extinguisher, Fire, SN#4093, Dry, Forklift Crown, Bsmt., Heat Recovery | TAB-SUSPENDED ENTITY | Fire Prevention,Extinguisher | Fire Equipment | 32957 |  | x
| FE-4093 | Extinguisher, Fire, SN#4093, Dry, Forklift Crown, Bsmt., Heat Recovery | TAB-WA7-FEQ-0013S | Fire Prevention,Extinguisher | Fire Equipment | 32957 |  | x
| FE-6856S | Extinguisher, Fire, SN#6856, Carbon Dioxide, 2nd Floor, Digestion Tank 5 - 8 | TAB-WA7-FEQ-0003S | Fire Prevention,Extinguisher | Fire Equipment | 41340 |  | x
| THC-FEQ-BLDG D | Fire fighting protection equipment, Sludge Storage Building D | THC-SES-FEQ-0002 |  | Fire Equipment | 43417 |  | x
| THC-FEQ-BLDG K | Fire fighting protection equipment, Admin Building | THC-SES-FEQ-0002 |  | Fire Equipment | 43418 |  | x
| THC-FEQ-BLDG M | Fire fighting protection equipment, incinerator building | THC-SES-FEQ-0002 |  | Fire Equipment | 43419 |  | x
| THC-FEQ-BLDG U | Fire fighting protection equipment,Building U | THC-SES-FEQ-0002 |  | Fire Equipment | 43420 |  | x
| THC-FEQ-BLDG X | Fire fighting protection equipment, WA2 workshop building | THC-SES-FEQ-0002 |  | Fire Equipment | 43421 |  | x
| THC-FEQ-CP-0011 | Control Panel, Fire Alarm CP & Annunciator Panel, Admin Building | THC-FEQ-BLDG K | Control Panel,Fire | Fire Equipment | 43414 | CP | x
| THC-FEQ-FEQ-0012 | Fire Extinguisher, Admin Building, Basement, North of Stairs No.5 | THC-FEQ-BLDG K | Fire Prevention,Extinguisher | Fire Equipment | 41563 | FEQ | x
| THC-FEQ-FEQ-0014 | Fire Extinguisher, Admin Building, Basement, Near Electrical Room | THC-FEQ-BLDG K | Fire Prevention,Extinguisher | Fire Equipment | 41565 | FEQ | x
| THC-FEQ-FEQ-0052 | Fire Extinguisher, Admin Building, Ground Floor, First Aid Room | THC-FEQ-BLDG K | Fire Prevention,Extinguisher | Fire Equipment | 41568 | FEQ | x
| THC-FEQ-FEQ-0053 | Fire Extinguisher, Admin Building, Ground Floor, Print Room | THC-FEQ-BLDG K | Fire Prevention,Extinguisher | Fire Equipment | 41569 | FEQ | x
| THC-FEQ-FEQ-0055 | Fire Extinguisher, Admin Building, Ground Floor, Admin Corridor, South, Near Lunch Room | THC-FEQ-BLDG K | Fire Prevention,Extinguisher | Fire Equipment | 41571 | FEQ | x
| THC-FEQ-FEQ-0057 | Fire Extinguisher, Admin Building, Ground Floor, Equipment Room, North East Wall | THC-FEQ-BLDG K | Fire Prevention,Extinguisher | Fire Equipment | 41573 | FEQ | x
| THC-FEQ-FEQ-0058 | Fire Extinguisher, Admin Building, Ground Floor, Security Equipment Room, North Wall | THC-FEQ-BLDG K | Fire Prevention,Extinguisher | Fire Equipment | 41574 | FEQ | x
| THC-FEQ-FEQ-0059 | Fire Extinguisher, Admin Building, Ground Floor, Control Room, North Wall | THC-FEQ-BLDG K | Fire Prevention,Extinguisher | Fire Equipment | 41575 | FEQ | x
| THC-FEQ-FEQ-0061 | Fire Extinguisher, Admin Building, Ground Floor, Process Corridor, Meeting Room Entrance | THC-FEQ-BLDG K | Fire Prevention,Extinguisher | Fire Equipment | 41577 | FEQ | x
| THC-FEQ-FEQ-0063 | Fire Extinguisher, Admin Building, Ground Floor, UPS Room | THC-FEQ-BLDG K | Fire Prevention,Extinguisher | Fire Equipment | 41579 | FEQ | x
| THC-FEQ-FEQ-0064 | Fire Extinguisher, Admin Building, Ground Floor, West Lunch Room, North East Wall | THC-FEQ-BLDG K | Fire Prevention,Extinguisher | Fire Equipment | 41580 | FEQ | x
| THC-FEQ-FEQ-0066 | Fire Extinguisher, Admin Building, Ground Floor, Electrical Room South/East Wall | THC-FEQ-BLDG K | Fire Prevention,Extinguisher | Fire Equipment | 41582 | FEQ | x
| THC-FEQ-FEQ-0067 | Fire Extinguisher, Admin Building, Ground Floor, North East Lunch Room, South East Wall | THC-FEQ-BLDG K | Fire Prevention,Extinguisher | Fire Equipment | 41583 | FEQ | x
| THC-FEQ-FEQ-0068 | Fire Extinguisher, Admin Building, Ground Floor, Field Services Corridor, North | THC-FEQ-BLDG K | Fire Prevention,Extinguisher | Fire Equipment | 41584 | FEQ | x
| THC-FEQ-FEQ-0069 | Fire Extinguisher, Admin Building, Ground Floor, Field Services Corridor, South | THC-FEQ-BLDG K | Fire Prevention,Extinguisher | Fire Equipment | 41585 | FEQ | x
| THC-FEQ-FEQ-0071 | Fire Extinguisher, Admin Building, Ground Floor, COMM Room | THC-FEQ-BLDG K | Fire Prevention,Extinguisher | Fire Equipment | 41587 | FEQ | x
| THC-FEQ-FEQ-0073 | Fire Extinguisher, Admin Building, Ground Floor, Field Services Corridor, Meeting Room 135 Entrance | THC-FEQ-BLDG K | Fire Prevention,Extinguisher | Fire Equipment | 41589 | FEQ | x
| THC-FEQ-FEQ-0074 | Fire Extinguisher, Admin Building, Ground Floor, Field Services Corridor, Meeting Room 133 Entrance | THC-FEQ-BLDG K | Fire Prevention,Extinguisher | Fire Equipment | 41590 | FEQ | x
| THC-FEQ-FEQ-0075 | Fire Extinguisher, Admin Building, Ground Floor, Archive Room Corridor | THC-FEQ-BLDG K | Fire Prevention,Extinguisher | Fire Equipment | 41591 | FEQ | x
| THC-FEQ-FEQ-0076 | Fire Extinguisher, Admin Building, Ground Floor, Mechanical Room | THC-FEQ-BLDG K | Fire Prevention,Extinguisher | Fire Equipment | 41592 | FEQ | x
| THC-FEQ-FSS-0051 | Fire Suppression, Room 153 Primary System, Admin Building Ground Floor, UPS Cooling Room | THC-FEQ-BLDG K |  | Fire Equipment | 43430 | FSS | x
| THC-FEQ-FSS-0053 | Fire Suppression, Room 154 Primary System, Admin Building Ground Floor, UPS Cooling Room | THC-FEQ-BLDG K |  | Fire Equipment | 43432 | FSS | x
| THC-FEQ-HS-0011 | Manual Pull Station, FA System, Zone 1-2, Admin Building, Basement, West Stair | THC-FEQ-BLDG K | Fire Prevention,Alarm | Fire Equipment | 45654 | HS | x
| THC-FEQ-HS-0013 | Manual Pull Station, FA System, Zone 3-3, Admin Building, Basement, South Stair | THC-FEQ-BLDG K | Fire Prevention,Alarm | Fire Equipment | 45656 | HS | x
| THC-FEQ-HS-0015 | Manual Pull Station, FA System, Admin Building, Basement, Mechanical Room | THC-FEQ-BLDG K | Fire Prevention,Alarm | Fire Equipment | 45658 | HS | x
| THC-FEQ-HS-0052 | Manual Pull Station, FA System, Zone 1-4, Admin Building, Ground Floor Admin Corridor, Lunch Room | THC-FEQ-BLDG K | Fire Prevention,Alarm | Fire Equipment | 45660 | HS | x
| THC-FEQ-HS-0053 | Manual Pull Station, FA System, Zone 1-5, Admin Building, Ground Floor Electrical Room, South | THC-FEQ-BLDG K | Fire Prevention,Alarm | Fire Equipment | 45661 | HS | x
| THC-FEQ-HS-0054 | Manual Pull Station, FA System, Zone 2-1, Admin Building, Ground Floor North Stair | THC-FEQ-BLDG K | Fire Prevention,Alarm | Fire Equipment | 45662 | HS | x
| THC-FEQ-HS-0060 | Manual Pull Station, FA System, Zone 3-4, Admin Building, Ground Floor, East Stair | THC-FEQ-BLDG K | Fire Prevention,Alarm | Fire Equipment | 45668 | HS | x
| THC-FEQ-MON-0012 | Monitor Module, FA System, Admin Building | THC-FEQ-BLDG K | Fire Prevention,Alarm | Fire Equipment | 45644 | MON | x
| THC-FEQ-MON-0013 | Monitor Module, FA System, Admin Building | THC-FEQ-BLDG K | Fire Prevention,Alarm | Fire Equipment | 45643 | MON | x
| THC-FEQ-MON-0016 | Monitor Module, FA System, Admin Building | THC-FEQ-BLDG K | Fire Prevention,Alarm | Fire Equipment | 45640 | MON | x
| THC-FEQ-MON-0017 | Monitor Module, FA System, Admin Building | THC-FEQ-BLDG K | Fire Prevention,Alarm | Fire Equipment | 45639 | MON | x
| THC-FEQ-MON-0020 | Monitor Module, FA System, Admin Building | THC-FEQ-BLDG K | Fire Prevention,Alarm | Fire Equipment | 45636 | MON | x
| THC-FEQ-MON-0023 | Monitor Module, FA System, Admin Building | THC-FEQ-BLDG K | Fire Prevention,Alarm | Fire Equipment | 45633 | MON | x
| THC-FEQ-MON-0024 | Monitor Module, FA System, Admin Building | THC-FEQ-BLDG K | Fire Prevention,Alarm | Fire Equipment | 45632 | MON | x
| THC-FEQ-MON-0027 | Monitor Module, FA System, Admin Building | THC-FEQ-BLDG K | Fire Prevention,Alarm | Fire Equipment | 45629 | MON | x
| THC-FEQ-MON-0028 | Monitor Module, FA System, Admin Building | THC-FEQ-BLDG K | Fire Prevention,Alarm | Fire Equipment | 45628 | MON | x
| THC-FEQ-MON-0030 | Monitor Module, FA System, Admin Building | THC-FEQ-BLDG K | Fire Prevention,Alarm | Fire Equipment | 45626 | MON | x
| THC-FEQ-MON-0032 | Monitor Module, FA System, Admin Building | THC-FEQ-BLDG K | Fire Prevention,Alarm | Fire Equipment | 45624 | MON | x
| THC-FEQ-MON-0034 | Monitor Module, FA System, Admin Building | THC-FEQ-BLDG K | Fire Prevention,Alarm | Fire Equipment | 45622 | MON | x
| THC-FEQ-YAN-0014 | Horn, FA System Zone 1-2, Admin Bldg, Basement, West Stairs | THC-FEQ-BLDG K | Fire Prevention,Alarm | Fire Equipment | 45672 | YAN | x
| THC-FEQ-YAN-0021 | Horn, FA System Zone 2-13, Admin Bldg, Basement, East Corridor, Middle | THC-FEQ-BLDG K | Fire Prevention,Alarm | Fire Equipment | 45679 | YAN | x
| THC-FEQ-YAN-0023 | Horn/Strobe, FA System Zone 3-5, Admin Bldg, Basement, Women`s Locker Room | THC-FEQ-BLDG K | Fire Prevention,Alarm | Fire Equipment | 45681 | YAN | x
| THC-FEQ-YAN-0024 | Horn, FA System Zone 3-5, Admin Bldg, Basement, East Corridor, South | THC-FEQ-BLDG K | Fire Prevention,Alarm | Fire Equipment | 45682 | YAN | x
| THC-FEQ-YAN-0026 | Horn/Strobe, FA System Zone 3-5, Admin Bldg, Basement, Men`s Locker Room, North | THC-FEQ-BLDG K | Fire Prevention,Alarm | Fire Equipment | 45684 | YAN | x
| THC-FEQ-YAN-0027 | Horn/Strobe, FA System Zone 3-5, Admin Bldg, Basement, Men`s Locker Room, South | THC-FEQ-BLDG K | Fire Prevention,Alarm | Fire Equipment | 45685 | YAN | x
| THC-FEQ-YAN-0051 | Horn, FA System Zone 1-4, Admin Bldg, Ground Floor, Admin Corridor, North | THC-FEQ-BLDG K | Fire Prevention,Alarm | Fire Equipment | 45689 | YAN | x
| THC-FEQ-YAN-0052 | Horn, FA System Zone 1-4, Admin Bldg, Ground Floor, Admin Corridor, Men`s Washroom | THC-FEQ-BLDG K | Fire Prevention,Alarm | Fire Equipment | 45690 | YAN | x
| THC-FEQ-YAN-0053 | Horn, FA System Zone 1-4, Admin Bldg, Ground Floor, Admin Corridor, Women`s Washroom | THC-FEQ-BLDG K | Fire Prevention,Alarm | Fire Equipment | 45691 | YAN | x
| THC-FEQ-YAN-0054 | Horn, FA System Zone 1-1, Admin Bldg, Ground Floor, Process Corridor, West | THC-FEQ-BLDG K | Fire Prevention,Alarm | Fire Equipment | 45692 | YAN | x
| THC-FEQ-YAN-0056 | Horn, FA System Zone 1-1, Admin Bldg, Ground Floor, Office Room 147 | THC-FEQ-BLDG K | Fire Prevention,Alarm | Fire Equipment | 45694 | YAN | x
| THC-FEQ-YAN-0057 | Horn, FA System Zone 1-4, Admin Bldg, Ground Floor, Lunch Room | THC-FEQ-BLDG K | Fire Prevention,Alarm | Fire Equipment | 45695 | YAN | x
| THC-FEQ-YAN-0060 | Horn, FA System Zone 1-5, Admin Bldg, Ground Floor, Electrical Room, North East | THC-FEQ-BLDG K | Fire Prevention,Alarm | Fire Equipment | 45698 | YAN | x
| THC-FEQ-YAN-0062 | Horn, FA System Zone 1-1, Admin Bldg, Ground Floor, Process Corridor, Near Control Room | THC-FEQ-BLDG K | Fire Prevention,Alarm | Fire Equipment | 45700 | YAN | x
| THC-FEQ-YAN-0065 | Horn, FA System Zone 3-1, Admin Bldg, Ground Floor, Field Service Corridor Middle | THC-FEQ-BLDG K | Fire Prevention,Alarm | Fire Equipment | 45703 | YAN | x
| THC-FEQ-YAN-0066 | Horn, FA System Zone 1-4, Admin Bldg, Ground Floor, Admin Corridor, Middle/North | THC-FEQ-BLDG K | Fire Prevention,Alarm | Fire Equipment | 45704 | YAN | x
| THC-FEQ-YAN-0069 | Horn, FA System Zone 1-4, Admin Bldg, Ground Floor, Admin Corridor, South | THC-FEQ-BLDG K | Fire Prevention,Alarm | Fire Equipment | 45707 | YAN | x
| THC-FEQ-YAN-0070 | Horn, FA System Zone 1-9, Admin Bldg, Ground Floor, Project Management Corridor, West | THC-FEQ-BLDG K | Fire Prevention,Alarm | Fire Equipment | 45708 | YAN | x
| THC-FEQ-YAN-0071 | Horn, FA System Zone 1-9, Admin Bldg, G-Floor, Project Management Corridor, Near Unisex Washroom | THC-FEQ-BLDG K | Fire Prevention,Alarm | Fire Equipment | 45709 | YAN | x
| THC-FEQ-YAN-0072 | Horn, FA System Zone 1-9, Admin Bldg, G-Floor, Project Management Corridor, Near Print Room | THC-FEQ-BLDG K | Fire Prevention,Alarm | Fire Equipment | 45710 | YAN | x
| THC-FEQ-YAN-0074 | Horn, FA System Zone 3-3, Admin Bldg, Ground Floor, South Stairs | THC-FEQ-BLDG K | Fire Prevention,Alarm | Fire Equipment | 45712 | YAN | x
| THC-FEQ-YAN-0076 | Horn, FA System Zone 3-1, Admin Bldg, G-Floor, Project Management Area, Meeting Room 135 | THC-FEQ-BLDG K | Fire Prevention,Alarm | Fire Equipment | 45714 | YAN | x
| THC-FEQ-YAN-0078 | Horn, FA System Zone 3-2, Admin Bldg, G-Floor, Project Management Area, Men`s Washroom | THC-FEQ-BLDG K | Fire Prevention,Alarm | Fire Equipment | 45652 | YAN | x
| THC-FEQ-YAN-0080 | Horn, FA System Zone 3-1, Admin Bldg, G-Floor, Project Management Corridor East | THC-FEQ-BLDG K | Fire Prevention,Alarm | Fire Equipment | 45650 | YAN | x
| THC-FEQ-YAN-0082 | Horn, FA System Zone 3-2, Admin Bldg, G-Floor, Project Management Area, Archive Room East | THC-FEQ-BLDG K | Fire Prevention,Alarm | Fire Equipment | 45648 | YAN | x
| THC-FEQ-YAN-0083 | Horn, FA System Zone 3-4, Admin Bldg, G-Floor, Project Management Area, East Stairs | THC-FEQ-BLDG K | Fire Prevention,Alarm | Fire Equipment | 45647 | YAN | x
| THC-FEQ-YAN-0084 | Horn, FA System Zone 1-1, Admin Bldg, Ground Floor, Near Entrance Facility | THC-FEQ-BLDG K | Fire Prevention,Alarm | Fire Equipment | 45646 | YAN | x
| THC-NGS-FX-5220B | Eliminated Role: Flame Arrestor, Natural Gas, Burner 5220 | THC-DIG-BU-5220S | Flame Arrester | Fire Equipment | 40449 | FX | x
| THC-NGS-FX-5220B | Eliminated Role: Flame Arrestor, Natural Gas, Burner 5220 | THC-SUS | Flame Arrester | Fire Equipment | 40449 | FX | x
| THC-SES-FEQ-0001 | Portable Fire Extinguisher, location forklift THC-GRK-VEH-329026 | THC-SES-FEQ | Fire Prevention,Extinguisher | Fire Equipment |  | FEQ | http://www.toronto.ca/TWONTO#00350
| THC-SES-FEQ-0001A | Portable Fire Extinguishers in Building A, Old Plant Building | THC-SES-FEQ-0001 | Fire Prevention,Extinguisher | Fire Equipment | 41595 | FEQ | x
| THC-SES-FEQ-0001E | Portable Fire Extinguishers in Building E, Boiler House Building | THC-SES-FEQ-0001 | Fire Prevention,Extinguisher | Fire Equipment | 41600 | FEQ | x
| THC-SES-FEQ-0001J | Portable Fire Extinguishers in Building J, TWAS Building | THC-SES-FEQ-0001 | Fire Prevention,Extinguisher | Fire Equipment | 41605 | FEQ | x
| THC-SES-FEQ-0001K | Portable Fire Extinguishers in Building K, Administration Building | THC-SES-FEQ-0001 | Fire Prevention,Extinguisher | Fire Equipment | 41606 | FEQ | x
| THC-SES-FEQ-0001L | Portable Fire Extinguishers in Building L, Plant Effluent Pumping Station Building | THC-SES-FEQ-0001 | Fire Prevention,Extinguisher | Fire Equipment | 41607 | FEQ | x
| THC-SES-FEQ-0001M | Portable Fire Extinguishers in Building M, Incineration Building | THC-SES-FEQ-0001 | Fire Prevention,Extinguisher | Fire Equipment | 41616 | FEQ | x
| THC-SES-FEQ-0001Q | Portable Fire Extinguishers in Building Q, Gas Compressor Building | THC-SES-FEQ-0001 | Fire Prevention,Extinguisher | Fire Equipment | 41620 | FEQ | x
| THC-SES-FEQ-0001S | Portable Fire Extinguishers in Building S, New Section Blower Building | THC-SES-FEQ-0001 | Fire Prevention,Extinguisher | Fire Equipment | 41622 | FEQ | x
| THC-SES-FEQ-0001T | Portable Fire Extinguishers in Building T, Substation Building | THC-SES-FEQ-0001 | Fire Prevention,Extinguisher | Fire Equipment | 41623 | FEQ | x
| THC-SES-FEQ-0001U | Portable Fire Extinguishers in Building U, Anaerobic Digesters Building | THC-SES-FEQ-0001 | Fire Prevention,Extinguisher | Fire Equipment | 41624 | FEQ | x
| THC-SES-FEQ-0401 | Fire Prevention,Fire Extinguisher,Dry Chemical,Basement,North-East Column,Building U | THC-SES-FEQ-0001 | Fire Prevention,Extinguisher | Fire Equipment | 41627 | FEQ | x
| THC-SES-FEQ-0402 | Fire Prevention,Fire Extinguisher,Dry Chemical,Basement,South,Fire Cabinet,Building U | THC-SES-FEQ-0001U | Fire Prevention,Extinguisher | Fire Equipment | 41628 | FEQ | x
| THC-SES-FEQ-0403 | Fire Prevention,Fire Extinguisher,Dry Chemical,Basement,North-West Column,Building U | THC-SES-FEQ-0001 | Fire Prevention,Extinguisher | Fire Equipment | 41629 | FEQ | x
| THC-SES-FEQ-0403 | Fire Prevention,Fire Extinguisher,Dry Chemical,Basement,North-West Column,Building U | THC-SES-FEQ-0001U | Fire Prevention,Extinguisher | Fire Equipment | 41629 | FEQ | x
| THC-SES-FEQ-0404 | Fire Prevention,Fire Extinguisher,Dry Chemical,Basement,North Fire Cabinet,Building U | THC-SES-FEQ-0001 | Fire Prevention,Extinguisher | Fire Equipment | 41630 | FEQ | x
| THC-SES-FEQ-0405 | Fire Prevention,Fire Extinguisher,Dry Chemical,Sub-Basement,North-West Column,Building U | THC-SES-FEQ-0001 | Fire Prevention,Extinguisher | Fire Equipment | 41631 | FEQ | x
| THC-SES-FEQ-0407 | Fire Prevention,Fire Extinguisher,Dry Chemical,Sub-Basement Fire Cabinet,Building U | THC-SES-FEQ-0001U | Fire Prevention,Extinguisher | Fire Equipment | 41633 | FEQ | x
| THC-SES-FEQ-0408 | Fire Prevention,Fire Extinguisher,Dry Chemical,Sub-Basement,North Fire Cabinet,Building U | THC-SES-FEQ-0001 | Fire Prevention,Extinguisher | Fire Equipment | 41634 | FEQ | x
| THC-SES-FEQ-0408 | Fire Prevention,Fire Extinguisher,Dry Chemical,Sub-Basement,North Fire Cabinet,Building U | THC-SES-FEQ-0001U | Fire Prevention,Extinguisher | Fire Equipment | 41634 | FEQ | x
| THC-SES-FEQ-0409 | Fire Prevention,Fire Extinguisher,Dry Chemical,Electrical Room,North,Building U | THC-SES-FEQ-0001U | Fire Prevention,Extinguisher | Fire Equipment | 41635 | FEQ | x
| THC-SES-FEQ-0410 | Fire Prevention,Fire Extinguisher,Dry Chemical,Electrical Room Vestibule,West,Building U | THC-SES-FEQ-0001 | Fire Prevention,Extinguisher | Fire Equipment | 41636 | FEQ | x
| THC-SES-FEQ-0411 | Fire Prevention,Fire Extinguisher,Dry Chemical,North Vestibule,Building U | THC-SES-FEQ-0001U | Fire Prevention,Extinguisher | Fire Equipment | 41637 | FEQ | x
| THC-SES-FEQ-0413 | Fire Prevention,Fire Extinguisher,Dry Chemical,North-West,Building U | THC-SES-FEQ-0001U | Fire Prevention,Extinguisher | Fire Equipment | 41639 | FEQ | x
| THC-SES-FEQ-0414 | Fire Prevention,Fire Extinguisher,Dry Chemical,North-East,Building U | THC-SES-FEQ-0001U | Fire Prevention,Extinguisher | Fire Equipment | 41640 | FEQ | x
| THC-SES-FEQ-0415 | Fire Prevention,Fire Extinguisher,Dry Chemical Fire Cabinet,Building U | THC-SES-FEQ-0001U | Fire Prevention,Extinguisher | Fire Equipment | 41641 | FEQ | x
| THC-SES-FEQ-0416 | Fire Prevention,Fire Extinguisher,Dry Chemical Vestibule,Building U | THC-SES-FEQ-0001U | Fire Prevention,Extinguisher | Fire Equipment | 41642 | FEQ | x
| THC-SES-FEQ-0419 | Fire Prevention,Fire Extinguisher,Dry Chemical,Main Substation | THC-SES-FEQ-0001U | Fire Prevention,Extinguisher | Fire Equipment | 41645 | FEQ | x
| THC-SES-FEQ-0420 | Fire Prevention,Fire Extinguisher,Dry Chemical,Main Substation,West | THC-SES-FEQ-0001U | Fire Prevention,Extinguisher | Fire Equipment | 41646 | FEQ | x
| THC-SES-FEQ-473322 | Portable Fire Extinguishers in LUNCH ROOM, NORTH AREA/WORKSHOP #2 BLDG, | THC-SES-FEQ-0001X | Fire Prevention,Extinguisher | Fire Equipment | 41651 | FEQ | x
| THC-SES-FEQ-473325 | Portable Fire Extinguishers in WORKSHOP/EAST EXIT, NORTH AREA/WORKSHOP #2 BLDG, | THC-SES-FEQ-0001X | Fire Prevention,Extinguisher | Fire Equipment | 41653 | FEQ | x
| THC-SES-FEQ-473332 | Portable Fire Extinguishers in BAY DOOR/SOUTH SHOP, NORTH AREA/WORKSHOP #2 BLDG, | THC-SES-FEQ-0001X | Fire Prevention,Extinguisher | Fire Equipment | 41654 | FEQ | x
| THC-SES-FEQ-473342 | Portable Fire Extinguishers in LOCKER AREA, NORTH AREA/WORKSHOP #2 BLDG, | THC-SES-FEQ-0001X | Fire Prevention,Extinguisher | Fire Equipment | 41656 | FEQ | x
| THC-SES-FEQ-473345 | Portable Fire Extinguishers in WORKSHOP/WEST EXIT, NORTH AREA/WORKSHOP #2 BLDG, | THC-SES-FEQ-0001X | Fire Prevention,Extinguisher | Fire Equipment | 41657 | FEQ | x
| THC-SES-FEQ-501007 | Portable Fire Extinguishers in DECHLORINATION BLDG, | THC-SES-FEQ-0001DCL | Fire Prevention,Extinguisher | Fire Equipment | 41658 | FEQ | x
| THC-SES-FEQ-501040 | Eliminated Role: Fire Prevention,Fire Extinguisher,Dry Chemical,Basement,North-West Column,Building U | THC-SES-FEQ-0001U | Fire Prevention,Extinguisher | Fire Equipment | 40472 | FEQ | x
| THC-SES-FEQ-501040 | Eliminated Role: Fire Prevention,Fire Extinguisher,Dry Chemical,Basement,North-West Column,Building U | THC-SUS | Fire Prevention,Extinguisher | Fire Equipment | 40472 | FEQ | x
| THC-SES-FEQ-501060 | Eliminated Role: Fire Prevention,Fire Extinguisher,Dry Chemical,North Vestibule,Building U | THC-SUS | Fire Prevention,Extinguisher | Fire Equipment | 40463 | FEQ | x
| THC-SES-FEQ-501083 | Eliminated Role: Fire Prevention,Fire Extinguisher,Dry Chemical,Electrical Room,North,Building U | THC-SES-FEQ-0001U | Fire Prevention,Extinguisher | Fire Equipment | 40465 | FEQ | x
| THC-SES-FEQ-501083 | Eliminated Role: Fire Prevention,Fire Extinguisher,Dry Chemical,Electrical Room,North,Building U | THC-SUS | Fire Prevention,Extinguisher | Fire Equipment | 40465 | FEQ | x
| THC-SES-FEQ-501088 | Eliminated Role: Fire Prevention,Fire Extinguisher,Dry Chemical,Sub-Basement Fire Cabinet,Building U | THC-SUS | Fire Prevention,Extinguisher | Fire Equipment | 40471 | FEQ | x
| THC-SES-FEQ-501095 | Eliminated Role: Fire Prevention,Fire Extinguisher,Dry Chemical,Sub-Basement,North-East Column,Building U | THC-SUS | Fire Prevention,Extinguisher | Fire Equipment | 40473 | FEQ | x
| THC-SES-FEQ-501100 | Eliminated Role: Fire Prevention,Fire Extinguisher,Dry Chemical,Basement,North-East Column,Building U | THC-SES-FEQ-0001U | Fire Prevention,Extinguisher | Fire Equipment | 40467 | FEQ | x
| THC-SES-FEQ-501104 | Eliminated Role: Fire Prevention,Fire Extinguisher,Dry Chemical,Basement,North Fire Cabinet,Building U | THC-SES-FEQ-0001U | Fire Prevention,Extinguisher | Fire Equipment | 40468 | FEQ | x
| THC-SES-FEQ-501108 | Eliminated Role: Fire Prevention,Fire Extinguisher,Dry Chemical,Basement,South,Fire Cabinet,Building U | THC-SES-FEQ-0001U | Fire Prevention,Extinguisher | Fire Equipment | 40469 | FEQ | x
| THC-SES-FEQ-501112 | Eliminated Role: Fire Prevention,Fire Extinguisher,Dry Chemical,Sub-Basement,North-West Column,Building U | THC-SES-FEQ-0001U | Fire Prevention,Extinguisher | Fire Equipment | 40470 | FEQ | x
| THC-SES-FEQ-501114 | Eliminated Role: Fire Prevention,Fire Extinguisher,Dry Chemical,Sub-Basement,North Fire Cabinet,Building U | THC-SUS | Fire Prevention,Extinguisher | Fire Equipment | 40464 | FEQ | x
| THC-SES-FEQ-5200 | Portable Fire Extinguishers in Building NORTH AREA/WORKSHOP #2 | THC-ACC-BLDG X | Fire Prevention,Extinguisher | Fire Equipment | 41659 | FEQ | x
| THC-SES-FEQ-5204 | Portable Fire Extinguishers in Building NORTH AREA/WORKSHOP #2 | THC-ACC-BLDG X | Fire Prevention,Extinguisher | Fire Equipment | 41663 | FEQ | x
| THC-SES-FEQ-AD40 | Fire Extinguisher 10lb ABC | THC-SES-FEQ-0001J | Fire Prevention,Extinguisher | Fire Equipment | 41665 |  | x
| THC-SES-FEQ-AF1 | Fire Extinguisher 5lb ABC | THC-SES-FEQ-0001 | Fire Prevention,Extinguisher | Fire Equipment | 41666 |  | x
| THC-SES-FEQ-AF10 | Fire Extinguisher 10lb ABC | THC-SES-FEQ-0001J | Fire Prevention,Extinguisher | Fire Equipment | 41667 |  | x
| THC-SES-FEQ-AF11 | Fire Extinguisher 10lb ABC | THC-SES-FEQ-0001 | Fire Prevention,Extinguisher | Fire Equipment | 41668 |  | x
| THC-SES-FEQ-AF12 | Fire Extinguisher 20lb ABC | THC-SES-FEQ-0001 | Fire Prevention,Extinguisher | Fire Equipment | 41669 |  | x
| THC-SES-FEQ-AF13 | Fire Extinguisher 10lb ABC | THC-SES-FEQ-0001J | Fire Prevention,Extinguisher | Fire Equipment | 41670 |  | x
| THC-SES-FEQ-AF15 | Fire Extinguisher 5lb ABC | THC-SES-FEQ-0001 | Fire Prevention,Extinguisher | Fire Equipment | 41672 |  | x
| THC-SES-FEQ-AF16 | Fire Extinguisher 5lb ABC | THC-SES-FEQ-0001R | Fire Prevention,Extinguisher | Fire Equipment | 41673 |  | x
| THC-SES-FEQ-AF17 | Fire Extinguisher 5lb ABC | THC-SES-FEQ-0001R | Fire Prevention,Extinguisher | Fire Equipment | 41674 |  | x
| THC-SES-FEQ-AF18 | Fire Extinguisher 5lb ABC | THC-SES-FEQ-0001 | Fire Prevention,Extinguisher | Fire Equipment | 41675 |  | x
| THC-SES-FEQ-AF19 | Fire Extinguisher 5lb ABC | THC-SES-FEQ-0001 | Fire Prevention,Extinguisher | Fire Equipment | 41676 |  | x
| THC-SES-FEQ-AF23 | Fire Extinguisher 5lb ABC | THC-SES-FEQ-0001A | Fire Prevention,Extinguisher | Fire Equipment | 41678 |  | x
| THC-SES-FEQ-AF3 | Fire Extinguisher 10lb ABC | THC-SES-FEQ-0001K | Fire Prevention,Extinguisher | Fire Equipment | 41679 |  | x
| THC-SES-FEQ-AF4 | Fire Extinguisher 10lb ABC | THC-SES-FEQ-0001 | Fire Prevention,Extinguisher | Fire Equipment | 41680 |  | x
| THC-SES-FEQ-AF4 | Fire Extinguisher 10lb ABC | THC-SES-FEQ-0001K | Fire Prevention,Extinguisher | Fire Equipment | 41680 |  | x
| THC-SES-FEQ-AF5 | Fire Extinguisher HA17 | THC-SES-FEQ-0001K | Fire Prevention,Extinguisher | Fire Equipment | 41681 |  | x
| THC-SES-FEQ-AF6 | Fire Extinguisher HA17 | THC-SES-FEQ-0001 | Fire Prevention,Extinguisher | Fire Equipment | 41682 |  | x
| THC-SES-FEQ-AF7 | Fire Extinguisher 10lb ABC | THC-SES-FEQ-0001 | Fire Prevention,Extinguisher | Fire Equipment | 41683 |  | x
| THC-SES-FEQ-AF7 | Fire Extinguisher 10lb ABC | THC-SES-FEQ-0001K | Fire Prevention,Extinguisher | Fire Equipment | 41683 |  | x
| THC-SES-FEQ-AF8 | Fire Extinguisher 20lb ABC | THC-SES-FEQ-0001 | Fire Prevention,Extinguisher | Fire Equipment | 41684 |  | x
| THC-SES-FEQ-AF9 | Fire Extinguisher 10lb ABC | THC-SES-FEQ-0001 | Fire Prevention,Extinguisher | Fire Equipment | 41685 |  | x
| THC-SES-FEQ-AF9 | Fire Extinguisher 10lb ABC | THC-SES-FEQ-0001K | Fire Prevention,Extinguisher | Fire Equipment | 41685 |  | x
| THC-SES-FEQ-NS10 | Fire Extinguisher 10lb ABC | THC-SES-FEQ-0001 | Fire Prevention,Extinguisher | Fire Equipment | 41688 |  | x
| THC-SES-FEQ-NS11 | Fire Extinguisher 10lb ABC | THC-SES-FEQ-0001 | Fire Prevention,Extinguisher | Fire Equipment | 41689 |  | x
| THC-SES-FEQ-NS11 | Fire Extinguisher 10lb ABC | THC-SES-FEQ-0001H | Fire Prevention,Extinguisher | Fire Equipment | 41689 |  | x
| THC-SES-FEQ-NS14 | Fire Extinguisher 10lb ABC | THC-SES-FEQ-0001 | Fire Prevention,Extinguisher | Fire Equipment | 41692 |  | x
| THC-SES-FEQ-NS15 | Fire Extinguisher 10lb ABC | THC-SES-FEQ-0001 | Fire Prevention,Extinguisher | Fire Equipment | 41693 |  | x
| THC-SES-FEQ-NS15 | Fire Extinguisher 10lb ABC | THC-SES-FEQ-TUNNEL | Fire Prevention,Extinguisher | Fire Equipment | 41693 |  | x
| THC-SES-FEQ-NS16 | Fire Extinguisher 10lb ABC | THC-SES-FEQ-TUNNEL | Fire Prevention,Extinguisher | Fire Equipment | 41694 |  | x
| THC-SES-FEQ-NS17 | Fire Extinguisher 10lb ABC | THC-SES-FEQ-0001O | Fire Prevention,Extinguisher | Fire Equipment | 41695 |  | x
| THC-SES-FEQ-NS18 | Fire Extinguisher 10lb ABC | THC-SES-FEQ-0001 | Fire Prevention,Extinguisher | Fire Equipment | 41696 |  | x
| THC-SES-FEQ-NS18 | Fire Extinguisher 10lb ABC | THC-SES-FEQ-0001O | Fire Prevention,Extinguisher | Fire Equipment | 41696 |  | x
| THC-SES-FEQ-NS19 | Fire Extinguisher 10lb ABC | THC-SES-FEQ-0001 | Fire Prevention,Extinguisher | Fire Equipment | 41697 |  | x
| THC-SES-FEQ-NS2 | Fire Extinguisher 10lb ABC | THC-SES-FEQ-0001 | Fire Prevention,Extinguisher | Fire Equipment | 41698 |  | x
| THC-SES-FEQ-NS21 | Fire Extinguisher 10lb ABC | THC-SES-FEQ-0001 | Fire Prevention,Extinguisher | Fire Equipment | 41700 |  | x
| THC-SES-FEQ-NS22 | Fire Extinguisher 10lb ABC | THC-SES-FEQ-TUNNEL | Fire Prevention,Extinguisher | Fire Equipment | 41701 |  | x
| THC-SES-FEQ-NS23 | Fire Extinguisher 20lb ABC | THC-SES-FEQ-0001 | Fire Prevention,Extinguisher | Fire Equipment | 41702 |  | x
| THC-SES-FEQ-NS23 | Fire Extinguisher 20lb ABC | THC-SES-FEQ-TUNNEL | Fire Prevention,Extinguisher | Fire Equipment | 41702 |  | x
| THC-SES-FEQ-NS24 | Fire Extinguisher 10lb ABC | THC-SES-FEQ-TUNNEL | Fire Prevention,Extinguisher | Fire Equipment | 41703 |  | x
| THC-SES-FEQ-NS25 | Fire Extinguisher 10lb ABC | THC-SES-FEQ-0001 | Fire Prevention,Extinguisher | Fire Equipment | 41704 |  | x
| THC-SES-FEQ-NS25 | Fire Extinguisher 10lb ABC | THC-SES-FEQ-0001O | Fire Prevention,Extinguisher | Fire Equipment | 41704 |  | x
| THC-SES-FEQ-NS26 | Fire Extinguisher 10lb ABC | THC-SES-FEQ-TUNNEL | Fire Prevention,Extinguisher | Fire Equipment | 41705 |  | x
| THC-SES-FEQ-NS27 | Fire Extinguisher 10lb ABC | THC-SES-FEQ-0001 | Fire Prevention,Extinguisher | Fire Equipment | 41706 |  | x
| THC-SES-FEQ-NS29 | Fire Extinguisher 20lb ABC | THC-SES-FEQ-0001 | Fire Prevention,Extinguisher | Fire Equipment | 41708 |  | x
| THC-SES-FEQ-NS29 | Fire Extinguisher 20lb ABC | THC-SES-FEQ-0001I | Fire Prevention,Extinguisher | Fire Equipment | 41708 |  | x
| THC-SES-FEQ-NS3 | Fire Extinguisher 10lb ABC | THC-SES-FEQ-0001H | Fire Prevention,Extinguisher | Fire Equipment | 41709 |  | x
| THC-SES-FEQ-NS3 | Fire Extinguisher 10lb ABC | THC-SES-FEQ-0001I | Fire Prevention,Extinguisher | Fire Equipment | 41709 |  | x
| THC-SES-FEQ-NS30 | Fire Extinguisher 10lb ABC | THC-SES-FEQ-0001 | Fire Prevention,Extinguisher | Fire Equipment | 41710 |  | x
| THC-SES-FEQ-NS30 | Fire Extinguisher 10lb ABC | THC-SES-FEQ-0001I | Fire Prevention,Extinguisher | Fire Equipment | 41710 |  | x
| THC-SES-FEQ-NS31 | Fire Extinguisher 10lb ABC | THC-SES-FEQ-0001 | Fire Prevention,Extinguisher | Fire Equipment | 41711 |  | x
| THC-SES-FEQ-NS32 | Fire Extinguisher 20lb ABC | THC-SES-FEQ-0001 | Fire Prevention,Extinguisher | Fire Equipment | 41712 |  | x
| THC-SES-FEQ-NS32 | Fire Extinguisher 20lb ABC | THC-SES-FEQ-0001S | Fire Prevention,Extinguisher | Fire Equipment | 41712 |  | x
| THC-SES-FEQ-NS33 | Fire Extinguisher 20lb ABC | THC-SES-FEQ-0001 | Fire Prevention,Extinguisher | Fire Equipment | 41713 |  | x
| THC-SES-FEQ-NS33 | Fire Extinguisher 20lb ABC | THC-SES-FEQ-0001I | Fire Prevention,Extinguisher | Fire Equipment | 41713 |  | x
| THC-SES-FEQ-NS33 | Fire Extinguisher 20lb ABC | THC-SES-FEQ-0001S | Fire Prevention,Extinguisher | Fire Equipment | 41713 |  | x
| THC-SES-FEQ-NS34 | Fire Extinguisher 20lb ABC | THC-SES-FEQ-0001 | Fire Prevention,Extinguisher | Fire Equipment | 41714 |  | x
| THC-SES-FEQ-NS34 | Fire Extinguisher 20lb ABC | THC-SES-FEQ-0001S | Fire Prevention,Extinguisher | Fire Equipment | 41714 |  | x
| THC-SES-FEQ-NS35 | Fire Extinguisher 20lb ABC | THC-SES-FEQ-0001I | Fire Prevention,Extinguisher | Fire Equipment | 41715 |  | x
| THC-SES-FEQ-NS35 | Fire Extinguisher 20lb ABC | THC-SES-FEQ-0001S | Fire Prevention,Extinguisher | Fire Equipment | 41715 |  | x
| THC-SES-FEQ-NS36 | Fire Extinguisher 20lb ABC | THC-SES-FEQ-0001 | Fire Prevention,Extinguisher | Fire Equipment | 41716 |  | x
| THC-SES-FEQ-NS37 | Fire Extinguisher 20lb ABC | THC-SES-FEQ-0001 | Fire Prevention,Extinguisher | Fire Equipment | 41717 |  | x
| THC-SES-FEQ-NS37 | Fire Extinguisher 20lb ABC | THC-SES-FEQ-0001I | Fire Prevention,Extinguisher | Fire Equipment | 41717 |  | x
| THC-SES-FEQ-NS38 | Fire Extinguisher 20lb ABC | THC-SES-FEQ-0001 | Fire Prevention,Extinguisher | Fire Equipment | 41718 |  | x
| THC-SES-FEQ-NS38 | Fire Extinguisher 20lb ABC | THC-SES-FEQ-0001I | Fire Prevention,Extinguisher | Fire Equipment | 41718 |  | x
| THC-SES-FEQ-NS39 | Fire Extinguisher 20lb ABC | THC-SES-FEQ-0001I | Fire Prevention,Extinguisher | Fire Equipment | 41719 |  | x
| THC-SES-FEQ-NS4 | Fire Extinguisher 10lb ABC | THC-SES-FEQ-0001H | Fire Prevention,Extinguisher | Fire Equipment | 41720 |  | x
| THC-SES-FEQ-NS40 | Fire Extinguisher 20lb ABC | THC-SES-FEQ-0001I | Fire Prevention,Extinguisher | Fire Equipment | 41721 |  | x
| THC-SES-FEQ-NS41 | Fire Extinguisher 20lb ABC | THC-SES-FEQ-0001 | Fire Prevention,Extinguisher | Fire Equipment | 41722 |  | x
| THC-SES-FEQ-NS41 | Fire Extinguisher 20lb ABC | THC-SES-FEQ-TUNNEL | Fire Prevention,Extinguisher | Fire Equipment | 41722 |  | x
| THC-SES-FEQ-NS5 | Fire Extinguisher 10lb ABC | THC-SES-FEQ-0001 | Fire Prevention,Extinguisher | Fire Equipment | 41723 |  | x
| THC-SES-FEQ-NS6 | Fire Extinguisher 10lb ABC | THC-SES-FEQ-0001H | Fire Prevention,Extinguisher | Fire Equipment | 41724 |  | x
| THC-SES-FEQ-NS7 | Fire Extinguisher 20lb ABC | THC-SES-FEQ-0001I | Fire Prevention,Extinguisher | Fire Equipment | 41725 |  | x
| THC-SES-FEQ-NS7 | Fire Extinguisher 20lb ABC | THC-SES-FEQ-TUNNEL | Fire Prevention,Extinguisher | Fire Equipment | 41725 |  | x
| THC-SES-FEQ-NS9 | Fire Extinguisher 10lb ABC | THC-SES-FEQ-0001 | Fire Prevention,Extinguisher | Fire Equipment | 41727 |  | x
| THC-SES-FEQ-NS9 | Fire Extinguisher 10lb ABC | THC-SES-FEQ-0001I | Fire Prevention,Extinguisher | Fire Equipment | 41727 |  | x
| THC-SES-FEQ-NS9 | Fire Extinguisher 10lb ABC | THC-SES-FEQ-TUNNEL | Fire Prevention,Extinguisher | Fire Equipment | 41727 |  | x
| THC-SES-FEQ-OS1 | Fire Extinguisher 5lb ABC | THC-SES-FEQ-0001 | Fire Prevention,Extinguisher | Fire Equipment | 41728 |  | x
| THC-SES-FEQ-OS10 | Fire Extinguisher 10lb ABC | THC-SES-FEQ-0001 | Fire Prevention,Extinguisher | Fire Equipment | 41729 |  | x
| THC-SES-FEQ-OS10B | Fire Extinguisher 20lb ABC | THC-SES-FEQ-0001 | Fire Prevention,Extinguisher | Fire Equipment | 41730 |  | x
| THC-SES-FEQ-OS11 | Fire Extinguisher 20lb ABC | THC-SES-FEQ-0001 | Fire Prevention,Extinguisher | Fire Equipment | 41731 |  | x
| THC-SES-FEQ-OS12 | Fire Extinguisher 20lb ABC | THC-SES-FEQ-0001A | Fire Prevention,Extinguisher | Fire Equipment | 41732 |  | x
| THC-SES-FEQ-OS12 | Fire Extinguisher 20lb ABC | THC-SES-FEQ-0001I | Fire Prevention,Extinguisher | Fire Equipment | 41732 |  | x
| THC-SES-FEQ-OS13 | Fire Extinguisher 20lb ABC | THC-SES-FEQ-0001 | Fire Prevention,Extinguisher | Fire Equipment | 41733 |  | x
| THC-SES-FEQ-OS13 | Fire Extinguisher 20lb ABC | THC-SES-FEQ-0001A | Fire Prevention,Extinguisher | Fire Equipment | 41733 |  | x
| THC-SES-FEQ-OS13 | Fire Extinguisher 20lb ABC | THC-SES-FEQ-0001I | Fire Prevention,Extinguisher | Fire Equipment | 41733 |  | x
| THC-SES-FEQ-OS16 | Fire Extinguisher 10lb ABC | THC-SES-FEQ-0001 | Fire Prevention,Extinguisher | Fire Equipment | 41736 |  | x
| THC-SES-FEQ-OS17 | Fire Extinguisher 20lb ABC | THC-SES-FEQ-0001A | Fire Prevention,Extinguisher | Fire Equipment | 41737 |  | x
| THC-SES-FEQ-OS17 | Fire Extinguisher 20lb ABC | THC-SES-FEQ-0001I | Fire Prevention,Extinguisher | Fire Equipment | 41737 |  | x
| THC-SES-FEQ-OS18 | Fire Extinguisher 10lb ABC | THC-SES-FEQ-0001A | Fire Prevention,Extinguisher | Fire Equipment | 41738 |  | x
| THC-SES-FEQ-OS18 | Fire Extinguisher 10lb ABC | THC-SES-FEQ-0001I | Fire Prevention,Extinguisher | Fire Equipment | 41738 |  | x
| THC-SES-FEQ-OS19 | Fire Extinguisher 5lb ABC | THC-SES-FEQ-0001 | Fire Prevention,Extinguisher | Fire Equipment | 41739 |  | x
| THC-SES-FEQ-OS19 | Fire Extinguisher 5lb ABC | THC-SES-FEQ-0001A | Fire Prevention,Extinguisher | Fire Equipment | 41739 |  | x
| THC-SES-FEQ-OS2 | Fire Extinguisher 10lb ABC | THC-SES-FEQ-0001A | Fire Prevention,Extinguisher | Fire Equipment | 41740 |  | x
| THC-SES-FEQ-OS2 | Fire Extinguisher 10lb ABC | THC-SES-FEQ-0001I | Fire Prevention,Extinguisher | Fire Equipment | 41740 |  | x
| THC-SES-FEQ-OS20 | Fire Extinguisher 5lb ABC | THC-SES-FEQ-0001 | Fire Prevention,Extinguisher | Fire Equipment | 41741 |  | x
| THC-SES-FEQ-OS20 | Fire Extinguisher 5lb ABC | THC-SES-FEQ-0001A | Fire Prevention,Extinguisher | Fire Equipment | 41741 |  | x
| THC-SES-FEQ-OS21 | Fire Extinguisher 5lb ABC | THC-SES-FEQ-0001A | Fire Prevention,Extinguisher | Fire Equipment | 41742 |  | x
| THC-SES-FEQ-OS21 | Fire Extinguisher 5lb ABC | THC-SES-FEQ-0001I | Fire Prevention,Extinguisher | Fire Equipment | 41742 |  | x
| THC-SES-FEQ-OS22 | Fire Extinguisher 5lb ABC | THC-SES-FEQ-0001 | Fire Prevention,Extinguisher | Fire Equipment | 41743 |  | x
| THC-SES-FEQ-OS22 | Fire Extinguisher 5lb ABC | THC-SES-FEQ-0001A | Fire Prevention,Extinguisher | Fire Equipment | 41743 |  | x
| THC-SES-FEQ-OS22 | Fire Extinguisher 5lb ABC | THC-SES-FEQ-0001I | Fire Prevention,Extinguisher | Fire Equipment | 41743 |  | x
| THC-SES-FEQ-OS24 | Fire Extinguisher 5lb ABC | THC-SES-FEQ-0001I | Fire Prevention,Extinguisher | Fire Equipment | 41746 |  | x
| THC-SES-FEQ-OS26 | Fire Extinguisher 20lb ABC | THC-SES-FEQ-0001G | Fire Prevention,Extinguisher | Fire Equipment | 41748 |  | x
| THC-SES-FEQ-OS26 | Fire Extinguisher 20lb ABC | THC-SES-FEQ-0001I | Fire Prevention,Extinguisher | Fire Equipment | 41748 |  | x
| THC-SES-FEQ-OS27 | Fire Extinguisher 20lb ABC | THC-SES-FEQ-0001 | Fire Prevention,Extinguisher | Fire Equipment | 41749 |  | x
| THC-SES-FEQ-OS27 | Fire Extinguisher 20lb ABC | THC-SES-FEQ-0001G | Fire Prevention,Extinguisher | Fire Equipment | 41749 |  | x
| THC-SES-FEQ-OS27 | Fire Extinguisher 20lb ABC | THC-SES-FEQ-0001I | Fire Prevention,Extinguisher | Fire Equipment | 41749 |  | x
| THC-SES-FEQ-OS28 | Fire Extinguisher 20lb ABC | THC-SES-FEQ-0001G | Fire Prevention,Extinguisher | Fire Equipment | 41750 |  | x
| THC-SES-FEQ-OS28 | Fire Extinguisher 20lb ABC | THC-SES-FEQ-0001I | Fire Prevention,Extinguisher | Fire Equipment | 41750 |  | x
| THC-SES-FEQ-OS29 | Fire Extinguisher 10lb ABC | THC-SES-FEQ-0001B | Fire Prevention,Extinguisher | Fire Equipment | 41751 |  | x
| THC-SES-FEQ-OS3 | Fire Extinguisher 20lb ABC | THC-SES-FEQ-0001 | Fire Prevention,Extinguisher | Fire Equipment | 41752 |  | x
| THC-SES-FEQ-OS30 | Fire Extinguisher 10lb ABC | THC-SES-FEQ-0001B | Fire Prevention,Extinguisher | Fire Equipment | 41753 |  | x
| THC-SES-FEQ-OS31 | Fire Extinguisher 10lb ABC | THC-SES-FEQ-0001 | Fire Prevention,Extinguisher | Fire Equipment | 41754 |  | x
| THC-SES-FEQ-OS31 | Fire Extinguisher 10lb ABC | THC-SES-FEQ-0001I | Fire Prevention,Extinguisher | Fire Equipment | 41754 |  | x
| THC-SES-FEQ-OS31A | Fire Extinguisher 20lb ABC | THC-SES-FEQ-0001B | Fire Prevention,Extinguisher | Fire Equipment | 41755 |  | x
| THC-SES-FEQ-OS33 | Fire Extinguisher 20lb ABC | THC-SES-FEQ-0001 | Fire Prevention,Extinguisher | Fire Equipment | 41757 |  | x
| THC-SES-FEQ-OS33 | Fire Extinguisher 20lb ABC | THC-SES-FEQ-0001C | Fire Prevention,Extinguisher | Fire Equipment | 41757 |  | x
| THC-SES-FEQ-OS33 | Fire Extinguisher 20lb ABC | THC-SES-FEQ-0001I | Fire Prevention,Extinguisher | Fire Equipment | 41757 |  | x
| THC-SES-FEQ-OS33B | Fire Extinguisher 20lb ABC | THC-SES-FEQ-0001C | Fire Prevention,Extinguisher | Fire Equipment | 41758 |  | x
| THC-SES-FEQ-OS34 | Fire Extinguisher 20lb ABC | THC-SES-FEQ-0001I | Fire Prevention,Extinguisher | Fire Equipment | 41759 |  | x
| THC-SES-FEQ-OS35 | Fire Extinguisher 20lb ABC | THC-SES-FEQ-0001 | Fire Prevention,Extinguisher | Fire Equipment | 41760 |  | x
| THC-SES-FEQ-OS35 | Fire Extinguisher 20lb ABC | THC-SES-FEQ-0001Q | Fire Prevention,Extinguisher | Fire Equipment | 41760 |  | x
| THC-SES-FEQ-OS36 | Fire Extinguisher 10lb ABC | THC-SES-FEQ-0001 | Fire Prevention,Extinguisher | Fire Equipment | 41761 |  | x
| THC-SES-FEQ-OS36 | Fire Extinguisher 10lb ABC | THC-SES-FEQ-0001D | Fire Prevention,Extinguisher | Fire Equipment | 41761 |  | x
| THC-SES-FEQ-OS37 | Fire Extinguisher 10lb ABC | THC-SES-FEQ-0001I | Fire Prevention,Extinguisher | Fire Equipment | 41762 |  | x
| THC-SES-FEQ-OS38 | Fire Extinguisher 10lb ABC | THC-SES-FEQ-0001 | Fire Prevention,Extinguisher | Fire Equipment | 41763 |  | x
| THC-SES-FEQ-OS38 | Fire Extinguisher 10lb ABC | THC-SES-FEQ-0001D | Fire Prevention,Extinguisher | Fire Equipment | 41763 |  | x
| THC-SES-FEQ-OS39 | Fire Extinguisher 10lb ABC | THC-SES-FEQ-0001I | Fire Prevention,Extinguisher | Fire Equipment | 41764 |  | x
| THC-SES-FEQ-OS4 | Fire Extinguisher 10lb ABC | THC-SES-FEQ-0001 | Fire Prevention,Extinguisher | Fire Equipment | 41765 |  | x
| THC-SES-FEQ-OS4 | Fire Extinguisher 10lb ABC | THC-SES-FEQ-0001A | Fire Prevention,Extinguisher | Fire Equipment | 41765 |  | x
| THC-SES-FEQ-OS41 | Fire Extinguisher 20lb ABC | THC-SES-FEQ-0001I | Fire Prevention,Extinguisher | Fire Equipment | 41767 |  | x
| THC-SES-FEQ-OS43 | Fire Extinguisher 6lb ABC | THC-SES-FEQ-0001 | Fire Prevention,Extinguisher | Fire Equipment | 41769 |  | x
| THC-SES-FEQ-OS44 | Fire Extinguisher 6lb ABC | THC-SES-FEQ-0001 | Fire Prevention,Extinguisher | Fire Equipment | 41770 |  | x
| THC-SES-FEQ-OS44 | Fire Extinguisher 6lb ABC | THC-SES-FEQ-0001I | Fire Prevention,Extinguisher | Fire Equipment | 41770 |  | x
| THC-SES-FEQ-OS45 | Fire Extinguisher 20lb ABC | THC-SES-FEQ-0001I | Fire Prevention,Extinguisher | Fire Equipment | 41771 |  | x
| THC-SES-FEQ-OS46 | Fire Extinguisher 5lb ABC | THC-SES-FEQ-0001I | Fire Prevention,Extinguisher | Fire Equipment | 41772 |  | x
| THC-SES-FEQ-OS47 | Fire Extinguisher 20lb ABC | THC-SES-FEQ-0001 | Fire Prevention,Extinguisher | Fire Equipment | 41773 |  | x
| THC-SES-FEQ-OS48 | Fire Extinguisher 10lb ABC | THC-SES-FEQ-0001A | Fire Prevention,Extinguisher | Fire Equipment | 41774 |  | x
| THC-SES-FEQ-OS48 | Fire Extinguisher 10lb ABC | THC-SES-FEQ-0001I | Fire Prevention,Extinguisher | Fire Equipment | 41774 |  | x
| THC-SES-FEQ-OS5 | Fire Extinguisher 20lb ABC | THC-SES-FEQ-0001 | Fire Prevention,Extinguisher | Fire Equipment | 41775 |  | x
| THC-SES-FEQ-OS50 | Fire Extinguishe 2 3/4lb ABC | THC-SES-FEQ-0001 | Fire Prevention,Extinguisher | Fire Equipment | 41776 |  | x
| THC-SES-FEQ-OS51 | Fire Extinguishe 2 3/4lb ABC | THC-SES-FEQ-0001A | Fire Prevention,Extinguisher | Fire Equipment | 41777 |  | x
| THC-SES-FEQ-OS51 | Fire Extinguishe 2 3/4lb ABC | THC-SES-FEQ-0001I | Fire Prevention,Extinguisher | Fire Equipment | 41777 |  | x
| THC-SES-FEQ-OS6 | Fire Extinguisher 5lb ABC | THC-SES-FEQ-0001 | Fire Prevention,Extinguisher | Fire Equipment | 41778 |  | x
| THC-SES-FEQ-OS6 | Fire Extinguisher 5lb ABC | THC-SES-FEQ-0001I | Fire Prevention,Extinguisher | Fire Equipment | 41778 |  | x
| THC-SES-FEQ-OS7 | Fire Extinguisher 20lb ABC | THC-SES-FEQ-0001 | Fire Prevention,Extinguisher | Fire Equipment | 41779 |  | x
| THC-SES-FEQ-OS7 | Fire Extinguisher 20lb ABC | THC-SES-FEQ-0001I | Fire Prevention,Extinguisher | Fire Equipment | 41779 |  | x
| THC-SES-FEQ-OS8 | Fire Extinguisher 5lb ABC | THC-SES-FEQ-0001 | Fire Prevention,Extinguisher | Fire Equipment | 41780 |  | x
| THC-SES-FEQ-OS8 | Fire Extinguisher 5lb ABC | THC-SES-FEQ-0001I | Fire Prevention,Extinguisher | Fire Equipment | 41780 |  | x
| THC-SES-FEQ-OS9 | Fire Extinguishe 2 1/2lb ABC | THC-SES-FEQ-0001A | Fire Prevention,Extinguisher | Fire Equipment | 41781 |  | x
| THC-SES-FEQ-OS9 | Fire Extinguishe 2 1/2lb ABC | THC-SES-FEQ-0001I | Fire Prevention,Extinguisher | Fire Equipment | 41781 |  | x
| THC-SES-FEQ-SD1 | Fire Extinguisher 10lb ABC | THC-SES-FEQ-0001I | Fire Prevention,Extinguisher | Fire Equipment | 41783 |  | x
| THC-SES-FEQ-SD1 | Fire Extinguisher 10lb ABC | THC-SES-FEQ-0001M | Fire Prevention,Extinguisher | Fire Equipment | 41783 |  | x
| THC-SES-FEQ-SD10 | Fire Extinguisher 10lb ABC | THC-SES-FEQ-0001 | Fire Prevention,Extinguisher | Fire Equipment | 41784 |  | x
| THC-SES-FEQ-SD10 | Fire Extinguisher 10lb ABC | THC-SES-FEQ-0001I | Fire Prevention,Extinguisher | Fire Equipment | 41784 |  | x
| THC-SES-FEQ-SD11 | Fire Extinguisher 5lb ABC | THC-SES-FEQ-0001 | Fire Prevention,Extinguisher | Fire Equipment | 41785 |  | x
| THC-SES-FEQ-SD11 | Fire Extinguisher 5lb ABC | THC-SES-FEQ-0001I | Fire Prevention,Extinguisher | Fire Equipment | 41785 |  | x
| THC-SES-FEQ-SD11 | Fire Extinguisher 5lb ABC | THC-SES-FEQ-0001M | Fire Prevention,Extinguisher | Fire Equipment | 41785 |  | x
| THC-SES-FEQ-SD12 | Fire Extinguisher 10lb ABC | THC-SES-FEQ-0001 | Fire Prevention,Extinguisher | Fire Equipment | 41786 |  | x
| THC-SES-FEQ-SD12 | Fire Extinguisher 10lb ABC | THC-SES-FEQ-0001I | Fire Prevention,Extinguisher | Fire Equipment | 41786 |  | x
| THC-SES-FEQ-SD13 | Fire Extinguisher 20lb ABC | THC-SES-FEQ-0001I | Fire Prevention,Extinguisher | Fire Equipment | 41787 |  | x
| THC-SES-FEQ-SD14 | Fire Extinguisher 10lb ABC | THC-SES-FEQ-0001 | Fire Prevention,Extinguisher | Fire Equipment | 41788 |  | x
| THC-SES-FEQ-SD14 | Fire Extinguisher 10lb ABC | THC-SES-FEQ-0001I | Fire Prevention,Extinguisher | Fire Equipment | 41788 |  | x
| THC-SES-FEQ-SD15 | Fire Extinguisher 10lb ABC | THC-SES-FEQ-0001 | Fire Prevention,Extinguisher | Fire Equipment | 41789 |  | x
| THC-SES-FEQ-SD17 | Fire Extinguishe 2 1/2lb ABC | THC-SES-FEQ-0001M | Fire Prevention,Extinguisher | Fire Equipment | 41791 |  | x
| THC-SES-FEQ-SD18 | Fire Extinguishe 2 1/2lb ABC | THC-SES-FEQ-0001 | Fire Prevention,Extinguisher | Fire Equipment | 41792 |  | x
| THC-SES-FEQ-SD19 | Fire Extinguisher 10lb ABC | THC-SES-FEQ-0001I | Fire Prevention,Extinguisher | Fire Equipment | 41794 |  | x
| THC-SES-FEQ-SD19 | Fire Extinguisher 10lb ABC | THC-SES-FEQ-0001M | Fire Prevention,Extinguisher | Fire Equipment | 41794 |  | x
| THC-SES-FEQ-SD2 | Fire Extinguisher 10lb ABC | THC-SES-FEQ-0001 | Fire Prevention,Extinguisher | Fire Equipment | 41795 |  | x
| THC-SES-FEQ-SD2 | Fire Extinguisher 10lb ABC | THC-SES-FEQ-0001N | Fire Prevention,Extinguisher | Fire Equipment | 41795 |  | x
| THC-SES-FEQ-SD21 | Fire Extinguisher 10lb ABC | THC-SES-FEQ-0001M | Fire Prevention,Extinguisher | Fire Equipment | 41797 |  | x
| THC-SES-FEQ-SD22 | Fire Extinguisher 10lb ABC | THC-SES-FEQ-0001 | Fire Prevention,Extinguisher | Fire Equipment | 41798 |  | x
| THC-SES-FEQ-SD22 | Fire Extinguisher 10lb ABC | THC-SES-FEQ-0001I | Fire Prevention,Extinguisher | Fire Equipment | 41798 |  | x
| THC-SES-FEQ-SD23 | Fire Extinguisher 10lb ABC | THC-SES-FEQ-0001M | Fire Prevention,Extinguisher | Fire Equipment | 41799 |  | x
| THC-SES-FEQ-SD24 | Fire Extinguisher 12lb ABC | THC-SES-FEQ-0001M | Fire Prevention,Extinguisher | Fire Equipment | 41800 |  | x
| THC-SES-FEQ-SD25 | Fire Extinguisher 10lb ABC | THC-SES-FEQ-0001M | Fire Prevention,Extinguisher | Fire Equipment | 41801 |  | x
| THC-SES-FEQ-SD26 | Fire Extinguisher 10lb ABC | THC-SES-FEQ-0001 | Fire Prevention,Extinguisher | Fire Equipment | 41802 |  | x
| THC-SES-FEQ-SD26 | Fire Extinguisher 10lb ABC | THC-SES-FEQ-0001I | Fire Prevention,Extinguisher | Fire Equipment | 41802 |  | x
| THC-SES-FEQ-SD27 | Fire Extinguisher 10lb ABC | THC-SES-FEQ-0001M | Fire Prevention,Extinguisher | Fire Equipment | 41803 |  | x
| THC-SES-FEQ-SD30 | Fire Extinguisher 10lb ABC | THC-SES-FEQ-0001M | Fire Prevention,Extinguisher | Fire Equipment | 41805 |  | x
| THC-SES-FEQ-SD33 | Fire Extinguisher 10lb ABC | THC-SES-FEQ-0001 | Fire Prevention,Extinguisher | Fire Equipment | 41808 |  | x
| THC-SES-FEQ-SD34 | Fire Extinguisher 10lb ABC | THC-SES-FEQ-0001M | Fire Prevention,Extinguisher | Fire Equipment | 41809 |  | x
| THC-SES-FEQ-SD35 | Fire Extinguisher 12lb ABC | THC-SES-FEQ-0001 | Fire Prevention,Extinguisher | Fire Equipment | 41810 |  | x
| THC-SES-FEQ-SD35 | Fire Extinguisher 12lb ABC | THC-SES-FEQ-0001L | Fire Prevention,Extinguisher | Fire Equipment | 41810 |  | x
| THC-SES-FEQ-SD36 | Fire Extinguisher 10lb ABC | THC-SES-FEQ-0001 | Fire Prevention,Extinguisher | Fire Equipment | 41811 |  | x
| THC-SES-FEQ-SD36 | Fire Extinguisher 10lb ABC | THC-SES-FEQ-0001I | Fire Prevention,Extinguisher | Fire Equipment | 41811 |  | x
| THC-SES-FEQ-SD36 | Fire Extinguisher 10lb ABC | THC-SES-FEQ-0001L | Fire Prevention,Extinguisher | Fire Equipment | 41811 |  | x
| THC-SES-FEQ-SD37 | Fire Extinguisher 10lb ABC | THC-SES-FEQ-0001 | Fire Prevention,Extinguisher | Fire Equipment | 41812 |  | x
| THC-SES-FEQ-SD37 | Fire Extinguisher 10lb ABC | THC-SES-FEQ-0001L | Fire Prevention,Extinguisher | Fire Equipment | 41812 |  | x
| THC-SES-FEQ-SD4 | Fire Extinguisher 10lb ABC | THC-SES-FEQ-0001 | Fire Prevention,Extinguisher | Fire Equipment | 41813 |  | x
| THC-SES-FEQ-SD5 | Fire Extinguisher 10lb ABC | THC-SES-FEQ-0001M | Fire Prevention,Extinguisher | Fire Equipment | 41814 |  | x
| THC-SES-FEQ-SD6 | Fire Extinguisher 5lb ABC | THC-SES-FEQ-0001I | Fire Prevention,Extinguisher | Fire Equipment | 41815 |  | x
| THC-SES-FEQ-SD6 | Fire Extinguisher 5lb ABC | THC-SES-FEQ-0001M | Fire Prevention,Extinguisher | Fire Equipment | 41815 |  | x
| THC-SES-FEQ-SD7 | Fire Extinguisher 20lb ABC | THC-SES-FEQ-0001 | Fire Prevention,Extinguisher | Fire Equipment | 41816 |  | x
| THC-SES-FEQ-SD8 | Fire Extinguisher 10lb ABC | THC-SES-FEQ-0001 | Fire Prevention,Extinguisher | Fire Equipment | 41817 |  | x
| THC-SES-FEQ-SD9 | Fire Extinguisher 10lb ABC | THC-SES-FEQ-0001M | Fire Prevention,Extinguisher | Fire Equipment | 41818 |  | x
| THC-SES-FEQ-TUNNEL | Portable Fire Extinguishers in Tunnels | THC-SES-FEQ-0001I | Fire Prevention,Extinguisher | Fire Equipment | 41820 |  | x
| THC-SES-FEQ-V1 | Fire Extinguishe 2 3/4lb ABC | THC-SES-FEQ-0001 | Fire Prevention,Extinguisher | Fire Equipment | 41819 |  | x
| THC-SES-FEQ-V2 | Fire Extinguishe 2 3/4lb ABC | THC-SES-FEQ-0001I | Fire Prevention,Extinguisher | Fire Equipment | 41821 |  | x
| THC-SES-FEQ-V3 | Fire Extinguishe 2 3/4lb ABC | THC-SES-FEQ-0001 | Fire Prevention,Extinguisher | Fire Equipment | 41822 |  | x
| THC-SES-FEQ-V3 | Fire Extinguishe 2 3/4lb ABC | THC-SES-FEQ-0001I | Fire Prevention,Extinguisher | Fire Equipment | 41822 |  | x
| THC-SES-FEQ-V4 | Fire Extinguishe 2 3/4lb ABC | THC-SES-FEQ-0001 | Fire Prevention,Extinguisher | Fire Equipment | 41823 |  | x
| THC-SES-FEQ-V6 | Fire Extinguishe 2 3/4lb ABC | THC-SES-FEQ-0001I | Fire Prevention,Extinguisher | Fire Equipment | 41825 |  | x
| THC-SES-FEQ-V7 | Fire Extinguisher 5lb ABC | THC-SES-FEQ-0001I | Fire Prevention,Extinguisher | Fire Equipment | 41826 |  | x
| FHA-FEQ-ALR-0002-SUS | Fire Alarm Control System/Sprinkler | FHA-SES | Fire Prevention,Hydrant | Fire Equipment | 43866 | ALR | x
| FHA-FEQ-FEQ-0101 | Fire Extinguisher #101, Service Building, East Stair Way, Near Receiving Room | FHA-SUSPENDED | Fire Prevention,Extinguisher | Fire Equipment | 43867 | FEQ | x
| FHA-FEQ-FEQ-0102 | Fire Extinguisher #102, Service Building, WMS Room | FHA-SES-FEQ | Fire Prevention,Extinguisher | Fire Equipment | 43868 | FEQ | x
| FHA-FEQ-FEQ-0103 | Fire Extinguisher #103, Service Building, Corridor Near WMS Room | FHA-SUSPENDED | Fire Prevention,Extinguisher | Fire Equipment | 43869 | FEQ | x
| FHA-FEQ-FEQ-0104 | Fire Extinguisher #104, RMF Facility, 3rd Floor, Mid Hallway, Centre West | FHA-SES-FEQ | Fire Prevention,Extinguisher | Fire Equipment | 43870 | FEQ | x
| FHA-FEQ-FEQ-0104 | Fire Extinguisher #104, RMF Facility, 3rd Floor, Mid Hallway, Centre West | FHA-SUSPENDED | Fire Prevention,Extinguisher | Fire Equipment | 43870 | FEQ | x
| FHA-FEQ-FEQ-0105 | Fire Extinguisher #105, RMF Facility, 3rd Floor, Mid Hallway, Centre East | FHA-SES-FEQ | Fire Prevention,Extinguisher | Fire Equipment | 43871 | FEQ | x
| FHA-FEQ-FEQ-0106 | Fire Extinguisher #106, Filter Building, 2nd Floor, Chemical Feed Room, North | FHA-SUSPENDED | Fire Prevention,Extinguisher | Fire Equipment | 43872 | FEQ | x
| FHA-FEQ-FEQ-0107 | Fire Extinguisher #107, Filter Building, 2nd Floor, Chemical Feed Room, South | FHA-SES-FEQ | Fire Prevention,Extinguisher | Fire Equipment | 43873 | FEQ | x
| FHA-FEQ-FSP-0401 | FHA-SES-FH-0001 - Fire Standpipe & Hose 1 | FHA-SES | Fire Prevention,Hose | Fire Equipment |  | FSP | http://www.toronto.ca/TWONTO#00351
| FHA-FEQ-FSP-0401 | FHA-SES-FH-0001 - Fire Standpipe & Hose 1 | FHA-SES-FH | Fire Prevention,Hose | Fire Equipment |  | FSP | http://www.toronto.ca/TWONTO#00351
| FHA-FEQ-FSP-0403 | FHA-SES-FH-0003 - Fire Standpipe & Hose 3 | FHA-SES-FH | Fire Prevention,Hose | Fire Equipment |  | FSP | http://www.toronto.ca/TWONTO#00351
| FHA-FEQ-FSP-0404 | FHA-SES-FH-0004 - Fire Standpipe & Hose 4 | FHA-SES-FH | Fire Prevention,Hose | Fire Equipment |  | FSP | http://www.toronto.ca/TWONTO#00351
| FHA-FEQ-FSP-0405 | FHA-SES-FH-0005 - Fire Standpipe & Hose 5 | FHA-SES-FH | Fire Prevention,Hose | Fire Equipment |  | FSP | http://www.toronto.ca/TWONTO#00351
| FHA-FEQ-FSP-0409 | FHA-SES-FH-0009 - Fire Standpipe & Hose 9 | FHA-SES-FH | Fire Prevention,Hose | Fire Equipment |  | FSP | http://www.toronto.ca/TWONTO#00351
| FHA-FEQ-FSP-0410 | FHA-SES-FH-0010 - Fire Standpipe & Hose 10 | FHA-SES-FH | Fire Prevention,Hose | Fire Equipment |  | FSP | http://www.toronto.ca/TWONTO#00351
| FHA-FEQ-FSP-0411 | FHA-SES-FH-0011 - Fire Standpipe & Hose 11 | FHA-SES-FH | Fire Prevention,Hose | Fire Equipment |  | FSP | http://www.toronto.ca/TWONTO#00351
| FHA-FEQ-FSP-0412 | FHA-SES-FH-0012 - Fire Standpipe & Hose 12 | FHA-SES-FH | Fire Prevention,Hose | Fire Equipment |  | FSP | http://www.toronto.ca/TWONTO#00351
| FHA-FEQ-FSP-0413 | FHA-SES-FH-0013 - Fire Standpipe & Hose 13 | FHA-SES-FH | Fire Prevention,Hose | Fire Equipment |  | FSP | http://www.toronto.ca/TWONTO#00351
| THR-FEQ-V-0009 | Fire Hydrant (HY31280) | THR-FEQ-V | Fire Prevention,Extinguisher,CO2 | Fire Equipment |  | V | http://www.toronto.ca/TWONTO#00781
| THR-FEQ-V-0011 | Fire Hydrant (HY31282) | THR-FEQ-V | Fire Prevention,Extinguisher,CO2 | Fire Equipment |  | V | http://www.toronto.ca/TWONTO#00781
| THR-FEQ-V-0013 | Fire Hydrant (HY31284) | THR-FEQ-V | Fire Prevention,Extinguisher,CO2 | Fire Equipment |  | V | http://www.toronto.ca/TWONTO#00781
| THR-FEQ-V-0015 | Fire Hydrant (HY31286) | THR-FEQ-V | Fire Prevention,Extinguisher,CO2 | Fire Equipment |  | V | http://www.toronto.ca/TWONTO#00781
| THR-FEQ-V-0017 | Fire Hydrant (HY31288) | THR-FEQ-V | Fire Prevention,Extinguisher,CO2 | Fire Equipment |  | V | http://www.toronto.ca/TWONTO#00781
| THR-FEQ-V-0018 | Fire Hydrant (HY31289) | THR-FEQ-V | Fire Prevention,Extinguisher,CO2 | Fire Equipment |  | V | http://www.toronto.ca/TWONTO#00781
| THR-FEQ-V-0019 | Fire Hydrant (HY31290) | THR-FEQ-V | Fire Prevention,Extinguisher,CO2 | Fire Equipment |  | V | http://www.toronto.ca/TWONTO#00781
| THR-FEQ-V-0021 | Fire Hydrant (HY31292) | THR-FEQ-V | Fire Prevention,Extinguisher,CO2 | Fire Equipment |  | V | http://www.toronto.ca/TWONTO#00781
| THR-FEQ-V-0023 | Fire Hydrant (HY31294) | THR-FEQ-V | Fire Prevention,Extinguisher,CO2 | Fire Equipment |  | V | http://www.toronto.ca/TWONTO#00781
| THR-SES-FEQ | Fire Equipment, Fire Extinguisher | THR-SES-WA3 | Fire Prevention,Extinguisher,CO2 | Fire Equipment |  |  | http://www.toronto.ca/TWONTO#00350
| THR-SES-FEQ-0001S | Fire Extinguisher, Instrument Shop | THR-SES-FEQ | Fire Prevention,Extinguisher,CO2 | Fire Equipment | 42140 | FEQ | x
| THR-SES-FEQ-0001S | Fire Extinguisher, Instrument Shop | THR-SES-FEQ-ADMS | Fire Prevention,Extinguisher,CO2 | Fire Equipment | 42140 | FEQ | x
| THR-SES-FEQ-0003S | Fire Extinguisher, Instrument Shop | THR-SES-FEQ | Fire Prevention,Extinguisher,CO2 | Fire Equipment | 42141 | FEQ | x
| THR-SES-FEQ-0003S | Fire Extinguisher, Instrument Shop | THR-SES-FEQ-HPBBS | Fire Prevention,Extinguisher,CO2 | Fire Equipment | 42141 | FEQ | x
| THR-SES-FEQ-0005S | Fire Extinguisher Grit Bldg | THR-S-E | Fire Prevention,Extinguisher,CO2 | Fire Equipment | 42142 | FEQ | x
| THR-SES-FEQ-0005S | Fire Extinguisher Grit Bldg | THR-SES-FEQ-GRITS | Fire Prevention,Extinguisher,CO2 | Fire Equipment | 42142 | FEQ | x
| THR-SES-FEQ-0006S | Fire Extinguisher, Conference Room (Temp suspended due Construction) | THR-SES-FEQ | Fire Prevention,Extinguisher,CO2 | Fire Equipment | 42143 | FEQ | x
| THR-SES-FEQ-0006S | Fire Extinguisher, Conference Room (Temp suspended due Construction) | THR-SES-FEQ-ADMS | Fire Prevention,Extinguisher,CO2 | Fire Equipment | 42143 | FEQ | x
| THR-SES-FEQ-0007S | Fire Extinguisher, Instrument Shop | THR-S-E | Fire Prevention,Extinguisher,CO2 | Fire Equipment | 42144 | FEQ | x
| THR-SES-FEQ-0007S | Fire Extinguisher, Instrument Shop | THR-SES-FEQ-HPBBS | Fire Prevention,Extinguisher,CO2 | Fire Equipment | 42144 | FEQ | x
| THR-SES-FEQ-0008S | Fire Extinguisher, Instrument Shop | THR-S-E | Fire Prevention,Extinguisher,CO2 | Fire Equipment | 42145 | FEQ | x
| THR-SES-FEQ-0008S | Fire Extinguisher, Instrument Shop | THR-SES-FEQ-HPBBS | Fire Prevention,Extinguisher,CO2 | Fire Equipment | 42145 | FEQ | x
| THR-SES-FEQ-0009S | Fire Extinguisher, Engine Room North | THR-SES-FEQ-ADMS | Fire Prevention,Extinguisher,CO2 | Fire Equipment | 42146 | FEQ | x
| THR-SES-FEQ-0009S | Fire Extinguisher, Engine Room North | THR-SES-FEQ-ERS | Fire Prevention,Extinguisher,CO2 | Fire Equipment | 42146 | FEQ | x
| THR-SES-FEQ-0010S | Fire Extinguisher, Engine Room North East | THR-S-E | Fire Prevention,Extinguisher,CO2 | Fire Equipment | 42147 | FEQ | x
| THR-SES-FEQ-0010S | Fire Extinguisher, Engine Room North East | THR-SES-FEQ-ERS | Fire Prevention,Extinguisher,CO2 | Fire Equipment | 42147 | FEQ | x
| THR-SES-FEQ-0012S | Fire Extinguisher, Control Room (Temp. suspended due Construction) | THR-SES-FEQ-ADMS | Fire Prevention,Extinguisher,CO2 | Fire Equipment | 42148 | FEQ | x
| THR-SES-FEQ-0014S | Fire Extinguisher, New Control Room (Temp. suspended due Construction) | THR-SES-FEQ | Fire Prevention,Extinguisher,CO2 | Fire Equipment | 42149 | FEQ | x
| THR-SES-FEQ-0014S | Fire Extinguisher, New Control Room (Temp. suspended due Construction) | THR-SES-FEQ-ADMS | Fire Prevention,Extinguisher,CO2 | Fire Equipment | 42149 | FEQ | x
| THR-SES-FEQ-0019S | Fire Extinguisher, Engine Room Shop | THR-S-E | Fire Prevention,Extinguisher,CO2 | Fire Equipment | 42150 | FEQ | x
| THR-SES-FEQ-0019S | Fire Extinguisher, Engine Room Shop | THR-SES-FEQ-ERS | Fire Prevention,Extinguisher,CO2 | Fire Equipment | 42150 | FEQ | x
| THR-SES-FEQ-0024S | Fire Extinguisher, Engine Room Basement | THR-S-E | Fire Prevention,Extinguisher,CO2 | Fire Equipment | 42151 | FEQ | x
| THR-SES-FEQ-0024S | Fire Extinguisher, Engine Room Basement | THR-SES-FEQ-ERS | Fire Prevention,Extinguisher,CO2 | Fire Equipment | 42151 | FEQ | x
| THR-SES-FEQ-0025S | Fire Extinguisher, Engine Room | THR-SES-FEQ-ADMS | Fire Prevention,Extinguisher,CO2 | Fire Equipment | 42152 | FEQ | x
| THR-SES-FEQ-0025S | Fire Extinguisher, Engine Room | THR-SES-FEQ-ERS | Fire Prevention,Extinguisher,CO2 | Fire Equipment | 42152 | FEQ | x
| THR-SES-FEQ-0026S | Fire Extinguisher, Grit Building | THR-S-E | Fire Prevention,Extinguisher,CO2 | Fire Equipment | 42288 | FEQ | x
| THR-SES-FEQ-0027S | Fire Extinguisher, Grit Building | THR-S-E | Fire Prevention,Extinguisher,CO2 | Fire Equipment | 42153 | FEQ | x
| THR-SES-FEQ-0029S | Fire Extinguisher, Grit Building | THR-SES-FEQ-GRITS | Fire Prevention,Extinguisher,CO2 | Fire Equipment | 42155 | FEQ | x
| THR-SES-FEQ-0030S | Fire Extinguisher, Grit Building | THR-SES-FEQ-GRITS | Fire Prevention,Extinguisher,CO2 | Fire Equipment | 42156 | FEQ | x
| THR-SES-FEQ-0031S | Fire Extinguisher, Grit Building | THR-SES-FEQ-GRITS | Fire Prevention,Extinguisher,CO2 | Fire Equipment | 42157 | FEQ | x
| THR-SES-FEQ-0032S | Fire Extinguisher, Grit Building | THR-S-E | Fire Prevention,Extinguisher,CO2 | Fire Equipment | 42158 | FEQ | x
| THR-SES-FEQ-0033S | Fire Extinguisher, Grit Building | THR-S-E | Fire Prevention,Extinguisher,CO2 | Fire Equipment | 42159 | FEQ | x
| THR-SES-FEQ-0037S | Fire Extinguisher. Grit Building | THR-S-E | Fire Prevention,Extinguisher,CO2 | Fire Equipment | 42160 | FEQ | x
| THR-SES-FEQ-0038S | Fire Extinguisher, Blower Bldg. | THR-S-E | Fire Prevention,Extinguisher,CO2 | Fire Equipment | 42161 | FEQ | x
| THR-SES-FEQ-0038S | Fire Extinguisher, Blower Bldg. | THR-SES-FEQ | Fire Prevention,Extinguisher,CO2 | Fire Equipment | 42161 | FEQ | x
| THR-SES-FEQ-0038S | Fire Extinguisher, Blower Bldg. | THR-SES-FEQ-HPBBS | Fire Prevention,Extinguisher,CO2 | Fire Equipment | 42161 | FEQ | x
| THR-SES-FEQ-0040S | Fire Extinguisher, Blower Bldg. | THR-S-E | Fire Prevention,Extinguisher,CO2 | Fire Equipment | 42163 | FEQ | x
| THR-SES-FEQ-0040S | Fire Extinguisher, Blower Bldg. | THR-SES-FEQ | Fire Prevention,Extinguisher,CO2 | Fire Equipment | 42163 | FEQ | x
| THR-SES-FEQ-0041S | Fire Extinguisher, Blower Bldg. | THR-S-E | Fire Prevention,Extinguisher,CO2 | Fire Equipment | 42164 | FEQ | x
| THR-SES-FEQ-0041S | Fire Extinguisher, Blower Bldg. | THR-SES-FEQ | Fire Prevention,Extinguisher,CO2 | Fire Equipment | 42164 | FEQ | x
| THR-SES-FEQ-0041S | Fire Extinguisher, Blower Bldg. | THR-SES-FEQ-HPBBS | Fire Prevention,Extinguisher,CO2 | Fire Equipment | 42164 | FEQ | x
| THR-SES-FEQ-0042S | Fire Extinguisher, Blower Bldg. | THR-S-E | Fire Prevention,Extinguisher,CO2 | Fire Equipment | 42165 | FEQ | x
| THR-SES-FEQ-0042S | Fire Extinguisher, Blower Bldg. | THR-SES-FEQ | Fire Prevention,Extinguisher,CO2 | Fire Equipment | 42165 | FEQ | x
| THR-SES-FEQ-0043S | Fire Extinguisher, Blower Bldg. | THR-S-E | Fire Prevention,Extinguisher,CO2 | Fire Equipment | 42290 | FEQ | x
| THR-SES-FEQ-0043S | Fire Extinguisher, Blower Bldg. | THR-SES-FEQ | Fire Prevention,Extinguisher,CO2 | Fire Equipment | 42290 | FEQ | x
| THR-SES-FEQ-0043S | Fire Extinguisher, Blower Bldg. | THR-SES-FEQ-HPBBS | Fire Prevention,Extinguisher,CO2 | Fire Equipment | 42290 | FEQ | x
| THR-SES-FEQ-0046S | Fire Extinguisher, Dig 7&8 area | THR-SES-FEQ-DIGS | Fire Prevention,Extinguisher,CO2 | Fire Equipment | 42166 | FEQ | x
| THR-SES-FEQ-0050S | Fire Extinguisher, New Maintenance Bldg. | THR-S-E | Fire Prevention,Extinguisher,CO2 | Fire Equipment | 42170 | FEQ | x
| THR-SES-FEQ-0050S | Fire Extinguisher, New Maintenance Bldg. | THR-SES-FEQ-RSPSS | Fire Prevention,Extinguisher,CO2 | Fire Equipment | 42170 | FEQ | x
| THR-SES-FEQ-0051S | Fire Extinguisher, New Maintenance Bldg. | THR-S-E | Fire Prevention,Extinguisher,CO2 | Fire Equipment | 42171 | FEQ | x
| THR-SES-FEQ-0051S | Fire Extinguisher, New Maintenance Bldg. | THR-SES-FEQ-RSPSS | Fire Prevention,Extinguisher,CO2 | Fire Equipment | 42171 | FEQ | x
| THR-SES-FEQ-0052S | Fire Extinguisher, New Maintenance Bldg. | THR-S-E | Fire Prevention,Extinguisher,CO2 | Fire Equipment | 42172 | FEQ | x
| THR-SES-FEQ-0052S | Fire Extinguisher, New Maintenance Bldg. | THR-SES-FEQ-RSPSS | Fire Prevention,Extinguisher,CO2 | Fire Equipment | 42172 | FEQ | x
| THR-SES-FEQ-0054S | Fire Extinguisher, New Maintenance Bldg. | THR-S-E | Fire Prevention,Extinguisher,CO2 | Fire Equipment | 42174 | FEQ | x
| THR-SES-FEQ-0054S | Fire Extinguisher, New Maintenance Bldg. | THR-SES-FEQ-RSPSS | Fire Prevention,Extinguisher,CO2 | Fire Equipment | 42174 | FEQ | x
| THR-SES-FEQ-0060S | Fire Extinguisher, STB Ground Floor | THR-S-E | Fire Prevention,Extinguisher,CO2 | Fire Equipment | 42175 | FEQ | x
| THR-SES-FEQ-0060S | Fire Extinguisher, STB Ground Floor | THR-SES-FEQ-STBS | Fire Prevention,Extinguisher,CO2 | Fire Equipment | 42175 | FEQ | x
| THR-SES-FEQ-0063S | Fire Extinguisher, STB Ground Floor, | THR-S-E | Fire Prevention,Extinguisher,CO2 | Fire Equipment | 42177 | FEQ | x
| THR-SES-FEQ-0069S | Fire Extinguisher, RSPS Control Room | THR-SES-FEQ-RSPSS | Fire Prevention,Extinguisher,CO2 | Fire Equipment | 42180 | FEQ | x
| THR-SES-FEQ-0072S | Fire Extinguisher, STB Basement | THR-S-E | Fire Prevention,Extinguisher,CO2 | Fire Equipment | 42182 | FEQ | x
| THR-SES-FEQ-0073S | Fire Extinguisher, Gallery T-18 | THR-SES-FEQ-T&GS | Fire Prevention,Extinguisher,CO2 | Fire Equipment | 42183 | FEQ | x
| THR-SES-FEQ-0074S | Fire Extinguisher, Gallery T-18 | THR-SES-FEQ-T&GS | Fire Prevention,Extinguisher,CO2 | Fire Equipment | 42184 | FEQ | x
| THR-SES-FEQ-0075S | Fire Extinguisher, Gallery T-15 | THR-SES-FEQ-T&GS | Fire Prevention,Extinguisher,CO2 | Fire Equipment | 42185 | FEQ | x
| THR-SES-FEQ-0076S | Fire Extinguisher Gallery T-23 | THR-SES-FEQ-T&GS | Fire Prevention,Extinguisher,CO2 | Fire Equipment | 42291 | FEQ | x
| THR-SES-FEQ-0077S | Fire Extinguisher, Gallery T-23 | THR-S-E | Fire Prevention,Extinguisher,CO2 | Fire Equipment | 42292 | FEQ | x
| THR-SES-FEQ-0078S | Fire Extinguisher, Gallery T-23 | THR-SES-FEQ-T&GS | Fire Prevention,Extinguisher,CO2 | Fire Equipment | 42293 | FEQ | x
| THR-SES-FEQ-0079S | Fire Extinguisher, Gallery T-21 | THR-SES-FEQ-T&GS | Fire Prevention,Extinguisher,CO2 | Fire Equipment | 42294 | FEQ | x
| THR-SES-FEQ-0080S | Fire Extinguisher, Gallery T-21 | THR-S-E | Fire Prevention,Extinguisher,CO2 | Fire Equipment | 42295 | FEQ | x
| THR-SES-FEQ-0081S | Fire Extinguisher, Gallery T-21 | THR-S-E | Fire Prevention,Extinguisher,CO2 | Fire Equipment | 42296 | FEQ | x
| THR-SES-FEQ-0082S | Fire Extinguisher, Gallery T-21 | THR-S-E | Fire Prevention,Extinguisher,CO2 | Fire Equipment | 42297 | FEQ | x
| THR-SES-FEQ-0083S | Fire Extinguisher, Gallery T-14 | THR-SES-FEQ-T&GS | Fire Prevention,Extinguisher,CO2 | Fire Equipment | 42298 | FEQ | x
| THR-SES-FEQ-0088S | Fire Extinguisher, Odour Control Building | THR-SES-FEQ-OCB | Fire Prevention,Extinguisher,CO2 | Fire Equipment | 42302 | FEQ | x
| THR-SES-FEQ-0089S | Fire Extinguisher, Odour Control Building | THR-SES-FEQ-OCB | Fire Prevention,Extinguisher,CO2 | Fire Equipment | 42303 | FEQ | x
| THR-SES-FEQ-0090S | Fire Extinguisher, Odour Control Building | THR-SES-FEQ-OCB | Fire Prevention,Extinguisher,CO2 | Fire Equipment | 42304 | FEQ | x
| THR-SES-FEQ-0091S | Fire Extinguisher, , Odour Control Bldg | THR-S-E | Fire Prevention,Extinguisher,CO2 | Fire Equipment | 42305 | FEQ | x
| THR-SES-FEQ-0093S | Fire Extinguisher, East SubStn | THR-SES-FEQ | Fire Prevention,Extinguisher,CO2 | Fire Equipment | 42307 | FEQ | x
| THR-SES-FEQ-0093S | Fire Extinguisher, East SubStn | THR-SES-FEQ-EPSS | Fire Prevention,Extinguisher,CO2 | Fire Equipment | 42307 | FEQ | x
| THR-SES-FEQ-0094S | Fire Extinguisher, East Subststaion | THR-S-E | Fire Prevention,Extinguisher,CO2 | Fire Equipment | 42308 | FEQ | x
| THR-SES-FEQ-0094S | Fire Extinguisher, East Subststaion | THR-SES-FEQ-EPSS | Fire Prevention,Extinguisher,CO2 | Fire Equipment | 42308 | FEQ | x
| THR-SES-FEQ-0096S | Fire Extinguisher, Grit Building | THR-S-E | Fire Prevention,Extinguisher,CO2 | Fire Equipment | 42309 | FEQ | x
| THR-SES-FEQ-0098S | Fire Extinguisher, Gallery T-23 | THR-S-E | Fire Prevention,Extinguisher,CO2 | Fire Equipment | 42310 | FEQ | x
| THR-SES-FEQ-0099S | Fire Extinguisher, Gallery T-23 | THR-S-E | Fire Prevention,Extinguisher,CO2 | Fire Equipment | 42311 | FEQ | x
| THR-SES-FEQ-0100AS | Fire Extinguisher, East Maintenance Shop | THR-SES-FEQ-EMSS | Fire Prevention,Extinguisher,CO2 | Fire Equipment | 42313 | FEQ | x
| THR-SES-FEQ-0100BS | Fire Extinguisher, East Maintenance Shop | THR-S-E | Fire Prevention,Extinguisher,CO2 | Fire Equipment | 42314 | FEQ | x
| THR-SES-FEQ-0100BS | Fire Extinguisher, East Maintenance Shop | THR-SES-FEQ-EMSS | Fire Prevention,Extinguisher,CO2 | Fire Equipment | 42314 | FEQ | x
| THR-SES-FEQ-0100S | Fire Extinguisher, East Maintenance Shop | THR-S-E | Fire Prevention,Extinguisher,CO2 | Fire Equipment | 42312 | FEQ | x
| THR-SES-FEQ-0100S | Fire Extinguisher, East Maintenance Shop | THR-SES-FEQ-EMSS | Fire Prevention,Extinguisher,CO2 | Fire Equipment | 42312 | FEQ | x
| THR-SES-FEQ-0104S | Fire Extinguisher, Engine Room Blowers Area | THR-S-E | Fire Prevention,Extinguisher,CO2 | Fire Equipment | 42359 | FEQ | x
| THR-SES-FEQ-0106S | Fire Extinguisher, Engine Room | THR-S-E | Fire Prevention,Extinguisher,CO2 | Fire Equipment | 42317 | FEQ | x
| THR-SES-FEQ-0107S | Fire Extinguisher, Engine Room | THR-SES-FEQ-ADMS | Fire Prevention,Extinguisher,CO2 | Fire Equipment | 42318 | FEQ | x
| THR-SES-FEQ-0107S | Fire Extinguisher, Engine Room | THR-SES-FEQ-ERS | Fire Prevention,Extinguisher,CO2 | Fire Equipment | 42318 | FEQ | x
| THR-SES-FEQ-0108S | Fire Extinguisher, Engine Room | THR-SES-FEQ-ADMS | Fire Prevention,Extinguisher,CO2 | Fire Equipment | 42319 | FEQ | x
| THR-SES-FEQ-0108S | Fire Extinguisher, Engine Room | THR-SES-FEQ-ERS | Fire Prevention,Extinguisher,CO2 | Fire Equipment | 42319 | FEQ | x
| THR-SES-FEQ-0109S | Fire Extinguisher, Engine Room | THR-SES-FEQ-ADMS | Fire Prevention,Extinguisher,CO2 | Fire Equipment | 42320 | FEQ | x
| THR-SES-FEQ-0109S | Fire Extinguisher, Engine Room | THR-SES-FEQ-ERS | Fire Prevention,Extinguisher,CO2 | Fire Equipment | 42320 | FEQ | x
| THR-SES-FEQ-0110S | Fire Extinguisher, East Maintemnance Shop | THR-SES-FEQ-EMSS | Fire Prevention,Extinguisher,CO2 | Fire Equipment | 42321 | FEQ | x
| THR-SES-FEQ-0111S | Fire Extinguisher, North Grit MCC | THR-S-E | Fire Prevention,Extinguisher,CO2 | Fire Equipment | 42322 | FEQ | x
| THR-SES-FEQ-0111S | Fire Extinguisher, North Grit MCC | THR-SES-FEQ-GRITS | Fire Prevention,Extinguisher,CO2 | Fire Equipment | 42322 | FEQ | x
| THR-SES-FEQ-0113S | Fire Extinguisher, Digester 7 & 8 | THR-S-E | Fire Prevention,Extinguisher,CO2 | Fire Equipment | 42324 | FEQ | x
| THR-SES-FEQ-0113S | Fire Extinguisher, Digester 7 & 8 | THR-SES-FEQ-DIGS | Fire Prevention,Extinguisher,CO2 | Fire Equipment | 42324 | FEQ | x
| THR-SES-FEQ-0115S | Fire Extinguisher, Digester 7 & 8 | THR-S-E | Fire Prevention,Extinguisher,CO2 | Fire Equipment | 42326 | FEQ | x
| THR-SES-FEQ-0115S | Fire Extinguisher, Digester 7 & 8 | THR-SES-FEQ-DIGS | Fire Prevention,Extinguisher,CO2 | Fire Equipment | 42326 | FEQ | x
| THR-SES-FEQ-0116S | Fire Extinguisher, Digester 7 & 8 | THR-S-E | Fire Prevention,Extinguisher,CO2 | Fire Equipment | 42327 | FEQ | x
| THR-SES-FEQ-0116S | Fire Extinguisher, Digester 7 & 8 | THR-SES-FEQ-DIGS | Fire Prevention,Extinguisher,CO2 | Fire Equipment | 42327 | FEQ | x
| THR-SES-FEQ-0117S | Fire Extinguisher, Digester 7 & 8 | THR-S-E | Fire Prevention,Extinguisher,CO2 | Fire Equipment | 42328 | FEQ | x
| THR-SES-FEQ-0117S | Fire Extinguisher, Digester 7 & 8 | THR-SES-FEQ-DIGS | Fire Prevention,Extinguisher,CO2 | Fire Equipment | 42328 | FEQ | x
| THR-SES-FEQ-0118S | Fire Extinguisher, Digester Gas Compressor Bldg | THR-S-E | Fire Prevention,Extinguisher,CO2 | Fire Equipment | 42329 | FEQ | x
| THR-SES-FEQ-0119S | Fire Extinguisher, Digester Gas Compressor Bldg. | THR-S-E | Fire Prevention,Extinguisher,CO2 | Fire Equipment | 42330 | FEQ | x
| THR-SES-FEQ-0120S | Fire Extinguisher, Digester Gas Compressor Bldg | THR-SES-FEQ-DIGS | Fire Prevention,Extinguisher,CO2 | Fire Equipment | 42331 | FEQ | x
| THR-SES-FEQ-0141S | Fire Extinguisher, Digester Gas Compressor Bldg | THR-SES-FEQ-DIGS | Fire Prevention,Extinguisher,CO2 | Fire Equipment | 42332 | FEQ | x
| THR-SES-FEQ-0142S | Fire Extinguisher, Digester Gas Compressor Bldg | THR-SES-FEQ-DIGS | Fire Prevention,Extinguisher,CO2 | Fire Equipment | 42333 | FEQ | x
| THR-SES-FEQ-0143S | Fire Extinguisher, Digester Gas Compressor Bldg | THR-S-E | Fire Prevention,Extinguisher,CO2 | Fire Equipment | 42334 | FEQ | x
| THR-SES-FEQ-0144S | Fire Extinguisher, Digester Gas Compressor Bldg | THR-S-E | Fire Prevention,Extinguisher,CO2 | Fire Equipment | 42335 | FEQ | x
| THR-SES-FEQ-0145S | Fire Extinguisher, North Grit MCC | THR-S-E | Fire Prevention,Extinguisher,CO2 | Fire Equipment | 42360 | FEQ | x
| THR-SES-FEQ-0145S | Fire Extinguisher, North Grit MCC | THR-SES-FEQ-GRITS | Fire Prevention,Extinguisher,CO2 | Fire Equipment | 42360 | FEQ | x
| THR-SES-FEQ-0147S | Fire Extinguisher,Digester Gas Compressor Bldg | THR-S-E | Fire Prevention,Extinguisher,CO2 | Fire Equipment | 42361 | FEQ | x
| THR-SES-FEQ-0154S | Fire Extinguisher, West Maint. Shop | THR-S-E | Fire Prevention,Extinguisher,CO2 | Fire Equipment | 42336 | FEQ | x
| THR-SES-FEQ-0156S | Fire Extinguisher, Admin. Bldg. | THR-S-E | Fire Prevention,Extinguisher,CO2 | Fire Equipment | 42337 | FEQ | x
| THR-SES-FEQ-0157S | Fire Extinguisher, Admin. Bldg. | THR-SES-FEQ-ADMS | Fire Prevention,Extinguisher,CO2 | Fire Equipment | 42362 | FEQ | x
| THR-SES-FEQ-0158S | Fire Extinguisher, Machine Shop | THR-S-E | Fire Prevention,Extinguisher,CO2 | Fire Equipment | 42363 | FEQ | x
| THR-SES-FEQ-0158S | Fire Extinguisher, Machine Shop | THR-SES-FEQ | Fire Prevention,Extinguisher,CO2 | Fire Equipment | 42363 | FEQ | x
| THR-SES-FEQ-0159S | Fire Extinguisher, Admin Bldg. | THR-SES-FEQ | Fire Prevention,Extinguisher,CO2 | Fire Equipment | 42364 | FEQ | x
| THR-SES-FEQ-0160S | Fire Extinguisher, Admin. Bldg,(Temp. suspended due Construction) | THR-S-E | Fire Prevention,Extinguisher,CO2 | Fire Equipment | 42338 | FEQ | x
| THR-SES-FEQ-0160S | Fire Extinguisher, Admin. Bldg,(Temp. suspended due Construction) | THR-SES-FEQ | Fire Prevention,Extinguisher,CO2 | Fire Equipment | 42338 | FEQ | x
| THR-SES-FEQ-0160S | Fire Extinguisher, Admin. Bldg,(Temp. suspended due Construction) | THR-SES-FEQ-ADMS | Fire Prevention,Extinguisher,CO2 | Fire Equipment | 42338 | FEQ | x
| THR-SES-FEQ-0161S | Fire Extinguisher, Machine Shop | THR-SES-FEQ | Fire Prevention,Extinguisher,CO2 | Fire Equipment | 42339 | FEQ | x
| THR-SES-FEQ-0162S | Fire Extinguisher, Machine Shop | THR-SES-FEQ | Fire Prevention,Extinguisher,CO2 | Fire Equipment | 42340 | FEQ | x
| THR-SES-FEQ-0163S | Fire Extinguisher, Machine Shop | THR-S-E | Fire Prevention,Extinguisher,CO2 | Fire Equipment | 42341 | FEQ | x
| THR-SES-FEQ-0163S | Fire Extinguisher, Machine Shop | THR-SES-FEQ | Fire Prevention,Extinguisher,CO2 | Fire Equipment | 42341 | FEQ | x
| THR-SES-FEQ-0164S | Fire Extinguisher, Admin Bldg (Temp. suspended due Construction) | THR-S-E | Fire Prevention,Extinguisher,CO2 | Fire Equipment | 42342 | FEQ | x
| THR-SES-FEQ-0164S | Fire Extinguisher, Admin Bldg (Temp. suspended due Construction) | THR-SES-FEQ | Fire Prevention,Extinguisher,CO2 | Fire Equipment | 42342 | FEQ | x
| THR-SES-FEQ-0165S | Fire Extinguisher, Admin Bldg (Temp. suspended due Construction) | THR-S-E | Fire Prevention,Extinguisher,CO2 | Fire Equipment | 42343 | FEQ | x
| THR-SES-FEQ-0166S | Fire Extinguisher, Admin Bldg,(Temp. suspended due Construction) | THR-SES-FEQ-ADMS | Fire Prevention,Extinguisher,CO2 | Fire Equipment | 42344 | FEQ | x
| THR-SES-FEQ-0167S | Fire Extinguisher, Admin Bldg. | THR-SES-FEQ | Fire Prevention,Extinguisher,CO2 | Fire Equipment | 42345 | FEQ | x
| THR-SES-FEQ-0168S | Fire Extinguisher, Admin. Bildg. | THR-SES-FEQ-ADMS | Fire Prevention,Extinguisher,CO2 | Fire Equipment | 42347 | FEQ | x
| THR-SES-FEQ-0169S | Fire Extinguisher, Admin. Bldg. | THR-SES-FEQ | Fire Prevention,Extinguisher,CO2 | Fire Equipment | 42348 | FEQ | x
| THR-SES-FEQ-0169S | Fire Extinguisher, Admin. Bldg. | THR-SES-FEQ-ADMS | Fire Prevention,Extinguisher,CO2 | Fire Equipment | 42348 | FEQ | x
| THR-SES-FEQ-0170S | Fire Extinguisher, Admin. Bldg. | THR-S-E | Fire Prevention,Extinguisher,CO2 | Fire Equipment | 42349 | FEQ | x
| THR-SES-FEQ-0171S | Fire Extinguisher, Admin. Bldg. | THR-S-E | Fire Prevention,Extinguisher,CO2 | Fire Equipment | 42350 | FEQ | x
| THR-SES-FEQ-0172S | Fire Extinguisher, Admin. Bldg. | THR-S-E | Fire Prevention,Extinguisher,CO2 | Fire Equipment | 42351 | FEQ | x
| THR-SES-FEQ-0173S | Fire Extinguisher, Admin. Bldg. | THR-SES-FEQ | Fire Prevention,Extinguisher,CO2 | Fire Equipment | 42352 | FEQ | x
| THR-SES-FEQ-0173S | Fire Extinguisher, Admin. Bldg. | THR-SES-FEQ-ADMS | Fire Prevention,Extinguisher,CO2 | Fire Equipment | 42352 | FEQ | x
| THR-SES-FEQ-0173S | Fire Extinguisher, Admin. Bldg. | THR-SES-FEQ-HPBBS | Fire Prevention,Extinguisher,CO2 | Fire Equipment | 42352 | FEQ | x
| THR-SES-FEQ-0175S | Fire Extinguisher, West Substation | THR-SES-FEQ-EPSS | Fire Prevention,Extinguisher,CO2 | Fire Equipment | 42354 | FEQ | x
| THR-SES-FEQ-0176S | Fire Extinguisher, Engine Room | THR-S-E | Fire Prevention,Extinguisher,CO2 | Fire Equipment | 42355 | FEQ | x
| THR-SES-FEQ-0176S | Fire Extinguisher, Engine Room | THR-SES-FEQ | Fire Prevention,Extinguisher,CO2 | Fire Equipment | 42355 | FEQ | x
| THR-SES-FEQ-0177S | Fire Extinguisher, Digester Gas Compressor Bldg. | THR-S-E | Fire Prevention,Extinguisher,CO2 | Fire Equipment | 42357 | FEQ | x
| THR-SES-FEQ-0178S | Fire Extinguisher, Digester Gas Compressor Bldg | THR-S-E | Fire Prevention,Extinguisher,CO2 | Fire Equipment | 42365 | FEQ | x
| THR-SES-FEQ-0179S | Fire Extinguisher, Digester Gas Compressor Bldg | THR-S-E | Fire Prevention,Extinguisher,CO2 | Fire Equipment | 42366 | FEQ | x
| THR-SES-FEQ-0180S | Fire Extinguisher, Ferrous Chloride Bldg. | THR-S-E | Fire Prevention,Extinguisher,CO2 | Fire Equipment | 42367 | FEQ | x
| THR-SES-FEQ-0181S | Fire Extinguisher, Ferrous Chloride Bldg. | THR-S-E | Fire Prevention,Extinguisher,CO2 | Fire Equipment | 42368 | FEQ | x
| THR-SES-FEQ-0182S | Fire Extinguisher, Ferrous Chloride Bldg. | THR-SES-FEQ-FCBS | Fire Prevention,Extinguisher,CO2 | Fire Equipment | 42369 | FEQ | x
| THR-SES-FEQ-0183S | Fire Extinguisher, Ferrous Chloride Bldg. | THR-SES-FEQ-FCBS | Fire Prevention,Extinguisher,CO2 | Fire Equipment | 42370 | FEQ | x
| THR-SES-FEQ-0184S | Fire Extinguisher, Admin. Bldg.(Temp. suspended due Construction) | THR-SES-FEQ | Fire Prevention,Extinguisher,CO2 | Fire Equipment | 42371 | FEQ | x
| THR-SES-FEQ-0185S | Fire Extinguisher, Admin. Bldg. | THR-SES-FEQ | Fire Prevention,Extinguisher,CO2 | Fire Equipment | 42372 | FEQ | x
| THR-SES-FEQ-0185S | Fire Extinguisher, Admin. Bldg. | THR-SES-FEQ-ADMS | Fire Prevention,Extinguisher,CO2 | Fire Equipment | 42372 | FEQ | x
| THR-SES-FEQ-0186S | Fire Extinguisher, Admin. Bldg.(Temp. suspended due Construction) | THR-S-E | Fire Prevention,Extinguisher,CO2 | Fire Equipment | 42373 | FEQ | x
| THR-SES-FEQ-0189S | Fire Extinguisher, East Maintenance, | THR-SES-FEQ-VEH | Fire Prevention,Extinguisher,CO2 | Fire Equipment | 42374 | FEQ | x
| THR-SES-FEQ-0190S | Fire Extinguisher, Admin Bldg. | THR-S-E | Fire Prevention,Extinguisher,CO2 | Fire Equipment | 42375 | FEQ | x
| THR-SES-FEQ-0190S | Fire Extinguisher, Admin Bldg. | THR-SES-FEQ | Fire Prevention,Extinguisher,CO2 | Fire Equipment | 42375 | FEQ | x
| THR-SES-FEQ-0190S | Fire Extinguisher, Admin Bldg. | THR-SES-FEQ-ADMS | Fire Prevention,Extinguisher,CO2 | Fire Equipment | 42375 | FEQ | x
| THR-SES-FEQ-0192S | Fire Extinguisher, Engine Room | THR-S-E | Fire Prevention,Extinguisher,CO2 | Fire Equipment | 42376 | FEQ | x
| THR-SES-FEQ-0192S | Fire Extinguisher, Engine Room | THR-SES-FEQ | Fire Prevention,Extinguisher,CO2 | Fire Equipment | 42376 | FEQ | x
| THR-SES-FEQ-0194S | Fire Extinguisher, East Maintenance Shop | THR-S-E | Fire Prevention,Extinguisher,CO2 | Fire Equipment | 42377 | FEQ | x
| THR-SES-FEQ-0194S | Fire Extinguisher, East Maintenance Shop | THR-SES-FEQ-EMSS | Fire Prevention,Extinguisher,CO2 | Fire Equipment | 42377 | FEQ | x
| THR-SES-FEQ-0197S | Fire Extinguisher,North Grit, MCC | THR-S-E | Fire Prevention,Extinguisher,CO2 | Fire Equipment | 42378 | FEQ | x
| THR-SES-FEQ-0197S | Fire Extinguisher,North Grit, MCC | THR-SES-FEQ-GRITS | Fire Prevention,Extinguisher,CO2 | Fire Equipment | 42378 | FEQ | x
| THR-SES-FEQ-0198 | Fire Extinguisher, Consultant Trailer- SUSPENDED | THR-S-E | Fire Prevention,Extinguisher,CO2 | Fire Equipment | 35641 | FEQ | x
| THR-SES-FEQ-0199S | Fire Extinguisher, Effluent Pumping Station | THR-S-E | Fire Prevention,Extinguisher,CO2 | Fire Equipment | 42379 | FEQ | x
| THR-SES-FEQ-0200S | Fire Extinguisher, Effluent Pumping Station | THR-SES-FEQ-EPSS | Fire Prevention,Extinguisher,CO2 | Fire Equipment | 42380 | FEQ | x
| THR-SES-FEQ-0201S | Fire Extinguisher, Burner House | THR-SES-FEQ-DIGS | Fire Prevention,Extinguisher,CO2 | Fire Equipment | 42381 | FEQ | x
| THR-SES-FEQ-0202 | Fire Extinguisher, Consultant Trailer- SUSPENDED | THR-S-E | Fire Prevention,Extinguisher,CO2 | Fire Equipment | 35642 | FEQ | x
| THR-SES-FEQ-0203 | Fire Extinguisher, Consultant Trailer-SUSPENDED | THR-S-E | Fire Prevention,Extinguisher,CO2 | Fire Equipment | 35643 | FEQ | x
| THR-SES-FEQ-0203 | Fire Extinguisher, Consultant Trailer-SUSPENDED | THR-SES-FEQ-VEH | Fire Prevention,Extinguisher,CO2 | Fire Equipment | 35643 | FEQ | x
| THR-SES-FEQ-0205S | Fire Extinguisher,Chlorine Bldg | THR-SES-FEQ-DISS | Fire Prevention,Extinguisher,CO2 | Fire Equipment | 42383 | FEQ | x
| THR-SES-FEQ-0206S | Fire Extinguisher,Chlorine Bldg | THR-SES-FEQ-DISS | Fire Prevention,Extinguisher,CO2 | Fire Equipment | 42384 | FEQ | x
| THR-SES-FEQ-0207S | Fire Extinguisher, Chlorine Bldg | THR-S-E | Fire Prevention,Extinguisher,CO2 | Fire Equipment | 42385 | FEQ | x
| THR-SES-FEQ-0207S | Fire Extinguisher, Chlorine Bldg | THR-SES-FEQ-DISS | Fire Prevention,Extinguisher,CO2 | Fire Equipment | 42385 | FEQ | x
| THR-SES-FEQ-0208S | Fire Extinguisher,Chlorine Bldg | THR-SES-FEQ-DISS | Fire Prevention,Extinguisher,CO2 | Fire Equipment | 42386 | FEQ | x
| THR-SES-FEQ-0209S | Fire Extinguisher,Chlorine Bldg | THR-S-E | Fire Prevention,Extinguisher,CO2 | Fire Equipment | 42387 | FEQ | x
| THR-SES-FEQ-0210S | Fire Extinguisher,Chlorine Bldg | THR-S-E | Fire Prevention,Extinguisher,CO2 | Fire Equipment | 42388 | FEQ | x
| THR-SES-FEQ-0210S | Fire Extinguisher,Chlorine Bldg | THR-SES-FEQ-DISS | Fire Prevention,Extinguisher,CO2 | Fire Equipment | 42388 | FEQ | x
| THR-SES-FEQ-0212S | Fire Extinguisher,Chlorine Bldg | THR-S-E | Fire Prevention,Extinguisher,CO2 | Fire Equipment | 42390 | FEQ | x
| THR-SES-FEQ-0212S | Fire Extinguisher,Chlorine Bldg | THR-SES-FEQ-DISS | Fire Prevention,Extinguisher,CO2 | Fire Equipment | 42390 | FEQ | x
| THR-SES-FEQ-0213S | Fire Extinguisher,Chlorine Bldg | THR-S-E | Fire Prevention,Extinguisher,CO2 | Fire Equipment | 42391 | FEQ | x
| THR-SES-FEQ-0213S | Fire Extinguisher,Chlorine Bldg | THR-SES-FEQ-DISS | Fire Prevention,Extinguisher,CO2 | Fire Equipment | 42391 | FEQ | x
| THR-SES-FEQ-0214S | Fire Extinguisher,Chlorine Bldg | THR-S-E | Fire Prevention,Extinguisher,CO2 | Fire Equipment | 42392 | FEQ | x
| FHA-SES-FE-0001 | Fire Hydrant - Red - 2 2-1/2" Hose Nozzle | FHA-SES-FE | Fire Prevention,Hydrant | Fire Equipment | 33754 | FE | x
| FHA-SES-FE-0002 | Fire Hydrant - Red - 2 2-1/2" Hose Nozzle | FHA-SES-FE | Fire Prevention,Hydrant | Fire Equipment | 33755 | FE | x
| FHA-SES-FE-0003 | Fire Hydrant - Red - 2 2-1/2" Hose Nozzle | FHA-SUSPENDED | Fire Prevention,Hydrant | Fire Equipment | 33756 | FE | x
| FHA-SES-FE-0004 | Fire Hydrant - Red - 2 2-1/2" Hose Nozzle | FHA-SES-FE | Fire Prevention,Hydrant | Fire Equipment | 33757 | FE | x
| FHA-SES-FE-0005 | Fire Hydrant - Red - 2 2-1/2" Hose Nozzle | FHA-SES-FE | Fire Prevention,Hydrant | Fire Equipment | 33758 | FE | x
| FHA-SES-FE-0006 | Fire Hydrant - Red - 2 2-1/2" Hose Nozzle | FHA-SUSPENDED | Fire Prevention,Hydrant | Fire Equipment | 33759 | FE | x
| FHA-SES-FEQ | Portable Fire Extinguishers | FHA-SES |  | Fire Equipment |  |  | http://www.toronto.ca/TWONTO#00350
| FHA-SES-FEQ-0002 | Fire Extinguisher #2 AT-389719 | FHA-SUSPENDED | Fire Prevention,Extinguisher | Fire Equipment | 43875 | FEQ | x
| THR-SES-FEQ-0214S | Fire Extinguisher,Chlorine Bldg | THR-SES-FEQ-DISS | Fire Prevention,Extinguisher,CO2 | Fire Equipment | 42392 | FEQ | x
| THR-SES-FEQ-0216S | Fire Extinguisher, Engine Room | THR-S-E | Fire Prevention,Extinguisher,CO2 | Fire Equipment | 42394 | FEQ | x
| THR-SES-FEQ-0216S | Fire Extinguisher, Engine Room | THR-SES-FEQ-ADMS | Fire Prevention,Extinguisher,CO2 | Fire Equipment | 42394 | FEQ | x
| THR-SES-FEQ-0216S | Fire Extinguisher, Engine Room | THR-SES-FEQ-ERS | Fire Prevention,Extinguisher,CO2 | Fire Equipment | 42394 | FEQ | x
| THR-SES-FEQ-0217S | Fire Extinguisher, Headhouse MCC Room | THR-S-E | Fire Prevention,Extinguisher,CO2 | Fire Equipment | 42395 | FEQ | x
| THR-SES-FEQ-0217S | Fire Extinguisher, Headhouse MCC Room | THR-SES-FEQ-HHS | Fire Prevention,Extinguisher,CO2 | Fire Equipment | 42395 | FEQ | x
| THR-SES-FEQ-0218S | Fire Extinguisher,Bar Screen Area | THR-S-E | Fire Prevention,Extinguisher,CO2 | Fire Equipment | 42396 | FEQ | x
| THR-SES-FEQ-0220S | Fire Extinguisher, Headhouse | THR-S-E | Fire Prevention,Extinguisher,CO2 | Fire Equipment | 42398 | FEQ | x
| THR-SES-FEQ-0221S | Fire Extinguisher, Headhouse | THR-SES-FEQ-HHS | Fire Prevention,Extinguisher,CO2 | Fire Equipment | 42399 | FEQ | x
| THR-SES-FEQ-0222S | Fire Extinguisher, Headhouse | THR-S-E | Fire Prevention,Extinguisher,CO2 | Fire Equipment | 42400 | FEQ | x
| THR-SES-FEQ-0223S | Fire Extinguisher, Headhouse | THR-S-E | Fire Prevention,Extinguisher,CO2 | Fire Equipment | 42401 | FEQ | x
| THR-SES-FEQ-0224S | Fire Extinguisher, Headhouse | THR-SES-FEQ-HHS | Fire Prevention,Extinguisher,CO2 | Fire Equipment | 42420 | FEQ | x
| THR-SES-FEQ-0225S | Fire Extinguisher, Headhouse | THR-SES-FEQ-HHS | Fire Prevention,Extinguisher,CO2 | Fire Equipment | 42402 | FEQ | x
| THR-SES-FEQ-0226S | Fire Extinguisher, Headhouse | THR-SES-FEQ-HHS | Fire Prevention,Extinguisher,CO2 | Fire Equipment | 42403 | FEQ | x
| THR-SES-FEQ-0227S | Fire Extinguisher, Return Sludge Pumping Station | THR-S-E | Fire Prevention,Extinguisher,CO2 | Fire Equipment | 42404 | FEQ | x
| THR-SES-FEQ-0227S | Fire Extinguisher, Return Sludge Pumping Station | THR-SES-FEQ-RSPSS | Fire Prevention,Extinguisher,CO2 | Fire Equipment | 42404 | FEQ | x
| THR-SES-FEQ-0228S | Fire Extinguisher, Ozone Building | THR-SES-FEQ-OCB | Fire Prevention,Extinguisher,CO2 | Fire Equipment | 42405 | FEQ | x
| THR-SES-FEQ-0230S | Fire Extinguisher, Odour Control Building | THR-S-E | Fire Prevention,Extinguisher,CO2 | Fire Equipment | 42407 | FEQ | x
| THR-SES-FEQ-0232S | Fire Extinguisher, Primary Pumping Station 2 | THR-S-E | Fire Prevention,Extinguisher,CO2 | Fire Equipment | 42409 | FEQ | x
| THR-SES-FEQ-0232S | Fire Extinguisher, Primary Pumping Station 2 | THR-SES-FEQ-PRMS | Fire Prevention,Extinguisher,CO2 | Fire Equipment | 42409 | FEQ | x
| THR-SES-FEQ-0251S | Fire Extinguisher, Digester Control Room | THR-S-E | Fire Prevention,Extinguisher,CO2 | Fire Equipment | 42422 | FEQ | x
| THR-SES-FEQ-0251S | Fire Extinguisher, Digester Control Room | THR-SES-FEQ-DIGS | Fire Prevention,Extinguisher,CO2 | Fire Equipment | 42422 | FEQ | x
| THR-SES-FEQ-0252S | Fire Extinguisher, Digester 9 & 10 | THR-S-E | Fire Prevention,Extinguisher,CO2 | Fire Equipment | 42473 | FEQ | x
| THR-SES-FEQ-0253S | Fire Extinguisher, Digester 9 & 10 | THR-S-E | Fire Prevention,Extinguisher,CO2 | Fire Equipment | 42423 | FEQ | x
| THR-SES-FEQ-0254S | Fire Extinguisher, Digester 9 & 10 | THR-S-E | Fire Prevention,Extinguisher,CO2 | Fire Equipment | 42424 | FEQ | x
| THR-SES-FEQ-0255S | Fire Extinguisher, Digester 9 & 10 | THR-SES-FEQ-DIGS | Fire Prevention,Extinguisher,CO2 | Fire Equipment | 42425 | FEQ | x
| THR-SES-FEQ-0256S | Fire Extinguisher, Digester 9 & 10 | THR-S-E | Fire Prevention,Extinguisher,CO2 | Fire Equipment | 42426 | FEQ | x
| THR-SES-FEQ-0257S | Fire Extinguisher, Digester 9 & 10 | THR-SES-FEQ-DIGS | Fire Prevention,Extinguisher,CO2 | Fire Equipment | 42427 | FEQ | x
| THR-SES-FEQ-0271S | Fire Extinguisher,East Maintenance Shop | THR-S-E | Fire Prevention,Extinguisher,CO2 | Fire Equipment | 42428 | FEQ | x
| THR-SES-FEQ-0271S | Fire Extinguisher,East Maintenance Shop | THR-SES-FEQ-EMSS | Fire Prevention,Extinguisher,CO2 | Fire Equipment | 42428 | FEQ | x
| THR-SES-FEQ-0278S | Fire Extinguisher, Hyster Fork Lift ZP711 | THR-SES-FEQ-VEH | Fire Prevention,Extinguisher,CO2 | Fire Equipment | 42430 | FEQ | x
| THR-SES-FEQ-0279S | Fire Extinguisher,STB Forklift | THR-S-E | Fire Prevention,Extinguisher,CO2 | Fire Equipment | 42431 | FEQ | x
| THR-SES-FEQ-0279S | Fire Extinguisher,STB Forklift | THR-SES-FEQ-VEH | Fire Prevention,Extinguisher,CO2 | Fire Equipment | 42431 | FEQ | x
| THR-SES-FEQ-0282S | Fire Extinguisher, Chlorine Bldg | THR-S-E | Fire Prevention,Extinguisher,CO2 | Fire Equipment | 42432 | FEQ | x
| THR-SES-FEQ-0283S | Fire Extinguisher, Chlorine Bldg | THR-S-E | Fire Prevention,Extinguisher,CO2 | Fire Equipment | 42433 | FEQ | x
| THR-SES-FEQ-0283S | Fire Extinguisher, Chlorine Bldg | THR-SES-FEQ-OCB | Fire Prevention,Extinguisher,CO2 | Fire Equipment | 42433 | FEQ | x
| THR-SES-FEQ-0284S | Fire Extinguisher, Filtered Plant Water Bldg. | THR-SES-FEQ-FPWS | Fire Prevention,Extinguisher,CO2 | Fire Equipment | 42434 | FEQ | x
| THR-SES-FEQ-0286S | Fire Extinguisher, Filtered Plant Water Bldg. | THR-SES-FEQ-FPWS | Fire Prevention,Extinguisher,CO2 | Fire Equipment | 42435 | FEQ | x
| THR-SES-FEQ-0287S | Fire Extinguisher, Filtered Plant Water Bldg. | THR-SES-FEQ-FPWS | Fire Prevention,Extinguisher,CO2 | Fire Equipment | 42436 | FEQ | x
| THR-SES-FEQ-0288S | Fire Extinguisher, Filtered Plant Water Bldg. | THR-S-E | Fire Prevention,Extinguisher,CO2 | Fire Equipment | 42437 | FEQ | x
| THR-SES-FEQ-0288S | Fire Extinguisher, Filtered Plant Water Bldg. | THR-SES-FEQ-FPWS | Fire Prevention,Extinguisher,CO2 | Fire Equipment | 42437 | FEQ | x
| THR-SES-FEQ-0289S | Fire Extinguisher, Filtered Plant Water Bldg. | THR-SES-FEQ-FPWS | Fire Prevention,Extinguisher,CO2 | Fire Equipment | 42438 | FEQ | x
| THR-SES-FEQ-0295S | Fire Extinguisher, North Substation | THR-SES-FEQ | Fire Prevention,Extinguisher,CO2 | Fire Equipment | 42440 | FEQ | x
| THR-SES-FEQ-0296S | Fire Extinguisher, North Substation | THR-S-E | Fire Prevention,Extinguisher,CO2 | Fire Equipment | 42441 | FEQ | x
| THR-SES-FEQ-0297S | Fire Extinguisher, Digester Scrubber Room # 2 | THR-S-E | Fire Prevention,Extinguisher,CO2 | Fire Equipment | 42442 | FEQ | x
| THR-SES-FEQ-0301S | Fire Extinguisher, Digester 1 & 2 | THR-S-E | Fire Prevention,Extinguisher,CO2 | Fire Equipment | 42445 | FEQ | x
| THR-SES-FEQ-0302S | Fire Extinguisher, Digester 1 & 2 | THR-S-E | Fire Prevention,Extinguisher,CO2 | Fire Equipment | 42446 | FEQ | x
| THR-SES-FEQ-0307S | Fire Extinguisher, Digester 5 & 6 | THR-S-E | Fire Prevention,Extinguisher,CO2 | Fire Equipment | 42449 | FEQ | x
| THR-SES-FEQ-0307S | Fire Extinguisher, Digester 5 & 6 | THR-SES-FEQ-DIGS | Fire Prevention,Extinguisher,CO2 | Fire Equipment | 42449 | FEQ | x
| THR-SES-FEQ-0309S | Fire Extinguisher, Digester 5 & 6 | THR-S-E | Fire Prevention,Extinguisher,CO2 | Fire Equipment | 42451 | FEQ | x
| THR-SES-FEQ-0309S | Fire Extinguisher, Digester 5 & 6 | THR-SES-FEQ-DIGS | Fire Prevention,Extinguisher,CO2 | Fire Equipment | 42451 | FEQ | x
| THR-SES-FEQ-0310S | Fire Extinguisher, Digester Scrubber Room # 2 | THR-SES-FEQ-DIGS | Fire Prevention,Extinguisher,CO2 | Fire Equipment | 42452 | FEQ | x
| THR-SES-FEQ-0320S | Fire Extinguisher, STB Basement | THR-S-E | Fire Prevention,Extinguisher,CO2 | Fire Equipment | 42454 | FEQ | x
| THR-SES-FEQ-0320S | Fire Extinguisher, STB Basement | THR-SES-FEQ-STBS | Fire Prevention,Extinguisher,CO2 | Fire Equipment | 42454 | FEQ | x
| THR-SES-FEQ-0321S | Fire Extinguisher, STB Basement | THR-S-E | Fire Prevention,Extinguisher,CO2 | Fire Equipment | 42455 | FEQ | x
| THR-SES-FEQ-0321S | Fire Extinguisher, STB Basement | THR-SES-FEQ-STBS | Fire Prevention,Extinguisher,CO2 | Fire Equipment | 42455 | FEQ | x
| THR-SES-FEQ-0322S | Fire Extinguisher, STB Basement, | THR-S-E | Fire Prevention,Extinguisher,CO2 | Fire Equipment | 42456 | FEQ | x
| THR-SES-FEQ-0322S | Fire Extinguisher, STB Basement, | THR-SES-FEQ-STBS | Fire Prevention,Extinguisher,CO2 | Fire Equipment | 42456 | FEQ | x
| THR-SES-FEQ-0324S | Fire Extinguisher,STB Centrifuge Room | THR-S-E | Fire Prevention,Extinguisher,CO2 | Fire Equipment | 42458 | FEQ | x
| THR-SES-FEQ-0324S | Fire Extinguisher,STB Centrifuge Room | THR-SES-FEQ-STBS | Fire Prevention,Extinguisher,CO2 | Fire Equipment | 42458 | FEQ | x
| THR-SES-FEQ-0325S | Fire Extinguisher, West Maint. Shop,NW Exit | THR-SES-FEQ-ADMS | Fire Prevention,Extinguisher,CO2 | Fire Equipment | 42459 | FEQ | x
| THR-SES-FEQ-0326S | Fire Extinguisher, West Maint. Shop,NE Pillar | THR-S-E | Fire Prevention,Extinguisher,CO2 | Fire Equipment | 42460 | FEQ | x
| THR-SES-FEQ-0327S | Fire Extinguisher, West Maint. Shop,SW Exit | THR-SES-FEQ-ADMS | Fire Prevention,Extinguisher,CO2 | Fire Equipment | 42461 | FEQ | x
| THR-SES-FEQ-0328S | Fire Extinguisher, T12, Sub basement,East | THR-SES-FEQ-ADMS | Fire Prevention,Extinguisher,CO2 | Fire Equipment | 42462 | FEQ | x
| THR-SES-FEQ-0329S | Fire Extinguisher, T12, Pumping Station2 | THR-S-E | Fire Prevention,Extinguisher,CO2 | Fire Equipment | 42463 | FEQ | x
| THR-SES-FEQ-0329S | Fire Extinguisher, T12, Pumping Station2 | THR-SES-FEQ-ADMS | Fire Prevention,Extinguisher,CO2 | Fire Equipment | 42463 | FEQ | x
| THR-SES-FEQ-0330S | Fire Extinguisher, Bar Screen Mezzanine | THR-SES-FEQ-HHS | Fire Prevention,Extinguisher,CO2 | Fire Equipment | 42464 | FEQ | x
| THR-SES-FEQ-0330S | Fire Extinguisher, Bar Screen Mezzanine | THR-SES-FEQ-PRMS | Fire Prevention,Extinguisher,CO2 | Fire Equipment | 42464 | FEQ | x
| THR-SES-FEQ-0331S | Fire Extinguisher,Head House NW Exit | THR-SES-FEQ-HHS | Fire Prevention,Extinguisher,CO2 | Fire Equipment | 42465 | FEQ | x
| THR-SES-FEQ-0332S | Fire Extinguisher,North Grit Tanks SW Exit | THR-S-E | Fire Prevention,Extinguisher,CO2 | Fire Equipment | 42466 | FEQ | x
| THR-SES-FEQ-0332S | Fire Extinguisher,North Grit Tanks SW Exit | THR-SES-FEQ-GRITS | Fire Prevention,Extinguisher,CO2 | Fire Equipment | 42466 | FEQ | x
| THR-SES-FEQ-0333S | Fire Extinguisher, T12, Sub basement,West | THR-S-E | Fire Prevention,Extinguisher,CO2 | Fire Equipment | 42467 | FEQ | x
| THR-SES-FEQ-0335S | Fire Extinguisher,Primary Pumping Station 1, Storage Area East Wall | THR-S-E | Fire Prevention,Extinguisher,CO2 | Fire Equipment | 42469 | FEQ | x
| THR-SES-FEQ-0337S | Fire Extinguisher, Temp .Admin Bldg.(Trailer) | THR-S-E | Fire Prevention,Extinguisher,CO2 | Fire Equipment | 42471 | FEQ | x
| THR-SES-FEQ-0338S | Fire Extinguisher, Temp .Admin Bldg.(Trailer) | THR-S-E | Fire Prevention,Extinguisher,CO2 | Fire Equipment | 42472 | FEQ | x
| THR-SES-FEQ-0338S | Fire Extinguisher, Temp .Admin Bldg.(Trailer) | THR-SES-FEQ-ADMS | Fire Prevention,Extinguisher,CO2 | Fire Equipment | 42472 | FEQ | x
| THR-SES-FEQ-0500S | Fire Extinguisher, Halon System | THR-SES-FEQ-ADMS | Fire Prevention,Extinguisher,CO2 | Fire Equipment | 42475 | FEQ | x
| THR-SES-FEQ-0500S | Fire Extinguisher, Halon System | THR-SES-SCBA | Fire Prevention,Extinguisher,CO2 | Fire Equipment | 42475 | FEQ | x
| THR-SES-FEQ-378254 | Fire Extinguisher on Vehicle 378254 | THR-SES-FEQ-VEH |  | Fire Equipment |  | FEQ | http://www.toronto.ca/TWONTO#00350
| THR-SES-FEQ-378273 | Fire Extinguisher on Vehicle 378273 | THR-SES-FEQ-VEH |  | Fire Equipment |  | FEQ | http://www.toronto.ca/TWONTO#00350
| THR-SES-FEQ-378298 | Fire Extinguisher on Vehicle 378298 | THR-SES-FEQ-VEH |  | Fire Equipment |  | FEQ | http://www.toronto.ca/TWONTO#00350
| THR-SES-FEQ-9330S | Fire Extinguisher, Sprinkler System, Admin Bldg. | THR-S-E | Fire Prevention,Extinguisher,CO2 | Fire Equipment | 42476 | FEQ | x
| THR-SES-FEQ-9335S | Fire Extinguisher, Sprinkler System, Chlorine Building | THR-S-E | Fire Prevention,Extinguisher,CO2 | Fire Equipment | 42477 | FEQ | x
| THR-SES-FEQ-9335S | Fire Extinguisher, Sprinkler System, Chlorine Building | THR-SES-FEQ-FPWS | Fire Prevention,Extinguisher,CO2 | Fire Equipment | 42477 | FEQ | x
| THR-SES-FEQ-9341S | Fire Extinguisher, Sprinkler System, Engine Room Basement | THR-SES-FEQ | Fire Prevention,Extinguisher,CO2 | Fire Equipment | 42479 | FEQ | x
| THR-SES-FEQ-9350S | Fire Extinguisher, Sprinkler System, STB | THR-S-E | Fire Prevention,Sprinkler,Dry | Fire Equipment | 42480 | FEQ | x
| THR-SES-FEQ-9350S | Fire Extinguisher, Sprinkler System, STB | THR-SES-FEQ | Fire Prevention,Sprinkler,Dry | Fire Equipment | 42480 | FEQ | x
| THR-SES-FEQ-9350S | Fire Extinguisher, Sprinkler System, STB | THR-SES-FEQ-STBS | Fire Prevention,Sprinkler,Dry | Fire Equipment | 42480 | FEQ | x
| THR-SES-FEQ-ADMS | Fire Extinguisher Location, Administration Building | THR-S-E | Fire Prevention,Extinguisher,CO2 | Fire Equipment | 42481 |  | x
| THR-SES-FEQ-ADMS | Fire Extinguisher Location, Administration Building | THR-SES-FEQ | Fire Prevention,Extinguisher,CO2 | Fire Equipment | 42481 |  | x
| THR-SES-FEQ-DIGS | Fire Extinguisher Location, Digesters | THR-SES-WA1 | Fire Prevention,Extinguisher,CO2 | Fire Equipment | 42482 |  | x
| THR-SES-FEQ-DISS | Fire Extinguisher Location, Chlorine Buliding | THR-JHSC-WA1 | Fire Prevention,Extinguisher,CO2 | Fire Equipment | 42483 |  | x
| THR-SES-FEQ-DISS | Fire Extinguisher Location, Chlorine Buliding | THR-SES-FEQ | Fire Prevention,Extinguisher,CO2 | Fire Equipment | 42483 |  | x
| THR-SES-FEQ-DISS | Fire Extinguisher Location, Chlorine Buliding | THR-SES-WA1 | Fire Prevention,Extinguisher,CO2 | Fire Equipment | 42483 |  | x
| THR-SES-FEQ-DISS | Fire Extinguisher Location, Chlorine Buliding | THR-SES-WA4 | Fire Prevention,Extinguisher,CO2 | Fire Equipment | 42483 |  | x
| THR-SES-FEQ-EMSS | Fire Extinguisher Location, East Maintenance Shop | THR-SES-FEQ | Fire Prevention,Extinguisher,CO2 | Fire Equipment | 42494 |  | x
| THR-SES-FEQ-EMSS | Fire Extinguisher Location, East Maintenance Shop | THR-SES-WA4 | Fire Prevention,Extinguisher,CO2 | Fire Equipment | 42494 |  | x
| THR-SES-FEQ-EPSS | Fire Extinguisher Location, Effluent Pumping & Substations | THR-S-E | Fire Prevention,Extinguisher,CO2 | Fire Equipment | 42484 |  | x
| THR-SES-FEQ-EPSS | Fire Extinguisher Location, Effluent Pumping & Substations | THR-SES-FEQ | Fire Prevention,Extinguisher,CO2 | Fire Equipment | 42484 |  | x
| THR-SES-FEQ-ERS | Fire Extinguisher Location, Engine Room | THR-SES-FEQ | Fire Prevention,Extinguisher,CO2 | Fire Equipment | 42485 |  | x
| THR-SES-FEQ-FCBS | Fire Extinguisher Location, Ferrous Chloride Bldg. | THR-SES-FEQ | Fire Prevention,Extinguisher,CO2 | Fire Equipment | 42486 |  | x
| THR-SES-FEQ-FCBS | Fire Extinguisher Location, Ferrous Chloride Bldg. | THR-SES-WA4 | Fire Prevention,Extinguisher,CO2 | Fire Equipment | 42486 |  | x
| THR-SES-FEQ-FPWS | Fire Extinguisher Location, Filtered Plant Water Bldg. | THR-JHSC-WA4 | Fire Prevention,Extinguisher,CO2 | Fire Equipment | 42487 |  | x
| THR-SES-FEQ-FPWS | Fire Extinguisher Location, Filtered Plant Water Bldg. | THR-SES-WA4 | Fire Prevention,Extinguisher,CO2 | Fire Equipment | 42487 |  | x
| THR-SES-FEQ-GRITS | Fire Extinguisher Location, Grit Building. | THR-SES-FEQ | Fire Prevention,Extinguisher,CO2 | Fire Equipment | 42488 |  | x
| THR-SES-FEQ-HHS | Fire Extinguisher Location, Head House | THR-S-E | Fire Prevention,Extinguisher,CO2 | Fire Equipment | 42489 |  | x
| THR-SES-FEQ-HHS | Fire Extinguisher Location, Head House | THR-SES-WA2 | Fire Prevention,Extinguisher,CO2 | Fire Equipment | 42489 |  | x
| THR-SES-FEQ-HPBBS | Fire Extinguisher Location, Blower Buliding | THR-SES-FEQ | Fire Prevention,Extinguisher,CO2 | Fire Equipment | 42490 |  | x
| THR-SES-FEQ-HPBBS | Fire Extinguisher Location, Blower Buliding | THR-SES-WA3 | Fire Prevention,Extinguisher,CO2 | Fire Equipment | 42490 |  | x
| THR-SES-FEQ-HPBBS | Fire Extinguisher Location, Blower Buliding | THR-SES-WA4 | Fire Prevention,Extinguisher,CO2 | Fire Equipment | 42490 |  | x
| THR-SES-FEQ-OCB | Fire Extinguisher Location, Ozone and Odour Control- Susp | THR-S-E | Fire Prevention,Extinguisher,CO2 | Fire Equipment | 35992 |  | x
| THR-SES-FEQ-PRMS | Fire Extinguisher Location, Primary Pumping Stations | THR-S-E | Fire Prevention,Extinguisher,CO2 | Fire Equipment | 42492 |  | x
| THR-SES-FEQ-PRMS | Fire Extinguisher Location, Primary Pumping Stations | THR-SES-WA2 | Fire Prevention,Extinguisher,CO2 | Fire Equipment | 42492 |  | x
| THR-SES-FEQ-RSPSS | Fire Extinguisher Location, RSPS | THR-JHSC-WA4 | Fire Prevention,Extinguisher,CO2 | Fire Equipment | 42493 |  | x
| THR-SES-FEQ-RSPSS | Fire Extinguisher Location, RSPS | THR-SES-FEQ | Fire Prevention,Extinguisher,CO2 | Fire Equipment | 42493 |  | x
| THR-SES-FEQ-RSPSS | Fire Extinguisher Location, RSPS | THR-SES-WA4 | Fire Prevention,Extinguisher,CO2 | Fire Equipment | 42493 |  | x
| THR-SES-FEQ-STBS | Fire Extinguisher Location, STB | THR-S-E | Fire Prevention,Extinguisher,CO2 | Fire Equipment | 42495 |  | x
| THR-SES-FEQ-T&GS | Fire Extinguisher Location, Tunnels & Galleries | THR-S-E | Fire Prevention,Extinguisher,CO2 | Fire Equipment | 42496 |  | x
| THR-SES-FEQ-T&GS | Fire Extinguisher Location, Tunnels & Galleries | THR-SES-FEQ | Fire Prevention,Extinguisher,CO2 | Fire Equipment | 42496 |  | x
| THR-SES-FEQ-VEH | Fire Extinguisher Location, In Vehicles | THR-SES-FEQ | Fire Prevention,Extinguisher,CO2 | Fire Equipment |  |  | http://www.toronto.ca/TWONTO#00350
| FHA-SES-FEQ-0003 | Fire Extinguisher #3 A 34874370 | FHA-SUSPENDED | Fire Prevention,Extinguisher | Fire Equipment | 43876 | FEQ | x
| FHA-SES-FEQ-0004 | Fire Extinguisher #4 091493 | FHA-SES-FEQ | Fire Prevention,Extinguisher | Fire Equipment | 43877 | FEQ | x
| FHA-SES-FEQ-0005 | Fire Extinguisher #5 AV-670955 | FHA-SUSPENDED | Fire Prevention,Extinguisher | Fire Equipment | 43878 | FEQ | x
| FHA-SES-FEQ-0006 | Fire Extinguisher #6 AV-670959 | FHA-SES-FEQ | Fire Prevention,Extinguisher | Fire Equipment | 43879 | FEQ | x
| FHA-SES-FEQ-0007 | Fire Extinguisher #7 003339 | FHA-SUSPENDED | Fire Prevention,Extinguisher | Fire Equipment | 43880 | FEQ | x
| FHA-SES-FEQ-0008 | Fire Extinguisher #8 AV-670960 | FHA-SES-FEQ | Fire Prevention,Extinguisher | Fire Equipment | 43881 | FEQ | x
| FHA-SES-FEQ-0009 | Fire Extinguisher #9 AV-670963 | FHA-SUSPENDED | Fire Prevention,Extinguisher | Fire Equipment | 43882 | FEQ | x
| FHA-SES-FEQ-0010 | Fire Extinguisher #10 285039 | FHA-SUSPENDED | Fire Prevention,Extinguisher | Fire Equipment | 43883 | FEQ | x
| FHA-SES-FEQ-0011 | Fire Extinguisher #11 AV-670946 | FHA-SES-FEQ | Fire Prevention,Extinguisher | Fire Equipment | 43884 | FEQ | x
| FHA-SES-FEQ-0012 | Fire Extinguisher #12 AV-670972 | FHA-SUSPENDED | Fire Prevention,Extinguisher | Fire Equipment | 43885 | FEQ | x
| FHA-SES-FEQ-0014 | Fire Extinguisher #14 AV-670973 | FHA-SUSPENDED | Fire Prevention,Extinguisher | Fire Equipment | 43887 | FEQ | x
| FHA-SES-FEQ-0015 | Fire Extinguisher #15 A 35420313 | FHA-SES-FEQ | Fire Prevention,Extinguisher | Fire Equipment | 43888 | FEQ | x
| FHA-SES-FEQ-0016 | Fire Extinguisher #16 A 3542012 | FHA-SUSPENDED | Fire Prevention,Extinguisher | Fire Equipment | 43889 | FEQ | x
| FHA-SES-FEQ-0017 | Fire Extinguisher #17 Sr # 35420307 | FHA-SUSPENDED | Fire Prevention,Extinguisher | Fire Equipment | 43890 | FEQ | x
| FHA-SES-FEQ-0018 | Fire Extinguisher #18 35420308 | FHA-SUSPENDED | Fire Prevention,Extinguisher | Fire Equipment | 43891 | FEQ | x
| FHA-SES-FEQ-0019 | Fire Extinguisher #19 A354220285 | FHA-SUSPENDED | Fire Prevention,Extinguisher | Fire Equipment | 43892 | FEQ | x
| FHA-SES-FEQ-0020 | Fire Extinguisher #20 91865 | FHA-SUSPENDED | Fire Prevention,Extinguisher | Fire Equipment | 43893 | FEQ | x
| FHA-SES-FEQ-0021 | Fire Extinguisher #21 ZK-363888 | FHA-SES-FEQ | Fire Prevention,Extinguisher | Fire Equipment | 43894 | FEQ | x
| FHA-SES-FEQ-0021 | Fire Extinguisher #21 ZK-363888 | FHA-SUSPENDED | Fire Prevention,Extinguisher | Fire Equipment | 43894 | FEQ | x
| FHA-SES-FEQ-0023 | Fire Extinguisher #23 A35420292 | FHA-SUSPENDED | Fire Prevention,Extinguisher | Fire Equipment | 43896 | FEQ | x
| FHA-SES-FEQ-0024 | Fire Extinguisher #24 A34718556 | FHA-SES-FEQ | Fire Prevention,Extinguisher | Fire Equipment | 43897 | FEQ | x
| FHA-SES-FEQ-0024 | Fire Extinguisher #24 A34718556 | FHA-SUSPENDED | Fire Prevention,Extinguisher | Fire Equipment | 43897 | FEQ | x
| FHA-SES-FEQ-0025 | Fire Extinguisher #25 A32979937 | FHA-SES-FEQ | Fire Prevention,Extinguisher | Fire Equipment | 43898 | FEQ | x
| FHA-SES-FEQ-0026 | Fire Extinguisher #26 A35420245 | FHA-SES-FEQ | Fire Prevention,Extinguisher | Fire Equipment | 43899 | FEQ | x
| FHA-SES-FEQ-0027 | Fire Extinguisher #27 A35420328 | FHA-SUSPENDED | Fire Prevention,Extinguisher | Fire Equipment | 43900 | FEQ | x
| FHA-SES-FEQ-0028 | Fire Extinguisher #28 A34874341 | FHA-SES-FEQ | Fire Prevention,Extinguisher | Fire Equipment | 43901 | FEQ | x
| FHA-SES-FEQ-0029 | Fire Extinguisher #29 A35420301 | FHA-SES-FEQ | Fire Prevention,Extinguisher | Fire Equipment | 43902 | FEQ | x
| FHA-SES-FEQ-0031 | Fire Extinguisher #31 A35420267 | FHA-SUSPENDED | Fire Prevention,Extinguisher | Fire Equipment | 43904 | FEQ | x
| FHA-SES-FEQ-0033 | Fire Extinguisher #33 A35420289 | FHA-SES-FEQ | Fire Prevention,Extinguisher | Fire Equipment | 43906 | FEQ | x
| FHA-SES-FEQ-0034 | Fire Extinguisher #34 A35420275 | FHA-SES-FEQ | Fire Prevention,Extinguisher | Fire Equipment | 43907 | FEQ | x
| FHA-SES-FEQ-0035 | Fire Extinguisher #35 A35420253 | FHA-SES-FEQ | Fire Prevention,Extinguisher | Fire Equipment | 43908 | FEQ | x
| FHA-SES-FEQ-0035 | Fire Extinguisher #35 A35420253 | FHA-SUSPENDED | Fire Prevention,Extinguisher | Fire Equipment | 43908 | FEQ | x
| FHA-SES-FEQ-0036 | Fire Extinguisher #36 A35420305 | FHA-SES-FEQ | Fire Prevention,Extinguisher | Fire Equipment | 43909 | FEQ | x
| FHA-SES-FEQ-0038 | Fire Extinguisher #38 A35420284 | FHA-SUSPENDED | Fire Prevention,Extinguisher | Fire Equipment | 43911 | FEQ | x
| FHA-SES-FEQ-0039 | Fire Extinguisher #39 19823 | FHA-SUSPENDED | Fire Prevention,Extinguisher | Fire Equipment | 43912 | FEQ | x
| FHA-SES-FEQ-0043 | Fire Extinguisher #43 22791 | FHA-SUSPENDED | Fire Prevention,Extinguisher | Fire Equipment | 43916 | FEQ | x
| FHA-SES-FEQ-0044 | Fire Extinguisher #44 22800 | FHA-SES-FEQ | Fire Prevention,Extinguisher | Fire Equipment | 43917 | FEQ | x
| FHA-SES-FEQ-0045 | Fire Extinguisher #45 VV-755083 | FHA-SES-FEQ | Fire Prevention,Extinguisher | Fire Equipment | 43918 | FEQ | x
| FHA-SES-FEQ-0046 | Fire Extinguisher #46 22801 | FHA-SES-FEQ | Fire Prevention,Extinguisher | Fire Equipment | 43919 | FEQ | x
| FHA-SES-FEQ-0047 | Fire Extinguisher #47 22785 | FHA-SES-FEQ | Fire Prevention,Extinguisher | Fire Equipment | 43920 | FEQ | x
| FHA-SES-FEQ-0048 | Fire Extinguisher #48 22803 | FHA-SES-FEQ | Fire Prevention,Extinguisher | Fire Equipment | 43921 | FEQ | x
| FHA-SES-FEQ-0048 | Fire Extinguisher #48 22803 | FHA-SUSPENDED | Fire Prevention,Extinguisher | Fire Equipment | 43921 | FEQ | x
| FHA-SES-FEQ-0049 | Fire Extinguisher #49 22782 | FHA-SES-FEQ | Fire Prevention,Extinguisher | Fire Equipment | 43922 | FEQ | x
| FHA-SES-FEQ-0050 | Fire Extinguisher #50 22784 | FHA-SES-FEQ | Fire Prevention,Extinguisher | Fire Equipment | 43923 | FEQ | x
| FHA-SES-FEQ-0050 | Fire Extinguisher #50 22784 | FHA-SUSPENDED | Fire Prevention,Extinguisher | Fire Equipment | 43923 | FEQ | x
| FHA-SES-FEQ-0051 | Fire Extinguisher #51 22795 | FHA-SUSPENDED | Fire Prevention,Extinguisher | Fire Equipment | 43924 | FEQ | x
| FHA-SES-FEQ-0052 | Fire Extinguisher #52 0091491 | FHA-SES-FEQ | Fire Prevention,Extinguisher | Fire Equipment | 43925 | FEQ | x
| FHA-SES-FEQ-0053 | Fire Extinguisher # 043618 | FHA-SES-FEQ | Fire Prevention,Extinguisher | Fire Equipment | 43926 | FEQ | x
| FHA-SES-FEQ-0054 | Fire Extinguisher #54 ZE-69220 | FHA-SES-FEQ | Fire Prevention,Extinguisher | Fire Equipment | 43927 | FEQ | x
| FHA-SES-FEQ-0055 | Fire Extinguisher #55 A35420295 | FHA-SES-FEQ | Fire Prevention,Extinguisher | Fire Equipment | 43928 | FEQ | x
| FHA-SES-FEQ-0056 | Fire Extinguisher #56 A 34718562 | FHA-SES-FEQ | Fire Prevention,Extinguisher | Fire Equipment | 43929 | FEQ | x
| FHA-SES-FEQ-0056 | Fire Extinguisher #56 A 34718562 | FHA-SUSPENDED | Fire Prevention,Extinguisher | Fire Equipment | 43929 | FEQ | x
| FHA-SES-FEQ-0058 | Fire Extinguisher #58 A35420298 | FHA-SUSPENDED | Fire Prevention,Extinguisher | Fire Equipment | 43931 | FEQ | x
| FHA-SES-FEQ-0059 | Fire Extinguisher #59 A35420334 | FHA-SES-FEQ | Fire Prevention,Extinguisher | Fire Equipment | 43932 | FEQ | x
| FHA-SES-FEQ-0061 | Fire Extinguisher #61 A35420336 | FHA-SUSPENDED | Fire Prevention,Extinguisher | Fire Equipment | 43934 | FEQ | x
| FHA-SES-FEQ-0062 | Fire Extinguisher #62 A35420281 | FHA-SES-FEQ | Fire Prevention,Extinguisher | Fire Equipment | 43935 | FEQ | x
| FHA-SES-FEQ-0062 | Fire Extinguisher #62 A35420281 | FHA-SUSPENDED | Fire Prevention,Extinguisher | Fire Equipment | 43935 | FEQ | x
| FHA-SES-FEQ-0065 | Fire Extinguisher #65 A35420290 | FHA-SES-FEQ | Fire Prevention,Extinguisher | Fire Equipment | 43938 | FEQ | x
| FHA-SES-FEQ-0066 | Fire Extinguisher #66 A35420324 | FHA-SUSPENDED | Fire Prevention,Extinguisher | Fire Equipment | 43939 | FEQ | x
| FHA-SES-FEQ-0067 | Fire Extinguisher #67 ZK-363882 | FHA-SUSPENDED | Fire Prevention,Extinguisher | Fire Equipment | 43940 | FEQ | x
| FHA-SES-FEQ-0068 | Fire Extinguisher #68 A35420248 | FHA-SES-FEQ | Fire Prevention,Extinguisher | Fire Equipment | 43941 | FEQ | x
| FHA-SES-FEQ-0068 | Fire Extinguisher #68 A35420248 | FHA-SUSPENDED | Fire Prevention,Extinguisher | Fire Equipment | 43941 | FEQ | x
| FHA-SES-FEQ-0069 | Fire Extinguisher #69 A35420294 | FHA-SES-FEQ | Fire Prevention,Extinguisher | Fire Equipment | 43942 | FEQ | x
| FHA-SES-FEQ-0069 | Fire Extinguisher #69 A35420294 | FHA-SUSPENDED | Fire Prevention,Extinguisher | Fire Equipment | 43942 | FEQ | x
| FHA-SES-FEQ-0070 | Fire Extinguisher #70 A35420309 | FHA-SUSPENDED | Fire Prevention,Extinguisher | Fire Equipment | 43943 | FEQ | x
| FHA-SES-FEQ-0071 | Fire Extinguisher #71 A35420337 | FHA-SES-FEQ | Fire Prevention,Extinguisher | Fire Equipment | 43944 | FEQ | x
| FHA-SES-FEQ-0072 | Fire Extinguisher #72 A35420277 | FHA-SUSPENDED | Fire Prevention,Extinguisher | Fire Equipment | 43945 | FEQ | x
| FHA-SES-FEQ-0073 | Fire Extinguisher #73 A35420270 | FHA-SES-FEQ | Fire Prevention,Extinguisher | Fire Equipment | 43946 | FEQ | x
| FHA-SES-FEQ-0074 | Fire Extinguisher #74 A35420255 | FHA-SUSPENDED | Fire Prevention,Extinguisher | Fire Equipment | 43947 | FEQ | x
| FHA-SES-FEQ-0075 | Fire Extinguisher #75 A 34718546 | FHA-SES-FEQ | Fire Prevention,Extinguisher | Fire Equipment | 43948 | FEQ | x
| FHA-SES-FEQ-0076 | Fire Extinguisher #76 A35420323 | FHA-SES-FEQ | Fire Prevention,Extinguisher | Fire Equipment | 43949 | FEQ | x
| FHA-SES-FEQ-0078 | Fire Extinguisher #78 A34718550 | FHA-SUSPENDED | Fire Prevention,Extinguisher | Fire Equipment | 43951 | FEQ | x
| FHA-SES-FEQ-0079 | Fire Extinguisher #79 A35420259 | FHA-SES-FEQ | Fire Prevention,Extinguisher | Fire Equipment | 43952 | FEQ | x
| FHA-SES-FEQ-0079 | Fire Extinguisher #79 A35420259 | FHA-SUSPENDED | Fire Prevention,Extinguisher | Fire Equipment | 43952 | FEQ | x
| FHA-SES-FEQ-0080 | Fire Extinguisher #80 A35420280 | FHA-SUSPENDED | Fire Prevention,Extinguisher | Fire Equipment | 43953 | FEQ | x
| FHA-SES-FEQ-0081 | Fire Extinguisher #81 3389256 | FHA-SUSPENDED | Fire Prevention,Extinguisher | Fire Equipment | 43954 | FEQ | x
| FHA-SES-FEQ-0083 | Fire Extinguisher #83 A35420244 | FHA-SUSPENDED | Fire Prevention,Extinguisher | Fire Equipment | 43957 | FEQ | x
| FHA-SES-FEQ-0084 | Fire Extinguisher #84 ZE-69229 | FHA-SES-FEQ | Fire Prevention,Extinguisher | Fire Equipment | 43958 | FEQ | x
| FHA-SES-FEQ-0084 | Fire Extinguisher #84 ZE-69229 | FHA-SUSPENDED | Fire Prevention,Extinguisher | Fire Equipment | 43958 | FEQ | x
| FHA-SES-FEQ-0085 | Fire Extinguisher #85 ZK-302209 | FHA-SES-FEQ | Fire Prevention,Extinguisher | Fire Equipment | 43959 | FEQ | x
| FHA-SES-FEQ-0085 | Fire Extinguisher #85 ZK-302209 | FHA-SUSPENDED | Fire Prevention,Extinguisher | Fire Equipment | 43959 | FEQ | x
| FHA-SES-FEQ-0086 | Fire Extinguisher #86 54885 | FHA-SES-FEQ | Fire Prevention,Extinguisher | Fire Equipment | 43960 | FEQ | x
| FHA-SES-FEQ-0087 | Fire Extinguisher #87 ZV-129455 | FHA-SUSPENDED | Fire Prevention,Extinguisher | Fire Equipment | 43961 | FEQ | x
| FHA-SES-FEQ-0088 | Fire Extinguisher #88 ZK-302246 | FHA-SUSPENDED | Fire Prevention,Extinguisher | Fire Equipment | 43962 | FEQ | x
| FHA-SES-FEQ-0089 | Fire Extinguisher #89 302246 | FHA-SES-FEQ | Fire Prevention,Extinguisher | Fire Equipment | 43963 | FEQ | x
| FHA-SES-FEQ-0089 | Fire Extinguisher #89 302246 | FHA-SUSPENDED | Fire Prevention,Extinguisher | Fire Equipment | 43963 | FEQ | x
| FHA-SES-FEQ-0090 | Fire Extinguisher #90 302236 | FHA-SES-FEQ | Fire Prevention,Extinguisher | Fire Equipment | 43964 | FEQ | x
| FHA-SES-FEQ-0090 | Fire Extinguisher #90 302236 | FHA-SUSPENDED | Fire Prevention,Extinguisher | Fire Equipment | 43964 | FEQ | x
| FHA-SES-FEQ-0091 | Fire Extinguisher #91 A33892756 | FHA-SUSPENDED | Fire Prevention,Extinguisher | Fire Equipment | 43965 | FEQ | x
| FHA-SES-FEQ-0093 | Fire Extinguisher #93 | FHA-SES-FEQ | Fire Prevention,Extinguisher | Fire Equipment | 43967 | FEQ | x
| FHA-SES-FEQ-0094 | Fire Extinguisher #94 A35420318 | FHA-SUSPENDED | Fire Prevention,Extinguisher | Fire Equipment | 43968 | FEQ | x
| FHA-SES-FEQ-0095 | Fire Extinguisher #95 A35420299 | FHA-SUSPENDED | Fire Prevention,Extinguisher | Fire Equipment | 43969 | FEQ | x
| FHA-SES-FEQ-0096 | Fire Extinguisher #96 A35420335 | FHA-SES-FEQ | Fire Prevention,Extinguisher | Fire Equipment | 43970 | FEQ | x
| FHA-SES-FEQ-0097 | Fire Extinguisher #97 A35420339 | FHA-SES-FEQ | Fire Prevention,Extinguisher | Fire Equipment | 43971 | FEQ | x
| FHA-SES-FEQ-0097 | Fire Extinguisher #97 A35420339 | FHA-SUSPENDED | Fire Prevention,Extinguisher | Fire Equipment | 43971 | FEQ | x
| FHA-SES-FEQ-0098 | Fire Extinguisher #98 A35420338 | FHA-SUSPENDED | Fire Prevention,Extinguisher | Fire Equipment | 43972 | FEQ | x
| FHA-SES-FEQ-0099 | Fire Extinguisher #99 A35420263 | FHA-SES-FEQ | Fire Prevention,Extinguisher | Fire Equipment | 43973 | FEQ | x
| FHA-SES-FEQ-0100 | Fire Extinguisher #100 A35420266 | FHA-SES-FEQ | Fire Prevention,Extinguisher | Fire Equipment | 43974 | FEQ | x
| FHA-SES-FEQ-0100 | Fire Extinguisher #100 A35420266 | FHA-SUSPENDED | Fire Prevention,Extinguisher | Fire Equipment | 43974 | FEQ | x
| FHA-SES-FEQ-0102 | Fire Extinguisher #102 A35420306 | FHA-SUSPENDED | Fire Prevention,Extinguisher | Fire Equipment | 43976 | FEQ | x
| FHA-SES-FEQ-0103 | Fire Extinguisher #103 A35420252 | FHA-SES-FEQ | Fire Prevention,Extinguisher | Fire Equipment | 43977 | FEQ | x
| FHA-SES-FEQ-0104 | Fire Extinguisher #104 A35420246 | FHA-SUSPENDED | Fire Prevention,Extinguisher | Fire Equipment | 43978 | FEQ | x
| FHA-SES-FEQ-0105 | Fire Extinguisher #105 A35420269 | FHA-SES-FEQ | Fire Prevention,Extinguisher | Fire Equipment | 43979 | FEQ | x
| FHA-SES-FEQ-0107 | Fire Extinguisher #107 YB-844724 | FHA-SES-FEQ | Fire Prevention,Extinguisher | Fire Equipment | 43981 | FEQ | x
| FHA-SES-FEQ-1 | Fire Sprinkler System | FHA-SES |  | Fire Equipment | 43982 | FEQ | x
| THR-THK-P-0100 | Pump, Sprinkler Jockey, Sprinkler System, STB | THR-SES-FEQ-9350S | Fire Prevention,Sprinkler,Dry | Fire Equipment |  | P | http://www.toronto.ca/TWONTO#00626
| THR-THK-V-0101 | Valve, Fire Header, Standpipe, Sprinkler System, STB | THR-SES-FEQ-9350S | Fire Prevention,Sprinkler,Dry | Fire Equipment |  | V | http://www.toronto.ca/TWONTO#00781
| THR-THK-V-0103 | Valve, Isolation, FSL-0103, Water Supply Sprinkler System, STB | THR-SES-FEQ-9350S | Fire Prevention,Sprinkler,Dry | Fire Equipment |  | V | http://www.toronto.ca/TWONTO#00781
| THR-THK-V-0104 | Valve, Supply Water to Sprinkler System Zone 3 | THR-SES-FEQ-9350S | Fire Prevention,Sprinkler,Dry | Fire Equipment |  | V | http://www.toronto.ca/TWONTO#00781
| THR-THK-V-0105 | Valve, Supply Water to Sprinkler System Zone 3 | THR-SES-FEQ-9350S | Fire Prevention,Sprinkler,Dry | Fire Equipment |  | V | http://www.toronto.ca/TWONTO#00781
| THR-THK-V-0107 | Valve, Supply Water to Sprinkler System Zone 1 | THR-SES-FEQ-9350S | Fire Prevention,Sprinkler,Dry | Fire Equipment |  | V | http://www.toronto.ca/TWONTO#00781
| THR-THK-V-0108 | Valve, Supply Water to Sprinkler System Ground Floor | THR-SES-FEQ-9350S | Fire Prevention,Sprinkler,Dry | Fire Equipment |  | V | http://www.toronto.ca/TWONTO#00781
| THR-THK-V-0110 | Valve, Supply Water to Sprinkler System Zone 3 | THR-SES-FEQ-9350S | Fire Prevention,Sprinkler,Dry | Fire Equipment |  | V | http://www.toronto.ca/TWONTO#00781
| THR-THK-V-0111 | Valve, Supply Water to Sprinkler System Ground Floor | THR-SES-FEQ-9350S | Fire Prevention,Sprinkler,Dry | Fire Equipment |  | V | http://www.toronto.ca/TWONTO#00781
| THR-THK-V-0112 | Valve, Isolation, FSL-0112, Sprinkler System Zone 2 | THR-SES-FEQ-9350S | Fire Prevention,Sprinkler,Dry | Fire Equipment |  | V | http://www.toronto.ca/TWONTO#00781
| THR-THK-V-0113 | Valve, Isolation, FSL-0113, Sprinkler System Zone 3 | THR-SES-FEQ-9350S | Fire Prevention,Sprinkler,Dry | Fire Equipment |  | V | http://www.toronto.ca/TWONTO#00781
| THR-THK-V-0115 | Valve, Isolation, FSL-0115, Sprinkler System Zone 5 | THR-SES-FEQ-9350S | Fire Prevention,Sprinkler,Dry | Fire Equipment |  | V | http://www.toronto.ca/TWONTO#00781
| THR-THK-V-0117 | Valve, Isolation, FSL-0117, Sprinkler System Zone 7 | THR-SES-FEQ-9350S | Fire Prevention,Sprinkler,Dry | Fire Equipment |  | V | http://www.toronto.ca/TWONTO#00781
| TNT-ACC-FEQ-0001 | Fire Extinguishers | TAB-SUSPENDED ENTITY | Fire Prevention,Extinguisher | Fire Equipment | 41263 | FEQ | x
| TNT-ACC-FEQ-0002S | Fire Extinguishers | TAB-SUSPENDED ENTITY | Fire Prevention,Extinguisher | Fire Equipment | 45539 | FEQ | x
| TNT-ACC-FEQ-0002S | Fire Extinguishers | TNT-SES-FEQ | Fire Prevention,Extinguisher | Fire Equipment | 45539 | FEQ | x
| TNT-AER-FEQ-0001S | Fire Extinguishers | TAB-SUSPENDED ENTITY | Fire Prevention,Extinguisher | Fire Equipment | 45540 | FEQ | x
| TNT-AER-FEQ-0001S | Fire Extinguishers | TNT-SES-FEQ | Fire Prevention,Extinguisher | Fire Equipment | 45540 | FEQ | x
| TNT-AER-FEQ-0002S | Fire Extinguishers | TAB-SUSPENDED ENTITY | Fire Prevention,Extinguisher | Fire Equipment | 45541 | FEQ | x
| TNT-AER-FEQ-0003S | Fire Extinguishers | TAB-SUSPENDED ENTITY | Fire Prevention,Extinguisher | Fire Equipment | 45542 | FEQ | x
| TNT-AER-FEQ-0003S | Fire Extinguishers | TNT-SES-FEQ | Fire Prevention,Extinguisher | Fire Equipment | 45542 | FEQ | x
| TNT-AER-FEQ-0004S | Fire Extinguishers | TAB-SUSPENDED ENTITY | Fire Prevention,Extinguisher | Fire Equipment | 45543 | FEQ | x
| TNT-AER-FEQ-0005S | Fire Extinguishers | TAB-SUSPENDED ENTITY | Fire Prevention,Extinguisher | Fire Equipment | 45544 | FEQ | x
| TNT-AER-FEQ-0005S | Fire Extinguishers | TNT-SES-FEQ | Fire Prevention,Extinguisher | Fire Equipment | 45544 | FEQ | x
| TNT-CW-FEQ-0001 | Fire Hydrant #1, | TNT-CW-FEQ | Fire Prevention,Hydrant | Fire Equipment |  | FEQ | http://www.toronto.ca/TWONTO#00432
| TNT-CW-V-0020 | Fire Hydrant ,Valve | TNT-CW-FEQ | Fire Prevention,Hydrant | Fire Equipment |  | V | http://www.toronto.ca/TWONTO#00781
| TNT-DIG-FEQ-0001S | Fire Extinguishers | TNT-SES-FEQ | Fire Prevention,Extinguisher | Fire Equipment | 45545 | FEQ | x
| TNT-DIG-FEQ-0002S | Fire Extinguishers | TAB-SUSPENDED ENTITY | Fire Prevention,Extinguisher | Fire Equipment | 45546 | FEQ | x
| TNT-DIG-FEQ-0002S | Fire Extinguishers | TNT-SES-FEQ | Fire Prevention,Extinguisher | Fire Equipment | 45546 | FEQ | x
| TNT-DIG-FEQ-0003S | Fire Extinguisher | TNT-SES-FEQ | Fire Prevention,Extinguisher | Fire Equipment | 45547 | FEQ | x
| TNT-DIG-FEQ-0004S | Fire Extinguisher | TNT-SES-FEQ | Fire Prevention,Extinguisher | Fire Equipment | 45548 | FEQ | x
| TNT-DIG-FEQ-0005S | Fire Extinguisher | TAB-SUSPENDED ENTITY | Fire Prevention,Extinguisher | Fire Equipment | 45549 | FEQ | x
| TNT-DIG-FEQ-0006S | Fire Extinguisher | TAB-SUSPENDED ENTITY | Fire Prevention,Extinguisher | Fire Equipment | 45550 | FEQ | x
| TNT-DIS-FEQ-0001S | Fire Extinguishers#34, S.# 842139 | TAB-SUSPENDED ENTITY | Fire Prevention,Extinguisher | Fire Equipment | 45551 | FEQ | x
| TNT-DIS-FEQ-0001S | Fire Extinguishers#34, S.# 842139 | TNT-SES-FEQ | Fire Prevention,Extinguisher | Fire Equipment | 45551 | FEQ | x
| TNT-FT-FEQ-0005S | Fire Extinguishers | TAB-SUSPENDED ENTITY | Fire Prevention,Extinguisher | Fire Equipment | 45556 | FEQ | x
| TNT-MCS-FEQ-0003S | Fire Extinguishers | TAB-SUSPENDED ENTITY | Fire Prevention,Extinguisher | Fire Equipment | 45557 | FEQ | x
| TNT-MCS-FEQ-0011S | Fire Extinguishers | TNT-SES-FEQ | Fire Prevention,Extinguisher | Fire Equipment | 45559 | FEQ | x
| TNT-MCS-FEQ-0015S | Fire Extinguishers | TNT-SES-FEQ | Fire Prevention,Extinguisher | Fire Equipment | 45560 | FEQ | x
| TNT-PLT-FEQ-0001S | Fire Extinguishers | TNT-SES-FEQ | Fire Prevention,Extinguisher | Fire Equipment | 45561 | FEQ | x
| TNT-PRM-FEQ-0002S | Fire Extinguishers | TAB-SUSPENDED ENTITY | Fire Prevention,Extinguisher | Fire Equipment | 45563 | FEQ | x
| TNT-PRM-FEQ-0002S | Fire Extinguishers | TNT-SES-FEQ | Fire Prevention,Extinguisher | Fire Equipment | 45563 | FEQ | x
| TNT-PRM-FEQ-0003S | Fire Extinguishers | TAB-SUSPENDED ENTITY | Fire Prevention,Extinguisher | Fire Equipment | 45564 | FEQ | x
| TNT-PRM-FEQ-0003S | Fire Extinguishers | TNT-SES-FEQ | Fire Prevention,Extinguisher | Fire Equipment | 45564 | FEQ | x
| TNT-SES-FEQ-0001S | Fire Extinguishers | TNT-SES-FEQ | Fire Prevention,Extinguisher | Fire Equipment | 45565 | FEQ | x
| TNT-SES-FEQ-0002S | Fire Extinguishers | TNT-SES-FEQ | Fire Prevention,Extinguisher | Fire Equipment | 45566 | FEQ | x
| TNT-SES-FEQ-0003S | Fire Extinguishers | TAB-SUSPENDED ENTITY | Fire Prevention,Extinguisher | Fire Equipment | 45567 | FEQ | x
| TNT-SES-FEQ-0004S | Fire Extinguishers | TAB-SUSPENDED ENTITY | Fire Prevention,Extinguisher | Fire Equipment | 45568 | FEQ | x
| TNT-SES-FEQ-0005S | Fire Extinguishers | TNT-SES-FEQ | Fire Prevention,Extinguisher | Fire Equipment | 45569 | FEQ | x
| TNT-SES-FEQ-0006S | Fire Extinguishers | TNT-SES-FEQ | Fire Prevention,Extinguisher | Fire Equipment | 45570 | FEQ | x
| TNT-SES-FEQ-0012S | Fire Extinguishers | TAB-SUSPENDED ENTITY | Fire Prevention,Extinguisher | Fire Equipment | 45571 | FEQ | x
| TNT-SES-FEQ-0012S | Fire Extinguishers | TNT-SES-FEQ | Fire Prevention,Extinguisher | Fire Equipment | 45571 | FEQ | x
| TNT-SES-FEQ-0013S | Fire Extinguishers | TAB-SUSPENDED ENTITY | Fire Prevention,Extinguisher | Fire Equipment | 45572 | FEQ | x
| TNT-SES-FEQ-0013S | Fire Extinguishers | TNT-SES-FEQ | Fire Prevention,Extinguisher | Fire Equipment | 45572 | FEQ | x
| TNT-SES-FEQ-0014S | Fire Extinguishers | TAB-SUSPENDED ENTITY | Fire Prevention,Extinguisher | Fire Equipment | 45573 | FEQ | x
| TNT-SES-FEQ-0017S | Fire Extinguishers | TNT-SES-FEQ | Fire Prevention,Extinguisher | Fire Equipment | 45574 | FEQ | x
| TNT-SES-FEQ-0018S | Fire Extinguishers | TAB-SUSPENDED ENTITY | Fire Prevention,Extinguisher | Fire Equipment | 45575 | FEQ | x
| TNT-SES-FEQ-0020S | Fire Extinguishers | TAB-SUSPENDED ENTITY | Fire Prevention,Extinguisher | Fire Equipment | 45577 | FEQ | x
| TNT-SES-FEQ-0022S | Fire Extinguishers | TAB-SUSPENDED ENTITY | Fire Prevention,Extinguisher | Fire Equipment | 45579 | FEQ | x
| TNT-SES-FEQ-0023S | Fire Extinguishers | TAB-SUSPENDED ENTITY | Fire Prevention,Extinguisher | Fire Equipment | 45580 | FEQ | x
| TNT-SES-FEQ-0023S | Fire Extinguishers | TNT-SES-FEQ | Fire Prevention,Extinguisher | Fire Equipment | 45580 | FEQ | x
| TNT-SES-FEQ-0024S | Fire Extinguishers | TNT-SES-FEQ | Fire Prevention,Extinguisher | Fire Equipment | 45581 | FEQ | x
| TNT-SES-FEQ-0025S | Fire Extinguishers | TNT-SES-FEQ | Fire Prevention,Extinguisher | Fire Equipment | 45582 | FEQ | x
| TNT-SES-FEQ-0026S | Fire Extinguishers | TAB-SUSPENDED ENTITY | Fire Prevention,Extinguisher | Fire Equipment | 45583 | FEQ | x
| TNT-SES-FEQ-0027S | Fire Extinguishers- Smoothering System | TAB-SUSPENDED ENTITY | Fire Prevention,Extinguisher | Fire Equipment | 45584 | FEQ | x
| TNT-SES-FEQ-0027S | Fire Extinguishers- Smoothering System | TNT-SES-FEQ | Fire Prevention,Extinguisher | Fire Equipment | 45584 | FEQ | x
| TNT-SES-FEQ-0028S | Fire Extinguishers- | TAB-SUSPENDED ENTITY | Fire Prevention,Extinguisher | Fire Equipment | 45585 | FEQ | x
| TNT-SES-FEQ-0028S | Fire Extinguishers- | TNT-SES-FEQ | Fire Prevention,Extinguisher | Fire Equipment | 45585 | FEQ | x
| TNT-SES-FEQ-0031S | Fire Extinguisher | TAB-SUSPENDED ENTITY | Fire Prevention,Extinguisher | Fire Equipment | 45588 | FEQ | x
| TNT-SES-FEQ-0032S | Fire Extinguisher | TNT-SES-FEQ | Fire Prevention,Extinguisher | Fire Equipment | 45589 | FEQ | x
| TNT-SES-FEQ-0033S | Fire Extinguisher | TAB-SUSPENDED ENTITY | Fire Prevention,Extinguisher | Fire Equipment | 45590 | FEQ | x
| TNT-SES-FEQ-0034S | Fire Extinguisher | TNT-SES-FEQ | Fire Prevention,Extinguisher | Fire Equipment | 45591 | FEQ | x
| WTR-PAH-FEQ-0001-SUS | Fire Prevention, Extinguisher, Armour Heights Pumping Station, Pump Room East | WTR-PAH-FEQ-SUS | Fire Prevention,Extinguisher | Fire Equipment | 44931 | FEQ | x
| WTR-PAH-FEQ-0003-SUS | Fire Prevention, Extinguisher, Armour Heights Pumping Station, Pump Room Entrance | WTR-PAH-FEQ-SUS | Fire Prevention,Extinguisher | Fire Equipment | 44933 | FEQ | x
| WTR-PAH-FEQ-0005-SUS | Fire Prevention, Extinguisher, Armour Heights Pumping Station, Crew Room | WTR-PAH-FEQ-SUS | Fire Prevention,Extinguisher | Fire Equipment | 44935 | FEQ | x
| WTR-PDS-FEQ-0001-SUS | Fire Prevention, Extinguisher, Dorset Pumping Station | WTR-PDS-FEQ-SUS | Fire Prevention,Extinguisher | Fire Equipment | 44942 | FEQ | x
| WTR-PEG-FEQ-0001-SUS | Fire Prevention, Extinguisher, Eglington Pumping Station, East Entrance | WTR-PEG-FEQ-SUS |  | Fire Equipment | 44949 | FEQ | x
| WTR-PEG-FEQ-0001-SUS | Fire Prevention, Extinguisher, Eglington Pumping Station, East Entrance | WTR-SUSPENDED |  | Fire Equipment | 44949 | FEQ | x
| WTR-PEG-FEQ-0002-SUS | Fire Prevention, Extinguisher, Eglington Pumping Station, MCC Floor | WTR-SUSPENDED | Fire Prevention,Extinguisher | Fire Equipment | 44950 | FEQ | x
| WTR-PEG-FEQ-0003-SUS | Fire Prevention, Extinguisher, Eglington Pumping Station, South Basement Wall | WTR-SUSPENDED | Fire Prevention,Extinguisher | Fire Equipment | 44951 | FEQ | x
| WTR-PEL-FEQ-0001-SUS | Fire Prevention, Extinguisher, Ellesmere Pumping Station, Pumps Room | WTR-PEL-FEQ-SUS | Fire Prevention,Extinguisher | Fire Equipment | 44969 | FEQ | x
| WTR-PEL-FEQ-0001-SUS | Fire Prevention, Extinguisher, Ellesmere Pumping Station, Pumps Room | WTR-SUSPENDED | Fire Prevention,Extinguisher | Fire Equipment | 44969 | FEQ | x
| WTR-PEL-FEQ-0002-SUS | Fire Prevention, Extinguisher, Ellesmere Pumping Station, Pumps Room | WTR-PEL-FEQ-SUS | Fire Prevention,Extinguisher | Fire Equipment | 44970 | FEQ | x
| WTR-PEL-FEQ-0002-SUS | Fire Prevention, Extinguisher, Ellesmere Pumping Station, Pumps Room | WTR-SUSPENDED | Fire Prevention,Extinguisher | Fire Equipment | 44970 | FEQ | x
| WTR-PEL-FEQ-0004-SUS | Fire Prevention, Extinguisher, Ellesmere Pumping Station, Washroom | WTR-PEL-FEQ-SUS | Fire Prevention,Extinguisher | Fire Equipment | 44972 | FEQ | x
| WTR-PEL-FEQ-0004-SUS | Fire Prevention, Extinguisher, Ellesmere Pumping Station, Washroom | WTR-SUSPENDED | Fire Prevention,Extinguisher | Fire Equipment | 44972 | FEQ | x
| WTR-PEL-FEQ-0006-SUS | Fire Prevention, Extinguisher, Ellesmere Pumping Station, MCC Room | WTR-PEL-FEQ-SUS | Fire Prevention,Extinguisher | Fire Equipment | 44974 | FEQ | x
| WTR-PHL-FEQ-0001-SUS | Fire Prevention, Extinguisher, High Level Pumping Station, Basement South East Exit | WTR-PHL-FEQ-SUS | Fire Prevention | Fire Equipment | 45019 | FEQ | x
| WTR-PHL-FEQ-0002-SUS | Fire Prevention, Extinguisher, High Level Pumping Station, Basement, N. Stairs | WTR-SUSPENDED | Fire Prevention | Fire Equipment | 45020 | FEQ | x
| WTR-PHL-FEQ-0003-SUS | Fire Prevention, Extinguisher, High Level Pumping Station, Basement South West Exit | WTR-PHL-FEQ-SUS | Fire Prevention | Fire Equipment | 45021 | FEQ | x
| WTR-PHL-FEQ-0003-SUS | Fire Prevention, Extinguisher, High Level Pumping Station, Basement South West Exit | WTR-SUSPENDED | Fire Prevention | Fire Equipment | 45021 | FEQ | x
| WTR-PHL-FEQ-0004-SUS | Fire Prevention, Extinguisher, High Level Pumping Station, Basement, South Stairs, outside Battery Room | WTR-PHL-FEQ-SUS | Fire Prevention | Fire Equipment | 45022 | FEQ | x
| WTR-PHL-FEQ-0004-SUS | Fire Prevention, Extinguisher, High Level Pumping Station, Basement, South Stairs, outside Battery Room | WTR-SUSPENDED | Fire Prevention | Fire Equipment | 45022 | FEQ | x
| WTR-PHL-FEQ-0005-SUS | Fire Prevention, Extinguisher, High Level Pumping Station, North Pump Room, Norrth Wall | WTR-PHL-FEQ-SUS | Fire Prevention | Fire Equipment | 45023 | FEQ | x
| WTR-PHL-FEQ-0005-SUS | Fire Prevention, Extinguisher, High Level Pumping Station, North Pump Room, Norrth Wall | WTR-SUSPENDED | Fire Prevention | Fire Equipment | 45023 | FEQ | x
| WTR-PHL-FEQ-0006-SUS | Fire Prevention, Extinguisher, High Level Pumping Station, North Pump Room, Beside Generator | WTR-SUSPENDED | Fire Prevention | Fire Equipment | 45024 | FEQ | x
| WTR-PHL-FEQ-0007-SUS | Fire Prevention, Extinguisher, High Level Pumping Station, Engine Room, West Wall | WTR-PHL-FEQ-SUS | Fire Prevention | Fire Equipment | 45025 | FEQ | x
| WTR-PHL-FEQ-0009-SUS | Fire Prevention, Extinguisher, High Level Pumping Station, Engine Room, Behind RPU | WTR-SUSPENDED | Fire Prevention | Fire Equipment | 45027 | FEQ | x
| WTR-PHL-FEQ-0011-SUS | Fire Prevention, Extinguisher, High Level Pumping Station, South Pump Room, Mezzanine, West Wall | WTR-PHL-FEQ-SUS | Fire Prevention | Fire Equipment | 45029 | FEQ | x
| WTR-PHL-FEQ-0012-SUS | Fire Prevention, Extinguisher, High Level Pumping Station, South Pump Room, North Wall | WTR-PHL-FEQ-SUS | Fire Prevention | Fire Equipment | 45030 | FEQ | x
| WTR-PHL-FEQ-0013-SUS | Fire Prevention, Extinguisher, High Level Pumping Station, PCO's Lunch Room | WTR-SUSPENDED | Fire Prevention | Fire Equipment | 45031 | FEQ | x
| WTR-PHL-FEQ-0014-SUS | Fire Prevention, Extinguisher, High Level Pumping Station, Crew Locker Area | WTR-PHL-FEQ-SUS | Fire Prevention | Fire Equipment | 45032 | FEQ | x
| WTR-PHL-FEQ-0015-SUS | Fire Prevention, Extinguisher, High Level Pumping Station, Ground Fl. Office Hallway, South door | WTR-PHL-FEQ-SUS | Fire Prevention | Fire Equipment | 45033 | FEQ | x
| WTR-PHL-FEQ-0016-SUS | Fire Prevention, Extinguisher, High Level Pumping Station, Main Control Room, South Exit | WTR-SUSPENDED |  | Fire Equipment | 45034 | FEQ | x
| WTR-PHL-FEQ-0018-SUS | Fire Prevention, Extinguisher, High Level Pumping Station, Crew Room | WTR-SUSPENDED |  | Fire Equipment | 45036 | FEQ | x
| WTR-PHL-FEQ-0021-SUS | Fire Prevention, Extinguisher, High Level Pumping Station, 2nd Floor Offices, North exit | WTR-SUSPENDED |  | Fire Equipment | 45039 | FEQ | x
| WTR-PHL-FEQ-0022-SUS | Fire Prevention, Extinguisher, High Level Pumping Station, 2nd Floor, Outside Training Room | WTR-PHL-FEQ-SUS | Fire Prevention,Extinguisher | Fire Equipment | 45040 | FEQ | x
| WTR-PHL-FEQ-0023-SUS | Fire Prevention, Extinguisher, High Level Pumping Station, Welding Shop | WTR-PHL-FEQ-SUS | Fire Prevention,Extinguisher | Fire Equipment | 45041 | FEQ | x
| WTR-PHL-FEQ-0023-SUS | Fire Prevention, Extinguisher, High Level Pumping Station, Welding Shop | WTR-SUSPENDED | Fire Prevention,Extinguisher | Fire Equipment | 45041 | FEQ | x
| WTR-PHL-FEQ-0024-SUS | Fire Prevention, Extinguisher, High Level Pumping Station, Machine Shop | WTR-SUSPENDED | Fire Prevention,Extinguisher | Fire Equipment | 45042 | FEQ | x
| WTR-PHL-FEQ-0026-SUS | Fire Prevention, Extinguisher, High Level Pumping Station, Truck #080049 | WTR-SUSPENDED | Fire Prevention,Extinguisher | Fire Equipment | 45044 | FEQ | x
| WTR-PHL-FEQ-0027-SUS | Fire Prevention, Extinguisher, High Level Pumping Station, Truck #065041 | WTR-CENTRAL-SES | Fire Prevention,Extinguisher | Fire Equipment | 45045 | FEQ | x
| WTR-PHL-FEQ-0028-SUS | Fire Prevention, Extinguisher, High Level Pumping Station, Truck #145021 | WTR-CENTRAL-SES | Fire Prevention,Extinguisher | Fire Equipment | 45046 | FEQ | x
| WTR-PHL-FEQ-0029-SUS | Fire Prevention, Extinguisher, High Level Pumping Station, Truck #145021 | WTR-SUSPENDED | Fire Prevention,Extinguisher | Fire Equipment | 45047 | FEQ | x
| WTR-PHL-FEQ-0030-SUS | Fire Prevention, Extinguisher, High Level Pumping Station, Basement | WTR-SUSPENDED | Fire Prevention,Extinguisher | Fire Equipment | 45048 | FEQ | x
| WTR-PHL-FEQ-0031 | Fire Prevention, Fire Hydrant (Hansen ID HY31050), High Level Pumping Station, 235 Cottingham St, East side of building | WTR-CENTRAL-SES | Fire Prevention,Hydrant | Fire Equipment |  | FEQ | http://www.toronto.ca/TWONTO#00432
| WTR-PHL-FEQ-0032-SUS | Fire Prevention, Extinguisher, High Level Pumping Station, 40 Rathnelly, Upstairs | WTR-PHL-ENGHOUSE | Fire Prevention | Fire Equipment | 45050 | FEQ | x
| WTR-PHL-FEQ-0032-SUS | Fire Prevention, Extinguisher, High Level Pumping Station, 40 Rathnelly, Upstairs | WTR-PHL-FEQ-SUS | Fire Prevention | Fire Equipment | 45050 | FEQ | x
| WTR-PHL-FEQ-0033-SUS | Fire Prevention, Extinguisher, High Level Pumping Station, 40 Rathnelly, MainFloor/Basement stairs | WTR-PHL-ENGHOUSE | Fire Prevention | Fire Equipment | 45051 | FEQ | x
| WTR-PHL-FEQ-0033-SUS | Fire Prevention, Extinguisher, High Level Pumping Station, 40 Rathnelly, MainFloor/Basement stairs | WTR-PHL-FEQ-SUS | Fire Prevention | Fire Equipment | 45051 | FEQ | x
| WTR-PHL-FEQ-0034-SUS | Fire Prevention, Extinguisher, High Level Pumping Station, 40 Rathnelly, Basement | WTR-PHL-FEQ-SUS | Fire Prevention | Fire Equipment | 45052 | FEQ | x
| WTR-PHL-FEQ-0034-SUS | Fire Prevention, Extinguisher, High Level Pumping Station, 40 Rathnelly, Basement | WTR-SUSPENDED | Fire Prevention | Fire Equipment | 45052 | FEQ | x
| WTR-PHL-FEQ-0035 | Detector, Smoke/CO, High Level Pumping Station, 40 Rathnelly, Upstairs Hall Ceiling | WTR-PHL-FEQ-SUS | Fire Prevention | Fire Equipment |  | FEQ | http://www.toronto.ca/TWONTO#00362
| WTR-PHL-FEQ-0035 | Detector, Smoke/CO, High Level Pumping Station, 40 Rathnelly, Upstairs Hall Ceiling | WTR-SUSPENDED | Fire Prevention | Fire Equipment |  | FEQ | http://www.toronto.ca/TWONTO#00362
| WTR-PHL-FEQ-0036 | Detector, Smoke/CO, High Level Pumping Station, 40 Rathnelly, Upstairs Hall Wall | WTR-PHL-ENGHOUSE | Fire Prevention | Fire Equipment |  | FEQ | http://www.toronto.ca/TWONTO#00362
138126 | THR-PRM-ZSM-1002 | Switch, Maintenance Position, Bridge 1002 - Kiosk, Primary Clarification, Primary Tank - North | THR-PRM-CM-1002 |  | Switch |  | ZSM | http://www.toronto.ca/TWONTO#00590 |  | Bridge Collector, (NEW) Sludge/Scum, Tank 1000, Primary Clarification - Primary Tank - North
138127 | THR-PRM-ZSM-1102 | Switch, Maintenance Position, Bridge 1102 - Kiosk, Primary Clarification, Primary Tank - North | THR-PRM-CM-1002 |  | Switch |  | ZSM | http://www.toronto.ca/TWONTO#00590 |  | Bridge Collector, (NEW) Sludge/Scum, Tank 1000, Primary Clarification - Primary Tank - North
| WTR-PHL-FEQ-0038 | Detector, Smoke/CO, High Level Pumping Station, 40 Rathnelly, Basement Ceiling | WTR-PHL-ENGHOUSE | Fire Prevention | Fire Equipment |  | FEQ | http://www.toronto.ca/TWONTO#00362
| WTR-PHL-FEQ-0039 | Detector, Smoke/CO, High Level Pumping Station, 40 Rathnelly, Basement | WTR-PHL-ENGHOUSE | Fire Prevention | Fire Equipment |  | FEQ | http://www.toronto.ca/TWONTO#00362
| WTR-PHL-FEQ-0039 | Detector, Smoke/CO, High Level Pumping Station, 40 Rathnelly, Basement | WTR-PHL-FEQ-SUS | Fire Prevention | Fire Equipment |  | FEQ | http://www.toronto.ca/TWONTO#00362
11033 | COL-PBG-SW-0001 | Switch, Normal Main Power | COL-PBG | Switch | Switch |  | SW | http://www.toronto.ca/TWONTO#00594 |  | Brule Gardens Sewage Pumping Station
3467 | COL-PBG-SW-0001 | Switch, Normal Main Power | COL-PBG-MISC | Switch | Switch |  | SW | http://www.toronto.ca/TWONTO#00594 |  | Miscellaneous Equipment
| WTR-PHL-FEQ-0041 | Detector, Smoke/CO, High Level Pumping Station, 40 Rathnelly, Upstairs | WTR-PHL-ENGHOUSE | Fire Prevention | Fire Equipment |  | FEQ | http://www.toronto.ca/TWONTO#00362
| WTR-PJO-FEQ-0001-SUS | Fire Prevention, Extinguisher, Wm. H. Johnston Pumping Station, Ground Floor Middle | WTR-SUSPENDED | Fire Prevention,Extinguisher | Fire Equipment | 45106 | FEQ | x
| WTR-PJO-FEQ-0002-SUS | Fire Prevention, Extinguisher, Wm. H. Johnston Pumping Station, Back Exit | WTR-PJO-FEQ-SUS | Fire Prevention,Extinguisher | Fire Equipment | 45107 | FEQ | x
| WTR-PJO-FEQ-0002-SUS | Fire Prevention, Extinguisher, Wm. H. Johnston Pumping Station, Back Exit | WTR-SUSPENDED | Fire Prevention,Extinguisher | Fire Equipment | 45107 | FEQ | x
| WTR-PJO-FEQ-0003-SUS | Fire Prevention, Extinguisher, Wm. H. Johnston Pumping Station, Electrical Room | WTR-SUSPENDED | Fire Prevention,Extinguisher | Fire Equipment | 45108 | FEQ | x
| WTR-PJO-FEQ-0004-SUS | Fire Prevention, Extinguisher, Wm. H. Johnston Pumping Station, Basement | WTR-PJO-FEQ-SUS | Fire Prevention,Extinguisher | Fire Equipment | 45109 | FEQ | x
| WTR-PJS-FEQ-0001-SUS | Fire Prevention, Extinguisher, John Street Pumping Station, Electrical Room | WTR-PJS-FEQ-SUS | Fire Prevention,Extinguisher | Fire Equipment | 45119 | FEQ | x
| WTR-PJS-FEQ-0004-SUS | Fire Prevention, Extinguisher, John Street Pumping Station, Lower North West Basement Level | WTR-SUSPENDED | Fire Prevention,Extinguisher | Fire Equipment | 45122 | FEQ | x
| WTR-PJS-FEQ-0005-SUS | Fire Prevention, Extinguisher, John Street Pumping Station, Lower North East Basement Level | WTR-PJS-FEQ-SUS | Fire Prevention,Extinguisher | Fire Equipment | 45123 | FEQ | x
| WTR-PJS-FEQ-0005-SUS | Fire Prevention, Extinguisher, John Street Pumping Station, Lower North East Basement Level | WTR-SUSPENDED | Fire Prevention,Extinguisher | Fire Equipment | 45123 | FEQ | x
| WTR-PJS-FEQ-0006-SUS | Fire Prevention, Extinguisher, John Street Pumping Station, Lower South West Basement Level | WTR-PJS-FEQ-SUS | Fire Prevention,Extinguisher | Fire Equipment | 45124 | FEQ | x
| WTR-PJS-FEQ-0006-SUS | Fire Prevention, Extinguisher, John Street Pumping Station, Lower South West Basement Level | WTR-SUSPENDED | Fire Prevention,Extinguisher | Fire Equipment | 45124 | FEQ | x
| WTR-PJS-FEQ-0007-SUS | Fire Prevention, Extinguisher, John Street Pumping Station, Lower South East Basement Level | WTR-PJS-FEQ-SUS | Fire Prevention,Extinguisher | Fire Equipment | 45125 | FEQ | x
| WTR-PJS-FEQ-0008-SUS | Fire Prevention, Extinguisher, John Street Pumping Station, Lower South Basement Level | WTR-SUSPENDED | Fire Prevention,Extinguisher | Fire Equipment | 45126 | FEQ | x
| WTR-PJS-FEQ-0009-SUS | Fire Prevention, Extinguisher, John Street Pumping Station, Lower North Basement Level | WTR-SUSPENDED | Fire Prevention,Extinguisher | Fire Equipment | 45127 | FEQ | x
| WTR-PJS-FEQ-0010-SUS | Fire Prevention, Extinguisher, John Street Pumping Station, Truck Loading Dock | WTR-SUSPENDED | Fire Prevention,Extinguisher | Fire Equipment | 45128 | FEQ | x
| WTR-PJS-FEQ-0011-SUS | Fire Prevention, Extinguisher, John Street Pumping Station, Storage Room | WTR-PJS-FEQ-SUS | Fire Prevention,Extinguisher | Fire Equipment | 45129 | FEQ | x
| WTR-PJS-FEQ-0012-SUS | Fire Prevention, Extinguisher, John Street Pumping Station, Storage Room | WTR-SUSPENDED | Fire Prevention,Extinguisher | Fire Equipment | 45130 | FEQ | x
| WTR-PJS-FEQ-0013-SUS | Fire Prevention, Extinguisher, John Street Pumping Station, RPU Room | WTR-SUSPENDED | Fire Prevention,Extinguisher | Fire Equipment | 45131 | FEQ | x
| WTR-PJS-FEQ-0014-SUS | Fire Prevention, Extinguisher, John Street Pumping Station, High Voltage Room | WTR-PJS-FEQ-SUS | Fire Prevention,Extinguisher | Fire Equipment | 45132 | FEQ | x
| WTR-PJS-FEQ-0015-SUS | Fire Prevention, Extinguisher, John Street Pumping Station, Main Pump Room | WTR-PJS-FEQ-SUS | Fire Prevention,Extinguisher | Fire Equipment | 45133 | FEQ | x
| WTR-PJS-FEQ-0015-SUS | Fire Prevention, Extinguisher, John Street Pumping Station, Main Pump Room | WTR-SUSPENDED | Fire Prevention,Extinguisher | Fire Equipment | 45133 | FEQ | x
| WTR-PJS-FEQ-0017-SUS | Fire Prevention, Extinguisher, John Street Pumping Station, HVAC Room | WTR-SUSPENDED | Fire Prevention,Extinguisher | Fire Equipment | 45135 | FEQ | x
| WTR-PJS-FEQ-0018-SUS | Fire Prevention, Extinguisher, John Street Pumping Station, Surge Tank Room | WTR-PJS-FEQ-SUS | Fire Prevention,Extinguisher | Fire Equipment | 45136 | FEQ | x
| WTR-PJS-FEQ-0018-SUS | Fire Prevention, Extinguisher, John Street Pumping Station, Surge Tank Room | WTR-SUSPENDED | Fire Prevention,Extinguisher | Fire Equipment | 45136 | FEQ | x
| WTR-PJS-FEQ-0019-SUS | Fire Prevention, Extinguisher, John Street Pumping Station, Main Pump Room | WTR-PJS-FEQ-SUS | Fire Prevention,Extinguisher | Fire Equipment | 45137 | FEQ | x
| WTR-PJS-FEQ-0020-SUS | Fire Prevention, Extinguisher, John Street Pumping Station, Main Pump Room | WTR-PJS-FEQ-SUS | Fire Prevention,Extinguisher | Fire Equipment | 45138 | FEQ | x
| WTR-PJS-FEQ-0020-SUS | Fire Prevention, Extinguisher, John Street Pumping Station, Main Pump Room | WTR-SUSPENDED | Fire Prevention,Extinguisher | Fire Equipment | 45138 | FEQ | x
| WTR-PJS-FEQ-0021-SUS | Fire Prevention, Extinguisher, John Street Pumping Station, Main Pump Room | WTR-PJS-FEQ-SUS | Fire Prevention,Extinguisher | Fire Equipment | 45139 | FEQ | x
| WTR-PJS-FEQ-0024-SUS | Fire Prevention, Extinguisher, John Street Pumping Station, Storage Room | WTR-PJS-FEQ-SUS | Fire Prevention,Extinguisher | Fire Equipment | 45142 | FEQ | x
| WTR-PJS-FEQ-0025-SUS | Fire Prevention, Extinguisher, John Street Pumping Station, Lobby Area | WTR-PJS-FEQ-SUS | Fire Prevention,Extinguisher | Fire Equipment | 45143 | FEQ | x
| WTR-PJS-FEQ-0025-SUS | Fire Prevention, Extinguisher, John Street Pumping Station, Lobby Area | WTR-SUSPENDED | Fire Prevention,Extinguisher | Fire Equipment | 45143 | FEQ | x
| WTR-PKL-FEQ-0001-SUS | Fire Prevention, Extinguisher, Keele Pumping Station, Pump Room, South Wall | WTR-PKL-FEQ-SUS | Fire Prevention,Extinguisher | Fire Equipment | 45180 | FEQ | x
| WTR-PKL-FEQ-0002-SUS | Fire Prevention, Extinguisher, Keele Pumping Station, Entrance | WTR-SUSPENDED | Fire Prevention,Extinguisher | Fire Equipment | 45181 | FEQ | x
| WTR-PKL-FEQ-0003-SUS | Fire Prevention, Extinguisher, Keele Pumping Station, North Wall | WTR-SUSPENDED | Fire Prevention,Extinguisher | Fire Equipment | 45182 | FEQ | x
| WTR-PKL-FEQ-0005-SUS | Fire Prevention, Extinguisher, Keele Pumping Station, Basement | WTR-PKL-FEQ-SUS | Fire Prevention,Extinguisher | Fire Equipment | 45183 | FEQ | x
| WTR-PKL-FEQ-0005-SUS | Fire Prevention, Extinguisher, Keele Pumping Station, Basement | WTR-SUSPENDED | Fire Prevention,Extinguisher | Fire Equipment | 45183 | FEQ | x
| WTR-PKN-FEQ-0001-SUS | Fire Prevention, Extinguisher, Kennedy Pumping Station, Pump Room | WTR-SUSPENDED | Fire Prevention,Extinguisher | Fire Equipment | 45192 | FEQ | x
| WTR-PLW-FEQ-0001-SUS | Fire Prevention, Extinguisher, Lawrence Pumping Station, Pump Room,East Wall | WTR-PLW-FEQ-SUS | Fire Prevention | Fire Equipment | 45200 | FEQ | x
| WTR-PLW-FEQ-0001-SUS | Fire Prevention, Extinguisher, Lawrence Pumping Station, Pump Room,East Wall | WTR-SUSPENDED | Fire Prevention | Fire Equipment | 45200 | FEQ | x
| WTR-PLW-FEQ-0005-SUS | Fire Prevention, Extinguisher, Lawrence Pumping Station, Crew Room | WTR-PLW-FEQ-SUS | Fire Prevention | Fire Equipment | 45205 | FEQ | x
| WTR-PLW-FEQ-0006-SUS | Fire Prevention, Extinguisher, Lawrence Pumping Station, MCC Room | WTR-PLW-FEQ-SUS | Fire Prevention | Fire Equipment | 45206 | FEQ | x
| WTR-PLW-FEQ-0006-SUS | Fire Prevention, Extinguisher, Lawrence Pumping Station, MCC Room | WTR-SUSPENDED | Fire Prevention | Fire Equipment | 45206 | FEQ | x
| WTR-PLW-FEQ-0007-SUS | Fire Prevention, Extinguisher, Lawrence Pumping Station, South Office | WTR-PLW-FEQ-SUS | Fire Prevention | Fire Equipment | 45207 | FEQ | x
| WTR-PLW-FEQ-0008-SUS | Fire Prevention, Extinguisher, Lawrence Pumping Station, Lunch Room | WTR-SUSPENDED | Fire Prevention | Fire Equipment | 45208 | FEQ | x
| WTR-PLW-FEQ-0010-SUS | Fire Prevention, Extinguisher, Lawrence Pumping Station, East Entrance | WTR-PLW-FEQ-SUS | Fire Prevention | Fire Equipment | 45210 | FEQ | x
| WTR-PLW-FEQ-0011-SUS | Fire Prevention, Extinguisher, Lawrence Pumping Station, Electrical Room | WTR-SUSPENDED | Fire Prevention | Fire Equipment | 45211 | FEQ | x
| WTR-PMI-CP-0007-SUS | Control Panel, Fire System, Milliken Pumping Station, Main entrance door | WTR-SUSPENDED | Control Panel,Operator | Fire Equipment | 45218 | CP | x
| WTR-PMI-FEQ-0002-SUS | Fire Prevention, Extinguisher, Milliken Pumping Station, East Pump Room, West Wall, near Mainstairs | WTR-PMI-FEQ-SUS | Fire Prevention,Extinguisher | Fire Equipment | 45221 | FEQ | x
| WTR-PMI-FEQ-0002-SUS | Fire Prevention, Extinguisher, Milliken Pumping Station, East Pump Room, West Wall, near Mainstairs | WTR-SUSPENDED | Fire Prevention,Extinguisher | Fire Equipment | 45221 | FEQ | x
| WTR-PMI-FEQ-0003-SUS | Fire Prevention, Extinguisher, Milliken Pumping Station, HVAC Fan Room | WTR-PMI-FEQ-SUS | Fire Prevention,Extinguisher | Fire Equipment | 45222 | FEQ | x
| WTR-PMI-FEQ-0003-SUS | Fire Prevention, Extinguisher, Milliken Pumping Station, HVAC Fan Room | WTR-SUSPENDED | Fire Prevention,Extinguisher | Fire Equipment | 45222 | FEQ | x
| WTR-PMI-FEQ-0004-SUS | Fire Prevention, Extinguisher, Milliken Pumping Station, Corridor, South Wall | WTR-PMI-FEQ-SUS | Fire Prevention,Extinguisher | Fire Equipment | 45223 | FEQ | x
| WTR-PMI-FEQ-0004-SUS | Fire Prevention, Extinguisher, Milliken Pumping Station, Corridor, South Wall | WTR-SUSPENDED | Fire Prevention,Extinguisher | Fire Equipment | 45223 | FEQ | x
| WTR-PMI-FEQ-0005-SUS | Fire Prevention, Extinguisher, Milliken Pumping Station East Pump Room, MCC | WTR-SUSPENDED | Fire Prevention,Extinguisher | Fire Equipment | 45224 | FEQ | x
| WTR-PMI-FEQ-0006-SUS | Fire Prevention, Extinguisher, Milliken Pumping Station, Corridor, North Wall near Washroom | WTR-PMI-FEQ-SUS |  | Fire Equipment | 45225 | FEQ | x
| WTR-PMI-FEQ-0006-SUS | Fire Prevention, Extinguisher, Milliken Pumping Station, Corridor, North Wall near Washroom | WTR-SUSPENDED |  | Fire Equipment | 45225 | FEQ | x
| WTR-PMI-FEQ-0007-SUS | Fire Prevention, Extinguisher, Milliken Pumping Station, West Pump Room, North Wall | WTR-SUSPENDED | Fire Prevention,Extinguisher | Fire Equipment | 45226 | FEQ | x
| WTR-PMI-FEQ-0011-SUS | Fire Prevention, Extinguisher, Milliken Pumping Station, West Pump Room, East Wall near Pump 11 | WTR-PMI-FEQ-SUS |  | Fire Equipment | 45230 | FEQ | x
| WTR-PMI-FEQ-0012-SUS | Fire Prevention, Extinguisher, Milliken Pumping Station, West Pump Room, South Exit | WTR-PMI-FEQ-SUS | Fire Prevention,Extinguisher | Fire Equipment | 45231 | FEQ | x
| WTR-PMI-FEQ-0013-SUS | Fire Prevention, Extinguisher, Milliken Pumping Station, West Pump Room, Basement by entrance | WTR-PMI-FEQ-SUS | Fire Prevention,Extinguisher | Fire Equipment | 45232 | FEQ | x
| WTR-PMI-FEQ-0014-SUS | Fire Prevention, Extinguisher, Milliken Pumping Station, West Pump Room, Basement by PDIT-1001 | WTR-SUSPENDED | Fire Prevention,Extinguisher | Fire Equipment | 45233 | FEQ | x
| WTR-PMI-FEQ-0016-SUS | Fire Prevention, Extinguisher, Milliken Pumping Station, West Pump Room, Basement by vacuum pumps | WTR-PMI-FEQ-SUS | Fire Prevention,Extinguisher | Fire Equipment | 45235 | FEQ | x
| WTR-PMI-FEQ-0017-SUS | Fire Prevention, Extinguisher, Milliken Pumping Station, MCC Room, North Wall | WTR-PMI-FEQ-SUS | Fire Prevention,Extinguisher | Fire Equipment | 45236 | FEQ | x
| WTR-PMI-FEQ-0017-SUS | Fire Prevention, Extinguisher, Milliken Pumping Station, MCC Room, North Wall | WTR-SUSPENDED | Fire Prevention,Extinguisher | Fire Equipment | 45236 | FEQ | x
| WTR-PMI-FEQ-0019-SUS | Fire Prevention, Extinguisher, Milliken Pumping Station, MCC Room, South Wall | WTR-SUSPENDED | Fire Prevention,Extinguisher | Fire Equipment | 45238 | FEQ | x
| WTR-PMI-FEQ-0020-SUS | Fire Prevention, Extinguisher, Milliken Pumping Station, MCC Room, West Wall | WTR-SUSPENDED | Fire Prevention,Extinguisher | Fire Equipment | 45239 | FEQ | x
| WTR-PMI-FEQ-0022-SUS | Fire Prevention, Extinguisher, Milliken Pumping Station, Generator Room, East Wall | WTR-PMI-FEQ-SUS | Fire Prevention,Extinguisher | Fire Equipment | 45241 | FEQ | x
| WTR-PMI-FEQ-0022-SUS | Fire Prevention, Extinguisher, Milliken Pumping Station, Generator Room, East Wall | WTR-SUSPENDED | Fire Prevention,Extinguisher | Fire Equipment | 45241 | FEQ | x
| WTR-PMI-FEQ-0023-SUS | Fire Prevention, Extinguisher, Milliken Pumping Station, Generator Room, Between Generators | WTR-PMI-FEQ-SUS | Fire Prevention,Extinguisher | Fire Equipment | 45242 | FEQ | x
| WTR-PMI-FEQ-0023-SUS | Fire Prevention, Extinguisher, Milliken Pumping Station, Generator Room, Between Generators | WTR-SUSPENDED | Fire Prevention,Extinguisher | Fire Equipment | 45242 | FEQ | x
| WTR-PMI-FEQ-0024-SUS | Fire Prevention, Extinguisher, Milliken Pumping Station, Generator Room, West Wall | WTR-SUSPENDED | Fire Prevention,Extinguisher | Fire Equipment | 45243 | FEQ | x
| WTR-PMI-FEQ-0025-SUS | Fire Prevention, Extinguisher, Milliken Pumping Station, Outside Chloronation Room | WTR-SUSPENDED | Fire Prevention,Extinguisher | Fire Equipment | 45244 | FEQ | x
| WTR-PMI-FEQ-SUS | Fire Equipment, Milliken Pumping Station | WTR-PMI |  | Fire Equipment | 45219 |  | x
| WTR-PPD-FEQ-0002-SUS | Fire Prevention, Extinguisher, Parkdale Pumping Station, Pump Room, West Wall | WTR-SUSPENDED | Fire Prevention | Fire Equipment | 45307 | FEQ | x
| WTR-PPD-FEQ-0003-SUS | Fire Prevention, Extinguisher, Parkdale Pumping Station, Lunch Room | WTR-PPD-FEQ-SUS | Fire Prevention | Fire Equipment | 45308 | FEQ | x
| WTR-PPD-FEQ-0005-SUS | Fire Prevention, Extinguisher, Parkdale Pumping Station, Second Floor, Centre | WTR-SUSPENDED | Fire Prevention | Fire Equipment | 45310 | FEQ | x
| WTR-PPD-FEQ-SUS | Fire Equipment, Parkdale Pumping Station | WTR-PPD |  | Fire Equipment | 45305 |  | x
| WTR-PRH-FEQ-0001-SUS | Fire Prevention, Extinguisher, Rosehill Pumping Station, Pump Room | WTR-PRH-FEQ-SUS | Fire Prevention,Extinguisher | Fire Equipment | 45341 | FEQ | x
| WTR-PRH-FEQ-0002-SUS | Fire Prevention, Extinguisher, Rosehill Pumping Station, Pump Room | WTR-SUSPENDED | Fire Prevention,Extinguisher | Fire Equipment | 45342 | FEQ | x
| WTR-PRH-FEQ-0003-SUS | Fire Prevention, Extinguisher, Rosehill Pumping Station, Basement | WTR-PRH-FEQ-SUS | Fire Prevention,Extinguisher | Fire Equipment | 45343 | FEQ | x
| WTR-PRH-FEQ-0003-SUS | Fire Prevention, Extinguisher, Rosehill Pumping Station, Basement | WTR-SUSPENDED | Fire Prevention,Extinguisher | Fire Equipment | 45343 | FEQ | x
| WTR-PRH-FEQ-0005 | Fire Prevention, Extinguisher | WTR-PRH-FEQ-SUS |  | Fire Equipment | 33540 | FEQ | x
| WTR-PRH-FEQ-SUS | Fire Equipment, Rosehill Pumping Station | WTR-PRH |  | Fire Equipment | 45340 |  | x
| WTR-PRV-FEQ-0001-SUS | Fire Prevention, Extinguisher, Richview Pumping Station, Main Floor North End | WTR-PRV-FEQ-SUS | Fire Prevention,Extinguisher | Fire Equipment | 45356 | FEQ | x
| WTR-PRV-FEQ-0002-SUS | Fire Prevention, Extinguisher, Richview Pumping Station, Main Floor South End | WTR-SUSPENDED | Fire Prevention,Extinguisher | Fire Equipment | 45357 | FEQ | x
| WTR-PRV-FEQ-0004-SUS | Fire Prevention, Extinguisher, Richview Pumping Station, Lower Level by Pump 0200 | WTR-PRV-FEQ-SUS | Fire Prevention,Extinguisher | Fire Equipment | 45359 | FEQ | x
| WTR-PRV-FEQ-0004-SUS | Fire Prevention, Extinguisher, Richview Pumping Station, Lower Level by Pump 0200 | WTR-SUSPENDED | Fire Prevention,Extinguisher | Fire Equipment | 45359 | FEQ | x
| WTR-PRV-FEQ-0006-SUS | Fire Prevention, Extinguisher, Richview Pumping Station, Workshop | WTR-PRV-FEQ-SUS |  | Fire Equipment | 45361 | FEQ | x
| WTR-PRV-FEQ-0006-SUS | Fire Prevention, Extinguisher, Richview Pumping Station, Workshop | WTR-SUSPENDED |  | Fire Equipment | 45361 | FEQ | x
| WTR-PRV-FEQ-0007-SUS | Fire Prevention, Extinguisher, Richview Pumping Station, Main Floor, middle of building | WTR-SUSPENDED |  | Fire Equipment | 45362 | FEQ | x
| WTR-PSA-FEQ-0001-SUS | Fire Prevention, Extinguisher, St. Albans Pumping Station, Main Entrance, Front Door | WTR-PSA-FEQ-SUS | Fire Prevention | Fire Equipment | 45376 | FEQ | x
| WTR-PSA-FEQ-0004-SUS | Fire Prevention, Extinguisher, St. Albans Pumping Station, Basement | WTR-PSA-FEQ-SUS | Fire Prevention | Fire Equipment | 45379 | FEQ | x
| WTR-PSC-FEQ-0001-SUS | Fire Prevention, Extinguisher, Scarborough Pumping Station, Dist 4 Pump Room, South Wall | WTR-PSC-FEQ-SUS | Fire Prevention,Extinguisher | Fire Equipment | 45397 | FEQ | x
| WTR-PSC-FEQ-0004-SUS | Fire Prevention, Extinguisher, Scarborough Pumping Station, Dist 3 Pump Room, At Pump 11 | WTR-PSC-FEQ-SUS | Fire Prevention,Extinguisher | Fire Equipment | 45400 | FEQ | x
| WTR-PSC-FEQ-0006-SUS | Fire Prevention, Extinguisher, Scarborough Pumping Station, Upstairs Office Kitchen | WTR-PSC-FEQ-SUS |  | Fire Equipment | 45402 | FEQ | x
| WTR-PSC-FEQ-0006-SUS | Fire Prevention, Extinguisher, Scarborough Pumping Station, Upstairs Office Kitchen | WTR-SUSPENDED |  | Fire Equipment | 45402 | FEQ | x
| WTR-PSC-FEQ-0007-SUS | Fire Prevention, Extinguisher, Scarborough Pumping Station, Shop, Next to Entrance to Crew Room | WTR-PSC-FEQ-SUS |  | Fire Equipment | 45403 | FEQ | x
| WTR-PSC-FEQ-0008-SUS | Fire Prevention, Extinguisher, Scarborough Pumping Station, Crew Room, West Wall | WTR-PSC-FEQ-SUS |  | Fire Equipment | 45405 | FEQ | x
| WTR-PSC-FEQ-0008-SUS | Fire Prevention, Extinguisher, Scarborough Pumping Station, Crew Room, West Wall | WTR-SUSPENDED |  | Fire Equipment | 45405 | FEQ | x
| WTR-PSC-FEQ-SUS | Fire Equipment, Scarborough Pumping Station | WTR-PSC |  | Fire Equipment | 45396 |  | x
| WTR-PTH-FEQ-0003-SUS | Fire Prevention, Extinguisher, Thornhill Pumping Station | WTR-PTH-FEQ-SUS | Fire Prevention,Extinguisher | Fire Equipment | 45420 | FEQ | x
| WTR-PTH-FEQ-0003-SUS | Fire Prevention, Extinguisher, Thornhill Pumping Station | WTR-SUSPENDED | Fire Prevention,Extinguisher | Fire Equipment | 45420 | FEQ | x
| WTR-PTH-FEQ-SUS | Fire Equipment, Thornhill Pumping Station | WTR-SUSPENDED |  | Fire Equipment | 45417 |  | x
| WTR-PWT-FEQ-0001-SUS | Fire Prevention, Extinguisher, West Toronto Pumping Station, Basement | WTR-PWT-FEQ-SUS | Fire Prevention,Extinguisher | Fire Equipment | 45423 | FEQ | x
| WTR-PWT-FEQ-0001-SUS | Fire Prevention, Extinguisher, West Toronto Pumping Station, Basement | WTR-SUSPENDED | Fire Prevention,Extinguisher | Fire Equipment | 45423 | FEQ | x
| WTR-PWT-FEQ-0003-SUS | Fire Prevention, Extinguisher, West Toronto Pumping Station, Pump Room West Wall | WTR-PWT-FEQ-SUS | Fire Prevention,Extinguisher | Fire Equipment | 45425 | FEQ | x
| WTR-PWT-FEQ-0003-SUS | Fire Prevention, Extinguisher, West Toronto Pumping Station, Pump Room West Wall | WTR-SUSPENDED | Fire Prevention,Extinguisher | Fire Equipment | 45425 | FEQ | x
| WTR-PWT-FEQ-0004-SUS | Fire Prevention, Extinguisher, West Toronto Pumping Station, Electrical Room | WTR-SUSPENDED | Fire Prevention,Extinguisher | Fire Equipment | 45426 | FEQ | x
| WTR-PWT-FEQ-0006-SUS | Fire Prevention, Extinguisher, West Toronto Pumping Station, Outside Lunch Room | WTR-SUSPENDED | Fire Prevention,Extinguisher | Fire Equipment | 45428 | FEQ | x
| WTR-RBV-FEQ-0001-SUS | Fire Prevention, Extinguisher, Bayview Reservoir | WTR-RBV-FEQ-SUS | Fire Prevention,Extinguisher | Fire Equipment | 45441 | FEQ | x
| WTR-RBV-FEQ-0001-SUS | Fire Prevention, Extinguisher, Bayview Reservoir | WTR-SUSPENDED | Fire Prevention,Extinguisher | Fire Equipment | 45441 | FEQ | x
| WTR-RBV-FEQ-SUS | Fire Equipment, Bayview Reservoir | WTR-RBV |  | Fire Equipment | 45440 |  | x
| WTR-RDF-FEQ-0001-SUS | Fire Prevention, Extinguisher, Dufferin Reservoir, Upper Floor, North Valve House | WTR-RDF-FEQ-SUS | Fire Prevention,Extinguisher | Fire Equipment | 44923 | FEQ | x
| WTR-RDF-FEQ-0002-SUS | Fire Prevention, Extinguisher, Dufferin Reservoir, North Valve House, Basement | WTR-RDF-FEQ-SUS | Fire Prevention,Extinguisher | Fire Equipment | 44924 | FEQ | x
| WTR-RDF-FEQ-0002-SUS | Fire Prevention, Extinguisher, Dufferin Reservoir, North Valve House, Basement | WTR-SUSPENDED | Fire Prevention,Extinguisher | Fire Equipment | 44924 | FEQ | x
| WTR-RDF-FEQ-0004-SUS | Fire Prevention, Extinguisher, Dufferin Reservoir, Main Valve Floor, North Valve House | WTR-SUSPENDED | Fire Prevention,Extinguisher | Fire Equipment | 44926 | FEQ | x
| WTR-RDF-FEQ-0005-SUS | Fire Prevention, Extinguisher, Dufferin Reservoir, Main Floor, South Valve House | WTR-RDF-FEQ-SUS | Fire Prevention,Extinguisher | Fire Equipment | 44927 | FEQ | x
| WTR-RDF-FEQ-0005-SUS | Fire Prevention, Extinguisher, Dufferin Reservoir, Main Floor, South Valve House | WTR-SUSPENDED | Fire Prevention,Extinguisher | Fire Equipment | 44927 | FEQ | x
| WTR-RDF-FEQ-SUS | Fire Equipment, Dufferin Reservoir | WTR-RDF |  | Fire Equipment | 44922 |  | x
| WTR-RDF-FEQ-SUS | Fire Equipment, Dufferin Reservoir | WTR-SUSPENDED |  | Fire Equipment | 44922 |  | x
| WTR-REG-FEQ-0001-SUS | Fire Prevention, Extinguisher, Eglinton Reservoir, Inside entrance to access house, 15lb CO2 | WTR-SUSPENDED |  | Fire Equipment | 45445 | FEQ | x
| WTR-REG-FEQ-SUS | Fire Equipment, Eglinton Reservoir | WTR-SUSPENDED |  | Fire Equipment | 45444 |  | x
| WTR-REL-FEQ-SUS | Fire Equipment, Ellesmere Reservoir | WTR-REL |  | Fire Equipment | 45446 |  | x
| WTR-RKL-FEQ-SUS | Fire Equipment, Keele Reservoir | WTR-RKL |  | Fire Equipment | 45448 |  | x
| WTR-RLL-FEQ-0001-SUS | Fire Prevention, Extinguisher, Leslie Tank | WTR-SUSPENDED | Fire Prevention,Extinguisher | Fire Equipment | 45454 | FEQ | x
| WTR-RLL-FEQ-SUS | Fire Equipment, Leslie Tank | WTR-RLL |  | Fire Equipment | 45453 |  | x
| WTR-RLL-FEQ-SUS | Fire Equipment, Leslie Tank | WTR-SUSPENDED |  | Fire Equipment | 45453 |  | x
| WTR-RLW-FEQ-0001-SUS | Fire Prevention, Extinguisher, Lawrence Reservoir, Entrance, | WTR-RLW-FEQ-SUS | Fire Prevention | Fire Equipment | 45457 | FEQ | x
| WTR-RLW-FEQ-0001-SUS | Fire Prevention, Extinguisher, Lawrence Reservoir, Entrance, | WTR-SUSPENDED | Fire Prevention | Fire Equipment | 45457 | FEQ | x
| WTR-RLW-FEQ-SUS | Fire Equipment, Lawrence Reservoir | WTR-SUSPENDED |  | Fire Equipment | 45456 |  | x
| WTR-RMI-FEQ-0001-SUS | Fire Prevention, Extinguisher, Milliken Reservoir, East Valve House | WTR-SUSPENDED | Fire Prevention,Extinguisher | Fire Equipment | 45463 | FEQ | x
| WTR-RMI-FEQ-0002-SUS | Fire Prevention, Extinguisher, Milliken Reservoir | WTR-RMI-FEQ-SUS |  | Fire Equipment | 45464 | FEQ | x
| WTR-RMI-FEQ-0002-SUS | Fire Prevention, Extinguisher, Milliken Reservoir | WTR-SUSPENDED |  | Fire Equipment | 45464 | FEQ | x
| WTR-RMI-FEQ-SUS | Fire Equipment, Milliken Reservoir | WTR-RMI |  | Fire Equipment | 45462 |  | x
| WTR-RMI-FEQ-SUS | Fire Equipment, Milliken Reservoir | WTR-SUSPENDED |  | Fire Equipment | 45462 |  | x
| WTR-RRG-FEQ-SUS | Fire Equipment, Rouge Tank | WTR-SUSPENDED |  | Fire Equipment | 45469 |  | x
| WTR-RRH-FEQ-0001-SUS | Fire Prevention, Extinguisher, Rosehill Reservoir, Electrical room | WTR-SUSPENDED | Fire Prevention,Extinguisher | Fire Equipment | 45476 | FEQ | x
| WTR-RRH-FEQ-SUS | Fire Equipment, Rosehill Reservoir | WTR-RRH |  | Fire Equipment | 45475 |  | x
| WTR-RRV-FEQ-0001-SUS | Fire Prevention, Extinguisher, Richview Reservoir, Lower Level | WTR-SUSPENDED | Fire Prevention,Extinguisher | Fire Equipment | 45481 | FEQ | x
| WTR-RRV-FEQ-0002 | Fire Prevention, Extingusher | WTR-RRV-FEQ-SUS | Fire Prevention,Extinguisher | Fire Equipment | 34726 | FEQ | x
| WTR-RRV-FEQ-0003-SUS | Fire Prevention, Extinguisher, Richview Reservoir, Main Entrance | WTR-RRV-FEQ-SUS | Fire Prevention,Extinguisher | Fire Equipment | 45482 | FEQ | x
| WTR-RRV-FEQ-0004-SUS | Fire Prevention, Extinguisher, Richview Reservoir, Upper Level Exit Door | WTR-RRV-FEQ-SUS | Fire Prevention,Extinguisher | Fire Equipment | 45483 | FEQ | x
| WTR-RRV-FEQ-SUS | Fire Equipment, Richview Reservoir | WTR-RRV |  | Fire Equipment | 45480 |  | x
| WTR-RRV-FEQ-SUS | Fire Equipment, Richview Reservoir | WTR-SUSPENDED |  | Fire Equipment | 45480 |  | x
| WTR-RST-FEQ-0002-SUS | Fire Prevention, Extinguisher, St. Clair Reservoir, Upper Level | WTR-SUSPENDED | Fire Prevention,Extinguisher | Fire Equipment | 45492 | FEQ | x
| WTR-RWA-FEQ-0001-SUS | Fire Prevention, Extinguisher, Warden Tank | WTR-RWA-FEQ-SUS | Fire Prevention,Extinguisher | Fire Equipment | 45495 | FEQ | x
| WTR-RWA-FEQ-0001-SUS | Fire Prevention, Extinguisher, Warden Tank | WTR-SUSPENDED | Fire Prevention,Extinguisher | Fire Equipment | 45495 | FEQ | x
| WTR-RWA-FEQ-SUS | Fire Equipment, Warden Tank | WTR-RWA |  | Fire Equipment | 45494 |  | x
| WTR-RWL-FEQ-0001-SUS | Fire Prevention, Extinguisher, Whitlam Tank, Door Entrance | WTR-SUSPENDED | Fire Prevention,Extinguisher | Fire Equipment | 45498 | FEQ | x
| WTR-RWL-FEQ-SUS | Fire Equipment, Whitlam Tank | WTR-RWL |  | Fire Equipment | 45497 |  | x
| WTR-RWL-FEQ-SUS | Fire Equipment, Whitlam Tank | WTR-SUSPENDED |  | Fire Equipment | 45497 |  | x
| YCM-SES-FEQ-0002 | Fire Prevention, Fire Extinguishers, Stores at Order Desk | FAC-YCM-SES-FEQ | Fire Prevention,Extinguisher | Fire Equipment | 42817 | FEQ | x
| YCM-SES-FEQ-0003 | Fire Prevention, Fire Extinguishers, Stores Southeast | FAC-YCM-SES-FEQ | Fire Prevention,Extinguisher | Fire Equipment | 42818 | FEQ | x
| YCM-SES-FEQ-0003A | Fire Prevention, Fire Extinguishers, Stores Mezzanine | FAC-YCM-SES-FEQ | Fire Prevention,Extinguisher | Fire Equipment | 42819 | FEQ | x
| YCM-SES-FEQ-0004 | Fire Prevention, Fire Extinguishers, Stores Northeast | FAC-YCM-SES-FEQ | Fire Prevention,Extinguisher | Fire Equipment | 42820 | FEQ | x
| YCM-SES-FEQ-0005 | Fire Prevention, Fire Extinguishers, Stores Outside Office | FAC-YCM-SES-FEQ | Fire Prevention,Extinguisher | Fire Equipment | 42821 | FEQ | x
| YCM-SES-FEQ-0005A | Fire Prevention, Fire Extinguishers, Stores Kitchen | FAC-YCM-SES-FEQ | Fire Prevention,Extinguisher | Fire Equipment | 42822 | FEQ | x
| YCM-SES-FEQ-0009A | Fire Prevention, Fire Extinguishers, South Wall | FAC-YCM-SES-FEQ | Fire Prevention,Extinguisher | Fire Equipment | 42827 | FEQ | x
| YCM-SES-FEQ-0010 | Fire Prevention, Fire Extinguishers, Stores Southeast Exit | FAC-YCM-SES-FEQ | Fire Prevention,Extinguisher | Fire Equipment | 42828 | FEQ | x
| YCM-SES-FEQ-0010A | Fire Prevention, Fire Extinguishers, Southeast Wall 1 | FAC-YCM-SES-FEQ | Fire Prevention,Extinguisher | Fire Equipment | 42829 | FEQ | x
| YCM-SES-FEQ-0012A | Fire Prevention, Fire Extinguishers, Southeast Lab | FAC-YCM-SES-FEQ | Fire Prevention,Extinguisher | Fire Equipment | 42830 | FEQ | x
| YCM-SES-FEQ-0015 | Fire Prevention, Fire Extinguishers, Forklift | FAC-YCM-SES-FEQ | Fire Prevention,Extinguisher | Fire Equipment | 42832 | FEQ | x
| YCM-SES-FEQ-0016 | Fire Prevention, Fire Extinguishers, 1st Floor | FAC-YCM-SES-FEQ | Fire Prevention,Extinguisher | Fire Equipment | 42833 | FEQ | x
| YCM-SES-FEQ-0017 | Fire Prevention, Fire Extinguishers, Maintenance Shop Entrance | FAC-YCM-SES-FEQ | Fire Prevention,Extinguisher | Fire Equipment | 42835 | FEQ | x
| YCM-SES-FEQ-0024 | Fire Prevention, Fire Extinguishers, North Hallway | FAC-YCM-SES-FEQ | Fire Prevention,Extinguisher | Fire Equipment | 42844 | FEQ | x
| YCM-SES-FEQ-0026 | Fire Prevention, Fire Extinguishers, Outside Training Centre | FAC-YCM-SES-FEQ | Fire Prevention,Extinguisher | Fire Equipment | 42846 | FEQ | x
| YCM-SES-FEQ-0027 | Fire Prevention, Fire Extinguishers, Inspection Office (Meters & Locates) | FAC-YCM-SES-FEQ | Fire Prevention,Extinguisher | Fire Equipment | 42847 | FEQ | x
| YCM-SES-FEQ-0029 | Fire Prevention, Fire Extinguishers, Mens Locker Room | FAC-YCM-SES-FEQ | Fire Prevention,Extinguisher | Fire Equipment | 42849 | FEQ | x
| YCM-SES-FEQ-0036 | Fire Prevention, Fire Extinguishers, Hallway Northeast | FAC-YCM-SES-FEQ | Fire Prevention,Extinguisher | Fire Equipment | 42856 | FEQ | x
| YCM-SES-FEQ-0037 | Fire Prevention, Fire Extinguishers, Reception Office West | FAC-YCM-SES-FEQ | Fire Prevention,Extinguisher | Fire Equipment | 42858 | FEQ | x
| YCM-SES-FEQ-0037A | Fire Prevention, Fire Extinguishers, West Copy Room | FAC-YCM-SES-FEQ | Fire Prevention,Extinguisher | Fire Equipment | 42859 | FEQ | x
| YCM-SES-FEQ-0038 | Fire Prevention, Fire Extinguishers, Northwest Hallway | FAC-YCM-SES-FEQ | Fire Prevention,Extinguisher | Fire Equipment | 42860 | FEQ | x
| YCM-SES-FEQ-0039 | Fire Prevention, Fire Extinguishers, East Lab Reception | FAC-YCM-SES-FEQ | Fire Prevention,Extinguisher | Fire Equipment | 42874 | FEQ | x
| YCM-SES-FEQ-0041 | Fire Prevention, Fire Extinguishers, Central Lab Hallway | FAC-YCM-SES-FEQ | Fire Prevention,Extinguisher | Fire Equipment | 42861 | FEQ | x
| YCM-SES-FEQ-0042 | Fire Prevention, Fire Extinguishers, Central Lab West | FAC-YCM-SES-FEQ | Fire Prevention,Extinguisher | Fire Equipment | 42862 | FEQ | x
| YCM-SES-FEQ-0045 | Fire Prevention, Fire Extinguishers, Equipment Storage Building | FAC-YCM-SES-FEQ | Fire Prevention,Extinguisher | Fire Equipment | 42864 | FEQ | x
| YCM-SES-FEQ-0046 | Fire Prevention, Fire Extinguishers, Gas Pump | FAC-YCM-SES-FEQ | Fire Prevention,Extinguisher | Fire Equipment | 42865 | FEQ | x
| YCM-SES-FEQ-0048 | Fire Prevention, Fire Extinguishers, Gas Shack Entrance | FAC-YCM-SES-FEQ | Fire Prevention,Extinguisher | Fire Equipment | 42867 | FEQ | x
| YCM-SES-FEQ-0049 | Fire Prevention, Fire Extinguishers, Spare | FAC-YCM-SES-FEQ | Fire Prevention,Extinguisher | Fire Equipment | 42868 | FEQ | x
| YCM-SES-FEQ-0051 | Fire Prevention, Fire Extinguishers, Spare | FAC-YCM-SES-FEQ | Fire Prevention,Extinguisher | Fire Equipment | 42869 | FEQ | x
| YCM-SES-FEQ-0051A | Fire Prevention, Fire Extinguishers, Spare | FAC-YCM-SES-FEQ | Fire Prevention,Extinguisher | Fire Equipment | 42870 | FEQ | x
| YTF-SES-FEQ-0004 | Fire Prevention, RN150, South-West RN149 Door, Fire Extinguishers | YTF-SES-FEQ | Fire Prevention | Fire Equipment |  | FEQ | http://www.toronto.ca/TWONTO#00350
| YTF-SES-FEQ-0006 | Fire Prevention, RN146, South Wall, Fire Extinguishers | YTF-SES-FEQ | Fire Prevention | Fire Equipment |  | FEQ | http://www.toronto.ca/TWONTO#00350
| YTF-SES-FEQ-0009 | Fire Prevention, RN151, North-West Wall, Fire Extinguishers | YTF-SES-FEQ | Fire Prevention | Fire Equipment |  | FEQ | http://www.toronto.ca/TWONTO#00350
| YTF-SES-FEQ-0011 | Fire Prevention, RN152, Fire Extinguishers | YTF-SES-FEQ | Fire Prevention | Fire Equipment |  | FEQ | http://www.toronto.ca/TWONTO#00350
| YTF-SES-FEQ-0012 | Fire Prevention, RN156, West Wall, Fire Extinguishers | YTF-SES-FEQ | Fire Prevention | Fire Equipment |  | FEQ | http://www.toronto.ca/TWONTO#00350
| YTF-SES-FEQ-0013 | Fire Prevention, UPS Room, West Wall, Fire Extinguishers | YTF-SES-FEQ | Fire Prevention | Fire Equipment |  | FEQ | http://www.toronto.ca/TWONTO#00350
| YTF-SES-FEQ-0014 | Fire Prevention, RN168, Fire Extinguishers | YTF-SES-FEQ | Fire Prevention | Fire Equipment |  | FEQ | http://www.toronto.ca/TWONTO#00350
| YTF-SES-FEQ-0016 | Fire Prevention, RN167, Fire Extinguishers | YTF-SES-FEQ | Fire Prevention | Fire Equipment |  | FEQ | http://www.toronto.ca/TWONTO#00350
| YTF-SES-FEQ-0017 | Fire Prevention, RN142, East Wall, Fire Extinguishers | YTF-SES-FEQ | Fire Prevention | Fire Equipment |  | FEQ | http://www.toronto.ca/TWONTO#00350
| YTF-SES-FEQ-0019 | Fire Prevention, RN141, Fire Extinguishers | YTF-SES-FEQ | Fire Prevention | Fire Equipment |  | FEQ | http://www.toronto.ca/TWONTO#00350
| YTF-SES-FEQ-0020 | Fire Prevention, RN143, South Wall, Fire Extinguishers | YTF-SES-FEQ | Fire Prevention | Fire Equipment |  | FEQ | http://www.toronto.ca/TWONTO#00350
| YTF-SES-FEQ-0022 | Fire Prevention, RN105, North Wall West Side, Fire Extinguishers | YTF-SES-FEQ | Fire Prevention | Fire Equipment |  | FEQ | http://www.toronto.ca/TWONTO#00350
| YTF-SES-FEQ-0024 | Fire Prevention, RN105, North Wall East Side, Fire Extinguishers | YTF-SES-FEQ | Fire Prevention | Fire Equipment |  | FEQ | http://www.toronto.ca/TWONTO#00350
| YTF-SES-FEQ-0027 | Fire Prevention, RN119, West Entrance, Fire Extinguishers | YTF-SES-FEQ | Fire Prevention | Fire Equipment |  | FEQ | http://www.toronto.ca/TWONTO#00350
| YTF-SES-FEQ-0031 | Fire Prevention, RN136, Fire Extinguishers | YTF-SES-FEQ | Fire Prevention | Fire Equipment |  | FEQ | http://www.toronto.ca/TWONTO#00350
| YTF-SES-FEQ-0033 | Fire Prevention, RN101, Fire Extinguishers | YTF-SES-FEQ | Fire Prevention | Fire Equipment |  | FEQ | http://www.toronto.ca/TWONTO#00350
| YTF-SES-FEQ-0034 | Fire Prevention, RN125, East Wall, Fire Extinguishers | YTF-SES-FEQ | Fire Prevention | Fire Equipment |  | FEQ | http://www.toronto.ca/TWONTO#00350
| TAB-WORK-AREA-4 | Work Area 4 | TAB |  |  |  | AREA | http://www.toronto.ca/TWONTO#00260 | Work Area | Ashbridges Bay Treatment Plant
| YTF-SES-FEQ-3000 | Fire Sprinkler System, Fire Prevention | YTF-SES-FEQ | Fire Prevention | Fire Equipment |  | FEQ | http://www.toronto.ca/TWONTO#00352
| Z6042S | Extinguisher, Fire, SN#6042, Dry, Reactor Area, Z Building (Heat Treatment) | TAB-SUSPENDED ENTITY | Fire Prevention,Extinguisher | Fire Equipment | 42675 |  | x
| Z6042S | Extinguisher, Fire, SN#6042, Dry, Reactor Area, Z Building (Heat Treatment) | TAB-WA7-FEQ-2182S | Fire Prevention,Extinguisher | Fire Equipment | 42675 |  | x
| Z73887S | Extinguisher, Fire, SN#73887, Dry, H.P. Sub-Basement, WA5 Office, Z Building | TAB-SUSPENDED ENTITY | Fire Prevention,Extinguisher | Fire Equipment | 42676 |  | x
| Z73887S | Extinguisher, Fire, SN#73887, Dry, H.P. Sub-Basement, WA5 Office, Z Building | TAB-WA7-FEQ-2182S | Fire Prevention,Extinguisher | Fire Equipment | 42676 |  | x
| FHO-FEQ-DM-1000 | Fusible Link, Fire Damper | FHO-SES-FEQ-1000 | Damper/Louver,Guillotine | Fire Equipment |  | DM | http://www.toronto.ca/TWONTO#00142
| FHO-FEQ-FA-1501 | Control Panel, Fire Alarm System, Ozone Building, S2, Vestibul 1 | FHO-SES-FEQ-1000 | Fire Prevention,Alarm | Fire Equipment |  | FA | http://www.toronto.ca/TWONTO#OWLClass_tinik-gifim-dijov-zonav
| FHO-FEQ-FA-1601 | Control Panel, Fire Alarm System, Standby Power Building, S2, Electrical Room | FHO-SES-FEQ-1000 |  | Fire Equipment |  | FA | http://www.toronto.ca/TWONTO#OWLClass_tinik-gifim-dijov-zonav
| FHO-FEQ-FSS-0101 | Fire Suppression System, Admin. Building, L1, Control Room, West Wall | FHO-SES-FEQ-1000 |  | Fire Equipment |  | FSS | http://www.toronto.ca/TWONTO#00260
| FHO-FEQ-HS-0102 | Pull Station, Admin. Building, S4, West Staircase | FHO-SES-FEQ-1000 |  | Fire Equipment |  | HS | http://www.toronto.ca/TWONTO#00624
| FHO-FEQ-HS-0104 | Pull Station, Admin. Building, S1, Boiler Room, By Entrance to West Staircase | FHO-SES-FEQ-1000 |  | Fire Equipment |  | HS | http://www.toronto.ca/TWONTO#00624
107404 | TAB-ACC-PSL-2800 | Switch, Pressure Low, Boiler Make-up Water Tanks, 'Z' Bldg Main Floor | TAB-ACC-BO |  | Switch |  | PSL | http://www.toronto.ca/TWONTO#00604 |  | Hot Water Boilers
| FHO-FEQ-HS-0106 | Pull Station, Admin. Building, L1, Control Room, By South Exit | FHO-SES-FEQ-1000 |  | Fire Equipment |  | HS | http://www.toronto.ca/TWONTO#00624
| FHO-FEQ-HS-0110 | Pull Station, Admin. Building, L2, Foyer, By North Staircase Entry | FHO-SES-FEQ-1000 |  | Fire Equipment |  | HS | http://www.toronto.ca/TWONTO#00624
| FHO-FEQ-HS-0114 | Pull Station, Flocculation Building, L1, By Entrance to Flocculation Gallery, South Wall | FHO-SES-FEQ-1000 |  | Fire Equipment |  | HS | http://www.toronto.ca/TWONTO#00624
| FHO-FEQ-HS-0115 | Pull Station, Flocculation Building, L1, Flocculation Gallery, North West Corner | FHO-SES-FEQ-1000 |  | Fire Equipment |  | HS | http://www.toronto.ca/TWONTO#00624
| FHO-FEQ-HS-0203 | Pull Station, Chemical Building, S4, Vestibule 1, South Wall, By Entrance to North Staircase | FHO-SES-FEQ-1000 |  | Fire Equipment |  | HS | http://www.toronto.ca/TWONTO#00624
| FHO-FEQ-HS-0204 | Pull Station, Chemical Building, S2, Breezeway, By Entrance to South Staircase | FHO-SES-FEQ-1000 |  | Fire Equipment |  | HS | http://www.toronto.ca/TWONTO#00624
| FHO-FEQ-HS-0206 | Pull Station, Chemical Building, L1, Entry to Chemical Building Corridor, West Wall | FHO-SES-FEQ-1000 |  | Fire Equipment |  | HS | http://www.toronto.ca/TWONTO#00624
| FHO-FEQ-HS-0401 | Pull Station, TWPS, S5, Valve Chamber Hall, By Entrance to Staircase | FHO-SES-FEQ-1000 |  | Fire Equipment |  | HS | http://www.toronto.ca/TWONTO#00624
| FHO-FEQ-HS-0402 | Pull Station, TWPS, S5, Wastewater Pump Rm, By Entrance to Staircase | FHO-SES-FEQ-1000 |  | Fire Equipment |  | HS | http://www.toronto.ca/TWONTO#00624
| FHO-FEQ-HS-0407 | Pull Station, TWPS, S2, By Entrance to North Staircase | FHO-SES-FEQ-1000 |  | Fire Equipment |  | HS | http://www.toronto.ca/TWONTO#00624
| FHO-FEQ-HS-0408 | Pull Station, TWPS, L1, By Entrance to South Staircase | FHO-SES-FEQ-1000 |  | Fire Equipment |  | HS | http://www.toronto.ca/TWONTO#00624
| FHO-FEQ-HS-0501 | Pull Station, Raw Water Pumping Station, S10.5, By Entrance to South Staircase | FHO-SES-FEQ-1000 |  | Fire Equipment |  | HS | http://www.toronto.ca/TWONTO#00624
| FHO-FEQ-HS-0502 | Pull Station, RWPS, S10, Raw Water Pump Room Basment, By Entry to South Staircase | FHO-SES-FEQ-1000 |  | Fire Equipment |  | HS | http://www.toronto.ca/TWONTO#00624
| FHO-FEQ-HS-0504 | Pull Station, RW Pumping Station, S10, Raw Water Pump Room Basment, N/E | FHO-SES-FEQ-1000 |  | Fire Equipment |  | HS | http://www.toronto.ca/TWONTO#00624
| FHO-FEQ-HS-0506 | Pull Station, RW Pumping Station, S9, Raw Water Pump Room, North End | FHO-SES-FEQ-1000 |  | Fire Equipment |  | HS | http://www.toronto.ca/TWONTO#00624
| FHO-FEQ-HS-0510 | Pull Station, Raw Water Pumping Station, S7, Storage Room, North End | FHO-SES-FEQ-1000 |  | Fire Equipment |  | HS | http://www.toronto.ca/TWONTO#00624
| FHO-FEQ-HS-0512 | Pull Station, Raw Water Pumping Station, S6, Ring Header Room, North End | FHO-SES-FEQ-1000 |  | Fire Equipment |  | HS | http://www.toronto.ca/TWONTO#00624
| FHO-FEQ-HS-1002 | Pull Station, Treated Water Suction Gallery, S2, South Mixer Gallery, In Loading Bay, E Wall | FHO-SES-FEQ-1000 |  | Fire Equipment |  | HS | http://www.toronto.ca/TWONTO#00624
| FHO-FEQ-HS-1103 | Pull Station, Clairifier Building, L1, Beside North Exit | FHO-SES-FEQ-1000 |  | Fire Equipment |  | HS | http://www.toronto.ca/TWONTO#00624
| FHO-FEQ-HS-1501 | Pull Station, Ozone Building, S5, Access Room No.1, West Wall, By TWPS Entrance | FHO-SES-FEQ-1000 |  | Fire Equipment |  | HS | http://www.toronto.ca/TWONTO#00624
| FHO-FEQ-HS-1503 | Pull Station, Ozone Building, S2, South Hallway, West Wall, By TWPS Entrance | FHO-SES-FEQ-1000 |  | Fire Equipment |  | HS | http://www.toronto.ca/TWONTO#00624
| FHO-FEQ-HS-1504 | Pull Station, Ozone Building, S2, South Hallway, By S/W Staircase and RW Process Room Entrances | FHO-SES-FEQ-1000 |  | Fire Equipment |  | HS | http://www.toronto.ca/TWONTO#00624
| FHO-FEQ-HS-1507 | Pull Station, Ozone Building, S2, North Hallway, By N/W Staircase Entrance | FHO-SES-FEQ-1000 |  | Fire Equipment |  | HS | http://www.toronto.ca/TWONTO#00624
| FHO-FEQ-HS-1508 | Pull Station, Ozone Building, S1, Vestibule 3, By Mechanical Room No.3 Entrance | FHO-SES-FEQ-1000 |  | Fire Equipment |  | HS | http://www.toronto.ca/TWONTO#00624
| FHO-FEQ-HS-1511 | Pull Station, Ozone Building, L1, Electrical Room, West Wall, By TWPS Entrance | FHO-SES-FEQ-1000 |  | Fire Equipment |  | HS | http://www.toronto.ca/TWONTO#00624
| FHO-FEQ-HS-1513 | Pull Station, Ozone Building, L1, North Hallway, East End, East Wall | FHO-SES-FEQ-1000 |  | Fire Equipment |  | HS | http://www.toronto.ca/TWONTO#00624
| FHO-FEQ-HS-1514 | Pull Station, Ozone Building, L1, N/W Staircase, Vestibule 5, By East Roof Entrance | FHO-SES-FEQ-1000 |  | Fire Equipment |  | HS | http://www.toronto.ca/TWONTO#00624
| FHO-FEQ-HS-1516 | Pull Station, Ozone Building, S2, S/E Staircase, South End, By Entry to Dispersion Pump Room | FHO-SES-FEQ-1000 |  | Fire Equipment |  | HS | http://www.toronto.ca/TWONTO#00624
| FHO-FEQ-HS-1517 | Pull Station, Ozone Building, S2, Dispersion Pump Room, N/W Corner | FHO-SES-FEQ-1000 |  | Fire Equipment |  | HS | http://www.toronto.ca/TWONTO#00624
| FHO-FEQ-HS-1518 | Pull Station, Ozone Building, S2, S/E Staircase, North End, By S/E Ozone Building Exit | FHO-SES-FEQ-1000 |  | Fire Equipment |  | HS | http://www.toronto.ca/TWONTO#00624
| FHO-FEQ-HS-1519 | Pull Station, Ozone Building, S2, N/E Staircase, By N/E Ozone Building Exit | FHO-SES-FEQ-1000 |  | Fire Equipment |  | HS | http://www.toronto.ca/TWONTO#00624
| FHO-FEQ-HS-1521 | Pull Station, Ozone Building, L1, Gate Room, Vestibule 4 | FHO-SES-FEQ-1000 |  | Fire Equipment |  | HS | http://www.toronto.ca/TWONTO#00624
| FHO-FEQ-HS-1522 | Pull Station, Ozone Building, L1, Gate Room, By Loading Room 2 Entrance | FHO-SES-FEQ-1000 |  | Fire Equipment |  | HS | http://www.toronto.ca/TWONTO#00624
| FHO-FEQ-HS-1601 | Pull Station, Standby Power Building, S4, Corridor, By Standby Power Building Entrance | FHO-SES-FEQ-1000 |  | Fire Equipment |  | HS | http://www.toronto.ca/TWONTO#00624
| FHO-FEQ-HS-1602 | Pull Station, Standby Power Building, S4, Corridor, North End, By Entry to North Staircase | FHO-SES-FEQ-1000 |  | Fire Equipment |  | HS | http://www.toronto.ca/TWONTO#00624
| FHO-FEQ-HS-1605 | Pull Station, Standby Power Building, S2, Generator Room, Electrical Room, West Wall | FHO-SES-FEQ-1000 |  | Fire Equipment |  | HS | http://www.toronto.ca/TWONTO#00624
| FHO-FEQ-HS-1607 | Pull Station, Standby Power Building, S2, Generator Room, North Staircase | FHO-SES-FEQ-1000 |  | Fire Equipment |  | HS | http://www.toronto.ca/TWONTO#00624
| FHO-FEQ-HS-1610 | Pull Station, Standby Power Building, L1, North Vestibule (6), By Roof Entrance | FHO-SES-FEQ-1000 |  | Fire Equipment |  | HS | http://www.toronto.ca/TWONTO#00624
21138 | FHO-CLB-PSL-0102 | Switch, Pressure Low, Post East, Train 1, Outlet from Evaporator,Chem Bldg. Main Floor, Machine Rm | FHO-CLB-CHL-0101 | Switch,Pressure-Low | Switch |  | PSL | http://www.toronto.ca/TWONTO#00604 |  | Chlorinator, Post Chlorination Train 1 West, Chemical Building, L1, Evaporator Room
21139 | FHO-CLB-PSL-0102 | Switch, Pressure Low, Post East, Train 1, Outlet from Evaporator,Chem Bldg. Main Floor, Machine Rm | FHO-CLB-CHL-0101-KQ | Switch,Pressure-Low | Switch |  | PSL | http://www.toronto.ca/TWONTO#00604 |  | Post ChlorinationTrain 1
| FHO-FEQ-T-0001 | Tank, Fire Suppression Control System -FM 200 Halon, Admin Building, Control Room, North Side Entry Door | FHO-SES-FEQ-1000 | Fire Prevention,Alarm | Fire Equipment |  | T | http://www.toronto.ca/TWONTO#00606
| FHO-SES-FEQ | Portable Fire Extinguishers | FHO-SES-FEQ-1000 | Fire Prevention,Extinguisher | Fire Equipment |  |  | http://www.toronto.ca/TWONTO#00350
| FHO-SES-FEQ-0001-SUS | Fire Extinguisher, #1, Raw Water Pumping Station, S10.5, Staircase, West Wall | FHO-SES-FEQ | Fire Prevention,Extinguisher | Fire Equipment | 44473 | FEQ | x
| FHO-SES-FEQ-0002-SUS | Fire Extinguisher, #2, Raw Water Pumping Station, S10, RW Pump Room Basement, By Elevator | FHO-SUSPENDED | Fire Prevention,Extinguisher | Fire Equipment | 44474 | FEQ | x
| FHO-SES-FEQ-0003-SUS | Fire Extinguisher, #3, Raw Water Pumping Station, S10, RW Pump Room Basement, By North Stairs | FHO-SUSPENDED | Fire Prevention,Extinguisher | Fire Equipment | 44475 | FEQ | x
| FHO-SES-FEQ-0004-SUS | Fire Extinguisher, #4, Raw Water Pumping Station, S9, RW Pump Room, West of Elevator | FHO-SES-FEQ | Fire Prevention,Extinguisher | Fire Equipment | 44476 | FEQ | x
| FHO-SES-FEQ-0005-SUS | Fire Extinguisher, #5, Raw Water Pumping Station, S9, RW Pump Room, N/W side of RW Caisson | FHO-SES-FEQ | Fire Prevention,Extinguisher | Fire Equipment | 44477 | FEQ | x
| FHO-SES-FEQ-0005-SUS | Fire Extinguisher, #5, Raw Water Pumping Station, S9, RW Pump Room, N/W side of RW Caisson | FHO-SUSPENDED | Fire Prevention,Extinguisher | Fire Equipment | 44477 | FEQ | x
| FHO-SES-FEQ-0006-SUS | Fire Extinguisher, #6, Raw Water Pumping Station, S9, RW Pump Room, N/E side of RW Caisson | FHO-SES-FEQ | Fire Prevention,Extinguisher | Fire Equipment | 44478 | FEQ | x
| FHO-SES-FEQ-0007-SUS | Fire Extinguisher, #7, Raw Water Pumping Station, S9, RW Pump Room, East of Elevator | FHO-SES-FEQ | Fire Prevention,Extinguisher | Fire Equipment | 44479 | FEQ | x
| FHO-SES-FEQ-0008-SUS | Fire Extinguisher, #8, Raw Water Pumping Station, S8, Vent. Equipment Floor, West of Elevator | FHO-SES-FEQ | Fire Prevention,Extinguisher | Fire Equipment | 44480 | FEQ | x
| FHO-SES-FEQ-0009-SUS | Fire Extinguisher, #9, Raw Water Pumping Station, S8, Vent. Equip. Floor, West of N Staircase | FHO-SES-FEQ | Fire Prevention,Extinguisher | Fire Equipment | 44481 | FEQ | x
| FHO-SES-FEQ-0010-SUS | Fire Extinguisher, #10, Raw Water Pumping Station, S8, Vent. Equip. Floor, East of N Staircase | FHO-SUSPENDED | Fire Prevention,Extinguisher | Fire Equipment | 44482 | FEQ | x
| FHO-SES-FEQ-0011-SUS | Fire Extinguisher, #11, Raw Water Pumping Station, S8, Vent. Equipment Floor, East of Elevator | FHO-SES-FEQ | Fire Prevention,Extinguisher | Fire Equipment | 44483 | FEQ | x
| FHO-SES-FEQ-0012-SUS | Fire Extinguisher, #12, Raw Water Pumping Station, S7, Storage Floor, By North Staircase | FHO-SUSPENDED | Fire Prevention,Extinguisher | Fire Equipment | 44485 | FEQ | x
| FHO-SES-FEQ-0013-SUS | Fire Extinguisher, #13, Raw Water Pumping Station, S7, Storage Floor, By South Staircase | FHO-SES-FEQ | Fire Prevention,Extinguisher | Fire Equipment | 44486 | FEQ | x
| FHO-SES-FEQ-0014-SUS | Fire Extinguisher, #14, Raw Water Pumping Station, S7, Storage Floor, By Electrical Room | FHO-SES-FEQ | Fire Prevention,Extinguisher | Fire Equipment | 44487 | FEQ | x
| FHO-SES-FEQ-0015-SUS | Fire Extinguisher, #15, Raw Water Pumping Station, S6, Ring Header, By Elevator | FHO-SUSPENDED | Fire Prevention,Extinguisher | Fire Equipment | 44488 | FEQ | x
| FHO-SES-FEQ-0016-SUS | Fire Extinguisher, #16, Raw Water Pumping Station, S6, Ring Header, By North Staircase | FHO-SUSPENDED | Fire Prevention,Extinguisher | Fire Equipment | 44489 | FEQ | x
| FHO-SES-FEQ-0017-SUS | Fire Extinguisher, #17, Admin. Building, S5, Cable Tray Room, East End | FHO-SUSPENDED | Fire Prevention,Extinguisher | Fire Equipment | 44490 | FEQ | x
| FHO-SES-FEQ-0018-SUS | Fire Extinguisher, #18, Admin. Building, S5, Waste Water Air Blower Room, North Wall | FHO-SUSPENDED | Fire Prevention,Extinguisher | Fire Equipment | 44491 | FEQ | x
| FHO-SES-FEQ-0019-SUS | Fire Extinguisher, #19, Admin. Building, S5, Cable Tray Room, S/W Corner | FHO-SES-FEQ | Fire Prevention,Extinguisher | Fire Equipment | 44492 | FEQ | x
| FHO-SES-FEQ-0019-SUS | Fire Extinguisher, #19, Admin. Building, S5, Cable Tray Room, S/W Corner | FHO-SUSPENDED | Fire Prevention,Extinguisher | Fire Equipment | 44492 | FEQ | x
| FHO-SES-FEQ-0020-SUS | Fire Extinguisher, #20, Admin. Building, S5, Cable Tray Room, West End | FHO-SES-FEQ | Fire Prevention,Extinguisher | Fire Equipment | 44493 | FEQ | x
| FHO-SES-FEQ-0021-SUS | Fire Extinguisher, #21, Admin. Building, S5, Cable Tray Room, North Wall | FHO-SES-FEQ | Fire Prevention,Extinguisher | Fire Equipment | 44494 | FEQ | x
| FHO-SES-FEQ-0022-SUS | Fire Extinguisher, #22, TW Pumping Station, S5, TW Pump Room Basement, By North Staircase | FHO-SUSPENDED | Fire Prevention,Extinguisher | Fire Equipment | 44495 | FEQ | x
| FHO-SES-FEQ-0024-SUS | Fire Extinguisher, #24, TW Pumping Station, S5, TW Pump Room Basement, South Wall, East End | FHO-SES-FEQ | Fire Prevention,Extinguisher | Fire Equipment | 44497 | FEQ | x
| FHO-SES-FEQ-0025-SUS | Fire Extinguisher, #25, TW Pumping Station, S5, WW Transfer Pump Room, By Elevator | FHO-SUSPENDED | Fire Prevention,Extinguisher | Fire Equipment | 44498 | FEQ | x
| FHO-SES-FEQ-0026-SUS | Fire Extinguisher, #26, TW Pumping Station, S5, WW Transfer Pump Room, By Pumps | FHO-SUSPENDED | Fire Prevention,Extinguisher | Fire Equipment | 44499 | FEQ | x
| FHO-SES-FEQ-0027-SUS | Fire Extinguisher, #27, Chemical Building, S4, Hydro Meter Room, South Wall | FHO-SES-FEQ | Fire Prevention,Extinguisher | Fire Equipment | 44500 | FEQ | x
| FHO-SES-FEQ-0028-SUS | Fire Extinguisher, #28, Chemical Building, S4, Chemical Gallery, Switch Gear Room Entrance | FHO-SES-FEQ | Fire Prevention,Extinguisher | Fire Equipment | 44501 | FEQ | x
| FHO-SES-FEQ-0029-SUS | Fire Extinguisher, #29, Chemical Building, S4, By North Entrance to Ammonia Storage Room | FHO-SES-FEQ | Fire Prevention,Extinguisher | Fire Equipment | 44502 | FEQ | x
| FHO-SES-FEQ-0030-SUS | Fire Extinguisher, #30, Chemical Building, S4, By South Entrance to Ammonia Storage Room | FHO-SES-FEQ | Fire Prevention,Extinguisher | Fire Equipment | 44503 | FEQ | x
| FHO-SES-FEQ-0031-SUS | Fire Extinguisher, #31, Chemical Building, S4, By East Entrance to Generator Room | FHO-SES-FEQ | Fire Prevention,Extinguisher | Fire Equipment | 44504 | FEQ | x
| FHO-SES-FEQ-0032-SUS | Fire Extinguisher, #32, Chemical Building, S4, By Chemical Building Ramp and SCBA Cabinet #1 | FHO-SES-FEQ | Fire Prevention,Extinguisher | Fire Equipment | 44505 | FEQ | x
| FHO-SES-FEQ-0033-SUS | Fire Extinguisher, #33, Admin. Building, S4, Admin. Building Basment, By Elevator | FHO-SUSPENDED | Fire Prevention,Extinguisher | Fire Equipment | 44506 | FEQ | x
| FHO-SES-FEQ-0034-SUS | Fire Extinguisher, #34, Admin. Building, S4, MCC Room, South Wall by Centre Exit | FHO-SUSPENDED | Fire Prevention,Extinguisher | Fire Equipment | 44507 | FEQ | x
| FHO-SES-FEQ-0035-SUS | Fire Extinguisher, #35, Admin. Building, S4, MCC Room, North End | FHO-SES-FEQ | Fire Prevention,Extinguisher | Fire Equipment | 44508 | FEQ | x
| FHO-SES-FEQ-0036-SUS | Fire Extinguisher, #36, Admin. Building, S4, MCC Room, South Wall by S/E Exit | FHO-SUSPENDED | Fire Prevention,Extinguisher | Fire Equipment | 44509 | FEQ | x
| FHO-SES-FEQ-0037-SUS | Fire Extinguisher, #37, TW Pumping Station, S4, West Vent. Equipment Room, West Wall | FHO-SES-FEQ | Fire Prevention,Extinguisher | Fire Equipment | 44510 | FEQ | x
| FHO-SES-FEQ-0038-SUS | Fire Extinguisher, #38, TW Pumping Station, S4, West Vent. Equipment Room, East Wall | FHO-SUSPENDED | Fire Prevention,Extinguisher | Fire Equipment | 44511 | FEQ | x
| FHO-SES-FEQ-0039-SUS | Fire Extinguisher, #39, TW Pumping Station, S4, East Vent. Equipment Room, West Wall | FHO-SES-FEQ | Fire Prevention,Extinguisher | Fire Equipment | 44512 | FEQ | x
| FHO-SES-FEQ-0040-SUS | Fire Extinguisher, #40, TW Pumping Station, S4, East Vent. Equipment Room, East Wall | FHO-SES-FEQ | Fire Prevention,Extinguisher | Fire Equipment | 44513 | FEQ | x
| FHO-SES-FEQ-0042-SUS | Fire Extinguisher, #42, Admin. Building, S4, South Pipe Gallery, S/W Corner | FHO-SES-FEQ | Fire Prevention,Extinguisher | Fire Equipment | 44515 | FEQ | x
| FHO-SES-FEQ-0043-SUS | Fire Extinguisher, #43, TW Pumping Station, S3, Compressor Room, S/W Corner | FHO-SES-FEQ | Fire Prevention,Extinguisher | Fire Equipment | 44516 | FEQ | x
| FHO-SES-FEQ-0043-SUS | Fire Extinguisher, #43, TW Pumping Station, S3, Compressor Room, S/W Corner | FHO-SUSPENDED | Fire Prevention,Extinguisher | Fire Equipment | 44516 | FEQ | x
| FHO-SES-FEQ-0044-SUS | Fire Extinguisher, #44, TW Pumping Station, S3, TW Pump Room, S/W Corner | FHO-SUSPENDED | Fire Prevention,Extinguisher | Fire Equipment | 44517 | FEQ | x
| FHO-SES-FEQ-0045-SUS | Fire Extinguisher, #45, TW Pumping Station, S3, TW Pump Room, North Wall by Staircase Entrance | FHO-SES-FEQ | Fire Prevention,Extinguisher | Fire Equipment | 44518 | FEQ | x
| FHO-SES-FEQ-0045-SUS | Fire Extinguisher, #45, TW Pumping Station, S3, TW Pump Room, North Wall by Staircase Entrance | FHO-SUSPENDED | Fire Prevention,Extinguisher | Fire Equipment | 44518 | FEQ | x
| FHO-SES-FEQ-0046-SUS | Fire Extinguisher, #46, TW Pumping Station, S3, TW Pump Room, N/E Corner | FHO-SES-FEQ | Fire Prevention,Extinguisher | Fire Equipment | 44519 | FEQ | x
| FHO-SES-FEQ-0047-SUS | Fire Extinguisher, #47, TW Pumping Station, S3, TW Pump Room, S/E Corner | FHO-SUSPENDED | Fire Prevention,Extinguisher | Fire Equipment | 44520 | FEQ | x
| FHO-SES-FEQ-0048A-SUS | Fire Extinguisher, #48A, TW Pumping Station, S3, Valve Chamber Hall, North Wall | FHO-SES-FEQ | Fire Prevention,Extinguisher | Fire Equipment | 44522 | FEQ | x
| FHO-SES-FEQ-0049-SUS | Fire Extinguisher, #49, Flocculation Building, S2, North Pipe Gallery, By North Plant Entrance | FHO-SUSPENDED | Fire Prevention,Extinguisher | Fire Equipment | 44523 | FEQ | x
| FHO-SES-FEQ-0051 | Fire Stand Pipe & Hose Cabinet, #51, Admin. Building, S2, Machine Shop, By Men's Locker Room | FHO-SES-FEQ | Fire Prevention,Extinguisher | Fire Equipment |  | FEQ | http://www.toronto.ca/TWONTO#00351
| FHO-SES-FEQ-0053-SUS | Fire Extinguisher, #53, Admin. Building, S2, Machine Shop, Welding Shop | FHO-SES-FEQ | Fire Prevention,Extinguisher | Fire Equipment | 44525 | FEQ | x
| FHO-SES-FEQ-0053A-SUS | Fire Extinguisher, #53A, Admin. Building, S2, Training Centre, East Entrance | FHO-SUSPENDED | Fire Prevention,Extinguisher | Fire Equipment | 44526 | FEQ | x
| FHO-SES-FEQ-0054-SUS | Fire Extinguisher, #54, Chemical Building, S2, Fan Room, West Wall | FHO-SUSPENDED | Fire Prevention,Extinguisher | Fire Equipment | 44527 | FEQ | x
| FHO-SES-FEQ-0055-SUS | Fire Extinguisher, #55, Chemical Building, S2, Chemical Storage Room, South Entrance | FHO-SES-FEQ | Fire Prevention,Extinguisher | Fire Equipment | 44528 | FEQ | x
| FHO-SES-FEQ-0057-SUS | Fire Extinguisher, #57, TW Pumping Station, S2, By Entrance to North Staircase | FHO-SUSPENDED | Fire Prevention,Extinguisher | Fire Equipment | 44530 | FEQ | x
| FHO-SES-FEQ-0058-SUS | Fire Extinguisher, #58, TW Mixer Gallery, S2, North Mixer Gallery, By BW Pumps | FHO-SUSPENDED | Fire Prevention,Extinguisher | Fire Equipment | 44531 | FEQ | x
| FHO-SES-FEQ-0059-SUS | Fire Extinguisher, #59, TW Mixer Gallery, S2, North Mixer Gallery, By SO2 Injectors | FHO-SUSPENDED | Fire Prevention,Extinguisher | Fire Equipment | 44532 | FEQ | x
| FHO-SES-FEQ-0060-SUS | Fire Extinguisher, #60, TW Mixer Gallery, S2, South Mixer Gallery, N/W Corner | FHO-SUSPENDED | Fire Prevention,Extinguisher | Fire Equipment | 44533 | FEQ | x
| FHO-SES-FEQ-0061-SUS | Fire Extinguisher, #61, TW Pumping Station, S2, South Pipe Gal., North Entrance to Filt. Bldg. | FHO-SES-FEQ | Fire Prevention,Extinguisher | Fire Equipment | 44534 | FEQ | x
| FHO-SES-FEQ-0061-SUS | Fire Extinguisher, #61, TW Pumping Station, S2, South Pipe Gal., North Entrance to Filt. Bldg. | FHO-SUSPENDED | Fire Prevention,Extinguisher | Fire Equipment | 44534 | FEQ | x
| FHO-SES-FEQ-0062-SUS | Fire Extinguisher, #62, Filter Building, S2, MCC Room, South Wall | FHO-SES-FEQ | Fire Prevention,Extinguisher | Fire Equipment | 44535 | FEQ | x
| FHO-SES-FEQ-0062-SUS | Fire Extinguisher, #62, Filter Building, S2, MCC Room, South Wall | FHO-SUSPENDED | Fire Prevention,Extinguisher | Fire Equipment | 44535 | FEQ | x
| FHO-SES-FEQ-0063-SUS | Fire Extinguisher, #63, Filter Building, S2, Filter Pipe Gallery Upper Level, South Wall | FHO-SUSPENDED | Fire Prevention,Extinguisher | Fire Equipment | 44536 | FEQ | x
| FHO-SES-FEQ-0064 | Fire Stand Pipe & Hose Cabinet, #64, Admin. Building, S2, By Entrance to S/W Staircase | FHO-SES-FEQ | Fire Prevention,Extinguisher | Fire Equipment |  | FEQ | http://www.toronto.ca/TWONTO#00351
| FHO-SES-FEQ-0065-SUS | Fire Extinguisher, #65, Filter Building, L1, Filter Operating Gallery, N/E Corner | FHO-SUSPENDED | Fire Prevention,Extinguisher | Fire Equipment | 44537 | FEQ | x
| FHO-SES-FEQ-0066-SUS | Fire Extinguisher, #66, Filter Building, L1, Filter Operating Gallery, N/W Corner | FHO-SES-FEQ | Fire Prevention,Extinguisher | Fire Equipment | 44538 | FEQ | x
| FHO-SES-FEQ-0067-SUS | Fire Extinguisher, #67, Flocculation Building, L1, Flocc. Operating Gallery, South Wall | FHO-SES-FEQ | Fire Prevention,Extinguisher | Fire Equipment | 44539 | FEQ | x
| FHO-SES-FEQ-0068-SUS | Fire Extinguisher, #68, Flocculation Building, L1, Flocc. Operating Gallery, North Wall | FHO-SES-FEQ | Fire Prevention,Extinguisher | Fire Equipment | 44540 | FEQ | x
| FHO-SES-FEQ-0069-SUS | Fire Extinguisher, #69, Admin. Building, L1, Control Room, By Entrance to Control Room Kitchen | FHO-SUSPENDED | Fire Prevention,Extinguisher | Fire Equipment | 44541 | FEQ | x
| FHO-SES-FEQ-0070-SUS | Fire Extinguisher, #70, Admin. Building, L1, Control Room, North Office Exit | FHO-SES-FEQ | Fire Prevention,Extinguisher | Fire Equipment | 44542 | FEQ | x
| FHO-SES-FEQ-0071-SUS | Fire Extinguisher, #71, Chemical Building, L1, Operator Lab, By Entrance | FHO-SES-FEQ | Fire Prevention,Extinguisher | Fire Equipment | 44543 | FEQ | x
| FHO-SES-FEQ-0072-SUS | Fire Extinguisher, #72, Chemical Building, L1, Chemical Machine Room, South Entrance | FHO-SUSPENDED | Fire Prevention,Extinguisher | Fire Equipment | 44544 | FEQ | x
| FHO-SES-FEQ-0073-SUS | Fire Extinguisher, #73, Chemical Building, L1, Chemical Hallway, West Wall | FHO-SUSPENDED | Fire Prevention,Extinguisher | Fire Equipment | 44545 | FEQ | x
| FHO-SES-FEQ-0074-SUS | Fire Extinguisher, #74, Chemical Building, L2, South Penthouse, By South Entrance | FHO-SUSPENDED | Fire Prevention,Extinguisher | Fire Equipment | 44546 | FEQ | x
| FHO-SES-FEQ-0075-SUS | Fire Extinguisher, #75, Chemical Building, L2, North Penthouse, By North Entrance | FHO-SUSPENDED | Fire Prevention,Extinguisher | Fire Equipment | 44547 | FEQ | x
| FHO-SES-FEQ-0076-SUS | Fire Extinguisher, #76, Clarifier Building, S4, Clarifier Basement, By Entrance | FHO-SUSPENDED | Fire Prevention,Extinguisher | Fire Equipment | 44548 | FEQ | x
| FHO-SES-FEQ-0077-SUS | Fire Extinguisher, #77, Clarifier Building, S4, Clarifier Tunnel, North Wall | FHO-SES-FEQ | Fire Prevention,Extinguisher | Fire Equipment | 44549 | FEQ | x
| FHO-SES-FEQ-0078-SUS | Fire Extinguisher, #78, Clarifier Building, S4, Clarifier Basement, By Staircase | FHO-SES-FEQ | Fire Prevention,Extinguisher | Fire Equipment | 44550 | FEQ | x
| FHO-SES-FEQ-0079-SUS | Fire Extinguisher, #79, Clarifier Building, S2, Parking Exit Level, N/E Wall | FHO-SES-FEQ | Fire Prevention,Extinguisher | Fire Equipment | 44551 | FEQ | x
| FHO-SES-FEQ-0079-SUS | Fire Extinguisher, #79, Clarifier Building, S2, Parking Exit Level, N/E Wall | FHO-SUSPENDED | Fire Prevention,Extinguisher | Fire Equipment | 44551 | FEQ | x
| FHO-SES-FEQ-0080-SUS | Fire Extinguisher, #80, Clarifier Building, L1, Upper Level, S/E Wall | FHO-SUSPENDED | Fire Prevention,Extinguisher | Fire Equipment | 44552 | FEQ | x
| FHO-SES-FEQ-0081 | Fire Stand Pipe & Hose Cabinet, #81, Admin. Building, S4, Admin. Basement, By S/E Staircase | FHO-SES-FEQ | Fire Prevention,Extinguisher | Fire Equipment |  | FEQ | http://www.toronto.ca/TWONTO#00351
| FHO-SES-FEQ-0084 | Fire Stand Pipe & Hose Cabinet, #84, Admin. Building, S1, Boiler Room, By Staircase | FHO-SES-FEQ | Fire Prevention,Extinguisher | Fire Equipment |  | FEQ | http://www.toronto.ca/TWONTO#00351
| FHO-SES-FEQ-0086 | Fire Stand Pipe & Hose Cabinet #86, Admin. Building, L1, By Passenger Elevator | FHO-SES-FEQ | Fire Prevention,Extinguisher | Fire Equipment |  | FEQ | http://www.toronto.ca/TWONTO#00351
| FHO-SES-FEQ-0087 | Fire Stand Pipe & Hose Cabinet, #87, Admin. Building, L2, By West Staircase | FHO-SES-FEQ | Fire Prevention,Extinguisher | Fire Equipment |  | FEQ | http://www.toronto.ca/TWONTO#00351
| FHO-SES-FEQ-0088 | Fire Stand Pipe & Hose Cabinet, #88, Admin. Building, L2, Center Foyer, West Wall | FHO-SES-FEQ | Fire Prevention,Extinguisher | Fire Equipment |  | FEQ | http://www.toronto.ca/TWONTO#00351
| FHO-SES-FEQ-0089-SUS | Fire Extinguisher, #89, Admin. Building, L2, Cooling Tower Room, South Wall, By Exit | FHO-SUSPENDED | Fire Prevention,Extinguisher | Fire Equipment | 44553 | FEQ | x
| FHO-SES-FEQ-0090-SUS | Fire Extinguisher, #90, Admin Building, 2nd floor, HVAC Room roof access | FHO-SUSPENDED | Fire Prevention,Extinguisher | Fire Equipment | 44554 | FEQ | x
| FHO-SES-FEQ-0091-SUS | Fire Extinguisher, #91, Surge Building, S2, Compressor Room, West Wall | FHO-SES-FEQ | Fire Prevention,Extinguisher | Fire Equipment | 44555 | FEQ | x
| FHO-SES-FEQ-0092-SUS | Fire Extinguisher, #92, Surge Building, S4, Tank Floor, West Wall | FHO-SUSPENDED | Fire Prevention,Extinguisher | Fire Equipment | 44556 | FEQ | x
| FHO-SES-FEQ-0093-SUS | Fire Extinguisher, #93, Surge Building, S4, Tank Floor, By Entrance | FHO-SUSPENDED | Fire Prevention,Extinguisher | Fire Equipment | 44557 | FEQ | x
| FHO-SES-FEQ-0094-SUS | Fire Extinguisher, #94, Surge Building, S5, Pipe Gallery Floor | FHO-SUSPENDED | Fire Prevention,Extinguisher | Fire Equipment | 44558 | FEQ | x
| FHO-SES-FEQ-0095-SUS | Fire Extinguisher, #95, TW Pumping Station, S2, Breezeway East Entrance | FHO-SUSPENDED | Fire Prevention,Extinguisher | Fire Equipment | 44559 | FEQ | x
| FHO-SES-FEQ-0097-SUS | Fire Extinguisher, #97, Chemical Building, S4, Generator Room, East Wall | FHO-SUSPENDED | Fire Prevention,Extinguisher | Fire Equipment | 44560 | FEQ | x
| FHO-SES-FEQ-0100-SUS | Fire Extinguisher, #100, Admin. Building, L1, Control Room, By North Exit | FHO-SUSPENDED | Fire Prevention,Extinguisher | Fire Equipment | 44561 | FEQ | x
| FHO-SES-FEQ-0101-SUS | Fire Extinguisher, #101, Admin. Building, L1, Control Room, West Wall | FHO-SUSPENDED | Fire Prevention,Extinguisher | Fire Equipment | 44562 | FEQ | x
| FHO-SES-FEQ-0102-SUS | Fire Extinguisher, #102, Admin. Building, L1, Boardroom, N/E Wall | FHO-SES-FEQ | Fire Prevention,Extinguisher | Fire Equipment | 44563 | FEQ | x
| FHO-SES-FEQ-0103-SU | Fire Extinguisher #103 : 2nd floor file room entrance | FHO-OBSOLETE | Fire Prevention,Extinguisher | Fire Equipment | 34169 | FEQ | x
| FHO-SES-FEQ-0103-SU | Fire Extinguisher #103 : 2nd floor file room entrance | FHO-SES-FEQ | Fire Prevention,Extinguisher | Fire Equipment | 34169 | FEQ | x
| FHO-SES-FEQ-0104-SU | Fire Extinguisher #104 : 2nd floor hallway east exit | FHO-SES-FEQ | Fire Prevention,Extinguisher | Fire Equipment | 34170 | FEQ | x
| FHO-SES-FEQ-0106-SUS | Fire Extinguisher, #106, TW Mixing Gallery, S2, South Mixing Gallery, South End | FHO-SUSPENDED | Fire Prevention,Extinguisher | Fire Equipment | 44564 | FEQ | x
| FHO-SES-FEQ-0107-SUS | Fire Extinguisher, #107, TW Pumping Station, S2, Storage Area, West Gate | FHO-SES-FEQ | Fire Prevention,Extinguisher | Fire Equipment | 44565 | FEQ | x
| FHO-SES-FEQ-0108-SUS | Fire Extinguisher, #108, TW Pumping Station, S2, Lunch Room, West Exit | FHO-SES-FEQ | Fire Prevention,Extinguisher | Fire Equipment | 44566 | FEQ | x
| FHO-SES-FEQ-0109-SUS | Fire Extinguisher, #109, Admin. Building, L2, East Wing, East End of the Corridor | FHO-SES-FEQ | Fire Prevention,Extinguisher | Fire Equipment | 44567 | FEQ | x
| FHO-SES-FEQ-0110-SUS | Fire Extinguisher, #110, Admin. Building, L2, East Wing, By Stairs to E. Elevator Machine Room | FHO-SES-FEQ | Fire Prevention,Extinguisher | Fire Equipment | 44568 | FEQ | x
| FHO-SES-FEQ-0110-SUS | Fire Extinguisher, #110, Admin. Building, L2, East Wing, By Stairs to E. Elevator Machine Room | FHO-SUSPENDED | Fire Prevention,Extinguisher | Fire Equipment | 44568 | FEQ | x
| FHO-SES-FEQ-0112-SUS | Fire Extinguisher, #112, Ozone Building, L1, Filter Operating Gallery, By Filt. 9 | FHO-SUSPENDED | Fire Prevention,Extinguisher | Fire Equipment | 44569 | FEQ | x
| FHO-SES-FEQ-0114-SUS | Fire Extinguisher, #114, Ozone Building, L1, North Hallway (#4), By West Entrance | FHO-SES-FEQ | Fire Prevention,Extinguisher | Fire Equipment | 44571 | FEQ | x
| FHO-SES-FEQ-0116-SUS | Fire Extinguisher, #116, Ozone Building, L1, Mechancical Room #1, N/W Corner | FHO-SUSPENDED | Fire Prevention,Extinguisher | Fire Equipment | 44572 | FEQ | x
| FHO-SES-FEQ-0117 | Fire Stand Pipe & Hose Cabinet, #117, Ozone Building, L1, North Hallway (#4), East End | FHO-SES-FEQ | Fire Prevention,Extinguisher | Fire Equipment |  | FEQ | http://www.toronto.ca/TWONTO#00351
| FHO-SES-FEQ-0118-SUS | Fire Extinguisher, #118, Ozone Building, L1, North Hallway (#4), N/W Stairway Entrance | FHO-SES-FEQ | Fire Prevention,Extinguisher | Fire Equipment | 44573 | FEQ | x
| FHO-SES-FEQ-0118A-SUS | Fire Extinguisher#0118A: Ozone Building northeast stairway to Roof near door 2-45 | FHO-SUSPENDED | Fire Prevention,Extinguisher | Fire Equipment | 37751 | FEQ | x
| FHO-SES-FEQ-0119-SUS | Fire Extinguisher, #119, Ozone Building, L1, Ozone Equipment Room, North Wall | FHO-SES-FEQ | Fire Prevention,Extinguisher | Fire Equipment | 44574 | FEQ | x
| FHO-SES-FEQ-0120-SUS | Fire Extinguisher, #120, Ozone Building, L1, Ozone Equipment Room, East Pillar | FHO-SES-FEQ | Fire Prevention,Extinguisher | Fire Equipment | 44575 | FEQ | x
| FHO-SES-FEQ-0120-SUS | Fire Extinguisher, #120, Ozone Building, L1, Ozone Equipment Room, East Pillar | FHO-SUSPENDED | Fire Prevention,Extinguisher | Fire Equipment | 44575 | FEQ | x
| FHO-SES-FEQ-0121-SUS | Fire Extinguisher, #121, Ozone Building, L1, Ozone Equipment Room, West Wall | FHO-SUSPENDED | Fire Prevention,Extinguisher | Fire Equipment | 44576 | FEQ | x
| FHO-SES-FEQ-0122-SUS | Fire Extinguisher, #122, Ozone Building, L1, Ozone Equipment Room, South Wall | FHO-SES-FEQ | Fire Prevention,Extinguisher | Fire Equipment | 44577 | FEQ | x
| FHO-SES-FEQ-0123-SUS | Fire Extinguisher, #123, Ozone Building, L1, Mechanical Room No.2, North Wall | FHO-SUSPENDED | Fire Prevention,Extinguisher | Fire Equipment | 44578 | FEQ | x
| FHO-SES-FEQ-0124-SUS | Fire Extinguisher, #124, Hose Cabinet, Ozone Building, L1, South Halway (#3), South Wall | FHO-SUSPENDED | Fire Prevention,Extinguisher | Fire Equipment | 44579 | FEQ | x
| FHO-SES-FEQ-0125-SUS | Fire Extinguisher, #125, Ozone Building, S2, Filter Pipe Gallery, West Platform | FHO-SES-FEQ | Fire Prevention,Extinguisher | Fire Equipment | 44580 | FEQ | x
| FHO-SES-FEQ-0126-SUS | Fire Extinguisher, #126, Ozone Building, S3, Filter Pipe Gallery, South Wall | FHO-SUSPENDED | Fire Prevention,Extinguisher | Fire Equipment | 44581 | FEQ | x
| FHO-SES-FEQ-0127-SUS | Fire Extinguisher, #127, Hose Cabinet, Ozone Building, S3, Filter Pipe Gallery, West Wall | FHO-SES-FEQ | Fire Prevention,Extinguisher | Fire Equipment | 44582 | FEQ | x
| FHO-SES-FEQ-0128-SUS | Fire Extinguisher, #128, Ozone Bldg., S2, Filter Pipe Gallery, North Platform, By N/W Entrance | FHO-SES-FEQ | Fire Prevention,Extinguisher | Fire Equipment | 44583 | FEQ | x
| FHO-SES-FEQ-0130 | Fire Stand Pipe & Hose Cabinet, #130, Ozone Building, S5, Filter 9-13 Pipe Gal. East Basment | FHO-SES-FEQ | Fire Prevention,Extinguisher | Fire Equipment |  | FEQ | http://www.toronto.ca/TWONTO#00351
| FHO-SES-FEQ-0131-SUS | Fire Extinguisher, #131, Ozone Building, S5, Filter 9-13 Pipe Gal. East Basment, North End | FHO-SES-FEQ | Fire Prevention,Extinguisher | Fire Equipment | 44584 | FEQ | x
| FHO-SES-FEQ-0132 | Fire Stand Pipe & Hose Cabinet, #132, Ozone Building, S2, South Hallway (#1), North Wall | FHO-SES-FEQ | Fire Prevention,Extinguisher | Fire Equipment |  | FEQ | http://www.toronto.ca/TWONTO#00351
| FHO-SES-FEQ-0133-SUS | Fire Extinguisher, #133, Ozone Building, S2, South Hallway (#1), East Wall by Entrance | FHO-SES-FEQ | Fire Prevention,Extinguisher | Fire Equipment | 44586 | FEQ | x
| FHO-SES-FEQ-0134 | Fire Stand Pipe & Hose Cabinet, #134, Ozone Building, S2, Service Pipe Gallery, South Wall | FHO-SES-FEQ | Fire Prevention,Extinguisher | Fire Equipment |  | FEQ | http://www.toronto.ca/TWONTO#00351
| FHO-SES-FEQ-0135-SUS | Fire Extinguisher, #135, Ozone Building, S2, Service Pipe Gallery, South Wall | FHO-SUSPENDED | Fire Prevention,Extinguisher | Fire Equipment | 44587 | FEQ | x
| FHO-SES-FEQ-0136 | Fire Stand Pipe & Hose Cabinet, #136, Ozone Bldg., S2, East Ozone Pipe Gal. (#2), S/E Corner | FHO-SES-FEQ | Fire Prevention,Extinguisher | Fire Equipment |  | FEQ | http://www.toronto.ca/TWONTO#00351
| FHO-SES-FEQ-0137-SUS | Fire Extinguisher, #137, Ozone Building, S2, S/E Vestibule (#2) | FHO-SES-FEQ | Fire Prevention,Extinguisher | Fire Equipment | 44588 | FEQ | x
| FHO-SES-FEQ-0139-SUS | Fire Extinguisher, #139, Ozone Building, S2, East Ozone Pipe Gal. (#2), North End | FHO-SES-FEQ | Fire Prevention,Extinguisher | Fire Equipment | 44589 | FEQ | x
| FHO-SES-FEQ-0139-SUS | Fire Extinguisher, #139, Ozone Building, S2, East Ozone Pipe Gal. (#2), North End | FHO-SUSPENDED | Fire Prevention,Extinguisher | Fire Equipment | 44589 | FEQ | x
| FHO-SES-FEQ-0140-SUS | Fire Extinguisher, #140, Ozone Building, S2, West Ozone Pipe Gal. (#1), North End | FHO-SUSPENDED | Fire Prevention,Extinguisher | Fire Equipment | 44590 | FEQ | x
| FHO-SES-FEQ-0142 | Fire Stand Pipe & Hose Cabinet, #142, Ozone Building, S2, North Hallway, North Wall | FHO-SES-FEQ | Fire Prevention,Extinguisher | Fire Equipment |  | FEQ | http://www.toronto.ca/TWONTO#00351
| FHO-SES-FEQ-0144-SUS | Fire Extinguisher, #144, Ozone Building, S2, North Hallway, By West Exit | FHO-SUSPENDED | Fire Prevention,Extinguisher | Fire Equipment | 44592 | FEQ | x
| FHO-SES-FEQ-0145-SUS | Fire Extinguisher, #145, Ozone Building, S2, Raw Water Process Room, By North Exit | FHO-SES-FEQ | Fire Prevention,Extinguisher | Fire Equipment | 44593 | FEQ | x
| FHO-SES-FEQ-0146-SUS | Fire Extinguisher, #146, Ozone Building, S2, Raw Water Process Room, By South Exit | FHO-SUSPENDED | Fire Prevention,Extinguisher | Fire Equipment | 44594 | FEQ | x
| FHO-SES-FEQ-0147-SUS | Fire Extinguisher, #147, Ozone Building, S1, Mechanical Room No.3, By Entrance | FHO-SES-FEQ | Fire Prevention,Extinguisher | Fire Equipment | 44595 | FEQ | x
| FHO-SES-FEQ-0148-SUS | Fire Extinguisher, #148, Ozone Building, S1, North Vestibule (#3), By Mech. Rm 3 Entrance | FHO-SUSPENDED | Fire Prevention,Extinguisher | Fire Equipment | 44596 | FEQ | x
| FHO-SES-FEQ-0149-SUS | Fire Extinguisher, #149, Ozone Building, S2, North Vestibule (#1), By North Building Entrance | FHO-SES-FEQ | Fire Prevention,Extinguisher | Fire Equipment | 44597 | FEQ | x
| FHO-SES-FEQ-0150-SUS | Fire Extinguisher, #150, Ozone Building, S2, North Loading Dock, East Wall | FHO-SES-FEQ | Fire Prevention,Extinguisher | Fire Equipment | 44598 | FEQ | x
| FHO-SES-FEQ-0150-SUS | Fire Extinguisher, #150, Ozone Building, S2, North Loading Dock, East Wall | FHO-SUSPENDED | Fire Prevention,Extinguisher | Fire Equipment | 44598 | FEQ | x
| FHO-SES-FEQ-0151 | Fire Stand Pipe & Hose Cabinet, #151, Ozone Building, L1, Gate Room, N/E Corner | FHO-SES-FEQ | Fire Prevention,Extinguisher | Fire Equipment |  | FEQ | http://www.toronto.ca/TWONTO#00351
| FHO-SES-FEQ-0152 | Fire Stand Pipe & Hose Cabinet, #152, Ozone Building, L1, Gate Room, South Wall | FHO-SES-FEQ | Fire Prevention,Extinguisher | Fire Equipment |  | FEQ | http://www.toronto.ca/TWONTO#00351
| FHO-SES-FEQ-0153-SUS | Fire Extinguisher, #153, Ozone Building, S2, Dispersion Pump Room, South Wall | FHO-SUSPENDED | Fire Prevention,Extinguisher | Fire Equipment | 44599 | FEQ | x
| FHO-SES-FEQ-0154-SUS | Fire Extinguisher, #154, Ozone Building, S2, West Ozone Pipe Gal. (#1), S/W Corner | FHO-SES-FEQ | Fire Prevention,Extinguisher | Fire Equipment | 44600 | FEQ | x
| FHO-SES-FEQ-0165-SUS | Fire Extinguisher, #165, Chemical Building, S2, North Vestible (#3), S/W Corner | FHO-SES-FEQ | Fire Prevention,Extinguisher | Fire Equipment | 44601 | FEQ | x
| FHO-SES-FEQ-0166-SUS | Fire Extinguisher, #166, Standby Power Building, S2, Generator Room, S/W Exit to Outside | FHO-SES-FEQ | Fire Prevention,Extinguisher | Fire Equipment | 44602 | FEQ | x
| FHO-SES-FEQ-0167-SUS | Fire Extinguisher, #167, Standby Power Building, S2, On pillar South of Generators | FHO-SES-FEQ | Fire Prevention,Extinguisher | Fire Equipment | 44603 | FEQ | x
| FHO-SES-FEQ-0168-SUS | Fire Extinguisher, #168, Standby Power Building, S2, On pillar between Generators 6 and 7 | FHO-SUSPENDED | Fire Prevention,Extinguisher | Fire Equipment | 44604 | FEQ | x
| FHO-SES-FEQ-0169-SUS | Fire Extinguisher, #169, Standby Power Building, S2, On pillar between Generators 5 and 6 | FHO-SES-FEQ | Fire Prevention,Extinguisher | Fire Equipment | 44605 | FEQ | x
| FHO-SES-FEQ-0170-SUS | Fire Extinguisher, #170, Standby Power Building, S2, On pillar between Generators 4 and 5 | FHO-SUSPENDED | Fire Prevention,Extinguisher | Fire Equipment | 44606 | FEQ | x
| FHO-SES-FEQ-0171-SUS | Fire Extinguisher, #171, Standby Power Building, S2, On pillar between Generators 3 and 4 | FHO-SES-FEQ | Fire Prevention,Extinguisher | Fire Equipment | 44607 | FEQ | x
| FHO-SES-FEQ-0172-SUS | Fire Extinguisher, #172, Standby Power Building, S2, Generator Room, North Wall | FHO-SES-FEQ | Fire Prevention,Extinguisher | Fire Equipment | 44608 | FEQ | x
| FHO-SES-FEQ-0173-SUS | Fire Extinguisher, #173, Standby Power Building, L1, Roof North Vestibule, North Wall | FHO-SES-FEQ | Fire Prevention,Extinguisher | Fire Equipment | 44609 | FEQ | x
| FHO-SES-FEQ-0174-SUS | Fire Extinguisher, #174, Standby Power Building, S1, North Vestibule, North Wall | FHO-SUSPENDED | Fire Prevention,Extinguisher | Fire Equipment | 44610 | FEQ | x
| FHO-SES-FEQ-0176-SUS | Fire Extinguisher, #176, Surge Building, S4, Surge Tank Room, North Exit | FHO-SES-FEQ | Fire Prevention,Extinguisher | Fire Equipment | 44612 | FEQ | x
| FHO-SES-FEQ-0177-SUS | Fire Extinguisher, #177, Surge Building, S4, Surge Tank Room, South Exit | FHO-SUSPENDED | Fire Prevention,Extinguisher | Fire Equipment | 44613 | FEQ | x
| FHO-SES-FEQ-0178-SUS | Fire Extinguisher, #178, Standby Power Building, S4, Phosphoric Acid Room, North Exit | FHO-SES-FEQ | Fire Prevention,Extinguisher | Fire Equipment | 44614 | FEQ | x
| FHO-SES-FEQ-0179-SUS | Fire Extinguisher, #179, Standby Power Building, S4, Corridor, South Exit | FHO-SES-FEQ | Fire Prevention,Extinguisher | Fire Equipment | 44615 | FEQ | x
| FHO-SES-FEQ-0179-SUS | Fire Extinguisher, #179, Standby Power Building, S4, Corridor, South Exit | FHO-SUSPENDED | Fire Prevention,Extinguisher | Fire Equipment | 44615 | FEQ | x
| FHO-SES-FEQ-0180-SUS | Fire Extinguisher, #180, Chemical Building, S4, North Vestibule (#1), North Wall | FHO-SUSPENDED | Fire Prevention,Extinguisher | Fire Equipment | 44616 | FEQ | x
| FHO-SES-FEQ-0181-SUS | Fire Extinguisher, #181, Chemical Building, S2, Corridor, N/W Corner, By Entrance to Vestibule | FHO-SES-FEQ | Fire Prevention,Extinguisher | Fire Equipment | 44617 | FEQ | x
| FHO-SES-FEQ-0181-SUS | Fire Extinguisher, #181, Chemical Building, S2, Corridor, N/W Corner, By Entrance to Vestibule | FHO-SUSPENDED | Fire Prevention,Extinguisher | Fire Equipment | 44617 | FEQ | x
| FHO-SES-FEQ-0182-SUS | Fire Extinguisher, #182, Chemical Building, S1, North Vestibule (#5) | FHO-SES-FEQ | Fire Prevention,Extinguisher | Fire Equipment | 44618 | FEQ | x
| FHO-SES-FEQ-0182A-SUS | Fire Extinguisher #182A Standby Gas Gen MCC Room North side wall | FHO-SES-FEQ | Fire Prevention,Extinguisher | Fire Equipment | 37752 | FEQ | x
| FHO-SES-FEQ-0183-SUS | Fire Extinguisher#0183: Admin Building L2 mechanical room AD716 | FHO-SES-FEQ | Fire Prevention,Extinguisher | Fire Equipment | 37753 | FEQ | x
| FHO-SES-FEQ-0184-SUS | Fire Extinguisher, #181, Chemical Building, S2, Corridor | FHO-SES-FEQ | Fire Prevention,Extinguisher | Fire Equipment | 44619 | FEQ | x
| FHO-SES-FEQ-0184-SUS | Fire Extinguisher, #181, Chemical Building, S2, Corridor | FHO-SUSPENDED | Fire Prevention,Extinguisher | Fire Equipment | 44619 | FEQ | x
| FHO-SES-FEQ-0185-SUS | Fire Extinguisher, #181, Chemical Building, S2, Room CH402 | FHO-SUSPENDED | Fire Prevention,Extinguisher | Fire Equipment | 44620 | FEQ | x
| FHO-SES-FEQ-0186-SUS | Fire Extinguisher, #186, Ozone Bldg., L1, N/E Vestibule (#5), By N/W Exit to Ozone Bldg. Roof | FHO-SUSPENDED | Fire Prevention,Extinguisher | Fire Equipment | 44621 | FEQ | x
| FHO-SES-FEQ-0187-SUS | Fire Extinguisher, #187, Standby Power Building, S2, Electrical Room, West Wall | FHO-SUSPENDED | Fire Prevention,Extinguisher | Fire Equipment | 44622 | FEQ | x
| FHO-SES-FEQ-0188-SUS | Fire Extinguisher, #188, Standby Power Building, S4, Phosphoric Acid Room, By safety shower | FHO-SES-FEQ | Fire Prevention,Extinguisher | Fire Equipment | 44623 | FEQ | x
| FHO-SES-FEQ-0189-SUS | Fire Extinguisher#0188: New operator's Lab | FHO-SES-FEQ | Fire Prevention,Extinguisher | Fire Equipment | 44624 | FEQ | x
| THR-WA4-CI | Work Area 4 , Continuous Improvement Activities | [5 empty] | http://www.toronto.ca/TWONTO#00260 | Work Area
| FIS-FEQ-FEQ-0301-SUS | Fire Extinguisher #29, Storage Building, Solvent Storage Room Entrance | FIS-SUSPENDED |  | Fire Equipment | 46891 | FEQ | x
| FIS-FEQ-FEQ-0302-SUS | Fire Extinguisher #31, Storage Building, West Wall Near the Solvent Room, | FIS-SES-FE |  | Fire Equipment | 46892 | FEQ | x
| FIS-FEQ-FEQ-0401-SUS | Fire Extinguisher #11, Filter Building, Basement, West Wall Near Staircases | FIS-SUSPENDED |  | Fire Equipment | 46894 | FEQ | x
| FIS-FEQ-FEQ-0402-SUS | Fire Extinguisher #12, Filter Building, Basement, East staircases | FIS-SES-FE |  | Fire Equipment | 46895 | FEQ | x
| FIS-FEQ-FEQ-0403-SUS | Fire Extinguisher #15, Filter Builidng, Pipe Gallery, South Staircase | FIS-SES-FE |  | Fire Equipment | 46896 | FEQ | x
| FIS-FEQ-FEQ-0403-SUS | Fire Extinguisher #15, Filter Builidng, Pipe Gallery, South Staircase | FIS-SUSPENDED |  | Fire Equipment | 46896 | FEQ | x
| FIS-FEQ-FEQ-0408-SUS | Fire Extinguisher #7, Filter Building, Ground Level, West Staircase to the Loading Area | FIS-SUSPENDED |  | Fire Equipment | 46901 | FEQ | x
| FIS-FEQ-FEQ-0409-SUS | Fire Extinguisher #8, Filter Building, Ground level, Loading Dock, West Wall | FIS-SES-FE |  | Fire Equipment | 46902 | FEQ | x
| FIS-FEQ-FEQ-0410-SUS | Fire Extinguisher #16, Filter Building, Upper Level, South Wall Next to the South Entrance | FIS-SES-FE |  | Fire Equipment | 46903 | FEQ | x
| FIS-FEQ-FEQ-0411-SUS | Fire Extinguisher #17, Filter Building, Filter Control Area, Near North Entrance | FIS-SES-FE |  | Fire Equipment | 46904 | FEQ | x
| FIS-FEQ-FEQ-0601-SUS | Fire Extinguisher #5, Admin Building, Chemistry lab, West Wall | FIS-SUSPENDED |  | Fire Equipment | 46905 | FEQ | x
| FIS-FEQ-FEQ-0602-SUS | Fire Extinguisher #6, Admin Building, Next to Filtering Building Entrance Door | FIS-SUSPENDED |  | Fire Equipment | 46906 | FEQ | x
| FIS-FEQ-FEQ-0603-SUS | Fire Extinguisher #4, Admin Building, Control Room, North Wall | FIS-SES-FE |  | Fire Equipment | 46907 | FEQ | x
| FIS-FEQ-FEQ-0604-SUS | Fire Extinguisher #80, Admin Building, Control Room, North Wall | FIS-SES-FE |  | Fire Equipment | 46908 | FEQ | x
| FIS-FEQ-FEQ-0605-SUS | Fire Extinguisher #3, Admin Building, Lunch Room | FIS-SES-FE |  | Fire Equipment | 46909 | FEQ | x
| FIS-FEQ-FEQ-1301-SUS | Fire Extinguisher #2, Chemical Mixing Room, Near Entrance Door | FIS-SES-FE |  | Fire Equipment | 46910 | FEQ | x
| FIS-FEQ-FEQ-1401-SUS | Fire Extinguisher #1, Chemical Sampling Room, Located Beside the Entrance Door | FIS-SUSPENDED |  | Fire Equipment | 46911 | FEQ | x
| FIS-FEQ-FEQ-1601-SUS | Fire Extinguisher #53, Raw Water Intake Building, Basement, South Wall | FIS-SES-FE |  | Fire Equipment | 46912 | FEQ | x
| FIS-FEQ-FEQ-1602-SUS | Fire Extinguisher #52, Raw Water Intake Building, Ground Floor, West Wall | FIS-SUSPENDED |  | Fire Equipment | 46913 | FEQ | x
| FIS-FEQ-FEQ-1603-SUS | Fire Extinguisher #28, Raw Water Pumping Station, East Wall | FIS-SUSPENDED |  | Fire Equipment | 46914 | FEQ | x
| FIS-FEQ-FEQ-1605-SUS | Fire Extinguisher #26, Raw Water Pumping Station, North Wall, Near Overhead Door | FIS-SUSPENDED |  | Fire Equipment | 46916 | FEQ | x
| FIS-FEQ-FEQ-1606-SUS | Fire Extinguisher #27, Raw Water Pump Building, Garage, Entrance Door | FIS-SUSPENDED |  | Fire Equipment | 46917 | FEQ | x
| FIS-FEQ-FEQ-1607-SUS | Fire Extinguisher #24, Raw Water Channel, South Door | FIS-SES-FE |  | Fire Equipment | 46918 | FEQ | x
| FIS-FEQ-FEQ-1608-SUS | Fire Extinguisher #23, Raw Water Channel, Near Middle Door, East Wall | FIS-SUSPENDED |  | Fire Equipment | 46919 | FEQ | x
| FIS-FEQ-FEQ-1609-SUS | Fire Extinguisher #22, Raw Water Channel, Near Mid North Door, East Wall | FIS-SES-FE |  | Fire Equipment | 46920 | FEQ | x
| FIS-FEQ-FEQ-1610-SUS | Fire Extinguisher #21, Raw Water Channel, Near North Door, East Wall | FIS-SES-FE |  | Fire Equipment | 46921 | FEQ | x
| FIS-FEQ-FEQ-1610-SUS | Fire Extinguisher #21, Raw Water Channel, Near North Door, East Wall | FIS-SUSPENDED |  | Fire Equipment | 46921 | FEQ | x
| FIS-FEQ-FEQ-3501-SUS | Fire Extinguisher #35, Scrubber Building, Storage room, West Wall Near Double Door Exit | FIS-SES-FE |  | Fire Equipment | 46922 | FEQ | x
| FIS-FEQ-FEQ-3503-SUS | Fire Extinguisher #34, Scrubber Building, Storage Room, North/East Door | FIS-SUSPENDED |  | Fire Equipment | 46924 | FEQ | x
| FIS-FEQ-FEQ-3504-SUS | Fire Extinguisher #36, Scrubber Building, Feed room, North Wall Near Scrubber Room | FIS-SES-FE |  | Fire Equipment | 46925 | FEQ | x
| FIS-FEQ-FEQ-3505-SUS | Fire Extinguisher #32, Scrubber Building, Machine Shop, North Wall, Near Entrance | FIS-SES-FE |  | Fire Equipment | 46926 | FEQ | x
| FIS-FEQ-FEQ-4501-SUS | Fire Extinguisher #41, Workshop Building, Ground Floor, EICT Corridor, South/West | FIS-SUSPENDED |  | Fire Equipment | 46933 | FEQ | x
| FIS-FEQ-FEQ-4502-SUS | Fire Extinguisher #39, Workshop Building, Chemical Room, North Wall | FIS-SUSPENDED |  | Fire Equipment | 46934 | FEQ | x
| FIS-FEQ-FEQ-4503-SUS | Fire Extinguisher #38, Workshop Building, Generator Room, North Wall, Near Chemical Room Door | FIS-SES-FE |  | Fire Equipment | 46935 | FEQ | x
| FIS-FEQ-FEQ-4503-SUS | Fire Extinguisher #38, Workshop Building, Generator Room, North Wall, Near Chemical Room Door | FIS-SUSPENDED |  | Fire Equipment | 46935 | FEQ | x
| FIS-FEQ-FEQ-4504-SUS | Fire Extinguisher #37, Workshop Building, Generator Room, East Wall | FIS-SUSPENDED |  | Fire Equipment | 46936 | FEQ | x
| FIS-FEQ-FEQ-4505-SUS | Fire Extinguisher #44, Workshop Building, Ground Floor, Below Switchgear Room, West Wall | FIS-SUSPENDED |  | Fire Equipment | 46937 | FEQ | x
| FIS-FEQ-FEQ-4506-SUS | Fire Extinguisher #42, Workshop Building, Lunch Room, North Wall | FIS-SES-FE |  | Fire Equipment | 46938 | FEQ | x
| FIS-FEQ-FEQ-4507-SUS | Fire Extinguisher #45, Workshop Building, Staircase to Switchgear Room | FIS-SES-FE |  | Fire Equipment | 46939 | FEQ | x
| FIS-FEQ-FEQ-4508-SUS | Fire Extinguisher #43, Workshop Building, Ground Floor, West Office | FIS-SES-FE |  | Fire Equipment | 46940 | FEQ | x
| FIS-FEQ-FEQ-4509-SUS | Fire Extinguisher #47, Workshop Building, Ground Floor, Near Welding Area Staircase | FIS-SES-FE |  | Fire Equipment | 46941 | FEQ | x
| FIS-FEQ-FEQ-4510-SUS | Fire Extinguisher #46, Workshop Building, Ground Floor, Near Welding Area | FIS-SES-FE |  | Fire Equipment | 46942 | FEQ | x
| FIS-FEQ-FEQ-4511-SUS | Fire Extinguisher #49, Workshop Building, Ground Floor, Welding Area | FIS-SES-FE |  | Fire Equipment | 46943 | FEQ | x
| FIS-FEQ-FEQ-4512-SUS | Fire Extinguisher #40, Workshop Building, Mezzanine, Switchgear Room Near Chemical Storage Room | FIS-SES-FE |  | Fire Equipment | 46944 | FEQ | x
| FIS-FEQ-FEQ-4513-SUS | Fire Extinguisher #51, Workshop Building, Mezzanine, Switchgear Room, East Wall | FIS-SES-FE |  | Fire Equipment | 46945 | FEQ | x
| FIS-FEQ-FEQ-4514-SUS | Fire Extinguisher #50, Workshop Building, Mezzanine, Staircase to Switchgear Room | FIS-SUSPENDED |  | Fire Equipment | 46946 | FEQ | x
| FIS-FEQ-FEQ-4515-SUS | Fire Extinguisher #48, Workshop Building, Mezzanine, Staircase to Storage Area | FIS-SES-FE |  | Fire Equipment | 46947 | FEQ | x
| FIS-FEQ-FEQ-5001-SUS | Fire Extinguisher #18, Fluoride & Ammonia Building, Fluoride Tank Room, South/East Corner | FIS-SUSPENDED |  | Fire Equipment | 46948 | FEQ | x
| FIS-FEQ-FEQ-5002-SUS | Fire Extinguisher #19, Fluoride & Ammonia Building, West Door, Near Control Room | FIS-SES-FE |  | Fire Equipment | 46949 | FEQ | x
| FIS-FEQ-FEQ-5003-SUS | Fire Extinguisher #20, Fluoride & Ammonia Building, Ammonia Room East Wall, Near Entrance | FIS-SES-FE |  | Fire Equipment | 46950 | FEQ | x
| FIS-FEQ-FEQ-5003-SUS | Fire Extinguisher #20, Fluoride & Ammonia Building, Ammonia Room East Wall, Near Entrance | FIS-SUSPENDED |  | Fire Equipment | 46950 | FEQ | x
| FIS-FEQ-HYD-1601 | Fire Hydrant, Intake Valve House | FIS-SES-FE | Fire Prevention,Hydrant | Fire Equipment |  | HYD | http://www.toronto.ca/TWONTO#00432
| FIS-FEQ-HYD-4001 | Fire Hydrant, Marine Yard, Old Filter Building | FIS-SES | Fire Prevention,Hydrant | Fire Equipment |  | HYD | http://www.toronto.ca/TWONTO#00432
| FIS-FEQ-HYD-4501 | Fire Hydrant, Machine Shop | FIS-SES-FE | Fire Prevention,Hydrant | Fire Equipment |  | HYD | http://www.toronto.ca/TWONTO#00432
| FIS-SES-FE-0004 | Fire Extinguishers | FIS-SES | Fire Prevention,Extinguisher | Fire Equipment |  | FE | http://www.toronto.ca/TWONTO#00350
| FIS-SES-FE-0004 | Fire Extinguishers | FIS-SES-FE | Fire Prevention,Extinguisher | Fire Equipment |  | FE | http://www.toronto.ca/TWONTO#00350
| FIS-SES-FE-0005 | Fire Detection System | FIS-SES | Fire Prevention | Fire Equipment |  | FE | http://www.toronto.ca/TWONTO#00260
| FIS-SES-FE-0005 | Fire Detection System | FIS-SES-FE | Fire Prevention | Fire Equipment |  | FE | http://www.toronto.ca/TWONTO#00260
| FIS-SES-FEQ-0001-SUS | Fire Extinguisher #1 | FIS-SUSPENDED | Fire Prevention,Extinguisher | Fire Equipment | 46964 | FEQ | x
| FIS-SES-FEQ-0002-SUS | Fire Extinguisher #2 | FIS-SUSPENDED | Fire Prevention,Extinguisher | Fire Equipment | 46965 | FEQ | x
| FIS-SES-FEQ-0003-SUS | Fire Extinguisher #3 | FIS-SUSPENDED | Fire Prevention,Extinguisher | Fire Equipment | 46966 | FEQ | x
| FIS-SES-FEQ-0004-SUS | Fire Extinguisher #4 | FIS-SUSPENDED | Fire Prevention,Extinguisher | Fire Equipment | 46967 | FEQ | x
| FIS-SES-FEQ-0005-SUS | Fire Extinguisher #5 | FIS-SES | Fire Prevention,Extinguisher | Fire Equipment | 46968 | FEQ | x
| FIS-SES-FEQ-0005-SUS | Fire Extinguisher #5 | FIS-SUSPENDED | Fire Prevention,Extinguisher | Fire Equipment | 46968 | FEQ | x
| FIS-SES-FEQ-0007-SUS | Fire Extinguisher #7 | FIS-SUSPENDED | Fire Prevention,Extinguisher | Fire Equipment | 46970 | FEQ | x
| FIS-SES-FEQ-0008-SUS | Fire Extinguisher #8 | FIS-SES | Fire Prevention,Extinguisher | Fire Equipment | 46971 | FEQ | x
| FIS-SES-FEQ-0009-SUS | Fire Extinguisher #9 | FIS-SUSPENDED | Fire Prevention,Extinguisher | Fire Equipment | 46972 | FEQ | x
| FIS-SES-FEQ-0010-SUS | Fire Extinguisher #10 | FIS-SUSPENDED | Fire Prevention,Extinguisher | Fire Equipment | 46973 | FEQ | x
| FIS-SES-FEQ-0011-SUS | Fire Extinguisher #11 | FIS-SES | Fire Prevention,Extinguisher | Fire Equipment | 46974 | FEQ | x
| FIS-SES-FEQ-0011-SUS | Fire Extinguisher #11 | FIS-SUSPENDED | Fire Prevention,Extinguisher | Fire Equipment | 46974 | FEQ | x
| FIS-SES-FEQ-0012-SUS | Fire Extinguisher #12 | FIS-SES | Fire Prevention,Extinguisher | Fire Equipment | 46975 | FEQ | x
| FIS-SES-FEQ-0012-SUS | Fire Extinguisher #12 | FIS-SUSPENDED | Fire Prevention,Extinguisher | Fire Equipment | 46975 | FEQ | x
| FIS-SES-FEQ-0013-SUS | Fire Extinguisher #13 | FIS-SES | Fire Prevention,Extinguisher | Fire Equipment | 46976 | FEQ | x
| FIS-SES-FEQ-0013-SUS | Fire Extinguisher #13 | FIS-SUSPENDED | Fire Prevention,Extinguisher | Fire Equipment | 46976 | FEQ | x
| FIS-SES-FEQ-0014-SUS | Fire Extinguisher #14 | FIS-SES | Fire Prevention,Extinguisher | Fire Equipment | 46977 | FEQ | x
| FIS-SES-FEQ-0014-SUS | Fire Extinguisher #14 | FIS-SUSPENDED | Fire Prevention,Extinguisher | Fire Equipment | 46977 | FEQ | x
| FIS-SES-FEQ-0015-SUS | Fire Extinguisher #15 | FIS-SES | Fire Prevention,Extinguisher | Fire Equipment | 46978 | FEQ | x
| FIS-SES-FEQ-0016-SUS | Fire Extinguisher #16 | FIS-SES | Fire Prevention,Extinguisher | Fire Equipment | 46979 | FEQ | x
| FIS-SES-FEQ-0017-SUS | Fire Extinguisher #17 | FIS-SUSPENDED | Fire Prevention,Extinguisher | Fire Equipment | 46980 | FEQ | x
| FIS-SES-FEQ-0018-SUS | Fire Extinguisher #18 | FIS-SUSPENDED | Fire Prevention,Extinguisher | Fire Equipment | 46981 | FEQ | x
| FIS-SES-FEQ-0019-SUS | Fire Extinguisher #19 | FIS-SES | Fire Prevention,Extinguisher | Fire Equipment | 46982 | FEQ | x
| FIS-SES-FEQ-0019-SUS | Fire Extinguisher #19 | FIS-SUSPENDED | Fire Prevention,Extinguisher | Fire Equipment | 46982 | FEQ | x
| FIS-SES-FEQ-0020-SUS | Fire Extinguisher #20 | FIS-SUSPENDED | Fire Prevention,Extinguisher | Fire Equipment | 46983 | FEQ | x
| FIS-SES-FEQ-0021-SUS | Fire Extinguisher #21 | FIS-SES | Fire Prevention,Extinguisher | Fire Equipment | 46984 | FEQ | x
| FIS-SES-FEQ-0023-SUS | Fire Extinguisher #23 | FIS-SUSPENDED | Fire Prevention,Extinguisher | Fire Equipment | 46986 | FEQ | x
| FIS-SES-FEQ-0024-SUS | Fire Extinguisher #24 | FIS-SUSPENDED | Fire Prevention,Extinguisher | Fire Equipment | 46988 | FEQ | x
| FIS-SES-FEQ-0025-SUS | Fire Extinguisher #25 | FIS-SUSPENDED | Fire Prevention,Extinguisher | Fire Equipment | 46989 | FEQ | x
| FIS-SES-FEQ-0027-SUS | Fire Extinguisher #27 | FIS-SES | Fire Prevention,Extinguisher | Fire Equipment | 46991 | FEQ | x
| FIS-SES-FEQ-0027-SUS | Fire Extinguisher #27 | FIS-SUSPENDED | Fire Prevention,Extinguisher | Fire Equipment | 46991 | FEQ | x
| FIS-SES-FEQ-0029-SUS | Fire Extinguisher #29 | FIS-SUSPENDED | Fire Prevention,Extinguisher | Fire Equipment | 46993 | FEQ | x
| FIS-SES-FEQ-0030-SUS | Fire Extinguisher #30 | FIS-SUSPENDED | Fire Prevention,Extinguisher | Fire Equipment | 46994 | FEQ | x
| FIS-SES-FEQ-0031-SUS | Fire Extinguisher #31 | FIS-SES | Fire Prevention,Extinguisher | Fire Equipment | 46995 | FEQ | x
| FIS-SES-FEQ-0031-SUS | Fire Extinguisher #31 | FIS-SUSPENDED | Fire Prevention,Extinguisher | Fire Equipment | 46995 | FEQ | x
| FIS-SES-FEQ-0032-SUS | Fire Extinguisher #32 | FIS-SUSPENDED | Fire Prevention,Extinguisher | Fire Equipment | 46996 | FEQ | x
| FIS-SES-FEQ-0033-SUS | Fire Extinguisher #33 | FIS-SUSPENDED | Fire Prevention,Extinguisher | Fire Equipment | 46997 | FEQ | x
| FIS-SES-FEQ-0035-SUS | Fire Extinguisher #35 | FIS-SES | Fire Prevention,Extinguisher | Fire Equipment | 46999 | FEQ | x
| FIS-SES-FEQ-0036-SUS | Fire Extinguisher #36 | FIS-SES | Fire Prevention,Extinguisher | Fire Equipment | 47000 | FEQ | x
| FIS-SES-FEQ-0038-SUS | Fire Extinguisher #38 | FIS-SUSPENDED | Fire Prevention,Extinguisher | Fire Equipment | 47002 | FEQ | x
| FIS-SES-FEQ-0039-SUS | Fire Extinguisher #39 | FIS-SES | Fire Prevention,Extinguisher | Fire Equipment | 47003 | FEQ | x
| FIS-SES-FEQ-0041-SUS | Fire Extinguisher #41 | FIS-SUSPENDED | Fire Prevention,Extinguisher | Fire Equipment | 47005 | FEQ | x
| FIS-SES-FEQ-0042-SUS | Fire Extinguisher #42 | FIS-SES | Fire Prevention,Extinguisher | Fire Equipment | 47006 | FEQ | x
| FIS-SES-FEQ-0043-SUS | Fire Extinguisher #43 | FIS-SES | Fire Prevention,Extinguisher | Fire Equipment | 47007 | FEQ | x
| FIS-SES-FEQ-0043-SUS | Fire Extinguisher #43 | FIS-SUSPENDED | Fire Prevention,Extinguisher | Fire Equipment | 47007 | FEQ | x
| FIS-SES-FEQ-0044-SUS | Fire Extinguisher #44 | FIS-SES | Fire Prevention,Extinguisher | Fire Equipment | 47008 | FEQ | x
| FIS-SES-FEQ-0045-SUS | Fire Extinguisher #45 | FIS-SES | Fire Prevention,Extinguisher | Fire Equipment | 47009 | FEQ | x
| FIS-SES-FEQ-0046-SUS | Fire Extinguisher #46 | FIS-SUSPENDED | Fire Prevention,Extinguisher | Fire Equipment | 47010 | FEQ | x
| FIS-SES-FEQ-0047-SUS | Fire Extinguisher #47 | FIS-SES | Fire Prevention,Extinguisher | Fire Equipment | 47011 | FEQ | x
| FIS-SES-FEQ-0047-SUS | Fire Extinguisher #47 | FIS-SUSPENDED | Fire Prevention,Extinguisher | Fire Equipment | 47011 | FEQ | x
| FIS-SES-FEQ-0048-SUS | Fire Extinguisher #48 | FIS-SES | Fire Prevention,Extinguisher | Fire Equipment | 47012 | FEQ | x
| FIS-SES-FEQ-0049-SUS | Fire Extinguisher #49 | FIS-SES | Fire Prevention,Extinguisher | Fire Equipment | 47013 | FEQ | x
| FIS-SES-FEQ-0052-SUS | Fire Extinguisher #52 | FIS-SES | Fire Prevention,Extinguisher | Fire Equipment | 47016 | FEQ | x
| FIS-SES-FEQ-0053-SUS | Fire Extinguisher #53 | FIS-SUSPENDED | Fire Prevention,Extinguisher | Fire Equipment | 47017 | FEQ | x
| FIS-SES-FEQ-0054-SUS | Fire Extinguisher #54 | FIS-SUSPENDED | Fire Prevention,Extinguisher | Fire Equipment | 47018 | FEQ | x
| FIS-SES-FEQ-0055-SUS | Fire Extinguisher #55 | FIS-SES | Fire Prevention,Extinguisher | Fire Equipment | 47019 | FEQ | x
| FIS-SES-FEQ-0055-SUS | Fire Extinguisher #55 | FIS-SUSPENDED | Fire Prevention,Extinguisher | Fire Equipment | 47019 | FEQ | x
| FIS-SES-FEQ-0056-SUS | Fire Extinguisher #56 | FIS-SES | Fire Prevention,Extinguisher | Fire Equipment | 47020 | FEQ | x
| FIS-SES-FEQ-0057-SUS | Fire Extinguisher #57 | FIS-SUSPENDED | Fire Prevention,Extinguisher | Fire Equipment | 47021 | FEQ | x
| FIS-SES-FEQ-0058-SUS | Fire Extinguisher #58 | FIS-SUSPENDED | Fire Prevention,Extinguisher | Fire Equipment | 47022 | FEQ | x
| FIS-SES-FEQ-0059-SUS | Fire Extinguisher #59 | FIS-SUSPENDED | Fire Prevention,Extinguisher | Fire Equipment | 47023 | FEQ | x
| FIS-SES-FEQ-0060-SUS | Fire Extinguisher #60 | FIS-SES | Fire Prevention,Extinguisher | Fire Equipment | 47024 | FEQ | x
| FIS-SES-FEQ-0062-SUS | Fire Extinguisher #62 | FIS-SUSPENDED | Fire Prevention,Extinguisher | Fire Equipment | 47026 | FEQ | x
| FIS-SES-FEQ-0063-SUS | Fire Extinguisher #63 | FIS-SES | Fire Prevention,Extinguisher | Fire Equipment | 47027 | FEQ | x
| FIS-SES-FEQ-0080-SUS | Fire Extinguisher #80 | FIS-SES | Fire Prevention,Extinguisher | Fire Equipment | 47028 | FEQ | x
| SWM-PBL-FEQ-0001S | Fire Prevention, Extinguisher | COL-W-OBSOLETE | Fire Prevention,Extinguisher | Fire Equipment | 42958 | FEQ | x
| SWM-PBL-FEQ-0001S | Fire Prevention, Extinguisher | SWM-PBL-MISC | Fire Prevention,Extinguisher | Fire Equipment | 42958 | FEQ | x
| SWM-PET-FA-0001S | Fire Alarm | SWM-PET-MISC |  | Fire Equipment | 42936 | FA | x
| SWM-PIT-FEQ-0001S | Fire Prevention, Extinguisher | SWM-PIT-MISC | Fire Prevention,Extinguisher | Fire Equipment | 42959 | FEQ | x
| SWM-PMG-FEQ-0001S | Fire Prevention, Extinguisher | COL-W-OBSOLETE | Fire Prevention,Extinguisher | Fire Equipment | 42960 | FEQ | x
| SWM-PMG-FEQ-0001S | Fire Prevention, Extinguisher | SWM-PMG-MISC | Fire Prevention,Extinguisher | Fire Equipment | 42960 | FEQ | x
| SWM-PMG-FEQ-0002S | Fire Prevention, Extinguisher | COL-W-OBSOLETE | Fire Prevention,Extinguisher | Fire Equipment | 42913 | FEQ | x
| SWM-PMG-FEQ-0002S | Fire Prevention, Extinguisher | SWM-PMG-MISC | Fire Prevention,Extinguisher | Fire Equipment | 42913 | FEQ | x
| SWM-PNQ-FEQ-0001S | Fire Extinguisher | COL-W-OBSOLETE | Fire Prevention,Extinguisher | Fire Equipment | 42961 | FEQ | x
| SWM-PWD-FA-0001S | Fire Alarm | COL-W-OBSOLETE |  | Fire Equipment | 42939 | FA | x
| SWM-PWD-FA-0001S | Fire Alarm | SWM-PWD |  | Fire Equipment | 42939 | FA | x
| SWM-PWD-FA-0001S | Fire Alarm | SWM-PWD-MISC |  | Fire Equipment | 42939 | FA | x
| SWM-PWI-FEQ-0001S | Fire Prevention, Extinguisher | SWM-PWI-MISC | Fire Prevention,Extinguisher | Fire Equipment | 42962 | FEQ | x
| TAB-ACC-FA-1250 | Fire Alarm System, AHU 1250 | TAB-ACC-AHU-1250 | Fire Prevention,Alarm | Fire Equipment |  | FA | http://www.toronto.ca/TWONTO#OWLClass_tinik-gifim-dijov-zonav
| TAB-ACC-FA-1840 | Fire Alarm System, AHU 1840 | TAB-ACC-AHU-1840 | Fire Prevention,Alarm | Fire Equipment |  | FA | http://www.toronto.ca/TWONTO#OWLClass_tinik-gifim-dijov-zonav
| TAB-ACC-FA-1847 | Fire Alarm System, AHU 1847 | TAB-ACC-AHU-1847 | Fire Prevention,Alarm | Fire Equipment |  | FA | http://www.toronto.ca/TWONTO#OWLClass_tinik-gifim-dijov-zonav
| TAB-ACC-FA-1848 | Fire Alarm System, AHU 1848 | TAB-ACC-AHU-1848 | Fire Prevention,Alarm | Fire Equipment |  | FA | http://www.toronto.ca/TWONTO#OWLClass_tinik-gifim-dijov-zonav
| TAB-ACC-FA-3905 | Fire Alarm System, AHU 3905 | TAB-ACC-AHU-3905SUS | Fire Prevention,Alarm | Fire Equipment |  | FA | http://www.toronto.ca/TWONTO#OWLClass_tinik-gifim-dijov-zonav
| TAB-ACC-FA-3918 | Fire Alarm System, AHU 3918 | TAB-ACC-AHU-3918SUS | Fire Prevention,Alarm | Fire Equipment |  | FA | http://www.toronto.ca/TWONTO#OWLClass_tinik-gifim-dijov-zonav
| TAB-ACC-FA-3922 | Fire Alarm System, AHU 3922 | TAB-ACC-AHU-3922 | Fire Prevention,Alarm | Fire Equipment |  | FA | http://www.toronto.ca/TWONTO#OWLClass_tinik-gifim-dijov-zonav
| TAB-ACC-FA-4455 | Fire Alarm System, AHU 4455 | TAB-ACC-AHU-4455 | Fire Prevention,Alarm | Fire Equipment |  | FA | http://www.toronto.ca/TWONTO#OWLClass_tinik-gifim-dijov-zonav
| TAB-ACC-FA-4465 | Fire Alarm System, AHU 4465 | TAB-ACC-AHU-4465 | Fire Prevention,Alarm | Fire Equipment |  | FA | http://www.toronto.ca/TWONTO#OWLClass_tinik-gifim-dijov-zonav
| TAB-ACC-FA-8230 | Fire Alarm System, AHU 8230 | TAB-ACC-AHU-8230 | Fire Prevention,Alarm | Fire Equipment |  | FA | http://www.toronto.ca/TWONTO#OWLClass_tinik-gifim-dijov-zonav
| TAB-ACC-SD-1421 | Switch, Analyzer, Smoke, Air Handling Unit,Boiler Room and Basement | TAB-ACC-AHU-1420 | Fire Prevention,Smoke Detector | Fire Equipment |  | SD | http://www.toronto.ca/TWONTO#00362
| TAB-ACC-SD-1471 | Switch, Analyzer, Smoke, Air Handling Unit, VFD, Boiler Room Supply | TAB-ACC-AHU-1460 | Fire Prevention,Smoke Detector | Fire Equipment |  | SD | http://www.toronto.ca/TWONTO#00362
| TAB-ACC-SD-1491 | Switch, Analyzer, Smoke, Air Handling Unit, Locker Room Ventilation | TAB-ACC-AHU-1490 | Fire Prevention,Smoke Detector | Fire Equipment |  | SD | http://www.toronto.ca/TWONTO#00362
| TAB-AER-FEQ-5011S | Extinguisher, Fire, Aeration Galerry, Baesment, Pole -1 | TAB-WA7-FEQ-2148S | Fire Prevention,Extinguisher,CO2 | Fire Equipment | 41341 | FEQ | x
| TAB-AER-FEQ-5012S | Extinguisher, Fire, Aeration Gallery, Bsmt., Pole 5, | TAB-SUSPENDED ENTITY | Fire Prevention,Extinguisher | Fire Equipment | 41342 | FEQ | x
| TAB-AER-FEQ-5012S | Extinguisher, Fire, Aeration Gallery, Bsmt., Pole 5, | TAB-WA7-FEQ-2148S | Fire Prevention,Extinguisher | Fire Equipment | 41342 | FEQ | x
| TAB-AER-FEQ-5013S | Extinguisher, Fire, Aeration gallery Bsmt., Pole 14 | TAB-WA7-FEQ-2148S | Fire Prevention,Extinguisher | Fire Equipment | 41343 | FEQ | x
| TAB-AER-FEQ-5015S | Extinguisher, Fire, CO2, 15lbs,Pump Gallery, Bsmt, Pole 34, Aeration | TAB-SUSPENDED ENTITY | Fire Prevention,Extinguisher | Fire Equipment | 41345 | FEQ | x
| TAB-AER-FEQ-5015S | Extinguisher, Fire, CO2, 15lbs,Pump Gallery, Bsmt, Pole 34, Aeration | TAB-WA7-FEQ-2148S | Fire Prevention,Extinguisher | Fire Equipment | 41345 | FEQ | x
| TAB-AER-FEQ-5017S | Extinguisher, Fire, CO2,Pump Gallery, Bsmt, Pole 53, Aeration | TAB-SUSPENDED ENTITY | Fire Prevention,Extinguisher | Fire Equipment | 41347 | FEQ | x
| TAB-AER-FEQ-5017S | Extinguisher, Fire, CO2,Pump Gallery, Bsmt, Pole 53, Aeration | TAB-WA7-FEQ-2148S | Fire Prevention,Extinguisher | Fire Equipment | 41347 | FEQ | x
| TAB-AER-FEQ-5018S | Extinguisher, Fire, 16 lbs, Dry, Pump Gallery, Bsmt, Pole 61, Aeration | TAB-WA7-FEQ-2148S | Fire Prevention,Extinguisher | Fire Equipment | 41348 | FEQ | x
| TAB-AER-FEQ-5019S | Extinguisher, Fire, 16 lbs, Dry, Pump Gallery, Bsmt, Pole 66, Aeration | TAB-SUSPENDED ENTITY | Fire Prevention,Extinguisher | Fire Equipment | 41349 | FEQ | x
| TAB-AER-FEQ-5021S | Extinguisher, Fire, 32 lbs, Dry, Ferric Gallery, Aeration | TAB-WA7-FEQ-2148S | Fire Prevention,Extinguisher | Fire Equipment | 41351 | FEQ | x
| TAB-AER-FEQ-5022S | Extinguisher, Fire,Dry, Ferric Gallery, Aeration | TAB-SUSPENDED ENTITY | Fire Prevention,Extinguisher | Fire Equipment | 41352 | FEQ | x
| TAB-AER-FEQ-5024S | Extinguisher, Fire, 32 lbs, Dry, Ferric Gallery, Aeration | TAB-WA7-FEQ-2148S | Fire Prevention,Extinguisher | Fire Equipment | 41354 | FEQ | x
| TAB-AER-FEQ-5026S | Extinguisher, Fire, CO2, Aer. West Control Room, North west | TAB-SUSPENDED ENTITY | Fire Prevention,Extinguisher | Fire Equipment | 41356 | FEQ | x
| TAB-AER-FEQ-5027S | Extinguisher, Fire, CO2, Are. West Control Room, South East | TAB-SUSPENDED ENTITY | Fire Prevention,Extinguisher,Halogen | Fire Equipment | 41357 | FEQ | x
| TAB-AER-FEQ-5027S | Extinguisher, Fire, CO2, Are. West Control Room, South East | TAB-WA7-FEQ-2148S | Fire Prevention,Extinguisher,Halogen | Fire Equipment | 41357 | FEQ | x
| TAB-AER-FEQ-5029S | Extinguisher, CO2, 10 lbs,Aeration gallery Garage | TAB-WA7-FEQ-2148S | Fire Prevention,Extinguisher | Fire Equipment | 41359 | FEQ | x
| TAB-AER-FEQ-5031S | Extinguisher, Fire, Dry Chemical, Fan MCC House Tank#3-4 | TAB-SUSPENDED ENTITY | Fire Prevention,Extinguisher,Dry Chemical | Fire Equipment | 41361 | FEQ | x
| TAB-AER-FEQ-5032S | Extinguisher, Fire, Dry Chemical, Fan MCC House Tank#5-6 | TAB-WA7-FEQ-2148S | Fire Prevention,Extinguisher,Dry Chemical | Fire Equipment | 41362 | FEQ | x
| TAB-AER-FEQ-5033S | Extinguisher, Fire, Dry Chemical, Fan MCC House Tank#7-8 | TAB-SUSPENDED ENTITY | Fire Prevention,Extinguisher,Dry Chemical | Fire Equipment | 41363 | FEQ | x
| TAB-AER-FEQ-5034S | Extinguisher, Fire, Dry Chemical, Fan MCC House Tank#9 | TAB-SUSPENDED ENTITY | Fire Prevention,Extinguisher,Dry Chemical | Fire Equipment | 41364 | FEQ | x
| TAB-AER-FEQ-5035S | Extinguisher, Fire, Lbs, Dry Chemical, Aeration Substation North, 660 V Panel Room, Wall | TAB-SUSPENDED ENTITY | Fire Prevention,Extinguisher | Fire Equipment | 41365 | FEQ | x
| TAB-AER-FEQ-5035S | Extinguisher, Fire, Lbs, Dry Chemical, Aeration Substation North, 660 V Panel Room, Wall | TAB-WA7-FEQ-2148S | Fire Prevention,Extinguisher | Fire Equipment | 41365 | FEQ | x
| TAB-AUX-FEQ-5190S | Extinguisher, Fire, Dry, Sub-basement, Auxiliary Building | TAB-SUSPENDED ENTITY | Fire Prevention,Extinguisher | Fire Equipment | 41367 | FEQ | x
| TAB-AUX-FEQ-5190S | Extinguisher, Fire, Dry, Sub-basement, Auxiliary Building | TAB-WA7-FEQ-2174S | Fire Prevention,Extinguisher | Fire Equipment | 41367 | FEQ | x
| TAB-AUX-FEQ-5191S | Extinguisher, Fire, Dry, Basement, Auxiliary Building | TAB-SUSPENDED ENTITY | Fire Prevention,Extinguisher | Fire Equipment | 41368 | FEQ | x
| TAB-AUX-FEQ-5193S | Extinguisher, Fire, Dry, 2nd Floor, Auxiliary Building | TAB-WA7-FEQ-2174S | Fire Prevention,Extinguisher | Fire Equipment | 41370 | FEQ | x
| TAB-AUX-FEQ-5194S | Extinguisher, Fire, Dry, 3rd Floor, Auxiliary Building | TAB-SUSPENDED ENTITY | Fire Prevention,Extinguisher | Fire Equipment | 41371 | FEQ | x
| TAB-AUX-FEQ-5196S | Fire Extinguisher, 5 lb ABC, Elevator, Auxiliary Building Mechanical Room | TAB-SUSPENDED ENTITY |  | Fire Equipment | 41373 | FEQ | x
| TAB-AUX-FEQ-5197S | Fire Extinguisher, 5 lb ABC, Elevator, Auxiliary Building Mechanical Room | TAB-WA7-FEQ-2174S |  | Fire Equipment | 41374 | FEQ | x
| TAB-BL-FEQ-5161S | Extinguisher, Fire,Carbon Dioxide, Basement "W", Blower Building | TAB-SUSPENDED ENTITY | Fire Prevention,Extinguisher | Fire Equipment | 41376 | FEQ | x
| TAB-BL-FEQ-5161S | Extinguisher, Fire,Carbon Dioxide, Basement "W", Blower Building | TAB-WA7-FEQ-0012S | Fire Prevention,Extinguisher | Fire Equipment | 41376 | FEQ | x
| TAB-BL-FEQ-5162S | Extinguisher, Fire, Dry,10Lbs, Computer Room, Main Flr. Blower Bldg. North West | TAB-SUSPENDED ENTITY | Fire Prevention,Extinguisher,Dry Chemical | Fire Equipment | 41377 | FEQ | x
| TAB-BL-FEQ-5163S | Extinguisher, Fire, Halon,10Lbs, Computer Room, Main Flr. Blower Bldg. North West | TAB-SUSPENDED ENTITY | Fire Prevention,Extinguisher,Dry Chemical | Fire Equipment | 41378 | FEQ | x
| TAB-BL-FEQ-5163S | Extinguisher, Fire, Halon,10Lbs, Computer Room, Main Flr. Blower Bldg. North West | TAB-WA7-FEQ-0012S | Fire Prevention,Extinguisher,Dry Chemical | Fire Equipment | 41378 | FEQ | x
| TAB-BL-FEQ-5164S | Extinguisher, Fire, CO2,10Lbs, Control Room, Main Flr. Blower Bldg. West | TAB-WA7-FEQ-0012S | Fire Prevention,Extinguisher,Dry Chemical | Fire Equipment | 41379 | FEQ | x
| TAB-BL-FEQ-5165S | Extinguisher, Fire, Filter Gallery, Main Flr Floor, Blower Building | TAB-WA7-FEQ-0012S | Fire Prevention,Extinguisher | Fire Equipment | 41380 | FEQ | x
| TAB-BL-FEQ-5166S | Extinguisher, Fire, Carbon Dioxide, Filter Gallery "W", Main Flr., Blower Building | TAB-SUSPENDED ENTITY | Fire Prevention,Extinguisher | Fire Equipment | 41381 | FEQ | x
| TAB-BL-FEQ-5166S | Extinguisher, Fire, Carbon Dioxide, Filter Gallery "W", Main Flr., Blower Building | TAB-WA7-FEQ-0012S | Fire Prevention,Extinguisher | Fire Equipment | 41381 | FEQ | x
| TAB-BL-FEQ-5168S | Extinguisher, Fire, Carbon Dioxide, Blower S.C, main Flr, Blower Building | TAB-WA7-FEQ-0012S | Fire Prevention,Extinguisher | Fire Equipment | 41383 | FEQ | x
| TAB-BL-FEQ-5169S | Extinguisher, Fire, Carbon Dioxide, Blower NE, Main Flr, Blower Building | TAB-SUSPENDED ENTITY | Fire Prevention,Extinguisher | Fire Equipment | 41384 | FEQ | x
| TAB-BL-FEQ-5170S | Extinguisher, Fire, Carbon Dioxide, WA5 Machine Shop, Blower Building | TAB-SUSPENDED ENTITY | Fire Prevention,Extinguisher | Fire Equipment | 41385 | FEQ | x
| TAB-BL-FEQ-5170S | Extinguisher, Fire, Carbon Dioxide, WA5 Machine Shop, Blower Building | TAB-WA7-FEQ-0012S | Fire Prevention,Extinguisher | Fire Equipment | 41385 | FEQ | x
| TAB-BL-FEQ-5172S | Extinguisher, Fire, CO2,10lbs, Main Flr. MCC Room,South West,Blower Building | TAB-SUSPENDED ENTITY | Fire Prevention,Extinguisher | Fire Equipment | 41387 | FEQ | x
| TAB-BL-FEQ-5172S | Extinguisher, Fire, CO2,10lbs, Main Flr. MCC Room,South West,Blower Building | TAB-WA7-FEQ-0012S | Fire Prevention,Extinguisher | Fire Equipment | 41387 | FEQ | x
| TAB-BL-FEQ-5174S | Extinguisher, Fire, Carbon Dioxide, Near Stores(Diesel Room), "E", Blower Building | TAB-SUSPENDED ENTITY | Fire Prevention,Extinguisher | Fire Equipment | 41389 | FEQ | x
| TAB-BL-FEQ-5174S | Extinguisher, Fire, Carbon Dioxide, Near Stores(Diesel Room), "E", Blower Building | TAB-WA7-FEQ-0012S | Fire Prevention,Extinguisher | Fire Equipment | 41389 | FEQ | x
| TAB-BL-FEQ-5176S | Extinguisher, Fire, Dry, WA2 Maint. Shop, "N-E", Blower Building | TAB-SUSPENDED ENTITY | Fire Prevention,Extinguisher | Fire Equipment | 41391 | FEQ | x
| TAB-BL-FEQ-5176S | Extinguisher, Fire, Dry, WA2 Maint. Shop, "N-E", Blower Building | TAB-WA7-FEQ-0012S | Fire Prevention,Extinguisher | Fire Equipment | 41391 | FEQ | x
| TAB-BL-FEQ-5177S | Extinguisher, Fire, Carbon Dioxide,MCC Room S.E, Main Flr., Blower Building | TAB-SUSPENDED ENTITY | Fire Prevention,Extinguisher | Fire Equipment | 41392 | FEQ | x
| TAB-BL-FEQ-5179S | Extinguisher, Fire, Carbon Dioxide, 2nd Floor, Hallway "S-C", Blower Building | TAB-WA7-FEQ-0012S | Fire Prevention,Extinguisher | Fire Equipment | 41394 | FEQ | x
| TAB-BL-FEQ-5276S | Extinguisher, Fire, Hose Unit 76 , Dry, Basement "S-W", Blower Building | TAB-SUSPENDED ENTITY | Fire Prevention,Extinguisher | Fire Equipment | 41395 | FEQ | x
| TAB-BL-FEQ-5276S | Extinguisher, Fire, Hose Unit 76 , Dry, Basement "S-W", Blower Building | TAB-WA7-FEQ-0012S | Fire Prevention,Extinguisher | Fire Equipment | 41395 | FEQ | x
| TAB-BL-FEQ-5278S | Extinguisher, Fire, Hose Unit 78 , CO2, Basement Central, Blower Building | TAB-WA7-FEQ-0012S | Fire Prevention,Extinguisher | Fire Equipment | 41397 | FEQ | x
| TAB-BL-FEQ-5279S | Extinguisher, Fire, Hose Unit 79 , Carbon Dioxide, Basement East, Blower Building | TAB-SUSPENDED ENTITY | Fire Prevention,Extinguisher | Fire Equipment | 41398 | FEQ | x
| TAB-BL-FEQ-5280S | Extinguisher, Fire, Hose Unit 80 , Dry, Basement "N" Central, Blower Building | TAB-SUSPENDED ENTITY | Fire Prevention,Extinguisher | Fire Equipment | 41403 | FEQ | x
| TAB-BL-FEQ-5280S | Extinguisher, Fire, Hose Unit 80 , Dry, Basement "N" Central, Blower Building | TAB-WA7-FEQ-0012S | Fire Prevention,Extinguisher | Fire Equipment | 41403 | FEQ | x
| TAB-BL-FEQ-5282S | Extinguisher, Fire, Dry, Hose Unit 82 , Maint. Shop, "S-E", Blower Building | TAB-SUSPENDED ENTITY | Fire Prevention,Extinguisher | Fire Equipment | 41405 | FEQ | x
| TAB-BL-FEQ-5283S | Extinguisher, Fire, Dry,Hose unit 83 , Blower Room "S-C", Main Flr Blower Building | TAB-SUSPENDED ENTITY | Fire Prevention,Extinguisher,Dry Chemical | Fire Equipment | 41406 | FEQ | x
| TAB-BL-FEQ-5283S | Extinguisher, Fire, Dry,Hose unit 83 , Blower Room "S-C", Main Flr Blower Building | TAB-WA7-FEQ-0012S | Fire Prevention,Extinguisher,Dry Chemical | Fire Equipment | 41406 | FEQ | x
| TAB-BL-FEQ-5285S | Extinguisher, Fire, Hose Unit 85 Dry, Filter Gallery "N-C",Main Flr, Blower Building | TAB-WA7-FEQ-0012S | Fire Prevention,Extinguisher | Fire Equipment | 41408 | FEQ | x
| TAB-BL-FEQ-5286S | Extinguisher, Fire, Dry, Hose Unit 86 , Main Floor, West of "N-E Stair Well", Blower Building | TAB-SUSPENDED ENTITY | Fire Prevention,Extinguisher | Fire Equipment | 41411 | FEQ | x
| TAB-BL-FEQ-5286S | Extinguisher, Fire, Dry, Hose Unit 86 , Main Floor, West of "N-E Stair Well", Blower Building | TAB-WA7-FEQ-0012S | Fire Prevention,Extinguisher | Fire Equipment | 41411 | FEQ | x
| TAB-BL-FEQ-5287S | Extinguisher, Fire, Hose Unit 87 , Dry, 2nd Floor, "E", Filter Gallery, Blower Building | TAB-SUSPENDED ENTITY | Fire Prevention,Extinguisher | Fire Equipment | 41412 | FEQ | x
| TAB-BL-FEQ-5287S | Extinguisher, Fire, Hose Unit 87 , Dry, 2nd Floor, "E", Filter Gallery, Blower Building | TAB-WA7-FEQ-0012S | Fire Prevention,Extinguisher | Fire Equipment | 41412 | FEQ | x
| TAB-BL-FEQ-5288S | Extinguisher, Fire, Hose Unit 88, Dry, 2nd Floor, "W", Filter Gallery, Blower Building | TAB-SUSPENDED ENTITY | Fire Prevention,Extinguisher | Fire Equipment | 41413 | FEQ | x
| TAB-BL-FEQ-5288S | Extinguisher, Fire, Hose Unit 88, Dry, 2nd Floor, "W", Filter Gallery, Blower Building | TAB-WA7-FEQ-0012S | Fire Prevention,Extinguisher | Fire Equipment | 41413 | FEQ | x
| TAB-BL-FEQ-5289S | Extinguisher, Fire, Hose Unit 89 , Dry, Main Floor, "N-W", Hallway, Blower Building | TAB-WA7-FEQ-0012S | Fire Prevention,Extinguisher,Dry Chemical | Fire Equipment | 41414 | FEQ | x
| TAB-BL-FEQ-5291S | Extinguisher, Fire, Hose Unit 91,Dry, 2nd Floor, Hallway "N", Blower Building | TAB-SUSPENDED ENTITY | Fire Prevention,Extinguisher | Fire Equipment | 41416 | FEQ | x
| TAB-BL-FEQ-5291S | Extinguisher, Fire, Hose Unit 91,Dry, 2nd Floor, Hallway "N", Blower Building | TAB-WA7-FEQ-0012S | Fire Prevention,Extinguisher | Fire Equipment | 41416 | FEQ | x
| TAB-BL-FEQ-5292S | Extinguisher, Fire, Hose Unit 92 , Dry, 2nd Floor, Hallway "S", Blower Building | TAB-SUSPENDED ENTITY | Fire Prevention,Extinguisher | Fire Equipment | 41417 | FEQ | x
| TAB-BL-FEQ-5292S | Extinguisher, Fire, Hose Unit 92 , Dry, 2nd Floor, Hallway "S", Blower Building | TAB-WA7-FEQ-0012S | Fire Prevention,Extinguisher | Fire Equipment | 41417 | FEQ | x
| TAB-BL-FEQ-5293S | Extinguisher, Fire, 20 Lbs.Dry Chemical, Oil Shed, Blower Building | TAB-SUSPENDED ENTITY | Fire Prevention,Extinguisher | Fire Equipment | 41431 | FEQ | x
| TAB-BL-FEQ-5295S | Extinguisher, Fire, 10 Lbs.Dry Chemical, Blower Building, Filter Gallery | TAB-SUSPENDED ENTITY | Fire Prevention,Extinguisher | Fire Equipment | 41433 | FEQ | x
| TAB-BL-FEQ-5295S | Extinguisher, Fire, 10 Lbs.Dry Chemical, Blower Building, Filter Gallery | TAB-WA7-FEQ-0012S | Fire Prevention,Extinguisher | Fire Equipment | 41433 | FEQ | x
| TAB-BL-FEQ-5296S | Extinguisher, Fire, 10 Lbs.Dry Chemical, Blower Building, Filter Gallery | TAB-SUSPENDED ENTITY | Fire Prevention,Extinguisher | Fire Equipment | 41434 | FEQ | x
| TAB-BL-FEQ-5296S | Extinguisher, Fire, 10 Lbs.Dry Chemical, Blower Building, Filter Gallery | TAB-WA7-FEQ-0012S | Fire Prevention,Extinguisher | Fire Equipment | 41434 | FEQ | x
| TAB-BL-FEQ-5297S | Extinguisher, Fire, 10 Lbs.Dry Chemical, Blower Building, Filter Gallery | TAB-SUSPENDED ENTITY | Fire Prevention,Extinguisher | Fire Equipment | 41435 | FEQ | x
| TAB-BL-FEQ-5297S | Extinguisher, Fire, 10 Lbs.Dry Chemical, Blower Building, Filter Gallery | TAB-WA7-FEQ-0012S | Fire Prevention,Extinguisher | Fire Equipment | 41435 | FEQ | x
| TAB-BL-FEQ-5298S | Extinguisher, Fire, 10 Lbs.Dry Chemical, Blower Building, Filter Gallery | TAB-SUSPENDED ENTITY | Fire Prevention,Extinguisher | Fire Equipment | 41436 | FEQ | x
| TAB-BL-FEQ-5298S | Extinguisher, Fire, 10 Lbs.Dry Chemical, Blower Building, Filter Gallery | TAB-WA7-FEQ-0012S | Fire Prevention,Extinguisher | Fire Equipment | 41436 | FEQ | x
| TAB-CW-FE-2020 | Fire Siamese Connection, First Avenue, behind Primary Tank 11, D Building | TAB-FEQ-FH | Fire Prevention,Hydrant | Fire Equipment |  | FE | http://www.toronto.ca/TWONTO#00945
| TAB-CW-FE-2020S | Fire Siamese Connection, First Avenue, behind Primary Tank 11, D Building | TAB-FEQ-FH | Fire Prevention,Hydrant | Fire Equipment | 44079 | FE | x
| TAB-CW-FE-2021 | Fire Hydrant, Blower Bldg, Opposite West Side (DOS-31365) | TAB-FEQ-FH | Fire Prevention,Hydrant | Fire Equipment |  | FE | http://www.toronto.ca/TWONTO#00432
| TAB-CW-FE-2022 | Fire Hydrant, South Substation, East Side (HY31364) | TAB-FEQ-FH | Fire Prevention,Hydrant | Fire Equipment |  | FE | http://www.toronto.ca/TWONTO#00432
| TAB-CW-FE-2023 | Fire Hydrant, PWPS, North Side(DOS-31363) | TAB-FEQ-FH | Fire Prevention,Hydrant | Fire Equipment |  | FE | http://www.toronto.ca/TWONTO#00432
| TAB-CW-FE-2025 | Fire Hydrant, Digesters 13-16, South Side(DOS-31361) | TAB-FEQ-FH | Fire Prevention,Hydrant | Fire Equipment |  | FE | http://www.toronto.ca/TWONTO#00432
| TAB-CW-FE-2029 | Fire Hydrant. Digestion Tank #5, S/W Side(DOS-31347) | TAB-FEQ-FH | Fire Prevention,Hydrant | Fire Equipment |  | FE | http://www.toronto.ca/TWONTO#00432
| TAB-CW-FE-2030 | Fire Hydrant, Thermal Conditioning Bldg, East Side(DOS-31354) | TAB-FEQ-FH | Fire Prevention,Hydrant | Fire Equipment |  | FE | http://www.toronto.ca/TWONTO#00432
| TAB-CW-FE-2031 | Fire Hydrant, Machine Shop Loading Bay(DOS-31335) | TAB-FEQ-FH | Fire Prevention,Hydrant | Fire Equipment |  | FE | http://www.toronto.ca/TWONTO#00432
| TAB-CW-FE-2037 | Fire Hydrant, Primary Tank, Bridge #9, East Side(DOS-31342) | TAB-FEQ-FH | Fire Prevention,Hydrant | Fire Equipment |  | FE | http://www.toronto.ca/TWONTO#00432
| TAB-CW-FE-2038 | Fire Hydrant, Old Primary Tank #6, S/E Corner(DOS-31343) | TAB-FEQ-FH | Fire Prevention,Hydrant | Fire Equipment |  | FE | http://www.toronto.ca/TWONTO#00432
| TAB-CW-FE-2039 | Fire Hydrant, Primary Tank, Bridge #8, South Side(DOS-31344) | TAB-FEQ-FH | Fire Prevention,Hydrant | Fire Equipment |  | FE | http://www.toronto.ca/TWONTO#00432
| TAB-CW-FE-2040 | Fire Hydrant, Primary Tank, Bridge #7, South Side(DOS-31345) | TAB-FEQ-FH | Fire Prevention,Hydrant | Fire Equipment |  | FE | http://www.toronto.ca/TWONTO#00432
| TAB-CW-FE-2041 | Fire Hydrant, between Digestion Tank #6 and Primary Tank, Bridge #7(DOS-31346) | TAB-FEQ-FH | Fire Prevention,Hydrant | Fire Equipment |  | FE | http://www.toronto.ca/TWONTO#00432
| TAB-CW-FE-2044 | Fire Hydrant, PWPS, South Side(DOS-31360) | TAB-FEQ-FH | Fire Prevention,Hydrant | Fire Equipment |  | FE | http://www.toronto.ca/TWONTO#00432
| TAB-CW-FE-2046S | Fire Siamese Connection (right), Machine Shop Loading Bay, East Side | TAB-SUSPENDED ENTITY | Fire Prevention,Hydrant | Fire Equipment | 44060 | FE | x
| TAB-CW-FE-2048 | Fire Hydrant, front entrance of Digester Gas Control Building(DOS-31351) | TAB-FEQ-FH | Fire Prevention,Hydrant | Fire Equipment |  | FE | http://www.toronto.ca/TWONTO#00432
| TAB-CW-FE-2049 | Fire Hydrant, back entrance of Digester Gas Control Building(DOS-31350) | TAB-FEQ-FH | Fire Prevention,Hydrant | Fire Equipment |  | FE | http://www.toronto.ca/TWONTO#00432
| TAB-CW-FE-2050 | Fire Hydrant, front entrance of Digestion Tank 19, 20, 21 & 22(DOS-31352) | TAB-FEQ-FH | Fire Prevention,Hydrant | Fire Equipment |  | FE | http://www.toronto.ca/TWONTO#00432
| TAB-CW-FE-2051 | Fire Hydrant, back entrance of Digestion Tank 19, 20, 21 & 22(DOS-31353) | TAB-FEQ-FH | Fire Prevention,Hydrant | Fire Equipment |  | FE | http://www.toronto.ca/TWONTO#00432
| TAB-CW-V-2019A | Valve, Ball, Fire Hydrant, Guard House, corner of N. Service Road and First Avenue | TAB-CW-FE-2019 | Fire Prevention,Hydrant | Fire Equipment |  | V | http://www.toronto.ca/TWONTO#00781
| TAB-CW-V-2021A | Valve, Ball, Fire Hydrant, Blower Bldg, Opposite West Side | TAB-CW-FE-2021 | Fire Prevention,Hydrant | Fire Equipment |  | V | http://www.toronto.ca/TWONTO#00781
| TAB-CW-V-2022A | Valve, Ball, Fire Hydrant, South Substation, East Side | TAB-CW-FE-2022 | Fire Prevention,Hydrant | Fire Equipment |  | V | http://www.toronto.ca/TWONTO#00781
| TAB-CW-V-2022A | Valve, Ball, Fire Hydrant, South Substation, East Side | TAB-CW-V-2022 | Fire Prevention,Hydrant | Fire Equipment |  | V | http://www.toronto.ca/TWONTO#00781
| TAB-CW-V-2023A | Valve, Ball, Fire Hydrant, PWPS, North Side | TAB-CW-FE-2023 | Fire Prevention,Hydrant | Fire Equipment |  | V | http://www.toronto.ca/TWONTO#00781
| TAB-CW-V-2025A | Valve, Ball, Fire Hydrant, Digesters 13-16, South Side | TAB-CW-FE-2025 | Fire Prevention,Hydrant | Fire Equipment |  | V | http://www.toronto.ca/TWONTO#00781
| TAB-CW-V-2026A | Valve, Ball, Fire Hydrant, Training Centre, South Side | TAB-CW-FE-2026 | Fire Prevention,Hydrant | Fire Equipment |  | V | http://www.toronto.ca/TWONTO#00781
| TAB-CW-V-2029A | Valve, Ball, Fire Hydrant. Digestion Tank #5, S/W Side | TAB-CW-FE-2029 | Fire Prevention,Hydrant | Fire Equipment |  | V | http://www.toronto.ca/TWONTO#00781
| TAB-CW-V-2030A | Valve, Ball, Fire Hydrant, Thermal Conditioning Bldg, East Side | TAB-CW-FE-2030 | Fire Prevention,Hydrant | Fire Equipment |  | V | http://www.toronto.ca/TWONTO#00781
| TAB-CW-V-2032A | Valve, Ball, Fire Hydrant, Digestion Tank #11, TAB Side | TAB-CW-FE-2032 | Fire Prevention,Hydrant | Fire Equipment |  | V | http://www.toronto.ca/TWONTO#00781
| TAB-CW-V-2034A | Valve, Ball, Fire Hydrant, Grit Tanks 7-12, TAB Side | TAB-CW-FE-2034 | Fire Prevention,Hydrant | Fire Equipment |  | V | http://www.toronto.ca/TWONTO#00781
| TAB-CW-V-2035A | Valve, Ball, Fire Hydrant, Grit Tanks 1-6, North Side | TAB-CW-FE-2035 | Fire Prevention,Hydrant | Fire Equipment |  | V | http://www.toronto.ca/TWONTO#00781
| TAB-CW-V-2037A | Valve, Ball, Fire Hydrant, Primary Tank, Bridge #9, East Side | TAB-CW-FE-2037 | Fire Prevention,Hydrant | Fire Equipment |  | V | http://www.toronto.ca/TWONTO#00781
| TAB-CW-V-2039A | Valve, Ball, Fire Hydrant, Primary Tank, Bridge #8, South Side | TAB-CW-FE-2039 | Fire Prevention,Hydrant | Fire Equipment |  | V | http://www.toronto.ca/TWONTO#00781
| TAB-CW-V-2041A | Valve, Ball, Fire Hydrant, between Digestion Tank #6 and Primary Tank, Bridge #7 | TAB-CW-FE-2041 | Fire Prevention,Hydrant | Fire Equipment |  | V | http://www.toronto.ca/TWONTO#00781
| TAB-CW-V-2047A | Valve, Ball, Fire Hydrant, Seawall Hydro Sub-Station, North Side | TAB-CW-FE-2047 | Fire Prevention,Hydrant | Fire Equipment |  | V | http://www.toronto.ca/TWONTO#00781
| TAB-CW-V-2048A | Valve, Ball, Fire Hydrant, front entrance of Digester Gas Control Building | TAB-CW-FE-2048 | Fire Prevention,Hydrant | Fire Equipment |  | V | http://www.toronto.ca/TWONTO#00781
| TAB-DBLD-FEQ-5601S | Extinguisher, Fire, 10lbs, Dry Chemical, Truck Loading Area, D Building, North East | TAB-WA7-FEQ-2166S | Fire Prevention,Extinguisher | Fire Equipment | 41437 | FEQ | x
| TAB-DBLD-FEQ-5603S | Extinguisher, Fire, 10lbs, Dry Chemical, Truck Loading Area, D Building, North West | TAB-SUSPENDED ENTITY | Fire Prevention,Extinguisher | Fire Equipment | 41439 | FEQ | x
| TAB-DBLD-FEQ-5605S | Extinguisher, Fire, 10lbs, Dry Chemical, MCC Room, D Building, North West | TAB-SUSPENDED ENTITY | Fire Prevention,Extinguisher | Fire Equipment | 41441 | FEQ | x
| TAB-DBLD-FEQ-5605S | Extinguisher, Fire, 10lbs, Dry Chemical, MCC Room, D Building, North West | TAB-WA7-FEQ-2166S | Fire Prevention,Extinguisher | Fire Equipment | 41441 | FEQ | x
| TAB-DBLD-FEQ-5606S | Extinguisher, Fire, 10lbs, Dry Chemical, Blower Room, D Building, North West | TAB-SUSPENDED ENTITY | Fire Prevention,Extinguisher | Fire Equipment | 41442 | FEQ | x
| TAB-DBLD-FEQ-5606S | Extinguisher, Fire, 10lbs, Dry Chemical, Blower Room, D Building, North West | TAB-WA7-FEQ-2166S | Fire Prevention,Extinguisher | Fire Equipment | 41442 | FEQ | x
| TAB-DBLD-FEQ-5608S | Extinguisher, Fire, 10lbs, Dry Chemical, Grit Area, D Building, East Stairwell West Wall | TAB-WA7-FEQ-2166S | Fire Prevention,Extinguisher | Fire Equipment | 41444 | FEQ | x
| TAB-DBLD-FEQ-5609S | Extinguisher, Fire, 10lbs, Dry Chemical, Grit Area, D Building, North East on Pillar | TAB-WA7-FEQ-2166S | Fire Prevention,Extinguisher | Fire Equipment | 41445 | FEQ | x
| TAB-DBLD-FEQ-5610S | Extinguisher, Fire, 5lbs, Dry Chemical, Grit Area, D Building, North West Wall | TAB-SUSPENDED ENTITY | Fire Prevention,Extinguisher | Fire Equipment | 41446 | FEQ | x
| TAB-DBLD-FEQ-5611S | Extinguisher, Fire, 5lbs, Dry Chemical, Grit Area, D Building, South West Wall | TAB-SUSPENDED ENTITY | Fire Prevention,Extinguisher | Fire Equipment | 41447 | FEQ | x
| TAB-DBLD-FEQ-5614S | Extinguisher, Fire, 10bs, Dry Chemical, Screening Area, D Building, North Wall | TAB-SUSPENDED ENTITY | Fire Prevention,Extinguisher | Fire Equipment | 41450 | FEQ | x
| TAB-DBLD-FEQ-5615S | Extinguisher, Fire, 10bs, Dry Chemical, Lower Screening Pump Area, D Building, East Wall | TAB-SUSPENDED ENTITY | Fire Prevention,Extinguisher | Fire Equipment | 41451 | FEQ | x
| TAB-DBLD-FEQ-5615S | Extinguisher, Fire, 10bs, Dry Chemical, Lower Screening Pump Area, D Building, East Wall | TAB-WA7-FEQ-2166S | Fire Prevention,Extinguisher | Fire Equipment | 41451 | FEQ | x
| TAB-DBLD-FEQ-5616S | Extinguisher, Fire, 5lbs, Dry Chemical, Control Room, Grit Area, D Building, South Wall | TAB-WA7-FEQ-2166S | Fire Prevention,Extinguisher | Fire Equipment | 41452 | FEQ | x
| TAB-DBLD-FEQ-5618S | Extinguisher, Fire, 10Lbs, Dry Chemical, 2nd Floor, Grit Area, D Building, North Wall East | TAB-SUSPENDED ENTITY | Fire Prevention,Extinguisher | Fire Equipment | 41454 | FEQ | x
| TAB-DBLD-FEQ-5620S | Extinguisher, Fire, 10Lbs, Dry Chemical, 2nd Floor Mezzanine, Grit Area, D Building, East Wall | TAB-SUSPENDED ENTITY | Fire Prevention,Extinguisher | Fire Equipment | 41456 | FEQ | x
| TAB-DBLD-FEQ-5620S | Extinguisher, Fire, 10Lbs, Dry Chemical, 2nd Floor Mezzanine, Grit Area, D Building, East Wall | TAB-WA7-FEQ-2166S | Fire Prevention,Extinguisher | Fire Equipment | 41456 | FEQ | x
| TAB-DBLD-FEQ-5621S | Extinguisher, Fire, 10Lbs, Dry Chemical, 2nd Floor, Grit Area, D Building, West Wall North | TAB-WA7-FEQ-2166S | Fire Prevention,Extinguisher | Fire Equipment | 41457 | FEQ | x
| TAB-DBLD-FEQ-5623S | Extinguisher, Fire, 10Lbs, CO2, Ground Level, MCC Room, Old D Building, North Wall | TAB-WA7-FEQ-2166S | Fire Prevention,Extinguisher | Fire Equipment | 41459 | FEQ | x
| TAB-DBLD-FEQ-5624S | Extinguisher, Fire, 10Lbs, CO2, First Basement Level, MCC Room, Old D Building, South Wall | TAB-SUSPENDED ENTITY | Fire Prevention,Extinguisher | Fire Equipment | 41460 | FEQ | x
| TAB-DBLD-FEQ-5624S | Extinguisher, Fire, 10Lbs, CO2, First Basement Level, MCC Room, Old D Building, South Wall | TAB-WA7-FEQ-2166S | Fire Prevention,Extinguisher | Fire Equipment | 41460 | FEQ | x
| TAB-DBLD-FEQ-5625S | Extinguisher, Fire, 10Lbs, Dry Chemical, Receiving Area East Loading Bay, Old D Building, South Wall | TAB-SUSPENDED ENTITY | Fire Prevention,Extinguisher | Fire Equipment | 41461 | FEQ | x
| TAB-DBLD-FEQ-5627S | Extinguisher, Fire, 10Lbs, Dry Chemical, Receiving Area Mezzanine Maintenance Cage, Old D Building, East Wall | TAB-SUSPENDED ENTITY | Fire Prevention,Extinguisher | Fire Equipment | 41463 | FEQ | x
| TAB-DBLD-FEQ-5629S | Extinguisher, Fire, 10Lbs, Dry Chemical, Receiving Area Mezzanine Machine Shop, Old D Building, West Wall | TAB-SUSPENDED ENTITY | Fire Prevention,Extinguisher | Fire Equipment | 41465 | FEQ | x
| TAB-DBLD-FEQ-5631S | Extinguisher, Fire, 10Lbs, Dry Chemical, East Pump Gallery, Old D Building, South Wall | TAB-SUSPENDED ENTITY | Fire Prevention,Extinguisher | Fire Equipment | 41467 | FEQ | x
| TAB-DBLD-FEQ-5631S | Extinguisher, Fire, 10Lbs, Dry Chemical, East Pump Gallery, Old D Building, South Wall | TAB-WA7-FEQ-2166S | Fire Prevention,Extinguisher | Fire Equipment | 41467 | FEQ | x
| TAB-DBLD-FEQ-5633S | Extinguisher, Fire, 10Lbs, Dry Chemical, West Pump Gallery, Old D Building, South Pillar | TAB-WA7-FEQ-2166S | Fire Prevention,Extinguisher | Fire Equipment | 41469 | FEQ | x
| TAB-DBLD-FEQ-5634S | Extinguisher, Fire, 10Lbs, Dry Chemical, West Pump Gallery, Old D Building, Center Pillar | TAB-SUSPENDED ENTITY | Fire Prevention,Extinguisher | Fire Equipment | 41470 | FEQ | x
| TAB-DBLD-FEQ-5635S | Extinguisher, Fire, 10Lbs, Dry Chemical, West Pump Gallery, Old D Building, North Pillar | TAB-SUSPENDED ENTITY | Fire Prevention,Extinguisher | Fire Equipment | 41471 | FEQ | x
| TAB-DBLD-FEQ-5636S | Extinguisher, Fire, 10Lbs, Dry Chemical, West Pump Gallery North Stairwell, Old D Building, North Wall | TAB-SUSPENDED ENTITY | Fire Prevention,Extinguisher | Fire Equipment | 41472 | FEQ | x
| TAB-DBLD-FEQ-5636S | Extinguisher, Fire, 10Lbs, Dry Chemical, West Pump Gallery North Stairwell, Old D Building, North Wall | TAB-WA7-FEQ-2166S | Fire Prevention,Extinguisher | Fire Equipment | 41472 | FEQ | x
| TAB-DBLD-FEQ-5637S | Extinguisher, Fire, 10Lbs, Dry Chemical, Primary Gallery South, Old D Building, East Wall | TAB-SUSPENDED ENTITY | Fire Prevention,Extinguisher | Fire Equipment | 41473 | FEQ | x
| TAB-DBLD-FEQ-5637S | Extinguisher, Fire, 10Lbs, Dry Chemical, Primary Gallery South, Old D Building, East Wall | TAB-WA7-FEQ-2166S | Fire Prevention,Extinguisher | Fire Equipment | 41473 | FEQ | x
| TAB-DBLD-FEQ-5638S | Extinguisher, Fire, 10Lbs, Dry Chemical, Primary Gallery Air Handling Room, Old D Building, West Wall | TAB-WA7-FEQ-2166S | Fire Prevention,Extinguisher | Fire Equipment | 41474 | FEQ | x
| TAB-DBLD-FEQ-5641S | Extinguisher, Fire, 10Lbs, Dry Chemical, D Building, Fan Room, East Wall | TAB-SUSPENDED ENTITY | Fire Prevention,Extinguisher | Fire Equipment | 41477 | FEQ | x
| TAB-DBLD-FEQ-5641S | Extinguisher, Fire, 10Lbs, Dry Chemical, D Building, Fan Room, East Wall | TAB-WA7-FEQ-2166S | Fire Prevention,Extinguisher | Fire Equipment | 41477 | FEQ | x
| TAB-DEW-FEQ-5100S | Extinguisher, Fire, Dry,100 Unit, "S" 2nd Floor, Dewatering Bldg | TAB-SUSPENDED ENTITY | Fire Prevention,Extinguisher | Fire Equipment | 41479 | FEQ | x
| TAB-DEW-FEQ-5102S | Extinguisher, Fire, Dry, Hose Unit 102 , 3rd Floor,"W" , Dewatering Bldg | TAB-SUSPENDED ENTITY | Fire Prevention,Extinguisher | Fire Equipment | 41481 | FEQ | x
| TAB-DEW-FEQ-5103S | Extinguisher, Fire, Dry, Hose Unit 103, 3rd Floor,"S" Dewatering Bldg. | TAB-WA7-FEQ-2167S | Fire Prevention,Extinguisher | Fire Equipment | 41482 | FEQ | x
| TAB-DEW-FEQ-5104S | Extinguisher, Fire, Dry,Hose Unit 104, 3rd Floor,"E" Dewatering Bldg | TAB-SUSPENDED ENTITY | Fire Prevention,Extinguisher | Fire Equipment | 41483 | FEQ | x
| TAB-DEW-FEQ-5104S | Extinguisher, Fire, Dry,Hose Unit 104, 3rd Floor,"E" Dewatering Bldg | TAB-WA7-FEQ-2167S | Fire Prevention,Extinguisher | Fire Equipment | 41483 | FEQ | x
| TAB-DEW-FEQ-5106S | Extinguisher, Fire, Dry, Hose Unit 106, 4th Floor, "S" .Dewatering Bldg | TAB-SUSPENDED ENTITY | Fire Prevention,Extinguisher | Fire Equipment | 41485 | FEQ | x
| TAB-DEW-FEQ-5107S | Extinguisher, Fire, Dry, Hose Unit 107, 4th Floor,"E" Dewatering Bldg | TAB-SUSPENDED ENTITY | Fire Prevention,Extinguisher | Fire Equipment | 41486 | FEQ | x
| TAB-DEW-FEQ-5109S | Extinguisher, Fire, Dry, Hose Unit 109 , 5th Floor,"E", Dewatering Bldg. | TAB-SUSPENDED ENTITY | Fire Prevention,Extinguisher | Fire Equipment | 41488 | FEQ | x
| TAB-DEW-FEQ-5109S | Extinguisher, Fire, Dry, Hose Unit 109 , 5th Floor,"E", Dewatering Bldg. | TAB-WA7-FEQ-2167S | Fire Prevention,Extinguisher | Fire Equipment | 41488 | FEQ | x
| TAB-DEW-FEQ-5110S | Extinguisher, Fire, Dry, Hose Unit 110, Roof Electrical House,"SW" Dewatering Bldg. | TAB-WA7-FEQ-2167S | Fire Prevention,Extinguisher | Fire Equipment | 41489 | FEQ | x
| TAB-DEW-FEQ-5111S | Extinguisher, Fire, Dry, Hose Unit 111, 6th Flr. Out side Elevator Room Dewatering Bldg | TAB-WA7-FEQ-2167S | Fire Prevention,Extinguisher | Fire Equipment | 41490 | FEQ | x
| TAB-DEW-FEQ-5293S | Extinguisher, Fire, Dry, Hose Unit 93 ,Basement, ,"W" ,Dewatering Bldg | TAB-SUSPENDED ENTITY | Fire Prevention,Extinguisher | Fire Equipment | 41491 | FEQ | x
| TAB-DEW-FEQ-5294S | Extinguisher, Fire, Dry, Hose Unit 94, Basement, "S",Dewatering Bldg. | TAB-WA7-FEQ-2167S | Fire Prevention,Extinguisher | Fire Equipment | 41492 | FEQ | x
| TAB-DEW-FEQ-5295S | Extinguisher, Fire, Dry,Hose Unit 95, Basement, "E"Dewatering Bldg. | TAB-WA7-FEQ-2167S | Fire Prevention,Extinguisher | Fire Equipment | 41493 | FEQ | x
| TAB-DEW-FEQ-5296S | Extinguisher, Fire, Dry, Hose Unit 96, Main Floor,West Enterence, Dewatering Bldg. | TAB-WA7-FEQ-2167S | Fire Prevention,Extinguisher | Fire Equipment | 41494 | FEQ | x
| TAB-DEW-FEQ-5297S | Extinguisher, Fire, Dry, Hose Unit 97, Main Flr Southof Loading Area, Dewatering Bldg | TAB-SUSPENDED ENTITY | Fire Prevention,Extinguisher | Fire Equipment | 41495 | FEQ | x
| TAB-DEW-FEQ-5299S | Extinguisher, Fire, Dry, Hose Unit 99, 2nd Floor, "W" Dewatering Bldg. | TAB-SUSPENDED ENTITY | Fire Prevention,Extinguisher | Fire Equipment | 41496 | FEQ | x
| TAB-DEW-FEQ-5299S | Extinguisher, Fire, Dry, Hose Unit 99, 2nd Floor, "W" Dewatering Bldg. | TAB-WA7-FEQ-2167S | Fire Prevention,Extinguisher | Fire Equipment | 41496 | FEQ | x
| TAB-DEW-FEQ-5390S | Extinguisher, Fire, CO2, Basement,"W" , Old Dewatering Bldg | TAB-SUSPENDED ENTITY | Fire Prevention,Extinguisher | Fire Equipment | 41497 | FEQ | x
| TAB-DEW-FEQ-5390S | Extinguisher, Fire, CO2, Basement,"W" , Old Dewatering Bldg | TAB-WA7-FEQ-2167S | Fire Prevention,Extinguisher | Fire Equipment | 41497 | FEQ | x
| TAB-DEW-FEQ-5391S | Extinguisher, Fire, CO2, Basement, "C",Old Dewatering Bldg | TAB-SUSPENDED ENTITY | Fire Prevention,Extinguisher | Fire Equipment | 41498 | FEQ | x
| TAB-DEW-FEQ-5391S | Extinguisher, Fire, CO2, Basement, "C",Old Dewatering Bldg | TAB-WA7-FEQ-2167S | Fire Prevention,Extinguisher | Fire Equipment | 41498 | FEQ | x
| TAB-DEW-FEQ-5392S | Extinguisher, Fire, Dry, Basement,"E", Old Dewatering Bldg | TAB-SUSPENDED ENTITY | Fire Prevention,Extinguisher | Fire Equipment | 41499 | FEQ | x
| TAB-DEW-FEQ-5393S | Extinguisher, Fire, Dry, "E" Basement, Old Dewatering Bldg | TAB-SUSPENDED ENTITY | Fire Prevention,Extinguisher | Fire Equipment | 41500 | FEQ | x
| TAB-DEW-FEQ-5394S | Extinguisher, Fire, Dry, North West Maint. Shop, Dewatering Bldg. | TAB-SUSPENDED ENTITY | Fire Prevention,Extinguisher | Fire Equipment | 41501 | FEQ | x
| TAB-DEW-FEQ-5395S | Extinguisher, Fire, CO2, Main Floor, "C" Polymer West, Old Dewatering Bldg | TAB-WA7-FEQ-2167S | Fire Prevention,Extinguisher | Fire Equipment | 41502 | FEQ | x
| TAB-DEW-FEQ-5396S | Extinguisher, Fire, Dry, Main Floor, North C, Dewatering Bldg(Polymer West) | TAB-SUSPENDED ENTITY | Fire Prevention,Extinguisher | Fire Equipment | 41503 | FEQ | x
| TAB-DEW-FEQ-5396S | Extinguisher, Fire, Dry, Main Floor, North C, Dewatering Bldg(Polymer West) | TAB-WA7-FEQ-2167S | Fire Prevention,Extinguisher | Fire Equipment | 41503 | FEQ | x
| TAB-DEW-FEQ-5397S | Extinguisher, Fire, Dry, Main Floor,"E", Polymer Bldg. | TAB-WA7-FEQ-2167S | Fire Prevention,Extinguisher | Fire Equipment | 41504 | FEQ | x
| TAB-DEW-FEQ-5398S | Extinguisher, Fire, Dry, Main Floor, "S"Polymer Bldg | TAB-WA7-FEQ-2167S | Fire Prevention,Extinguisher | Fire Equipment | 41505 | FEQ | x
| TAB-DEW-FEQ-5399S | Extinguisher, Fire, CO2, 3rd Flr. Outside Ele. Cont. Room 1, Dew. Bldg | TAB-SUSPENDED ENTITY | Fire Prevention,Extinguisher | Fire Equipment | 41506 | FEQ | x
| TAB-DEW-FEQ-5400S | Extinguisher, Fire, CO2, 3rd Flr. Outside North Ele. Cont. Room 2, Dew. Bldg | TAB-SUSPENDED ENTITY | Fire Prevention,Extinguisher | Fire Equipment | 41507 | FEQ | x
| TAB-DEW-FEQ-5401S | Extinguisher, Fire, CO2, 3rd Flr. Outside East Ele. Cont. Room 2, Dew. Bldg | TAB-WA7-FEQ-2167S | Fire Prevention,Extinguisher | Fire Equipment | 41508 | FEQ | x
| TAB-DEW-FEQ-5402S | Fire Extinguisher, 5 lb ABC, Dewatering Elevator Mechanical Room | TAB-WA7-FEQ-2167S |  | Fire Equipment | 41509 | FEQ | x
| TAB-DEW-FEQ-5403S | Extinguisher, Fire, Lbs, Dry Chemical, Dewatering Building, 3rd Floor, South Center | TAB-SUSPENDED ENTITY | Fire Prevention,Extinguisher | Fire Equipment | 41510 | FEQ | x
| TAB-DEW-FEQ-5404S | Extinguisher, Fire,10 Lbs, Dry Chemical, Dewatering Building, 5th Floor, Operator's Kitchen | TAB-WA7-FEQ-2167S | Fire Prevention,Extinguisher | Fire Equipment | 41511 | FEQ | x
| TAB-DEW-FEQ-5405S | Extinguisher, Fire,5 Lbs, Dry Chemical, Old Dewatering Building, Polymer Room Entrance | TAB-SUSPENDED ENTITY | Fire Prevention,Extinguisher | Fire Equipment | 41512 | FEQ | x
| TAB-DEW-FEQ-5407S | Extinguisher, Fire, 15 Lbs, CO2, Old Dewatering Bldg.MCC Room | TAB-SUSPENDED ENTITY | Fire Prevention,Extinguisher | Fire Equipment | 41514 | FEQ | x
| TAB-DEW-FEQ-5407S | Extinguisher, Fire, 15 Lbs, CO2, Old Dewatering Bldg.MCC Room | TAB-WA7-FEQ-2166S | Fire Prevention,Extinguisher | Fire Equipment | 41514 | FEQ | x
| TAB-DEW-FEQ-5407S | Extinguisher, Fire, 15 Lbs, CO2, Old Dewatering Bldg.MCC Room | TAB-WA7-FEQ-2167S | Fire Prevention,Extinguisher | Fire Equipment | 41514 | FEQ | x
| TAB-DEW-FEQ-5408S | Extinguisher, Fire, 15 Lbs, Old Dewatering Bldg.Sump Pump Discharge Room | TAB-SUSPENDED ENTITY | Fire Prevention,Extinguisher | Fire Equipment | 41515 | FEQ | x
| TAB-DEW-FEQ-5409S | Extinguisher, Fire,10 Lbs, Dry Chemical, Dewatering Building,Tool Crib Basement | TAB-SUSPENDED ENTITY | Fire Prevention,Extinguisher | Fire Equipment | 41516 | FEQ | x
| TAB-DEW-FEQ-5410S | Extinguisher, Fire,10 Lbs, Dry Chemical, Dewatering Basement | TAB-SUSPENDED ENTITY | Fire Prevention,Extinguisher | Fire Equipment | 41517 | FEQ | x
| TAB-DEW-FEQ-5411S | Extinguisher, Fire,10 Lbs, Dry Chemical, Dewatering Basement | TAB-WA7-FEQ-2167S | Fire Prevention,Extinguisher | Fire Equipment | 41518 | FEQ | x
| TAB-DEW-FEQ-5412S | Extinguisher, Fire,10 Lbs, Dry Chemical, Dewatering Basement | TAB-SUSPENDED ENTITY | Fire Prevention,Extinguisher | Fire Equipment | 41519 | FEQ | x
| TAB-DEW-FEQ-5413S | Extinguisher, Fire,15 Lbs, Dry Chemical, Dewatering Basement | TAB-WA7-FEQ-2167S | Fire Prevention,Extinguisher | Fire Equipment | 41520 | FEQ | x
| TAB-DEW-FEQ-5414S | Extinguisher, Fire,10 Lbs, Dry Chemical, Dewatering Basement | TAB-SUSPENDED ENTITY | Fire Prevention,Extinguisher | Fire Equipment | 41521 | FEQ | x
| TAB-DEW-FEQ-5415S | Extinguisher, Fire,15 Lbs, Dry Chemical, Dewatering Basement | TAB-SUSPENDED ENTITY | Fire Prevention,Extinguisher | Fire Equipment | 41522 | FEQ | x
| TAB-DEW-FEQ-5416S | Extinguisher, Fire,10 Lbs, Dry Chemical, Dewatering Basement | TAB-SUSPENDED ENTITY | Fire Prevention,Extinguisher | Fire Equipment | 41523 | FEQ | x
| TAB-DEW-FEQ-5417S | Extinguisher, Fire,10 Lbs, Dry Chemical, Dewatering 5th floor | TAB-SUSPENDED ENTITY | Fire Prevention,Extinguisher | Fire Equipment | 41524 | FEQ | x
| TAB-DEW-FEQ-5418S | Extinguisher, Fire,5 Lbs, Dry Chemical, Dewatering Polymer room | TAB-SUSPENDED ENTITY | Fire Prevention,Extinguisher | Fire Equipment | 41525 | FEQ | x
| TAB-DEW-FEQ-5418S | Extinguisher, Fire,5 Lbs, Dry Chemical, Dewatering Polymer room | TAB-WA7-FEQ-2167S | Fire Prevention,Extinguisher | Fire Equipment | 41525 | FEQ | x
| TAB-DEW-FEQ-5419S | Extinguisher, Fire,15 Lbs, Dry Chemical, Dewatering Polymer room | TAB-WA7-FEQ-2167S | Fire Prevention,Extinguisher | Fire Equipment | 41526 | FEQ | x
| TAB-DEW-FX-3961 | Flame Arrestor, Equalization Tank Odour Control Train #1 | TAB-DEW-SB-3965 | Flame Arrester | Fire Equipment |  | FX | http://www.toronto.ca/TWONTO#00361
| TAB-DEW-FX-3962 | Flame Arrestor, Equalization Tank Odour Control Train #2 | TAB-DEW EQUAL OCS | Flame Arrester | Fire Equipment |  | FX | http://www.toronto.ca/TWONTO#00361
| TAB-DEW-FX-3963 | Flame Arrestor, Equalization Tank Odour Control Train #3 | TAB-DEW EQUAL OCS | Flame Arrester | Fire Equipment |  | FX | http://www.toronto.ca/TWONTO#00361
| TAB-DEW-FX-4121 | Flame Arrestor, Digested Sludge Holding Tank 1 Odour Control, West | TAB-DEW-T-4100 | Flame Arrester | Fire Equipment |  | FX | http://www.toronto.ca/TWONTO#00361
| TAB-DEW-FX-4122 | Flame Arrestor, Digested Sludge Holding Tank 1 Odour Control, East | TAB-DEW-T-4100 | Flame Arrester | Fire Equipment |  | FX | http://www.toronto.ca/TWONTO#00361
| TAB-DEW-FX-4221 | Flame Arrestor, Digested Sludge Holding Tank 2 Odour Control, West | TAB-DEW-T-4200 | Flame Arrester | Fire Equipment |  | FX | http://www.toronto.ca/TWONTO#00361
| TAB-DEW-FX-4222 | Flame Arrestor, Digested Sludge Holding Tank 2 Odour Control, East | TAB-DEW-T-4200 | Flame Arrester | Fire Equipment |  | FX | http://www.toronto.ca/TWONTO#00361
| TAB-DIG-FEQ-5101S | Extinguisher, Fire,CO2, New Gas Control Bldg- MCC Room | TAB-SUSPENDED ENTITY | Fire Prevention,Extinguisher,CO2 | Fire Equipment | 41528 | FEQ | x
| TAB-DIG-FEQ-5101S | Extinguisher, Fire,CO2, New Gas Control Bldg- MCC Room | TAB-WA7-FEQ-2178S | Fire Prevention,Extinguisher,CO2 | Fire Equipment | 41528 | FEQ | x
| TAB-DIG-FEQ-5102S | Extinguisher, Fire, CO2, NE Corner, Compressor Rm, New Gas Control Bldg | TAB-SUSPENDED ENTITY | Fire Prevention,Extinguisher,CO2 | Fire Equipment | 41529 | FEQ | x
| TAB-DIG-FEQ-5102S | Extinguisher, Fire, CO2, NE Corner, Compressor Rm, New Gas Control Bldg | TAB-WA7-FEQ-2178S | Fire Prevention,Extinguisher,CO2 | Fire Equipment | 41529 | FEQ | x
| TAB-DIG-FEQ-5104S | Extinguisher, Fire, CO2, SW Corner, Compressor Rm, New Gas Control Bldg | TAB-SUSPENDED ENTITY | Fire Prevention,Extinguisher,CO2 | Fire Equipment | 41531 | FEQ | x
| TAB-DIG-FEQ-5104S | Extinguisher, Fire, CO2, SW Corner, Compressor Rm, New Gas Control Bldg | TAB-WA7-FEQ-2178S | Fire Prevention,Extinguisher,CO2 | Fire Equipment | 41531 | FEQ | x
| TAB-DIG-FEQ-5105S | Extinguisher, Fire, CO2, Mezzanine by Crane, New Gas Control Bldg | TAB-SUSPENDED ENTITY | Fire Prevention,Extinguisher,CO2 | Fire Equipment | 41399 | FEQ | x
| TAB-DIG-FEQ-5105S | Extinguisher, Fire, CO2, Mezzanine by Crane, New Gas Control Bldg | TAB-WA7-FEQ-2178S | Fire Prevention,Extinguisher,CO2 | Fire Equipment | 41399 | FEQ | x
| TAB-DIG-FEQ-5107S | Extinguisher, Fire, CO2, N/W Bsmt., New Gas Control Bldg | TAB-SUSPENDED ENTITY | Fire Prevention,Extinguisher,CO2 | Fire Equipment | 41533 | FEQ | x
| TAB-DIG-FEQ-5108S | Extinguisher, Fire, CO2, N/E Bsmt., New Gas Control Bldg | TAB-SUSPENDED ENTITY | Fire Prevention,Extinguisher,CO2 | Fire Equipment | 41534 | FEQ | x
| TAB-DIG-FEQ-5110S | Extinguisher, Fire,CO2, New Gas Control Bldg, Bsmt.East Centre Outside the Cage | TAB-SUSPENDED ENTITY | Fire Prevention,Extinguisher,CO2 | Fire Equipment | 41536 | FEQ | x
| TAB-DIG-FEQ-5111S | Extinguisher, Fire,Dry, New Gas Control Bldg, Bsmt.South Inside the Cage | TAB-WA7-FEQ-2178S | Fire Prevention,Extinguisher,Dry Chemical | Fire Equipment | 41537 | FEQ | x
| TAB-DIG-FEQ-5112S | Extinguisher, Fire, CO2, New Gas Control Bldg,S/W Bsmt., | TAB-SUSPENDED ENTITY | Fire Prevention,Extinguisher,CO2 | Fire Equipment | 41538 | FEQ | x
| TAB-DIG-FEQ-5121S | Extinguisher, Fire, Spare | TAB-WA7-FEQ-0002S | Fire Prevention,Extinguisher | Fire Equipment | 41541 | FEQ | x
| TAB-DIG-FEQ-5122S | Extinguisher, Fire, Crane Rm Spares, Digester Gas Control Bldg | TAB-SUSPENDED ENTITY | Fire Prevention,Extinguisher | Fire Equipment | 41542 | FEQ | x
| TAB-DIG-FEQ-5122S | Extinguisher, Fire, Crane Rm Spares, Digester Gas Control Bldg | TAB-WA7-FEQ-0002S | Fire Prevention,Extinguisher | Fire Equipment | 41542 | FEQ | x
| TAB-DIG-FEQ-5123S | Extinguisher, Fire, Crane Rm Spares, Digester Gas Control Bldg | TAB-WA7-FEQ-0002S | Fire Prevention,Extinguisher | Fire Equipment | 41543 | FEQ | x
| TAB-DIG-FEQ-5124S | Extinguisher, Fire, Spare | TAB-SUSPENDED ENTITY | Fire Prevention,Extinguisher | Fire Equipment | 41544 | FEQ | x
| TAB-DIG-FEQ-5124S | Extinguisher, Fire, Spare | TAB-WA7-FEQ-0002S | Fire Prevention,Extinguisher | Fire Equipment | 41544 | FEQ | x
| TAB-DIG-FEQ-5126S | Extinguisher, Fire, Crane Rm Spares, Digester Gas Control Bldg | TAB-SUSPENDED ENTITY | Fire Prevention,Extinguisher | Fire Equipment | 41546 | FEQ | x
| TAB-DIG-FEQ-5126S | Extinguisher, Fire, Crane Rm Spares, Digester Gas Control Bldg | TAB-WA7-FEQ-0002S | Fire Prevention,Extinguisher | Fire Equipment | 41546 | FEQ | x
| TAB-DIG-FEQ-5127S | Extinguisher, Fire, Crane Rm Spares, Digester Gas Control Bldg | TAB-SUSPENDED ENTITY | Fire Prevention,Extinguisher | Fire Equipment | 41547 | FEQ | x
| TAB-DIG-FEQ-5128S | Extinguisher, Fire, Crane Rm Spares, Digester Gas Control Bldg | TAB-SUSPENDED ENTITY | Fire Prevention,Extinguisher | Fire Equipment | 41548 | FEQ | x
| TAB-DIG-FEQ-5128S | Extinguisher, Fire, Crane Rm Spares, Digester Gas Control Bldg | TAB-WA7-FEQ-0002S | Fire Prevention,Extinguisher | Fire Equipment | 41548 | FEQ | x
| TAB-DIG-FEQ-5129S | Extinguisher, Fire, Crane Rm Spares, Digester Gas Control Bldg | TAB-SUSPENDED ENTITY | Fire Prevention,Extinguisher | Fire Equipment | 41549 | FEQ | x
| TAB-DIG-FEQ-5129S | Extinguisher, Fire, Crane Rm Spares, Digester Gas Control Bldg | TAB-WA7-FEQ-0002S | Fire Prevention,Extinguisher | Fire Equipment | 41549 | FEQ | x
| TAB-DIG-FEQ-5130S | Extinguisher, Fire, Crane Rm Spares, Digester Gas Control Bldg | TAB-WA7-FEQ-0002S | Fire Prevention,Extinguisher | Fire Equipment | 41550 | FEQ | x
| TAB-DIG-FEQ-5131S | Extinguisher, Fire, Crane Rm Spares, Digester Gas Control Bldg | TAB-SUSPENDED ENTITY | Fire Prevention,Extinguisher | Fire Equipment | 41551 | FEQ | x
| TAB-DIG-FEQ-5132S | Extinguisher, Fire, Crane Rm Spares, Digester Gas Control Bldg | TAB-SUSPENDED ENTITY | Fire Prevention,Extinguisher | Fire Equipment | 41552 | FEQ | x
| TAB-DIG-FEQ-5133S | Extinguisher, Fire, Crane Rm Spares, Digester Gas Control Bldg | TAB-WA7-FEQ-0002S | Fire Prevention,Extinguisher | Fire Equipment | 41553 | FEQ | x
| TAB-DIG-FEQ-5134S | Extinguisher, Fire, Carbon Dioxide, 190849, Crane Rm Spares, Digester Gas Control Bldg | TAB-WA7-FEQ-0002S | Fire Prevention,Extinguisher | Fire Equipment | 41554 | FEQ | x
| TAB-DIG-FEQ-5135S | Extinguisher, Fire, Crane Rm Spares, Digester Gas Control Bldg | TAB-SUSPENDED ENTITY | Fire Prevention,Extinguisher | Fire Equipment | 41555 | FEQ | x
| TAB-DIG-FEQ-5440S | Extinguisher, Fire, Dry, Basement, Digestion Tank 1 - 4 | TAB-WA7-FEQ-0003S | Fire Prevention,Extinguisher | Fire Equipment | 41556 | FEQ | x
| TAB-DIG-FEQ-5441S | Extinguisher, Fire, Dry, Main Floor, Digestion Tank 1 - 4 | TAB-SUSPENDED ENTITY | Fire Prevention,Extinguisher | Fire Equipment | 41557 | FEQ | x
| TAB-DIG-FEQ-5441S | Extinguisher, Fire, Dry, Main Floor, Digestion Tank 1 - 4 | TAB-WA7-FEQ-0003S | Fire Prevention,Extinguisher | Fire Equipment | 41557 | FEQ | x
| TAB-DIG-FEQ-5442S | Extinguisher, Fire, Dry,Digestion Tank 1 - 4, 2nd Flr. Out side HVAC Room | TAB-SUSPENDED ENTITY | Fire Prevention,Extinguisher | Fire Equipment | 41558 | FEQ | x
| TAB-DIG-FEQ-5444S | Extinguisher, Fire, Dry,Digestion Tank1-4, Bsmt. South | TAB-SUSPENDED ENTITY | Fire Prevention,Extinguisher | Fire Equipment | 41560 | FEQ | x
| TAB-DIG-FEQ-5450S | Extinguisher, Fire,CO2, Digestion Tank 5-8 Bsmt.West enterance | TAB-SUSPENDED ENTITY | Fire Prevention,Extinguisher | Fire Equipment | 41608 | FEQ | x
| TAB-DIG-FEQ-5450S | Extinguisher, Fire,CO2, Digestion Tank 5-8 Bsmt.West enterance | TAB-WA7-FEQ-0003S | Fire Prevention,Extinguisher | Fire Equipment | 41608 | FEQ | x
| TAB-DIG-FEQ-5451S | Extinguisher, Fire, CO2,Digestion Tank 5-8 Bsmt., East Enterance | TAB-SUSPENDED ENTITY | Fire Prevention,Extinguisher | Fire Equipment | 41609 | FEQ | x
| TAB-DIG-FEQ-5452S | Extinguisher, Fire, Dry, Digestion Tank 5-8 Main Flr. West | TAB-WA7-FEQ-0003S | Fire Prevention,Extinguisher | Fire Equipment | 41610 | FEQ | x
| TAB-DIG-FEQ-5453S | Extinguisher, Fire,Dry,Digestion Tank 5-8 Main Flr, South Enterance | TAB-WA7-FEQ-0003S | Fire Prevention,Extinguisher | Fire Equipment | 41611 | FEQ | x
| TAB-DIG-FEQ-5454S | Extinguisher, Fire,Dry,Digestion Tank 5-8 2nd Flr. Out side Gas Room | TAB-WA7-FEQ-0003S | Fire Prevention,Extinguisher | Fire Equipment | 41612 | FEQ | x
| TAB-DIG-FEQ-5455S | Extinguisher, Fire,CO2, Digestion Tank 5-8 2nd Flr.Inside HVAC Room | TAB-WA7-FEQ-0003S | Fire Prevention,Extinguisher | Fire Equipment | 41613 | FEQ | x
| TAB-DIG-FEQ-5460S | Extinguisher, Fire, Carbon Dioxide, Basement, Digestion Tank 9 - 12 | TAB-SUSPENDED ENTITY | Fire Prevention,Extinguisher | Fire Equipment | 42014 | FEQ | x
| TAB-DIG-FEQ-5460S | Extinguisher, Fire, Carbon Dioxide, Basement, Digestion Tank 9 - 12 | TAB-WA7-FEQ-0003S | Fire Prevention,Extinguisher | Fire Equipment | 42014 | FEQ | x
| TAB-DIG-FEQ-5461S | Extinguisher, Fire, Carbon Dioxide, Main Floor, West Enterance, Digestion Tank 9 - 12 | TAB-SUSPENDED ENTITY | Fire Prevention,Extinguisher | Fire Equipment | 42015 | FEQ | x
| TAB-DIG-FEQ-5462S | Extinguisher, Fire, Carbon Dioxide, Digester 9-12 Main Flr. East Entr. | TAB-SUSPENDED ENTITY | Fire Prevention,Extinguisher | Fire Equipment | 42016 | FEQ | x
| TAB-DIG-FEQ-5470S | Extinguisher, Fire, Dry, Basement, N. Digestion Tank 13 - 16 | TAB-SUSPENDED ENTITY | Fire Prevention,Extinguisher | Fire Equipment | 42019 | FEQ | x
| TAB-DIG-FEQ-5472S | Extinguisher, Fire, Dry, Basement, W. Digestion Tank 13 - 16 | TAB-SUSPENDED ENTITY | Fire Prevention,Extinguisher | Fire Equipment | 42021 | FEQ | x
| TAB-DIG-FEQ-5473S | Extinguisher, Fire, Dry, Basement, S. Digestion Tank 13 - 16 | TAB-SUSPENDED ENTITY | Fire Prevention,Extinguisher | Fire Equipment | 42022 | FEQ | x
| TAB-DIG-FEQ-5475S | Extinguisher, Fire, Dry, Main Floor, Lunch Room, Digestion Tank 13 - 16 | TAB-SUSPENDED ENTITY | Fire Prevention,Extinguisher | Fire Equipment | 42024 | FEQ | x
| TAB-DIG-FEQ-5476S | Extinguisher, Fire, Dry, Main Floor, MCC Room, Digestion Tank 13 - 16 | TAB-SUSPENDED ENTITY | Fire Prevention,Extinguisher | Fire Equipment | 42025 | FEQ | x
| TAB-DIG-FEQ-5477S | Extinguisher, Fire, Dry, Main Floor, Gas Shop, Digestion Tank 13 - 16 | TAB-WA7-FEQ-0003S | Fire Prevention,Extinguisher | Fire Equipment | 42026 | FEQ | x
| TAB-DIG-FEQ-5478S | Extinguisher, Dry, Main Floor, Compressor Room, North, Digestion Tank 13 - 16 | TAB-SUSPENDED ENTITY | Fire Prevention,Extinguisher | Fire Equipment | 42027 | FEQ | x
| TAB-DIG-FEQ-5480S | Extinguisher, Fire, Dry, Basement, N., Digestion Tank 19 - 22 | TAB-SUSPENDED ENTITY | Fire Prevention,Extinguisher | Fire Equipment | 42029 | FEQ | x
| TAB-DIG-FEQ-5481S | Extinguisher, Fire, Dry, Basement, E., Digestion Tank 19 - 22 | TAB-SUSPENDED ENTITY | Fire Prevention,Extinguisher | Fire Equipment | 42030 | FEQ | x
| TAB-DIG-FEQ-5482S | Extinguisher, Fire, Dry, Basement, W., Digestion Tank 19 - 22 | TAB-WA7-FEQ-0003S | Fire Prevention,Extinguisher | Fire Equipment | 42031 | FEQ | x
| TAB-DIG-FEQ-5483S | Extinguisher, Fire, Dry, Basement, S., Digestion Tank 19 - 22 | TAB-SUSPENDED ENTITY | Fire Prevention,Extinguisher | Fire Equipment | 42032 | FEQ | x
| TAB-DIG-FEQ-5484S | Extinguisher, Fire, Dry, Out Side Control Room, Digestion Tank 19 - 22 | TAB-SUSPENDED ENTITY | Fire Prevention,Extinguisher | Fire Equipment | 42033 | FEQ | x
| TAB-DIG-FEQ-5485S | Extinguisher, Fire, Dry, Battery Room, Digestion Tank 19 - 22 Main Flr. | TAB-SUSPENDED ENTITY | Fire Prevention,Extinguisher | Fire Equipment | 42034 | FEQ | x
| TAB-DIG-FEQ-5485S | Extinguisher, Fire, Dry, Battery Room, Digestion Tank 19 - 22 Main Flr. | TAB-WA7-FEQ-0003S | Fire Prevention,Extinguisher | Fire Equipment | 42034 | FEQ | x
| TAB-DIG-FEQ-5486S | Extinguisher, Fire, Dry, MCC Room, Digestion Tank 19 - 22 main Flr. | TAB-SUSPENDED ENTITY | Fire Prevention,Extinguisher | Fire Equipment | 42035 | FEQ | x
| TAB-DIG-FEQ-5487S | Extinguisher, Fire, Dry, Compressor Room, N., Digestion Tank 19 - 22 | TAB-SUSPENDED ENTITY | Fire Prevention,Extinguisher | Fire Equipment | 42036 | FEQ | x
| TAB-DIG-FEQ-5489S | Extinguisher, Fire, Lbs, Dry Chemical, Btwn Digester 1-4 and Digester 5-8, Control Room, North Wall | TAB-SUSPENDED ENTITY | Fire Prevention,Extinguisher | Fire Equipment | 42038 | FEQ | x
| TAB-DIG-FEQ-5490S | Extinguisher, Fire, Lbs, Dry Chemical, Btwn Digester 1-4 and Digester 5-8, Control Room, North Wall | TAB-SUSPENDED ENTITY | Fire Prevention,Extinguisher | Fire Equipment | 42039 | FEQ | x
| TAB-DIG-FEQ-5491S | Extinguisher, Fire, Lbs, Dry Chemical, Digester 9-12, Control Room, North Wall | TAB-SUSPENDED ENTITY | Fire Prevention,Extinguisher | Fire Equipment | 42040 | FEQ | x
| TAB-DIG-FEQ-5493S | Extinguisher, Fire, Lbs, Dry Chemical, Digester 13-16, Crane Room, North Wall | TAB-SUSPENDED ENTITY | Fire Prevention,Extinguisher | Fire Equipment | 42042 | FEQ | x
| TAB-DIS-FEQ-1002S | Extinguisher, Fire, Scrubber Rm. Chlorine Bldg | TAB-WA7-FEQ-2165AS | Fire Prevention,Extinguisher | Fire Equipment | 42044 | FEQ | x
| TAB-DIS-FEQ-1003S | Extinguisher, Fire, Basement, Chlorine Bldg | TAB-WA7-FEQ-2165AS | Fire Prevention,Extinguisher | Fire Equipment | 42045 | FEQ | x
| TAB-DIS-FEQ-1004S | Extinguisher, Fire, 1st Floor, Chlorine Bldg | TAB-SUSPENDED ENTITY | Fire Prevention,Extinguisher | Fire Equipment | 42046 | FEQ | x
| TAB-DIS-FEQ-1005S | Extinguisher, Fire, 1st Floor, Gallery SW, Chlorine Bldg | TAB-SUSPENDED ENTITY | Fire Prevention,Extinguisher | Fire Equipment | 42047 | FEQ | x
| TAB-EL1-CP-7160 | Panel,Fire Alarm,North Substation,1st Floor | NORTH SUBSTN_1ST FLR | Fire Prevention,Cabinet | Fire Equipment |  | CP | http://www.toronto.ca/TWONTO#OWLClass_tinik-gifim-dijov-zonav
| TAB-EL1-FEQ-5050S | Extinguisher, Fire, Carbon Dioxide, North Hydro Sub-Station | TAB-SUSPENDED ENTITY | Fire Prevention,Extinguisher | Fire Equipment | 42048 | FEQ | x
| TAB-EL1-FEQ-5053S | Extinguisher, Fire, Dry, New North Hydro Sub-Station | TAB-SUSPENDED ENTITY | Fire Prevention,Extinguisher | Fire Equipment | 42051 | FEQ | x
| TAB-EL1-FEQ-5054S | Extinguisher, Fire, Dry, New North Hydro Sub-Station | TAB-SUSPENDED ENTITY | Fire Prevention,Extinguisher | Fire Equipment | 42052 | FEQ | x
| TAB-EL1-FEQ-5055S | Extinguisher, Fire, 5Lbs, Dry Chemical, Old North Substation | TAB-WA7-FEQ-0005S | Fire Prevention,Extinguisher | Fire Equipment | 42053 | FEQ | x
| TAB-EL1-FEQ-5056S | Extinguisher, Fire, 5Lbs, Dry Chemical, Old North Substation | TAB-SUSPENDED ENTITY | Fire Prevention,Extinguisher | Fire Equipment | 42054 | FEQ | x
| TAB-EL1-FEQ-5057S | Extinguisher, Fire, 5Lbs, Dry Chemical, Old North Substation | TAB-SUSPENDED ENTITY | Fire Prevention,Extinguisher | Fire Equipment | 42055 | FEQ | x
| TAB-EL1-FEQ-5058S | Extinguisher, Fire, 5Lbs, Dry Chemical, Old North Substation | TAB-WA7-FEQ-0005S | Fire Prevention,Extinguisher | Fire Equipment | 42056 | FEQ | x
| TAB-EL1-FEQ-5059S | Extinguisher, Fire, 14.9 Kg, Dry Chemical, Mobile Generator No.1, Outdoor North of North Substation | TAB-SUSPENDED ENTITY | Fire Prevention,Extinguisher | Fire Equipment | 42057 | FEQ | x
| TAB-EL1-FEQ-5060S | Extinguisher, Fire, 14.9 Kg, Dry Chemical, Mobile Generator No.2, Outdoor North of North Substation | TAB-WA7-FEQ-0005S | Fire Prevention,Extinguisher | Fire Equipment | 42058 | FEQ | x
| TAB-EL2-FEQ-5060S | Extinguisher, Fire, I.F.E., South Sub-Stations, Main Fl., N. | TAB-SUSPENDED ENTITY | Fire Prevention,Extinguisher | Fire Equipment | 42059 | FEQ | x
| TAB-EL2-FEQ-5060S | Extinguisher, Fire, I.F.E., South Sub-Stations, Main Fl., N. | TAB-WA7-FEQ-0005S | Fire Prevention,Extinguisher | Fire Equipment | 42059 | FEQ | x
| TAB-EL2-FEQ-5061S | Extinguisher, Fire, Dry, South Sub-Station, Main Flr. South | TAB-WA7-FEQ-0005S | Fire Prevention,Extinguisher | Fire Equipment | 42060 | FEQ | x
| TAB-EL2-FEQ-5062S | Extinguisher, Fire, Dry,Hydro Sub-Stations, South, Maintenance Cage, | TAB-WA7-FEQ-0005S | Fire Prevention,Extinguisher | Fire Equipment | 42061 | FEQ | x
| TAB-EL2-FEQ-5063S | Extinguisher, Fire, CO2,10 Lbs., South Sub-Station, 2nd Flr. North | TAB-SUSPENDED ENTITY | Fire Prevention,Extinguisher | Fire Equipment | 42062 | FEQ | x
| TAB-EL2-FEQ-5064S | Extinguisher, Fire, CO2,10 Lbs., South Sub-Station, 2nd Flr. South | TAB-WA7-FEQ-0005S | Fire Prevention,Extinguisher | Fire Equipment | 42063 | FEQ | x
| TAB-EL2-FEQ-5065S | Extinguisher, Fire, Dry, Training Room, 2nd Floor, Hydro Sub-Stations South | TAB-WA7-FEQ-0005S | Fire Prevention,Extinguisher | Fire Equipment | 42064 | FEQ | x
| TAB-EL3-FEQ-5070S | Extinguisher, Fire, CO2, 10 Lbs, Hydro Sub-Stations, Seawall Sub-Stn, Main Flr | TAB-SUSPENDED ENTITY | Fire Prevention,Extinguisher | Fire Equipment | 42065 | FEQ | x
| TAB-EL3-FEQ-5071S | Extinguisher, Fire, Dry, Main Floor North, Seawall Hydro Sub-Station | TAB-SUSPENDED ENTITY | Fire Prevention,Extinguisher | Fire Equipment | 42066 | FEQ | x
| TAB-EL3-FEQ-5072S | Extinguisher, Fire,Dry,10Lbs, Seawall Hydro, Main Flr., N-E | TAB-SUSPENDED ENTITY | Fire Prevention,Extinguisher | Fire Equipment | 42067 | FEQ | x
| TAB-EL3-FEQ-5073S | Extinguisher, Fire, CO2,10Lbs, Seawall Hydro, Main Flr.,S-E | TAB-SUSPENDED ENTITY | Fire Prevention,Extinguisher | Fire Equipment | 42068 | FEQ | x
| TAB-EL3-FEQ-5074S | Extinguisher, Fire, Dry, Hydro Sub-Stations, Seawall Sub-Stn, Basement Outside Cage, | TAB-SUSPENDED ENTITY | Fire Prevention,Extinguisher | Fire Equipment | 42069 | FEQ | x
| TAB-EL3-FEQ-5074S | Extinguisher, Fire, Dry, Hydro Sub-Stations, Seawall Sub-Stn, Basement Outside Cage, | TAB-WA7-FEQ-0005S | Fire Prevention,Extinguisher | Fire Equipment | 42069 | FEQ | x
| TAB-ELS-FEQ-5050 | Fire Extinguisher,North Substation,1st Floor,West Entrance | NORTH SUBSTN_1ST FLR | Fire Prevention,Extinguisher,Dry Chemical | Fire Equipment |  | FEQ | http://www.toronto.ca/TWONTO#00350
| TAB-ELS-FEQ-5051 | Fire Extinguisher,North Substation,1st Floor,East Entrance | NORTH SUBSTN_1ST FLR | Fire Prevention,Extinguisher,Dry Chemical | Fire Equipment |  | FEQ | http://www.toronto.ca/TWONTO#00350
| TAB-ELS-FEQ-5052 | Fire Extinguisher,North Substation,1st Floor,East Wall | NORTH SUBSTN_1ST FLR | Fire Prevention,Extinguisher,Dry Chemical | Fire Equipment |  | FEQ | http://www.toronto.ca/TWONTO#00350
| TAB-ELS-FEQ-5054 | Fire Extinguisher,North Substation,Basement,East Entrance | NORTH SUBSTATION_BASEMENT | Fire Prevention,Extinguisher,Dry Chemical | Fire Equipment |  | FEQ | http://www.toronto.ca/TWONTO#00350
| TAB-ELS-FEQ-5055 | Fire Extinguisher,North Substation,1st Floor,Battery Room,East Wall | NORTH SUBSTN_BTTRY RM | Fire Prevention,Extinguisher,Dry Chemical | Fire Equipment |  | FEQ | http://www.toronto.ca/TWONTO#00350
| TAB-FEQ-ASH-1500 | Smoke/Carbon Monoxide Detector, Stand alone system, CTC training room | TAB-SES-SQ | Fire Prevention,Smoke Detector | Fire Equipment |  | ASH | http://www.toronto.ca/TWONTO#00362
| TAB-WORK-AREA-5 | Work Area 5 | TAB |  |  |  | AREA | http://www.toronto.ca/TWONTO#00260 | Work Area | Ashbridges Bay Treatment Plant
| TAB-WORK-AREA-6 | Work Area 6 | TAB |  |  |  | AREA | http://www.toronto.ca/TWONTO#00260 | Work Area | Ashbridges Bay Treatment Plant
| TAB-HRS-FEQ-5217S | Extinguisher, Fire, Hose Cabinet Unit 17 , Dry, 5th Floor "E", Heat Recovery | TAB-SUSPENDED ENTITY | Fire Prevention,Extinguisher | Fire Equipment | 42072 | FEQ | x
| TAB-HRS-FEQ-5218S | Extinguisher, Fire,Hose Cabinet Unit 18 , Dry, 5th Floor "W", Heat Recovery | TAB-SUSPENDED ENTITY | Fire Prevention,Extinguisher | Fire Equipment | 42073 | FEQ | x
| TAB-HRS-FEQ-5218S | Extinguisher, Fire,Hose Cabinet Unit 18 , Dry, 5th Floor "W", Heat Recovery | TAB-WA7-FEQ-0013S | Fire Prevention,Extinguisher | Fire Equipment | 42073 | FEQ | x
| TAB-HRS-FEQ-5220S | Extinguisher, Fire, Hose Cabinet Unit 20 , Dry, 3rd Floor "W", Heat Recovery | TAB-SUSPENDED ENTITY | Fire Prevention,Extinguisher | Fire Equipment | 42075 | FEQ | x
| TAB-HRS-FEQ-5220S | Extinguisher, Fire, Hose Cabinet Unit 20 , Dry, 3rd Floor "W", Heat Recovery | TAB-WA7-FEQ-0013S | Fire Prevention,Extinguisher | Fire Equipment | 42075 | FEQ | x
| TAB-HRS-FEQ-5222S | Extinguisher, Fire, Hose Cabinet Unit 22 , Dry, 1st Floor "W", Heat Recovery | TAB-SUSPENDED ENTITY | Fire Prevention,Extinguisher | Fire Equipment | 42077 | FEQ | x
| TAB-HRS-FEQ-5223S | Extinguisher, Fire, Hose Cabinet Unit 23 , Dry, 1st Floor "E", Heat Recovery | TAB-SUSPENDED ENTITY | Fire Prevention,Extinguisher | Fire Equipment | 42078 | FEQ | x
| TAB-HRS-FEQ-5224S | Extinguisher, Fire, Hose Cabinet Unit 24 , Dry, Basement "W", Heat Recovery | TAB-SUSPENDED ENTITY | Fire Prevention,Extinguisher | Fire Equipment | 42079 | FEQ | x
| TAB-HRS-FEQ-5225S | Extinguisher, Fire, Hose Cabinet Unit 25 , Dry, Basement "E", Heat Recovery | TAB-SUSPENDED ENTITY | Fire Prevention,Extinguisher | Fire Equipment | 42080 | FEQ | x
| TAB-INC-FEQ-5202S | Extinguisher, Fire, 10 lbs, Dry, Hose Unit #2, Basement, Incinerator Bldg | TAB-SUSPENDED ENTITY | Fire Prevention,Extinguisher | Fire Equipment | 42200 | FEQ | x
| TAB-INC-FEQ-5202S | Extinguisher, Fire, 10 lbs, Dry, Hose Unit #2, Basement, Incinerator Bldg | TAB-WA7-FEQ-2174S | Fire Prevention,Extinguisher | Fire Equipment | 42200 | FEQ | x
| TAB-INC-FEQ-5203S | Extinguisher, Fire, SN#897669, 10lbs, Dry, Hose Unit #3, 1st Floor, "W", Incinerator Bldg. | TAB-SUSPENDED ENTITY | Fire Prevention,Extinguisher | Fire Equipment | 42201 | FEQ | x
| TAB-INC-FEQ-5203S | Extinguisher, Fire, SN#897669, 10lbs, Dry, Hose Unit #3, 1st Floor, "W", Incinerator Bldg. | TAB-WA7-FEQ-2174S | Fire Prevention,Extinguisher | Fire Equipment | 42201 | FEQ | x
| TAB-INC-FEQ-5206S | Extinguisher, Fire, 10 lbs, Dry, Hose Unit #6 2nd Floor, Incinerator bldg | TAB-SUSPENDED ENTITY | Fire Prevention,Extinguisher | Fire Equipment | 42203 | FEQ | x
| TAB-INC-FEQ-5207S | Extinguisher, Fire, 8 lbs, Dry, Hose Unit #7, 3rd Floor, "E", Incinerator Bldg. | TAB-SUSPENDED ENTITY | Fire Prevention,Extinguisher | Fire Equipment | 42204 | FEQ | x
| TAB-INC-FEQ-5208S | Extinguisher, Fire, 10 lbs, Dry, Hose Unit # 8, 3rd Floor, "W", Incinerator Bldg. | TAB-SUSPENDED ENTITY | Fire Prevention,Extinguisher | Fire Equipment | 42205 | FEQ | x
| TAB-INC-FEQ-5208S | Extinguisher, Fire, 10 lbs, Dry, Hose Unit # 8, 3rd Floor, "W", Incinerator Bldg. | TAB-WA7-FEQ-2174S | Fire Prevention,Extinguisher | Fire Equipment | 42205 | FEQ | x
| TAB-INC-FEQ-5209S | Extinguisher, Fire, 10 lbs, Dry,Hose Unit #9, 4th Floor, "E", Incinerator Bldg. | TAB-WA7-FEQ-2174S | Fire Prevention,Extinguisher | Fire Equipment | 42206 | FEQ | x
| TAB-INC-FEQ-5210S | Extinguisher, Fire,10 lbs, Dry,Hose Unit #10, 4th Floor, "W", Incinerator Bldg. | TAB-SUSPENDED ENTITY | Fire Prevention,Extinguisher | Fire Equipment | 42207 | FEQ | x
| TAB-INC-FEQ-5211S | Extinguisher, Fire, 10 lbs, Dry, Hose Unit # 11,5th Floor, "E", Incinerator Bldg | TAB-SUSPENDED ENTITY | Fire Prevention,Extinguisher | Fire Equipment | 42208 | FEQ | x
| TAB-INC-FEQ-5212S | Extinguisher, Fire, 10 lbs, Dry, Hose Unit # 12,5th Floor, "W", Incinerator Bldg. | TAB-SUSPENDED ENTITY | Fire Prevention,Extinguisher | Fire Equipment | 42209 | FEQ | x
| TAB-INC-FEQ-5213S | Extinguisher, Fire,10 lbs, Dry, Hose Unit #13, 6th Floor, Incinerator Bldg. | TAB-SUSPENDED ENTITY | Fire Prevention,Extinguisher | Fire Equipment | 42210 | FEQ | x
| TAB-INC-FEQ-5213S | Extinguisher, Fire,10 lbs, Dry, Hose Unit #13, 6th Floor, Incinerator Bldg. | TAB-WA7-FEQ-2174S | Fire Prevention,Extinguisher | Fire Equipment | 42210 | FEQ | x
| TAB-INC-FEQ-5214S | Extinguisher, Fire, 10lbs, Dry, Hose Unit # 14 6th Floor, Incinerator Bldg | TAB-WA7-FEQ-2174S | Fire Prevention,Extinguisher | Fire Equipment | 42211 | FEQ | x
| TAB-INC-FEQ-5300S | Extinguisher, Fire, Dry, Basement "W", Silo Bldg | TAB-SUSPENDED ENTITY | Fire Prevention,Extinguisher | Fire Equipment | 42212 | FEQ | x
| TAB-INC-FEQ-5301S | Extinguisher, Fire, Dry, Basement "NW", Silo Bldg | TAB-WA7-FEQ-2174S | Fire Prevention,Extinguisher | Fire Equipment | 42213 | FEQ | x
| TAB-INC-FEQ-5302S | Extinguisher, Fire, Dry, Basement "C", Silo Bldg | TAB-SUSPENDED ENTITY | Fire Prevention,Extinguisher | Fire Equipment | 42214 | FEQ | x
| TAB-INC-FEQ-5303S | Extinguisher, Fire, Dry, Basement "E", Silo Bldg | TAB-WA7-FEQ-2174S | Fire Prevention,Extinguisher | Fire Equipment | 42215 | FEQ | x
| TAB-INC-FEQ-5305S | Extinguisher, Fire, Dry, 1st Floor, "W", Silo Bldg | TAB-SUSPENDED ENTITY | Fire Prevention,Extinguisher | Fire Equipment | 42217 | FEQ | x
| TAB-INC-FEQ-5307S | Extinguisher, Fire, Dry, 1st Floor, "E", Silo Bldg. | TAB-WA7-FEQ-2174S | Fire Prevention,Extinguisher | Fire Equipment | 42219 | FEQ | x
| TAB-INC-FEQ-5308S | Extinguisher, Fire, 10 lbs, CO2, Control Room "W", Silo Bldg 1st Flr | TAB-SUSPENDED ENTITY | Fire Prevention,Extinguisher | Fire Equipment | 42220 | FEQ | x
| TAB-INC-FEQ-5309S | Extinguisher, Fire, 10 lbs, Carbon Dioxide, Control Room "C", Silo Bldg. 1st Flr. | TAB-SUSPENDED ENTITY | Fire Prevention,Extinguisher | Fire Equipment | 42221 | FEQ | x
| TAB-INC-FEQ-5311S | Extinguisher, Fire, 10 lbs, Dry, MCC Room, 2nd Floor, Incinerator Bldg | TAB-SUSPENDED ENTITY | Fire Prevention,Extinguisher | Fire Equipment | 42223 | FEQ | x
| TAB-INC-FEQ-5311S | Extinguisher, Fire, 10 lbs, Dry, MCC Room, 2nd Floor, Incinerator Bldg | TAB-WA7-FEQ-2174S | Fire Prevention,Extinguisher | Fire Equipment | 42223 | FEQ | x
| TAB-INC-FEQ-5315S | Extinguisher, Fire, Dry, 2nd Floor, "E", Silo Bldg | TAB-SUSPENDED ENTITY | Fire Prevention,Extinguisher | Fire Equipment | 42227 | FEQ | x
| TAB-INC-FEQ-5317S | Extinguisher, Fire, Dry, 3rd Floor, "C", Silo Bldg. | TAB-SUSPENDED ENTITY | Fire Prevention,Extinguisher | Fire Equipment | 42229 | FEQ | x
| TAB-INC-FEQ-5318S | Extinguisher, Fire, Dry, 3rd Floor, "E", Silo Bldg | TAB-WA7-FEQ-2174S | Fire Prevention,Extinguisher | Fire Equipment | 42230 | FEQ | x
| TAB-INC-FEQ-5319S | Extinguisher, Fire, Dry, 4th Floor, "W", Silo Bldg | TAB-SUSPENDED ENTITY | Fire Prevention,Extinguisher | Fire Equipment | 42231 | FEQ | x
| TAB-INC-FEQ-5320S | Extinguisher, Fire, Dry, 4th Floor, "C", Silo Bldg. | TAB-SUSPENDED ENTITY | Fire Prevention,Extinguisher | Fire Equipment | 42232 | FEQ | x
| TAB-INC-FEQ-5320S | Extinguisher, Fire, Dry, 4th Floor, "C", Silo Bldg. | TAB-WA7-FEQ-2174S | Fire Prevention,Extinguisher | Fire Equipment | 42232 | FEQ | x
| TAB-INC-FEQ-5321S | Extinguisher, Fire, Dry, 4th Floor, "E", Silo Bldg. | TAB-SUSPENDED ENTITY | Fire Prevention,Extinguisher | Fire Equipment | 42233 | FEQ | x
| TAB-INC-FEQ-5321S | Extinguisher, Fire, Dry, 4th Floor, "E", Silo Bldg. | TAB-WA7-FEQ-2174S | Fire Prevention,Extinguisher | Fire Equipment | 42233 | FEQ | x
| TAB-INC-FEQ-5322S | Extinguisher, Fire, Dry, 5th Floor, "W", Silo Bldg | TAB-SUSPENDED ENTITY | Fire Prevention,Extinguisher | Fire Equipment | 42234 | FEQ | x
| TAB-INC-FEQ-5323S | Extinguisher, Fire, Dry, 5th Floor, "E", Silo Bldg | TAB-SUSPENDED ENTITY | Fire Prevention,Extinguisher | Fire Equipment | 42235 | FEQ | x
| TAB-INC-FEQ-5324S | Extinguisher, Fire, 10 lbs, Dry, 6th Floor, "W" Incinerator Bldg. | TAB-SUSPENDED ENTITY | Fire Prevention,Extinguisher | Fire Equipment | 42236 | FEQ | x
| TAB-INC-FEQ-5324S | Extinguisher, Fire, 10 lbs, Dry, 6th Floor, "W" Incinerator Bldg. | TAB-WA7-FEQ-2174S | Fire Prevention,Extinguisher | Fire Equipment | 42236 | FEQ | x
| TAB-INC-FEQ-5325S | Extinguisher, Fire, 10lbs, Dry, 6th Floor,"C" Incinerator Bldg | TAB-SUSPENDED ENTITY | Fire Prevention,Extinguisher | Fire Equipment | 42237 | FEQ | x
| TAB-INC-FEQ-5325S | Extinguisher, Fire, 10lbs, Dry, 6th Floor,"C" Incinerator Bldg | TAB-WA7-FEQ-2174S | Fire Prevention,Extinguisher | Fire Equipment | 42237 | FEQ | x
| TAB-INC-FEQ-5326S | Extinguisher, Fire, 10 lbs, Dry, 6th Floor, "E" Incinerator Bldg. | TAB-WA7-FEQ-2174S | Fire Prevention,Extinguisher | Fire Equipment | 42238 | FEQ | x
| TAB-INC-FEQ-5328S | Extinguisher, Fire, Dry, Ground Floor, Stairwell, Stack | TAB-SUSPENDED ENTITY | Fire Prevention,Extinguisher | Fire Equipment | 42240 | FEQ | x
| TAB-INC-FEQ-5329S | Extinguisher, Fire, Dry, 2nd Floor, Stack | TAB-WA7-FEQ-2174S | Fire Prevention,Extinguisher | Fire Equipment | 42241 | FEQ | x
| TAB-INC-FEQ-5331S | Extinguisher, Fire,CO2, Main Flr,(Old Bio Solid) Ground Equipment Stores, NorthCenter | TAB-WA7-FEQ-2174S | Fire Prevention,Extinguisher | Fire Equipment | 42243 | FEQ | x
| TAB-INC-FEQ-5332S | Extinguisher, Fire,Dry, Main Flr,(Old Bio Solid) Ground Equipment Stores, North East | TAB-WA7-FEQ-2174S | Fire Prevention,Extinguisher | Fire Equipment | 42244 | FEQ | x
| TAB-INC-FEQ-5333S | Extinguisher, Fire, CO2, Main Floor "SW", (Old Biosolid) Ground Equipment Stores | TAB-SUSPENDED ENTITY | Fire Prevention,Extinguisher | Fire Equipment | 42245 | FEQ | x
| TAB-INC-FEQ-5333S | Extinguisher, Fire, CO2, Main Floor "SW", (Old Biosolid) Ground Equipment Stores | TAB-WA7-FEQ-2174S | Fire Prevention,Extinguisher | Fire Equipment | 42245 | FEQ | x
| TAB-INC-FEQ-5335S | Extinguisher, Fire, Dry, 2nd Flr.,(Old Biosolid) Ground Equipment Stores | TAB-WA7-FEQ-2174S | Fire Prevention,Extinguisher | Fire Equipment | 42247 | FEQ | x
| TAB-INC-FEQ-5336S | Fire Extinguisher, 5 lb ABC, Elevator Incineration, Mechanical Room | TAB-SUSPENDED ENTITY |  | Fire Equipment | 42248 | FEQ | x
| TAB-INC-FEQ-5338S | Extinguisher, Fire, Lbs, Dry Chemical, Pigeon Allyway, Control Room, North Wall | TAB-WA7-FEQ-2174S | Fire Prevention,Extinguisher | Fire Equipment | 42250 | FEQ | x
| TAB-INC-FEQ-5339S | Extinguisher, Fire, Lbs, Dry Chemical, Pigeon Allyway, Control Room, North Wall | TAB-WA7-FEQ-2174S | Fire Prevention,Extinguisher | Fire Equipment | 42251 | FEQ | x
| TAB-LAB-FEQ-5140S | Extinguisher, Fire, Carbon Dioxide, Main Floor, Old Admin. Bldg. | TAB-WA7-FEQ-2175S | Fire Prevention,Extinguisher | Fire Equipment | 42252 | FEQ | x
| TAB-LAB-FEQ-5142S | Extinguisher, Fire, Carbon Dioxide, 2nd Floor, Laboratory | TAB-SUSPENDED ENTITY | Fire Prevention,Extinguisher | Fire Equipment | 42254 | FEQ | x
| TAB-LAB-FEQ-5142S | Extinguisher, Fire, Carbon Dioxide, 2nd Floor, Laboratory | TAB-WA7-FEQ-2175S | Fire Prevention,Extinguisher | Fire Equipment | 42254 | FEQ | x
| TAB-LAB-FEQ-5145S | Extinguisher, Fire, Dry, Old Admin Bldg. Bsmt | TAB-SUSPENDED ENTITY | Fire Prevention,Extinguisher | Fire Equipment | 42257 | FEQ | x
| TAB-LAB-FEQ-5145S | Extinguisher, Fire, Dry, Old Admin Bldg. Bsmt | TAB-WA7-FEQ-2175S | Fire Prevention,Extinguisher | Fire Equipment | 42257 | FEQ | x
| TAB-LAB-FEQ-5146S | Extinguisher, Fire, Dry, Old Admin Bldg. Bsmt | TAB-SUSPENDED ENTITY | Fire Prevention,Extinguisher | Fire Equipment | 42258 | FEQ | x
| TAB-LAB-FEQ-5146S | Extinguisher, Fire, Dry, Old Admin Bldg. Bsmt | TAB-WA7-FEQ-2175S | Fire Prevention,Extinguisher | Fire Equipment | 42258 | FEQ | x
| TAB-LAB-FEQ-5147S | Extinguisher, Fire, Dry, Old Admin Bldg. Outside Chemical Room | TAB-SUSPENDED ENTITY | Fire Prevention,Extinguisher | Fire Equipment | 42259 | FEQ | x
| TAB-LAB-FEQ-5147S | Extinguisher, Fire, Dry, Old Admin Bldg. Outside Chemical Room | TAB-WA7-FEQ-2175S | Fire Prevention,Extinguisher | Fire Equipment | 42259 | FEQ | x
| TAB-M&T-FEQ-5490S | Extinguisher, Fire, Dry, M Bldg, Boiler Room, Bsmt,West | TAB-WA7-FEQ-2176S | Fire Prevention,Extinguisher | Fire Equipment | 42260 | FEQ | x
| TAB-M&T-FEQ-5491S | Extinguisher, Fire, Dry, M Bldg., Boiler Room, Bsmt East | TAB-SUSPENDED ENTITY | Fire Prevention,Extinguisher | Fire Equipment | 42261 | FEQ | x
| TAB-M&T-FEQ-5491S | Extinguisher, Fire, Dry, M Bldg., Boiler Room, Bsmt East | TAB-WA7-FEQ-2176S | Fire Prevention,Extinguisher | Fire Equipment | 42261 | FEQ | x
| TAB-M&T-FEQ-5493S | Extinguisher, Fire, Carbon Dioxide, Basement "NW", M Building | TAB-WA7-FEQ-2176S | Fire Prevention,Extinguisher | Fire Equipment | 42263 | FEQ | x
| TAB-M&T-FEQ-5494S | Extinguisher, Fire,CO2, Main Flr. M Bldg. SW | TAB-SUSPENDED ENTITY | Fire Prevention,Extinguisher | Fire Equipment | 42264 | FEQ | x
| TAB-M&T-FEQ-5494S | Extinguisher, Fire,CO2, Main Flr. M Bldg. SW | TAB-WA7-FEQ-2176S | Fire Prevention,Extinguisher | Fire Equipment | 42264 | FEQ | x
| TAB-M&T-FEQ-5496S | Extinguisher, Fire, , CO2, M Bldg, Main Flr North Centre | TAB-WA7-FEQ-2176S | Fire Prevention,Extinguisher | Fire Equipment | 42266 | FEQ | x
| TAB-M&T-FEQ-5497S | Extinguisher, Fire, Dry, Kitchen, M Building | TAB-SUSPENDED ENTITY | Fire Prevention,Extinguisher | Fire Equipment | 42267 | FEQ | x
| TAB-M&T-FEQ-5498S | Extinguisher, Fire, CO2, Screening Rm, M Bldg. North | TAB-WA7-FEQ-2176S | Fire Prevention,Extinguisher | Fire Equipment | 42268 | FEQ | x
| TAB-M&T-FEQ-5499S | Extinguisher, Fire, Carbon Dioxide, Screening Room, South West, M Building | TAB-WA7-FEQ-2176S | Fire Prevention,Extinguisher | Fire Equipment | 42269 | FEQ | x
| TAB-M&T-FEQ-5500S | Extinguisher, Fire, Dry, Basement 4th Level, T Building | TAB-SUSPENDED ENTITY | Fire Prevention,Extinguisher | Fire Equipment | 42270 | FEQ | x
| TAB-M&T-FEQ-5501S | Extinguisher, Fire, Dry, Basement 3rd Level, T Building | TAB-WA7-FEQ-2176S | Fire Prevention,Extinguisher | Fire Equipment | 42271 | FEQ | x
| TAB-M&T-FEQ-5503S | Extinguisher, Fire, CO2, Basement 2nd, MCC Room, T Building | TAB-SUSPENDED ENTITY | Fire Prevention,Extinguisher | Fire Equipment | 42273 | FEQ | x
| TAB-M&T-FEQ-5504S | Extinguisher, Fire, CO2, Basement 1st Level, T Building | TAB-WA7-FEQ-2176S | Fire Prevention,Extinguisher | Fire Equipment | 42274 | FEQ | x
| TAB-M&T-FEQ-5505S | Extinguisher, Fire, Carbon Dioxide, 1st Floor, Near Enterance,T Building | TAB-WA7-FEQ-2176S | Fire Prevention,Extinguisher | Fire Equipment | 42275 | FEQ | x
| TAB-M&T-FEQ-5506S | Extinguisher, Fire, Dry, 1st Flr., T Building | TAB-SUSPENDED ENTITY | Fire Prevention,Extinguisher | Fire Equipment | 42276 | FEQ | x
| TAB-M&T-FEQ-5506S | Extinguisher, Fire, Dry, 1st Flr., T Building | TAB-WA7-FEQ-2176S | Fire Prevention,Extinguisher | Fire Equipment | 42276 | FEQ | x
| TAB-M&T-FEQ-5507S | Extinguisher, Fire, CO2. 2nd Flr.MCC Room, T Bldg. | TAB-WA7-FEQ-2176S | Fire Prevention,Extinguisher | Fire Equipment | 42277 | FEQ | x
| TAB-M&T-FEQ-5508S | Extinguisher, Fire, CO2, Electrical - Mechanical Room, 3/F, T Building | TAB-WA7-FEQ-2176S | Fire Prevention,Extinguisher | Fire Equipment | 42278 | FEQ | x
| TAB-M&T-FEQ-5510S | Extinguisher, Fire, Dry, 4th Flr(Boiler Room), T Building | TAB-SUSPENDED ENTITY | Fire Prevention,Extinguisher | Fire Equipment | 42280 | FEQ | x
| TAB-M&T-FEQ-5510S | Extinguisher, Fire, Dry, 4th Flr(Boiler Room), T Building | TAB-WA7-FEQ-2176S | Fire Prevention,Extinguisher | Fire Equipment | 42280 | FEQ | x
| TAB-M&T-FEQ-5512S | Extinguisher, Fire, Dry, basement 3rd level, T building | TAB-SUSPENDED ENTITY |  | Fire Equipment | 42282 | FEQ | x
| TAB-M&T-FEQ-5514S | Fire Extinguisher, 10 lb ABC, 4th Flr (Stairwell), T Building | TAB-WA7-FEQ-2176S | Fire Prevention,Extinguisher,CO2 | Fire Equipment | 42284 | FEQ | x
| TAB-M&T-FEQ-5515S | Fire Extinguisher, 10 lb ABC, 3rd Flr , T Building | TAB-SUSPENDED ENTITY | Fire Prevention,Extinguisher,CO2 | Fire Equipment | 42285 | FEQ | x
| TAB-M&T-FEQ-5516S | Fire Extinguisher, 10 lb ABC, 3rd Flr , T Building | TAB-WA7-FEQ-2176S | Fire Prevention,Extinguisher,CO2 | Fire Equipment | 42286 | FEQ | x
| TAB-MCS-FEQ-5001S | Extinguisher, Fire, Dry West Main Enterance, AECOM trailer | TAB-WA7-FEQ-0004S | Fire Prevention,Extinguisher | Fire Equipment | 42501 | FEQ | x
| TAB-MCS-FEQ-5003S | Extinguisher, Fire, Dry, South Enterance, next to meeting room. AECOM Trailer | TAB-SUSPENDED ENTITY | Fire Prevention,Extinguisher | Fire Equipment | 42503 | FEQ | x
| TAB-MCS-FEQ-5003S | Extinguisher, Fire, Dry, South Enterance, next to meeting room. AECOM Trailer | TAB-WA7-FEQ-0004S | Fire Prevention,Extinguisher | Fire Equipment | 42503 | FEQ | x
| TAB-MCS-FEQ-5004S | Extinguisher, Fire, Dry, Meeting Room 1,AECOM trailer | TAB-SUSPENDED ENTITY | Fire Prevention,Extinguisher | Fire Equipment | 42504 | FEQ | x
| TAB-MCS-FEQ-5005S | Extinguisher, Fire, Dry,OMU Office. AECOM Trailer | TAB-SUSPENDED ENTITY | Fire Prevention,Extinguisher | Fire Equipment | 42505 | FEQ | x
| TAB-MCS-FEQ-5253S | Extinguisher, Fire, Dry, Hose Unit 53, Machine Shop, South | TAB-SUSPENDED ENTITY | Fire Prevention,Extinguisher | Fire Equipment | 42507 | FEQ | x
| TAB-MCS-FEQ-5254S | Extinguisher, Fire, Dry, Hose Unit 54, Machine Shop, East | TAB-SUSPENDED ENTITY | Fire Prevention,Extinguisher | Fire Equipment | 42508 | FEQ | x
| TAB-MCS-FEQ-5360S | Extinguisher, Fire, Dry, Welding Machine, ESAB,Machine Shop, | TAB-WA7-FEQ-2182S | Fire Prevention,Extinguisher | Fire Equipment | 42509 | FEQ | x
| TAB-MCS-FEQ-5361S | Extinguisher, Fire, Dry,Welding Cart,( MILLER)Machine Shop, | TAB-WA7-FEQ-2182S | Fire Prevention,Extinguisher | Fire Equipment | 42510 | FEQ | x
| TAB-MCS-FEQ-5362S | Extinguisher, Fire, Dry, Portable Welding Machine,(LINCOLN) Machine Shop, | TAB-SUSPENDED ENTITY | Fire Prevention,Extinguisher | Fire Equipment | 42511 | FEQ | x
| TAB-MCS-FEQ-5363S | Extinguisher, Fire, Carbon Dioxide, Tool Crib,Machine Shop West | TAB-WA7-FEQ-2182S | Fire Prevention,Extinguisher | Fire Equipment | 42512 | FEQ | x
| TAB-OPS-FEQ-5141S | Extinguisher, Fire, Carbon Dioxide, House #1, South, Old P.S. | TAB-SUSPENDED ENTITY | Fire Prevention,Extinguisher | Fire Equipment | 42514 | FEQ | x
| TAB-OPS-FEQ-5142S | Extinguisher, Fire, Carbon Dioxide, House #1, MCC Room South, Old P.S. | TAB-SUSPENDED ENTITY | Fire Prevention,Extinguisher | Fire Equipment | 42515 | FEQ | x
| TAB-OPS-FEQ-5142S | Extinguisher, Fire, Carbon Dioxide, House #1, MCC Room South, Old P.S. | TAB-WA7-FEQ-0010S | Fire Prevention,Extinguisher | Fire Equipment | 42515 | FEQ | x
| TAB-OPS-FEQ-5143S | Extinguisher, Fire, Carbon Dioxide, Outside Southend, Old P.S. | TAB-SUSPENDED ENTITY | Fire Prevention,Extinguisher | Fire Equipment | 42516 | FEQ | x
| TAB-OPS-FEQ-5144S | Extinguisher, Fire, Carbon Dioxide, House #2, North, Old P.S. | TAB-SUSPENDED ENTITY | Fire Prevention,Extinguisher | Fire Equipment | 42517 | FEQ | x
| TAB-OPS-FEQ-5145S | Extinguisher, Fire, Carbon Dioxide, House #2, South, Old P.S. | TAB-SUSPENDED ENTITY | Fire Prevention,Extinguisher | Fire Equipment | 42518 | FEQ | x
| TAB-OPS-FEQ-5146 | Extinguisher, Fire, Carbon Dioxide, House #2, MCC Room South, Old P.S. | TAB-SUSPENDED ENTITY | Fire Prevention,Extinguisher | Fire Equipment | 42519 | FEQ | x
| TAB-OPS-FEQ-5147S | Extinguisher, Fire, Carbon Dioxide, House #3, North, Old P.S. | TAB-SUSPENDED ENTITY | Fire Prevention,Extinguisher | Fire Equipment | 42520 | FEQ | x
| TAB-OPS-FEQ-5147S | Extinguisher, Fire, Carbon Dioxide, House #3, North, Old P.S. | TAB-WA7-FEQ-0010S | Fire Prevention,Extinguisher | Fire Equipment | 42520 | FEQ | x
| TAB-OPS-FEQ-5148S | Extinguisher, Fire, Carbon Dioxide, House #3, South, Old P.S. | TAB-SUSPENDED ENTITY | Fire Prevention,Extinguisher | Fire Equipment | 42521 | FEQ | x
| TAB-OPS-FEQ-5148S | Extinguisher, Fire, Carbon Dioxide, House #3, South, Old P.S. | TAB-WA7-FEQ-0010S | Fire Prevention,Extinguisher | Fire Equipment | 42521 | FEQ | x
| TAB-OPS-FEQ-5149S | Extinguisher, Fire, Carbon Dioxide, House #3, MCC Room South, Old P.S. | TAB-SUSPENDED ENTITY | Fire Prevention,Extinguisher | Fire Equipment | 42522 | FEQ | x
| TAB-OPS-FEQ-5149S | Extinguisher, Fire, Carbon Dioxide, House #3, MCC Room South, Old P.S. | TAB-WA7-FEQ-0010S | Fire Prevention,Extinguisher | Fire Equipment | 42522 | FEQ | x
| TAB-PBLD-FEQ-5412S | Extinguisher, Fire, Carbon Dioxide, P Bldg. Bsmt,West Pumping Gallery, P Bldg. Bsmt -Centre | TAB-SUSPENDED ENTITY | Fire Prevention,Extinguisher | Fire Equipment | 42525 | FEQ | x
| TAB-PBLD-FEQ-5413S | Extinguisher, Fire, , Carbon Dioxide, P Bldg. Bsmt,West Pumping Gallery, P Bldg. Bsmt -East Side | TAB-SUSPENDED ENTITY | Fire Prevention,Extinguisher | Fire Equipment | 42526 | FEQ | x
| TAB-PBLD-FEQ-5413S | Extinguisher, Fire, , Carbon Dioxide, P Bldg. Bsmt,West Pumping Gallery, P Bldg. Bsmt -East Side | TAB-WA7-FEQ-2169S | Fire Prevention,Extinguisher | Fire Equipment | 42526 | FEQ | x
| TAB-PBLD-FEQ-5414S | Extinguisher, Fire, , Carbon Dioxide, P Bldg. Bsmt,East Pumping Gallery, P Bldg. Bsmt -West side | TAB-WA7-FEQ-2169S | Fire Prevention,Extinguisher | Fire Equipment | 42527 | FEQ | x
| TAB-PBLD-FEQ-5415S | Extinguisher, Fire, Carbon Dioxide, P Bldg. Bsmt,East Pumping Gallery, P Bldg. Bsmt -East side | TAB-SUSPENDED ENTITY | Fire Prevention,Extinguisher | Fire Equipment | 42528 | FEQ | x
| TAB-PBLD-FEQ-5415S | Extinguisher, Fire, Carbon Dioxide, P Bldg. Bsmt,East Pumping Gallery, P Bldg. Bsmt -East side | TAB-WA7-FEQ-2169S | Fire Prevention,Extinguisher | Fire Equipment | 42528 | FEQ | x
| TAB-PBLD-FEQ-5416S | Extinguisher, Fire, Carbon Dioxide, P Bldg. MCC Room ( Control Room) Next to Pri. Tank # 9 | TAB-SUSPENDED ENTITY | Fire Prevention,Extinguisher | Fire Equipment | 42529 | FEQ | x
| TAB-PBLD-FEQ-5417S | Extinguisher, Fire, Dry, P Bldg,Ground Flr, Screen Room Loading Bay | TAB-SUSPENDED ENTITY | Fire Prevention,Extinguisher | Fire Equipment | 42530 | FEQ | x
| TAB-PBLD-FEQ-5418S | Extinguisher, Fire, Dry, P Bldg. Screening Room, South West | TAB-WA7-FEQ-2169S | Fire Prevention,Extinguisher | Fire Equipment | 42531 | FEQ | x
| TAB-PBLD-FEQ-5419S | Extinguisher, Fire, CO2, P Bldg., Screen Rm "SE", | TAB-SUSPENDED ENTITY | Fire Prevention,Extinguisher | Fire Equipment | 42532 | FEQ | x
| TAB-PBLD-FEQ-5420S | Extinguisher, Fire, CO2,P Bldg MCC Rm, North of Pri. Tank #9 | TAB-WA7-FEQ-2169S | Fire Prevention,Extinguisher | Fire Equipment | 42533 | FEQ | x
| TAB-PBLD-FEQ-5421S | Extinguisher, Fire, CO2, P Bldg. Grit Hopper Room, East Entrance, | TAB-SUSPENDED ENTITY | Fire Prevention,Extinguisher | Fire Equipment | 42534 | FEQ | x
| TAB-PBLD-FEQ-5421S | Extinguisher, Fire, CO2, P Bldg. Grit Hopper Room, East Entrance, | TAB-WA7-FEQ-2169S | Fire Prevention,Extinguisher | Fire Equipment | 42534 | FEQ | x
| TAB-PBLD-FEQ-5422S | Extinguisher, Fire, Dry, P Bldg.,Grit Hopper Room , West Entrance, | TAB-SUSPENDED ENTITY | Fire Prevention,Extinguisher | Fire Equipment | 42535 | FEQ | x
| TAB-PBLD-FEQ-5424S | Extinguisher, Fire, Carbon Dioxide, New P.S Bldg. Bsmt. East next to Raw water Pump Room | TAB-WA7-FEQ-2169S | Fire Prevention,Extinguisher | Fire Equipment | 42537 | FEQ | x
| TAB-PBLD-FEQ-5426S | Extinguisher, Fire, Dry,New P.S Bldg. Gr.Flr South West Stair Well | TAB-WA7-FEQ-2169S | Fire Prevention,Extinguisher | Fire Equipment | 42539 | FEQ | x
| TAB-PBLD-FEQ-5427S | Extinguisher, Fire, CO2,WA1 Welding Shop, Out side the cage | TAB-WA7-FEQ-2169S | Fire Prevention,Extinguisher | Fire Equipment | 42540 | FEQ | x
| TAB-PBLD-FEQ-5428S | Extinguisher, Fire, CO2, WA1, Welding Shop, | TAB-SUSPENDED ENTITY | Fire Prevention,Extinguisher | Fire Equipment | 42541 | FEQ | x
| TAB-PBLD-FEQ-5429S | Extinguisher, Fire, CO2, WA1 maintenance Shop | TAB-SUSPENDED ENTITY | Fire Prevention,Extinguisher | Fire Equipment | 42542 | FEQ | x
| TAB-PBLD-FEQ-5430S | Extinguisher, Fire, CO2, WA1 maintenance Shop | TAB-SUSPENDED ENTITY | Fire Prevention,Extinguisher | Fire Equipment | 42543 | FEQ | x
| TAB-PBLD-FEQ-5431S | Extinguisher, Fire, Dry, WA1 Lunch Room, New P.S Bldg. 2nd Flr | TAB-SUSPENDED ENTITY | Fire Prevention,Extinguisher | Fire Equipment | 42544 | FEQ | x
| TAB-PBLD-FEQ-5434S | Extinguisher, Fire, Dry, Scrubber Room, P Bldg | TAB-SUSPENDED ENTITY | Fire Prevention,Extinguisher | Fire Equipment | 42547 | FEQ | x
| TAB-PBLD-FEQ-5435S | Extinguisher, Fire, Dry, Hypo Storage Tank Room , P Bldg | TAB-WA7-FEQ-2169S | Fire Prevention,Extinguisher | Fire Equipment | 42548 | FEQ | x
| TAB-PBLD-FEQ-5437S | Extinguisher, Fire, Dry, Mechanical Room Ground Floor | TAB-SUSPENDED ENTITY | Fire Prevention,Extinguisher | Fire Equipment | 42550 | FEQ | x
| TAB-PBLD-FEQ-5438S | Extinguisher, Fire, Dry, Pump Room, Basement | TAB-WA7-FEQ-2169S | Fire Prevention,Extinguisher | Fire Equipment | 42551 | FEQ | x
| TAB-PBLD-FEQ-5439S | Extinguisher, Fire, Dry, Screen Handling Area, South | TAB-WA7-FEQ-2169S | Fire Prevention,Extinguisher | Fire Equipment | 42552 | FEQ | x
| TAB-PBLD-FEQ-5440S | Extinguisher, Fire, Dry, Screen Handling Area, North | TAB-SUSPENDED ENTITY | Fire Prevention,Extinguisher | Fire Equipment | 42553 | FEQ | x
| TAB-PBLD-FEQ-5441S | Extinguisher, Fire, Dry, Screen Handling Area, West | TAB-WA7-FEQ-2169S | Fire Prevention,Extinguisher | Fire Equipment | 42554 | FEQ | x
| TAB-PBLD-FEQ-5442S | Extinguisher, Fire, Dry, Equipment Loading Bay | TAB-SUSPENDED ENTITY | Fire Prevention,Extinguisher | Fire Equipment | 42555 | FEQ | x
| TAB-PBLD-FEQ-5443S | Extinguisher, Fire, Dry, Mechanical Room 3, Penthouse South | TAB-SUSPENDED ENTITY | Fire Prevention,Extinguisher | Fire Equipment | 42556 | FEQ | x
| TAB-PBLD-FEQ-5444S | Extinguisher, Fire, Dry, Mechanical Room 3, Penthouse North | TAB-WA7-FEQ-2169S | Fire Prevention,Extinguisher | Fire Equipment | 42557 | FEQ | x
| TAB-PBLD-FEQ-5445S | Extinguisher, Fire, Dry, Truck Loading Bay | TAB-SUSPENDED ENTITY | Fire Prevention,Extinguisher | Fire Equipment | 42558 | FEQ | x
| TAB-PBLD-FEQ-5445S | Extinguisher, Fire, Dry, Truck Loading Bay | TAB-WA7-FEQ-2169S | Fire Prevention,Extinguisher | Fire Equipment | 42558 | FEQ | x
| TAB-PBLD-FEQ-5446S | Extinguisher, Fire, Dry, Grit Loading Area West | TAB-WA7-FEQ-2169S | Fire Prevention,Extinguisher | Fire Equipment | 42559 | FEQ | x
| TAB-PBLD-FEQ-5447S | Extinguisher, Fire, Dry, Grit Loading Area, Basement | TAB-WA7-FEQ-2169S | Fire Prevention,Extinguisher | Fire Equipment | 42560 | FEQ | x
| TAB-PBLD-FEQ-5448S | Extinguisher, Fire, Dry, Grit Loading Area, North Center | TAB-SUSPENDED ENTITY | Fire Prevention,Extinguisher | Fire Equipment | 42561 | FEQ | x
| TAB-PBLD-FEQ-5448S | Extinguisher, Fire, Dry, Grit Loading Area, North Center | TAB-WA7-FEQ-2169S | Fire Prevention,Extinguisher | Fire Equipment | 42561 | FEQ | x
| TAB-PBLD-FEQ-5449S | Extinguisher, Fire, Dry, Grit Loading Area, NE Bunker Wall | TAB-WA7-FEQ-2169S | Fire Prevention,Extinguisher | Fire Equipment | 42562 | FEQ | x
| TAB-PBLD-FEQ-5450S | Extinguisher, Fire, Dry, Outside Coagulant Room | TAB-WA7-FEQ-2169S | Fire Prevention,Extinguisher | Fire Equipment | 42563 | FEQ | x
| TAB-PBLD-FEQ-5453S | Extinguisher, Fire, Dry, West Wall Coagulant Room Area | TAB-SUSPENDED ENTITY | Fire Prevention,Extinguisher | Fire Equipment | 42566 | FEQ | x
| TAB-PBLD-FEQ-5454S | Extinguisher, Fire, Dry, East Wall Coagulant Room Area | TAB-SUSPENDED ENTITY | Fire Prevention,Extinguisher | Fire Equipment | 42567 | FEQ | x
| TAB-PBLD-FEQ-5455S | Extinguisher, Fire, CO2 10 lbs, SE Flow Meter Room | TAB-SUSPENDED ENTITY | Fire Prevention,Extinguisher | Fire Equipment | 42568 | FEQ | x
| TAB-PBLD-FEQ-5456S | Extinguisher, Fire, Dry, Flow Metetr Room, Center | TAB-SUSPENDED ENTITY | Fire Prevention,Extinguisher | Fire Equipment | 42569 | FEQ | x
| TAB-PBLD-FEQ-5457S | Extinguisher, Fire, Dry, SW Flow Meter Room | TAB-WA7-FEQ-2169S | Fire Prevention,Extinguisher | Fire Equipment | 42570 | FEQ | x
| TAB-PBLD-FEQ-5458S | Extinguisher, Fire, Dry, Polymer Room !st Floor South Center | TAB-SUSPENDED ENTITY | Fire Prevention,Extinguisher | Fire Equipment | 42571 | FEQ | x
| TAB-PBLD-FEQ-5458S | Extinguisher, Fire, Dry, Polymer Room !st Floor South Center | TAB-WA7-FEQ-2169S | Fire Prevention,Extinguisher | Fire Equipment | 42571 | FEQ | x
| TAB-PBLD-FEQ-5460S | Extinguisher, Fire, Dry, Polymer Room Loading Area | TAB-SUSPENDED ENTITY | Fire Prevention,Extinguisher | Fire Equipment | 42573 | FEQ | x
| TAB-PBLD-FEQ-5460S | Extinguisher, Fire, Dry, Polymer Room Loading Area | TAB-WA7-FEQ-2169S | Fire Prevention,Extinguisher | Fire Equipment | 42573 | FEQ | x
| TAB-PBLD-FEQ-5461S | Extinguisher, Fire, Dry, Polymer Room Loading Area Door | TAB-SUSPENDED ENTITY | Fire Prevention,Extinguisher | Fire Equipment | 42574 | FEQ | x
| TAB-PBLD-FEQ-5462S | Extinguisher, Fire, CO2 15 lbs, Mechanical Room 5 | TAB-SUSPENDED ENTITY | Fire Prevention,Extinguisher | Fire Equipment | 42575 | FEQ | x
| TAB-PBLD-FEQ-5462S | Extinguisher, Fire, CO2 15 lbs, Mechanical Room 5 | TAB-WA7-FEQ-2169S | Fire Prevention,Extinguisher | Fire Equipment | 42575 | FEQ | x
| TAB-PBLD-FEQ-5463S | Extinguisher, Fire, Dry Chemical 20 lbs, Mechanical Room 5 | TAB-WA7-FEQ-2169S | Fire Prevention,Extinguisher | Fire Equipment | 42576 | FEQ | x
| TAB-PBLD-FEQ-5465S | Extinguisher, Fire, Dry Chemical 20 lbs, Electrical Room 4 | TAB-SUSPENDED ENTITY | Fire Prevention,Extinguisher | Fire Equipment | 42578 | FEQ | x
| TAB-PBLD-FEQ-5466S | Extinguisher, Fire, CO2 10 lbs, East Tank House 9 | TAB-SUSPENDED ENTITY | Fire Prevention,Extinguisher | Fire Equipment | 42579 | FEQ | x
| TAB-PBLD-FEQ-5466S | Extinguisher, Fire, CO2 10 lbs, East Tank House 9 | TAB-WA7-FEQ-2169S | Fire Prevention,Extinguisher | Fire Equipment | 42579 | FEQ | x
| TAB-PBLD-FEQ-5468S | Extinguisher, Fire, CO2 10 lbs, Central Gallery Area | TAB-SUSPENDED ENTITY | Fire Prevention,Extinguisher | Fire Equipment | 42581 | FEQ | x
| TAB-PBLD-FEQ-5470S | Extinguisher, Fire, Dry Chemical 5 lbs, Primary Gallery 9 East Center Pillar | TAB-SUSPENDED ENTITY | Fire Prevention,Extinguisher | Fire Equipment | 42583 | FEQ | x
| TAB-PBLD-FEQ-5472S | Extinguisher, Fire, CO2 10 lbs, Primary Gallery 8, Stairs, West | TAB-SUSPENDED ENTITY | Fire Prevention,Extinguisher | Fire Equipment | 42585 | FEQ | x
| TAB-PBLD-FEQ-5472S | Extinguisher, Fire, CO2 10 lbs, Primary Gallery 8, Stairs, West | TAB-WA7-FEQ-2169S | Fire Prevention,Extinguisher | Fire Equipment | 42585 | FEQ | x
| TAB-PBLD-FEQ-5473S | Extinguisher, Fire, Dry Chemical 5 lbs, Primary Gallery 8 West Center Pillar | TAB-SUSPENDED ENTITY | Fire Prevention,Extinguisher | Fire Equipment | 42586 | FEQ | x
| TAB-PBLD-FEQ-5474S | Extinguisher, Fire, CO2 10 lbs, North Wall Primary Gallery 8 West | TAB-SUSPENDED ENTITY | Fire Prevention,Extinguisher | Fire Equipment | 42587 | FEQ | x
| TAB-PBLD-FEQ-5475S | Extinguisher, Fire, CO2 15 lbs, Pumping Gallery | TAB-SUSPENDED ENTITY | Fire Prevention,Extinguisher | Fire Equipment | 42588 | FEQ | x
| TAB-PBLD-FEQ-5476S | Extinguisher, Fire, Dry Chemical 5 lbs, Pumping Gallery | TAB-SUSPENDED ENTITY | Fire Prevention,Extinguisher | Fire Equipment | 42589 | FEQ | x
| TAB-PBLD-FEQ-5476S | Extinguisher, Fire, Dry Chemical 5 lbs, Pumping Gallery | TAB-WA7-FEQ-2169S | Fire Prevention,Extinguisher | Fire Equipment | 42589 | FEQ | x
| TAB-PBLD-FEQ-5477S | Extinguisher, Fire, CO2 15 lbs, Mechanical Room 6 | TAB-WA7-FEQ-2169S | Fire Prevention,Extinguisher | Fire Equipment | 42590 | FEQ | x
| TAB-PBLD-FEQ-5478S | Extinguisher, Fire, Dry Chemical 5 lbs, Mechanical Room 6 | TAB-SUSPENDED ENTITY | Fire Prevention,Extinguisher | Fire Equipment | 42591 | FEQ | x
| TAB-PBLD-FEQ-5478S | Extinguisher, Fire, Dry Chemical 5 lbs, Mechanical Room 6 | TAB-WA7-FEQ-2169S | Fire Prevention,Extinguisher | Fire Equipment | 42591 | FEQ | x
| TAB-PBLD-FEQ-5479S | Cabinet,Fire Hose/Standpipe, Mechanical Room 1, Ground Flr. | TAB-FEQ-HC-PBLD | Fire Prevention,Cabinet | Fire Equipment | 44074 | FEQ | x
| TAB-PBLD-FEQ-5479S | Cabinet,Fire Hose/Standpipe, Mechanical Room 1, Ground Flr. | TAB-SUSPENDED ENTITY | Fire Prevention,Cabinet | Fire Equipment | 44074 | FEQ | x
| TAB-PBLD-FEQ-5480 | Cabinet,Fire Hose/Standpipe, Equipment Loading Bay, Ground Flr.. East | TAB-FEQ-HC-PBLD | Fire Prevention,Cabinet | Fire Equipment |  | FEQ | http://www.toronto.ca/TWONTO#00351
| TAB-PBLD-FEQ-5480S | Cabinet,Fire Hose/Standpipe, Equipment Loading Bay, Ground Flr.. East | TAB-FEQ-HC-PBLD | Fire Prevention,Cabinet | Fire Equipment | 44075 | FEQ | x
| TAB-PBLD-FEQ-5480S | Cabinet,Fire Hose/Standpipe, Equipment Loading Bay, Ground Flr.. East | TAB-SUSPENDED ENTITY | Fire Prevention,Cabinet | Fire Equipment | 44075 | FEQ | x
| TAB-PBLD-FEQ-5481S | Cabinet,Fire Hose/Standpipe, Truck Loading Bay, Ground Flr. West | TAB-FEQ-HC-PBLD | Fire Prevention,Cabinet | Fire Equipment | 44076 | FEQ | x
| TAB-PBLD-FEQ-5481S | Cabinet,Fire Hose/Standpipe, Truck Loading Bay, Ground Flr. West | TAB-SUSPENDED ENTITY | Fire Prevention,Cabinet | Fire Equipment | 44076 | FEQ | x
| TAB-PWA-FE-0042 | Hydrant, Plant Water | TAB-PWA-V1 | Fire Prevention,Hydrant | Fire Equipment |  | FE | http://www.toronto.ca/TWONTO#00432
| TAB-PWA-FE-0673 | Hydrant,Plant Water | TAB-FEQ-FH |  | Fire Equipment |  | FE | http://www.toronto.ca/TWONTO#00432
| TAB-PWA-FE-0673 | Hydrant,Plant Water | TAB-PWA-V1 |  | Fire Equipment |  | FE | http://www.toronto.ca/TWONTO#00432
| TAB-PWA-FE-0676 | Hydrant, Plant Water | TAB-FEQ-FH | Fire Prevention,Hydrant | Fire Equipment |  | FE | http://www.toronto.ca/TWONTO#00432
| TAB-PWA-FE-1718 | Fire Hydrant, west Dig5-8 | TAB-FEQ-FH | Fire Prevention,Hydrant | Fire Equipment |  | FE | http://www.toronto.ca/TWONTO#00432
| TAB-PWA-FE1722 | Fire Hydrant, North Decant Tank | TAB-FEQ-FH | Fire Prevention,Hydrant | Fire Equipment |  |  | http://www.toronto.ca/TWONTO#00432
| TAB-PWA-FEQ-5081S | Extinguisher, Fire, CO2, PWPS MCC Room South West | TAB-WA7-FEQ-2179S | Fire Prevention,Extinguisher | Fire Equipment | 42593 | FEQ | x
| TAB-PWA-FEQ-5082S | Extinguisher, Fire, , Carbon Dioxide, PWPS1st Floor, "SW", | TAB-SUSPENDED ENTITY | Fire Prevention,Extinguisher | Fire Equipment | 42594 | FEQ | x
| TAB-PWA-FEQ-5082S | Extinguisher, Fire, , Carbon Dioxide, PWPS1st Floor, "SW", | TAB-WA7-FEQ-2179S | Fire Prevention,Extinguisher | Fire Equipment | 42594 | FEQ | x
| TAB-PWA-FEQ-5083S | Extinguisher, Fire, Dry, PWPS 1st Floor, "NE", | TAB-SUSPENDED ENTITY | Fire Prevention,Extinguisher | Fire Equipment | 42595 | FEQ | x
| TAB-PWA-FEQ-5083S | Extinguisher, Fire, Dry, PWPS 1st Floor, "NE", | TAB-WA7-FEQ-2179S | Fire Prevention,Extinguisher | Fire Equipment | 42595 | FEQ | x
| TAB-PWA-FEQ-5086S | Extinguisher, Fire, Dry, PWPS Basement "SW", | TAB-SUSPENDED ENTITY | Fire Prevention,Extinguisher | Fire Equipment | 42598 | FEQ | x
| TAB-PWA-FEQ-5086S | Extinguisher, Fire, Dry, PWPS Basement "SW", | TAB-WA7-FEQ-2179S | Fire Prevention,Extinguisher | Fire Equipment | 42598 | FEQ | x
| TAB-PWA-FEQ-5087S | Extinguisher, Fire, Dry, PWPS Basement "SW", | TAB-SUSPENDED ENTITY | Fire Prevention,Extinguisher | Fire Equipment | 42599 | FEQ | x
| TAB-PWA-FEQ-5087S | Extinguisher, Fire, Dry, PWPS Basement "SW", | TAB-WA7-FEQ-2179S | Fire Prevention,Extinguisher | Fire Equipment | 42599 | FEQ | x
| TAB-PWA-FEQ-5089S | Extinguisher, Fire, Dry, PWPS,Mezzanine, | TAB-SUSPENDED ENTITY | Fire Prevention,Extinguisher | Fire Equipment | 42601 | FEQ | x
| TAB-PWA-FEQ-5091S | Extinguisher, Fire, Dry, 20lbs,PWPS Basement Outside the East Door to Sea Wall tunnel | TAB-SUSPENDED ENTITY | Fire Prevention,Extinguisher | Fire Equipment | 42607 | FEQ | x
| TAB-SES-FEQ-0001 | Fire Hose/Standpipe #1 (Inc.) | TAB-FEQ-HC-INC | Fire Prevention,Hose | Fire Equipment |  | FEQ | http://www.toronto.ca/TWONTO#00351
| TAB-SES-FEQ-0001S | Fire Hose/Standpipe #1 (Inc.) | TAB-SUSPENDED ENTITY | Fire Prevention,Hose | Fire Equipment | 43534 | FEQ | x
| TAB-SES-FEQ-0003S | Fire Hose/Standpipe #3 (Inc.) | TAB-FEQ-HC-INC | Fire Prevention,Hose | Fire Equipment | 43536 | FEQ | x
| TAB-SES-FEQ-0003S | Fire Hose/Standpipe #3 (Inc.) | TAB-SUSPENDED ENTITY | Fire Prevention,Hose | Fire Equipment | 43536 | FEQ | x
| TAB-SES-FEQ-0004 | Fire Hose/Standpipe #4 (Inc.) | TAB-FEQ-HC-INC | Fire Prevention,Hose | Fire Equipment |  | FEQ | http://www.toronto.ca/TWONTO#00351
| TAB-SES-FEQ-0005S | Fire Hose/Standpipe #5 (Inc.) | TAB-SUSPENDED ENTITY | Fire Prevention,Hose | Fire Equipment | 43538 | FEQ | x
| TAB-SES-FEQ-0006S | Fire Hose/Standpipe #6 (Inc.) | TAB-FEQ-HC-INC | Fire Prevention,Hose | Fire Equipment | 43539 | FEQ | x
| TAB-SES-FEQ-0007 | Fire Hose/Standpipe #7 (Inc.) | TAB-FEQ-HC-INC | Fire Prevention,Hose | Fire Equipment |  | FEQ | http://www.toronto.ca/TWONTO#00351
| TAB-SES-FEQ-0007S | Fire Hose/Standpipe #7 (Inc.) | TAB-FEQ-HC-INC | Fire Prevention,Hose | Fire Equipment | 43540 | FEQ | x
| TAB-SES-FEQ-0007S | Fire Hose/Standpipe #7 (Inc.) | TAB-SUSPENDED ENTITY | Fire Prevention,Hose | Fire Equipment | 43540 | FEQ | x
| TAB-SES-FEQ-0008S | Fire Hose/Standpipe #8 (Inc.) | TAB-FEQ-HC-INC | Fire Prevention,Hose | Fire Equipment | 43541 | FEQ | x
| TAB-SES-FEQ-0010 | Fire Hose/Standpipe #10 (Inc.) | TAB-FEQ-HC-INC | Fire Prevention,Hose | Fire Equipment |  | FEQ | http://www.toronto.ca/TWONTO#00351
| TAB-SES-FEQ-0010S | Fire Hose/Standpipe #10 (Inc.) | TAB-FEQ-HC-INC | Fire Prevention,Hose | Fire Equipment | 43543 | FEQ | x
| TAB-SES-FEQ-0011S | Fire Hose/Standpipe #11 (Inc.) | TAB-SUSPENDED ENTITY | Fire Prevention,Hose | Fire Equipment | 43544 | FEQ | x
| TAB-SES-FEQ-0012S | Fire Hose/Standpipe #12 (Inc.) | TAB-FEQ-HC-INC | Fire Prevention,Hose | Fire Equipment | 43545 | FEQ | x
| TAB-SES-FEQ-0012S | Fire Hose/Standpipe #12 (Inc.) | TAB-SUSPENDED ENTITY | Fire Prevention,Hose | Fire Equipment | 43545 | FEQ | x
| TAB-SES-FEQ-0013 | Fire Hose/Standpipe #13 (Inc.) | TAB-FEQ-HC-INC | Fire Prevention,Hose | Fire Equipment |  | FEQ | http://www.toronto.ca/TWONTO#00351
| TAB-SES-FEQ-0013S | Fire Hose/Standpipe #13 (Inc.) | TAB-FEQ-HC-INC | Fire Prevention,Hose | Fire Equipment | 43546 | FEQ | x
| TAB-SES-FEQ-0013S | Fire Hose/Standpipe #13 (Inc.) | TAB-SUSPENDED ENTITY | Fire Prevention,Hose | Fire Equipment | 43546 | FEQ | x
| TAB-SES-FEQ-0014 | Fire Hose/Standpipe #14 (Inc.) | TAB-FEQ-HC-INC | Fire Prevention,Hose | Fire Equipment |  | FEQ | http://www.toronto.ca/TWONTO#00351
| TAB-SES-FEQ-0014S | Fire Hose/Standpipe #14 (Inc.) | TAB-FEQ-HC-INC | Fire Prevention,Hose | Fire Equipment | 43547 | FEQ | x
| TAB-SES-FEQ-0015 | Fire Hose/Standpipe #15 (HRB) | TAB-FEQ-HC-INC | Fire Prevention,Hose | Fire Equipment |  | FEQ | http://www.toronto.ca/TWONTO#00351
| TAB-SES-FEQ-0015S | Fire Hose/Standpipe #15 (HRB) | TAB-SUSPENDED ENTITY | Fire Prevention,Hose | Fire Equipment | 43548 | FEQ | x
| TAB-SES-FEQ-0016 | Fire Hose/Standpipe #16 (HRB) | TAB-FEQ-HC-INC | Fire Prevention,Hose | Fire Equipment |  | FEQ | http://www.toronto.ca/TWONTO#00351
| TAB-SES-FEQ-0016S | Fire Hose/Standpipe #16 (HRB) | TAB-FEQ-HC-INC | Fire Prevention,Hose | Fire Equipment | 43549 | FEQ | x
| TAB-SES-FEQ-0016S | Fire Hose/Standpipe #16 (HRB) | TAB-SUSPENDED ENTITY | Fire Prevention,Hose | Fire Equipment | 43549 | FEQ | x
| TAB-SES-FEQ-0017S | Fire Hose/Standpipe #17 (HRB) | TAB-SUSPENDED ENTITY | Fire Prevention,Hose | Fire Equipment | 43550 | FEQ | x
| TAB-SES-FEQ-0019 | Fire Hose/Standpipe #19 (HRB) | TAB-FEQ-HC-INC | Fire Prevention,Hose | Fire Equipment |  | FEQ | http://www.toronto.ca/TWONTO#00351
| TAB-SES-FEQ-0019S | Fire Hose/Standpipe #19 (HRB) | TAB-FEQ-HC-INC | Fire Prevention,Hose | Fire Equipment | 43552 | FEQ | x
| TAB-SES-FEQ-0019S | Fire Hose/Standpipe #19 (HRB) | TAB-SUSPENDED ENTITY | Fire Prevention,Hose | Fire Equipment | 43552 | FEQ | x
| TAB-SES-FEQ-0020 | Fire Hose/Standpipe #20 (HRB) | TAB-FEQ-HC-INC | Fire Prevention,Hose | Fire Equipment |  | FEQ | http://www.toronto.ca/TWONTO#00351
| TAB-SES-FEQ-0020S | Fire Hose/Standpipe #20 (HRB) | TAB-FEQ-HC-INC | Fire Prevention,Hose | Fire Equipment | 43553 | FEQ | x
| TAB-SES-FEQ-0022 | Fire Hose/Standpipe #22 (HRB) | TAB-FEQ-HC-INC | Fire Prevention,Hose | Fire Equipment |  | FEQ | http://www.toronto.ca/TWONTO#00351
| TAB-SES-FEQ-0023 | Fire Hose/Standpipe #23 (HRB) | TAB-FEQ-HC-INC | Fire Prevention,Hose | Fire Equipment |  | FEQ | http://www.toronto.ca/TWONTO#00351
| TAB-SES-FEQ-0023S | Fire Hose/Standpipe #23 (HRB) | TAB-SUSPENDED ENTITY | Fire Prevention,Hose | Fire Equipment | 43556 | FEQ | x
| TAB-SES-FEQ-0024S | Fire Hose/Standpipe #24 (HRB) | TAB-SUSPENDED ENTITY | Fire Prevention,Hose | Fire Equipment | 43557 | FEQ | x
| TAB-SES-FEQ-0025S | Fire Hose/Standpipe #25(HRB) | TAB-FEQ-HC-INC | Fire Prevention,Hose | Fire Equipment | 43558 | FEQ | x
| TAB-SES-FEQ-0025S | Fire Hose/Standpipe #25(HRB) | TAB-SUSPENDED ENTITY | Fire Prevention,Hose | Fire Equipment | 43558 | FEQ | x
| TAB-SES-FEQ-0026 | Fire Hose/Standpipe #26 | TAB-FEQ-HC-Z | Fire Prevention,Hose | Fire Equipment |  | FEQ | http://www.toronto.ca/TWONTO#00351
| TAB-SES-FEQ-0026S | Fire Hose/Standpipe #26 | TAB-FEQ-HC-Z | Fire Prevention,Hose | Fire Equipment | 43559 | FEQ | x
| TAB-SES-FEQ-0027 | Fire Hose/Standpipe #27 | TAB-FEQ-HC-Z | Fire Prevention,Hose | Fire Equipment |  | FEQ | http://www.toronto.ca/TWONTO#00351
| TAB-SES-FEQ-0027S | Fire Hose/Standpipe #27 | TAB-SUSPENDED ENTITY | Fire Prevention,Hose | Fire Equipment | 43560 | FEQ | x
| TAB-SES-FEQ-0028 | Fire Hose/Standpipe #28 | TAB-FEQ-HC-FLO | Fire Prevention,Hose | Fire Equipment |  | FEQ | http://www.toronto.ca/TWONTO#00351
| TAB-SES-FEQ-0028S | Fire Hose/Standpipe #28 | TAB-FEQ-HC-FLO | Fire Prevention,Hose | Fire Equipment | 43561 | FEQ | x
| TAB-SES-FEQ-0029 | Fire Hose/Standpipe #29 | TAB-FEQ-HC-FLO | Fire Prevention,Hose | Fire Equipment |  | FEQ | http://www.toronto.ca/TWONTO#00351
| TAB-SES-FEQ-0029S | Fire Hose/Standpipe #29 | TAB-SUSPENDED ENTITY | Fire Prevention,Hose | Fire Equipment | 43562 | FEQ | x
| TAB-SES-FEQ-0030 | Fire Hose/Standpipe #30 | TAB-FEQ-HC-FLO | Fire Prevention,Hose | Fire Equipment |  | FEQ | http://www.toronto.ca/TWONTO#00351
| TAB-SES-FEQ-0030S | Fire Hose/Standpipe #30 | TAB-SUSPENDED ENTITY | Fire Prevention,Hose | Fire Equipment | 43563 | FEQ | x
| TAB-SES-FEQ-0031S | Fire Hose/Standpipe #31 | TAB-FEQ-HC-Z | Fire Prevention,Hose | Fire Equipment | 43564 | FEQ | x
| TAB-SES-FEQ-0032S | Fire Hose/Standpipe #32 | TAB-FEQ-HC-Z | Fire Prevention,Hose | Fire Equipment | 43565 | FEQ | x
| TAB-SES-FEQ-0033S | Fire Hose/Standpipe #33 | TAB-FEQ-HC-Z | Fire Prevention,Hose | Fire Equipment | 43566 | FEQ | x
| TAB-SES-FEQ-0034 | Fire Hose/Standpipe #34 | TAB-FEQ-HC-FLO | Fire Prevention,Hose | Fire Equipment |  | FEQ | http://www.toronto.ca/TWONTO#00351
| TAB-SES-FEQ-0034S | Fire Hose/Standpipe #34 | TAB-FEQ-HC-FLO | Fire Prevention,Hose | Fire Equipment | 43567 | FEQ | x
| TAB-SES-FEQ-0035 | Fire Hose/Standpipe #35 | TAB-FEQ-HC-FLO | Fire Prevention,Hose | Fire Equipment |  | FEQ | http://www.toronto.ca/TWONTO#00351
| TAB-SES-FEQ-0035S | Fire Hose/Standpipe #35 | TAB-FEQ-HC-FLO | Fire Prevention,Hose | Fire Equipment | 43568 | FEQ | x
| TAB-SES-FEQ-0036 | Fire Hose/Standpipe #36 | TAB-FEQ-HC-FLO | Fire Prevention,Hose | Fire Equipment |  | FEQ | http://www.toronto.ca/TWONTO#00351
| TAB-SES-FEQ-0036S | Fire Hose/Standpipe #36 | TAB-SUSPENDED ENTITY | Fire Prevention,Hose | Fire Equipment | 43569 | FEQ | x
| TAB-SES-FEQ-0037S | Fire Hose/Standpipe #37 | TAB-SUSPENDED ENTITY | Fire Prevention,Hose | Fire Equipment | 43570 | FEQ | x
| TAB-SES-FEQ-0038S | Fire Hose/Standpipe #38 | TAB-FEQ-HC-FLO | Fire Prevention,Hose | Fire Equipment | 43571 | FEQ | x
| TAB-SES-FEQ-0039S | Fire Hose/Standpipe #39 | TAB-FEQ-HC-FLO | Fire Prevention,Hose | Fire Equipment | 43572 | FEQ | x
| TAB-SES-FEQ-0040S | Fire Hose/Standpipe #40 | TAB-FEQ-HC-Z | Fire Prevention,Hose | Fire Equipment | 43573 | FEQ | x
| TAB-SES-FEQ-0041S | Fire Hose/Standpipe #41 | TAB-SUSPENDED ENTITY | Fire Prevention,Hose | Fire Equipment | 43575 | FEQ | x
| TAB-SES-FEQ-0042S | Fire Hose/Standpipe #42 | TAB-SUSPENDED ENTITY | Fire Prevention,Hose | Fire Equipment | 43576 | FEQ | x
| TAB-SES-FEQ-0043S | Fire Hose/Standpipe #43 | TAB-FEQ-HC-Z | Fire Prevention,Hose | Fire Equipment | 43577 | FEQ | x
| TAB-SES-FEQ-0043S | Fire Hose/Standpipe #43 | TAB-SUSPENDED ENTITY | Fire Prevention,Hose | Fire Equipment | 43577 | FEQ | x
| TAB-SES-FEQ-0044S | Fire Hose/Standpipe #44 | TAB-FEQ-HC-Z | Fire Prevention,Hose | Fire Equipment | 43578 | FEQ | x
| TAB-SES-FEQ-0045 | Fire Hose/Standpipe #45 | TAB-FEQ-HC-Z | Fire Prevention,Hose | Fire Equipment |  | FEQ | http://www.toronto.ca/TWONTO#00351
| TAB-SES-FEQ-0045S | Fire Hose/Standpipe #45 | TAB-SUSPENDED ENTITY | Fire Prevention,Hose | Fire Equipment | 43579 | FEQ | x
| TAB-SES-FEQ-0046 | Fire Hose/Standpipe #46 | TAB-FEQ-HC-Z | Fire Prevention,Hose | Fire Equipment |  | FEQ | http://www.toronto.ca/TWONTO#00351
| TAB-SES-FEQ-0046S | Fire Hose/Standpipe #46 | TAB-FEQ-HC-Z | Fire Prevention,Hose | Fire Equipment | 43580 | FEQ | x
| TAB-SES-FEQ-0047S | Fire Hose/Standpipe #47 | TAB-FEQ-HC-Z | Fire Prevention,Hose | Fire Equipment | 43581 | FEQ | x
| TAB-SES-FEQ-0048S | Fire Hose/Standpipe #48 | TAB-SUSPENDED ENTITY | Fire Prevention,Hose | Fire Equipment | 43582 | FEQ | x
| TAB-SES-FEQ-0049 | Fire Hose/Standpipe #49 | TAB-FEQ-HC-Z | Fire Prevention,Hose | Fire Equipment |  | FEQ | http://www.toronto.ca/TWONTO#00351
| TAB-SES-FEQ-0049S | Fire Hose/Standpipe #49 | TAB-FEQ-HC-Z | Fire Prevention,Hose | Fire Equipment | 43583 | FEQ | x
| TAB-SES-FEQ-0050S | Fire Hose/Standpipe #50 | TAB-FEQ-HC-FLO | Fire Prevention,Hose | Fire Equipment | 43584 | FEQ | x
| TAB-SES-FEQ-0051 | Fire Hose/Standpipe #51 | TAB-FEQ-HC-FLO | Fire Prevention,Hose | Fire Equipment |  | FEQ | http://www.toronto.ca/TWONTO#00351
| TAB-SES-FEQ-0051S | Fire Hose/Standpipe #51 | TAB-SUSPENDED ENTITY | Fire Prevention,Hose | Fire Equipment | 43585 | FEQ | x
| TAB-SES-FEQ-0052S | Fire Hose/Standpipe #52 | TAB-FEQ-HC-FLO | Fire Prevention,Hose | Fire Equipment | 43586 | FEQ | x
| TAB-SES-FEQ-0053S | Fire Hose/Standpipe #53 | TAB-FEQ-HC-Z | Fire Prevention,Hose | Fire Equipment | 43587 | FEQ | x
| TAB-SES-FEQ-0053S | Fire Hose/Standpipe #53 | TAB-SUSPENDED ENTITY | Fire Prevention,Hose | Fire Equipment | 43587 | FEQ | x
| TAB-SES-FEQ-0054 | Fire Hose/Standpipe #54 | TAB-FEQ-HC-Z | Fire Prevention,Hose | Fire Equipment |  | FEQ | http://www.toronto.ca/TWONTO#00351
| TAB-SES-FEQ-0055S | Fire Hose/Standpipe #55 | TAB-FEQ-HC-Z | Fire Prevention,Hose | Fire Equipment | 43589 | FEQ | x
| TAB-SES-FEQ-0055S | Fire Hose/Standpipe #55 | TAB-SUSPENDED ENTITY | Fire Prevention,Hose | Fire Equipment | 43589 | FEQ | x
| TAB-SES-FEQ-0056 | Fire Hose/Standpipe #56 | TAB-FEQ-HC-Z | Fire Prevention,Hose | Fire Equipment |  | FEQ | http://www.toronto.ca/TWONTO#00351
| TAB-SES-FEQ-0057S | Fire Hose/Standpipe #57 | TAB-SUSPENDED ENTITY | Fire Prevention,Hose | Fire Equipment | 43591 | FEQ | x
| TAB-SES-FEQ-0058 | Fire Hose/Standpipe #58 | TAB-FEQ-HC-FLO | Fire Prevention,Hose | Fire Equipment |  | FEQ | http://www.toronto.ca/TWONTO#00351
| TAB-SES-FEQ-0058S | Fire Hose/Standpipe #58 | TAB-FEQ-HC-FLO | Fire Prevention,Hose | Fire Equipment | 43592 | FEQ | x
| TAB-SES-FEQ-0059S | Fire Hose/Standpipe #59 | TAB-FEQ-HC-Z | Fire Prevention,Hose | Fire Equipment | 43593 | FEQ | x
| TAB-SES-FEQ-0059S | Fire Hose/Standpipe #59 | TAB-SUSPENDED ENTITY | Fire Prevention,Hose | Fire Equipment | 43593 | FEQ | x
| TAB-SES-FEQ-0060S | Fire Hose/Standpipe #60 | TAB-FEQ-HC-Z | Fire Prevention,Hose | Fire Equipment | 43594 | FEQ | x
| TAB-SES-FEQ-0061 | Fire Hose/Standpipe #61 | TAB-FEQ-HC-Z | Fire Prevention,Hose | Fire Equipment |  | FEQ | http://www.toronto.ca/TWONTO#00351
| TAB-SES-FEQ-0061S | Fire Hose/Standpipe #61 | TAB-SUSPENDED ENTITY | Fire Prevention,Hose | Fire Equipment | 43595 | FEQ | x
| TAB-SES-FEQ-0062 | Fire Hose/Standpipe #62 | TAB-FEQ-HC-Z | Fire Prevention,Hose | Fire Equipment |  | FEQ | http://www.toronto.ca/TWONTO#00351
| TAB-SES-FEQ-0062S | Fire Hose/Standpipe #62 | TAB-FEQ-HC-Z | Fire Prevention,Hose | Fire Equipment | 43596 | FEQ | x
| TAB-SES-FEQ-0063S | Fire Hose/Standpipe #63 | TAB-FEQ-HC-Z | Fire Prevention,Hose | Fire Equipment | 43597 | FEQ | x
| TAB-SES-FEQ-0064S | Fire Hose/Standpipe #64 | TAB-FEQ-HC-Z | Fire Prevention,Hose | Fire Equipment | 43598 | FEQ | x
| TAB-SES-FEQ-0065 | Fire Hose/Standpipe #65 | TAB-FEQ-HC-Z | Fire Prevention,Hose | Fire Equipment |  | FEQ | http://www.toronto.ca/TWONTO#00351
| TAB-SES-FEQ-0065S | Fire Hose/Standpipe #65 | TAB-FEQ-HC-Z | Fire Prevention,Hose | Fire Equipment | 43599 | FEQ | x
| TAB-SES-FEQ-0066 | Fire Hose/Standpipe #66 | TAB-FEQ-HC-Z | Fire Prevention,Hose | Fire Equipment |  | FEQ | http://www.toronto.ca/TWONTO#00351
| TAB-SES-FEQ-0067S | Fire Hose/Standpipe #67 | TAB-SUSPENDED ENTITY | Fire Prevention,Hose | Fire Equipment | 43601 | FEQ | x
| TAB-SES-FEQ-0068S | Fire Hose/Standpipe #68 | TAB-FEQ-HC-Z | Fire Prevention,Hose | Fire Equipment | 43602 | FEQ | x
| TAB-SES-FEQ-0069 | Fire Hose/Standpipe #69 | TAB-FEQ-HC-Z | Fire Prevention,Hose | Fire Equipment |  | FEQ | http://www.toronto.ca/TWONTO#00351
| TAB-SES-FEQ-0069S | Fire Hose/Standpipe #69 | TAB-FEQ-HC-Z | Fire Prevention,Hose | Fire Equipment | 43603 | FEQ | x
| TAB-SES-FEQ-0070S | Fire Hose/Standpipe #70 | TAB-FEQ-HC-Z | Fire Prevention,Hose | Fire Equipment | 43604 | FEQ | x
| TAB-SES-FEQ-0071 | Fire Hose/Standpipe #71 | TAB-FEQ-HC-AUX | Fire Prevention,Hose | Fire Equipment |  | FEQ | http://www.toronto.ca/TWONTO#00351
| TAB-SES-FEQ-0072 | Fire Hose/Standpipe #72 | TAB-FEQ-HC-AUX | Fire Prevention,Hose | Fire Equipment |  | FEQ | http://www.toronto.ca/TWONTO#00351
| TAB-SES-FEQ-0072S | Fire Hose/Standpipe #72 | TAB-FEQ-HC-AUX | Fire Prevention,Hose | Fire Equipment | 43606 | FEQ | x
| TAB-SES-FEQ-0073 | Fire Hose/Standpipe #73 | TAB-FEQ-HC-AUX | Fire Prevention,Hose | Fire Equipment |  | FEQ | http://www.toronto.ca/TWONTO#00351
| TAB-SES-FEQ-0073S | Fire Hose/Standpipe #73 | TAB-FEQ-HC-AUX | Fire Prevention,Hose | Fire Equipment | 43607 | FEQ | x
| TAB-SES-FEQ-0073S | Fire Hose/Standpipe #73 | TAB-SUSPENDED ENTITY | Fire Prevention,Hose | Fire Equipment | 43607 | FEQ | x
| TAB-SES-FEQ-0074 | Fire Hose/Standpipe #74 | TAB-FEQ-HC-AUX | Fire Prevention,Hose | Fire Equipment |  | FEQ | http://www.toronto.ca/TWONTO#00351
| TAB-SES-FEQ-0075 | Fire Hose/Standpipe #75 | TAB-FEQ-HC-AUX | Fire Prevention,Hose | Fire Equipment |  | FEQ | http://www.toronto.ca/TWONTO#00351
| TAB-SES-FEQ-0076 | Fire Hose/Standpipe #76 | TAB-FEQ-HC-BLWR | Fire Prevention,Hose | Fire Equipment |  | FEQ | http://www.toronto.ca/TWONTO#00351
| TAB-SES-FEQ-0077 | Fire Hose/Standpipe #77 | TAB-FEQ-HC-BLWR | Fire Prevention,Hose | Fire Equipment |  | FEQ | http://www.toronto.ca/TWONTO#00351
| TAB-SES-FEQ-0077S | Fire Hose/Standpipe #77 | TAB-SUSPENDED ENTITY | Fire Prevention,Hose | Fire Equipment | 43611 | FEQ | x
| TAB-SES-FEQ-0078 | Fire Hose/Standpipe #78 | TAB-FEQ-HC-BLWR | Fire Prevention,Hose | Fire Equipment |  | FEQ | http://www.toronto.ca/TWONTO#00351
| TAB-SES-FEQ-0078S | Fire Hose/Standpipe #78 | TAB-FEQ-HC-BLWR | Fire Prevention,Hose | Fire Equipment | 43612 | FEQ | x
| TAB-SES-FEQ-0079 | Fire Hose/Standpipe #79 | TAB-FEQ-HC-BLWR | Fire Prevention,Hose | Fire Equipment |  | FEQ | http://www.toronto.ca/TWONTO#00351
| TAB-SES-FEQ-0079S | Fire Hose/Standpipe #79 | TAB-SUSPENDED ENTITY | Fire Prevention,Hose | Fire Equipment | 43613 | FEQ | x
| TAB-SES-FEQ-0080 | Fire Hose/Standpipe #80 | TAB-FEQ-HC-BLWR | Fire Prevention,Hose | Fire Equipment |  | FEQ | http://www.toronto.ca/TWONTO#00351
| TAB-SES-FEQ-0080S | Fire Hose/Standpipe #80 | TAB-FEQ-HC-BLWR | Fire Prevention,Hose | Fire Equipment | 43614 | FEQ | x
| TAB-SES-FEQ-0081 | Fire Hose/Standpipe #81 | TAB-FEQ-HC-BLWR | Fire Prevention,Hose | Fire Equipment |  | FEQ | http://www.toronto.ca/TWONTO#00351
| TAB-SES-FEQ-0081S | Fire Hose/Standpipe #81 | TAB-FEQ-HC-BLWR | Fire Prevention,Hose | Fire Equipment | 43615 | FEQ | x
| TAB-SES-FEQ-0082S | Fire Hose/Standpipe #82 | TAB-SUSPENDED ENTITY | Fire Prevention,Hose | Fire Equipment | 43623 | FEQ | x
| TAB-SES-FEQ-0083S | Fire Hose/Standpipe #83 | TAB-SUSPENDED ENTITY | Fire Prevention,Hose | Fire Equipment | 43624 | FEQ | x
| TAB-SES-FEQ-0084 | Fire Hose/Standpipe #84 | TAB-FEQ-HC-BLWR | Fire Prevention,Hose | Fire Equipment |  | FEQ | http://www.toronto.ca/TWONTO#00351
| TAB-SES-FEQ-0084S | Fire Hose/Standpipe #84 | TAB-SUSPENDED ENTITY | Fire Prevention,Hose | Fire Equipment | 43625 | FEQ | x
| TAB-SES-FEQ-0085 | Fire Hose/Standpipe #85 | TAB-FEQ-HC-BLWR | Fire Prevention,Hose | Fire Equipment |  | FEQ | http://www.toronto.ca/TWONTO#00351
| TAB-SES-FEQ-0086S | Fire Hose/Standpipe #86 | TAB-FEQ-HC-BLWR | Fire Prevention,Hose | Fire Equipment | 43627 | FEQ | x
| TAB-SES-FEQ-0086S | Fire Hose/Standpipe #86 | TAB-SUSPENDED ENTITY | Fire Prevention,Hose | Fire Equipment | 43627 | FEQ | x
| TAB-SES-FEQ-0087S | Fire Hose/Standpipe #87 | TAB-SUSPENDED ENTITY | Fire Prevention,Hose | Fire Equipment | 43628 | FEQ | x
| TAB-SES-FEQ-0088 | Fire Hose/Standpipe #88 | TAB-FEQ-HC-BLWR | Fire Prevention,Hose | Fire Equipment |  | FEQ | http://www.toronto.ca/TWONTO#00351
| TAB-SES-FEQ-0088S | Fire Hose/Standpipe #88 | TAB-SUSPENDED ENTITY | Fire Prevention,Hose | Fire Equipment | 43629 | FEQ | x
| TAB-SES-FEQ-0089 | Fire Hose/Standpipe #89 | TAB-FEQ-HC-BLWR | Fire Prevention,Hose | Fire Equipment |  | FEQ | http://www.toronto.ca/TWONTO#00351
| TAB-SES-FEQ-0089S | Fire Hose/Standpipe #89 | TAB-SUSPENDED ENTITY | Fire Prevention,Hose | Fire Equipment | 43630 | FEQ | x
| TAB-SES-FEQ-0090S | Fire Hose/Standpipe #90 | TAB-FEQ-HC-BLWR | Fire Prevention,Hose | Fire Equipment | 43631 | FEQ | x
| TAB-SES-FEQ-0090S | Fire Hose/Standpipe #90 | TAB-SUSPENDED ENTITY | Fire Prevention,Hose | Fire Equipment | 43631 | FEQ | x
| TAB-SES-FEQ-0091 | Fire Hose/Standpipe #91 | TAB-FEQ-HC-BLWR | Fire Prevention,Hose | Fire Equipment |  | FEQ | http://www.toronto.ca/TWONTO#00351
| TAB-SES-FEQ-0091S | Fire Hose/Standpipe #91 | TAB-FEQ-HC-BLWR | Fire Prevention,Hose | Fire Equipment | 43632 | FEQ | x
| TAB-SES-FEQ-0091S | Fire Hose/Standpipe #91 | TAB-SUSPENDED ENTITY | Fire Prevention,Hose | Fire Equipment | 43632 | FEQ | x
| TAB-SES-FEQ-0092S | Fire Hose/Standpipe #92 | TAB-FEQ-HC-BLWR | Fire Prevention,Hose | Fire Equipment | 43633 | FEQ | x
| TAB-SES-FEQ-0093S | Fire Hose/Standpipe #93 | TAB-FEQ-HC-DEW | Fire Prevention,Hose | Fire Equipment | 43634 | FEQ | x
| TAB-SES-FEQ-0094 | Fire Hose/Standpipe #94 | TAB-FEQ-HC-DEW | Fire Prevention,Hose | Fire Equipment |  | FEQ | http://www.toronto.ca/TWONTO#00351
| TAB-SES-FEQ-0094S | Fire Hose/Standpipe #94 | TAB-SUSPENDED ENTITY | Fire Prevention,Hose | Fire Equipment | 43635 | FEQ | x
| TAB-SES-FEQ-0095S | Fire Hose/Standpipe #95 | TAB-SUSPENDED ENTITY | Fire Prevention,Hose | Fire Equipment | 43636 | FEQ | x
| TAB-SES-FEQ-0096 | Fire Hose/Standpipe #96 | TAB-FEQ-HC-DEW | Fire Prevention,Hose | Fire Equipment |  | FEQ | http://www.toronto.ca/TWONTO#00351
| TAB-SES-FEQ-0096S | Fire Hose/Standpipe #96 | TAB-SUSPENDED ENTITY | Fire Prevention,Hose | Fire Equipment | 43637 | FEQ | x
| TAB-SES-FEQ-0098 | Fire Hose/Standpipe #98 | TAB-FEQ-HC-DEW | Fire Prevention,Hose | Fire Equipment |  | FEQ | http://www.toronto.ca/TWONTO#00351
| TAB-SES-FEQ-0098S | Fire Hose/Standpipe #98 | TAB-FEQ-HC-DEW | Fire Prevention,Hose | Fire Equipment | 43639 | FEQ | x
| TAB-SES-FEQ-0099S | Fire Hose/Standpipe #99 | TAB-FEQ-HC-DEW | Fire Prevention,Hose | Fire Equipment | 43640 | FEQ | x
| TAB-SES-FEQ-0100S | Fire Hose/Standpipe #100 | TAB-SUSPENDED ENTITY | Fire Prevention,Hose | Fire Equipment | 43641 | FEQ | x
| TAB-SES-FEQ-0101S | Fire Hose/Standpipe #101 | TAB-SUSPENDED ENTITY | Fire Prevention,Hose | Fire Equipment | 43642 | FEQ | x
| TAB-SES-FEQ-0102S | Fire Hose/Standpipe #102 | TAB-FEQ-HC-DEW | Fire Prevention,Hose | Fire Equipment | 43643 | FEQ | x
| TAB-SES-FEQ-0102S | Fire Hose/Standpipe #102 | TAB-SUSPENDED ENTITY | Fire Prevention,Hose | Fire Equipment | 43643 | FEQ | x
| TAB-SES-FEQ-0103S | Fire Hose/Standpipe #103 | TAB-FEQ-HC-DEW | Fire Prevention,Hose | Fire Equipment | 43644 | FEQ | x
| TAB-SES-FEQ-0104S | Fire Hose/Standpipe #104 | TAB-SUSPENDED ENTITY | Fire Prevention,Hose | Fire Equipment | 43645 | FEQ | x
| TAB-SES-FEQ-0105S | Fire Hose/Standpipe #105 | TAB-SUSPENDED ENTITY | Fire Prevention,Hose | Fire Equipment | 43646 | FEQ | x
| TAB-SES-FEQ-0106S | Fire Hose/Standpipe #106 | TAB-SUSPENDED ENTITY | Fire Prevention,Hose | Fire Equipment | 43647 | FEQ | x
| TAB-SES-FEQ-0107S | Fire Hose/Standpipe #107 | TAB-SUSPENDED ENTITY | Fire Prevention,Hose | Fire Equipment | 43648 | FEQ | x
| TAB-SES-FEQ-0108S | Fire Hose/Standpipe #108 | TAB-FEQ-HC-DEW | Fire Prevention,Hose | Fire Equipment | 43649 | FEQ | x
| TAB-SES-FEQ-0108S | Fire Hose/Standpipe #108 | TAB-SUSPENDED ENTITY | Fire Prevention,Hose | Fire Equipment | 43649 | FEQ | x
| TAB-SES-FEQ-0110 | Fire Hose/Standpipe #110 | TAB-FEQ-HC-DEW | Fire Prevention,Hose | Fire Equipment |  | FEQ | http://www.toronto.ca/TWONTO#00351
| TAB-SES-FEQ-0111 | Fire Hose/Standpipe #110 | TAB-FEQ-HC-DEW | Fire Prevention,Hose | Fire Equipment |  | FEQ | http://www.toronto.ca/TWONTO#00351
| TAB-SES-FEQ-0111S | Fire Hose/Standpipe #111 | TAB-FEQ-HC-DEW | Fire Prevention,Hose | Fire Equipment | 43652 | FEQ | x
| TAB-SES-FEQ-0503 | Sprinkler System, Blower Bldg, Basement, North West Corner | TAB-FEQ-SPRINK | Fire Prevention,Sprinkler | Fire Equipment |  | FEQ | http://www.toronto.ca/TWONTO#00352
| TAB-SES-FEQ-0504 | Sprinkler System, Heat Recovery Bldg., Basement South West Corner | TAB-FEQ-SPRINK | Fire Prevention,Sprinkler | Fire Equipment |  | FEQ | http://www.toronto.ca/TWONTO#00352
| TAB-SES-FEQ-0506 | Sprinkler System, Incenerator Bldg., Basement, North West Corner | TAB-FEQ-SPRINK | Fire Prevention,Sprinkler | Fire Equipment |  | FEQ | http://www.toronto.ca/TWONTO#00352
| TAB-SES-FEQ-0507 | Sprinkler System, Auxiliary Bldg., Sub-basement, South Wall | TAB-FEQ-SPRINK | Fire Prevention,Sprinkler | Fire Equipment |  | FEQ | http://www.toronto.ca/TWONTO#00352
| TAB-SES-FEQ-0510 | Sprinkler System, Digester 13-16, Basement, North West Corner | TAB-FEQ-SPRINK | Fire Prevention,Sprinkler | Fire Equipment |  | FEQ | http://www.toronto.ca/TWONTO#00352
| TAB-SES-FEQ-0512 | Sprinkler System, Digester 19-22, Basement, North West Corner | TAB-FEQ-SPRINK | Fire Prevention,Sprinkler | Fire Equipment |  | FEQ | http://www.toronto.ca/TWONTO#00352
| TAB-SES-FEQ-0513 | Sprinkler System, Dewatering Bldg., Third Floor, North East | TAB-FEQ-SPRINK | Fire Prevention,Sprinkler | Fire Equipment |  | FEQ | http://www.toronto.ca/TWONTO#00352
| TAB-SES-FEQ-0515 | Sprinkler System, Dewatering Bldg., Fourth Floor, South East | TAB-FEQ-SPRINK | Fire Prevention,Sprinkler | Fire Equipment |  | FEQ | http://www.toronto.ca/TWONTO#00352
| TAB-SES-V-0508 | Valve,Gate,Control,Sprinkler,North Substation,Basement,South West Corner | NORTH SUBSTATION_BASEMENT | Valve,Flow Control | Fire Equipment |  | V | http://www.toronto.ca/TWONTO#00781
| TAB-SLO-FEQ-5340S | Extinguisher, Fire, Dry, Scrubber Room "W", Biosolids, Truck Loading Bldg | TAB-WA7-FEQ-2174S | Fire Prevention,Extinguisher | Fire Equipment | 42610 | FEQ | x
| TAB-SLO-FEQ-5341S | Extinguisher, Fire, Dry, Scrubber Room "E", Biosolids, Truck Loading Bldg | TAB-SUSPENDED ENTITY | Fire Prevention,Extinguisher | Fire Equipment | 42611 | FEQ | x
| TAB-SLO-FEQ-5341S | Extinguisher, Fire, Dry, Scrubber Room "E", Biosolids, Truck Loading Bldg | TAB-WA7-FEQ-2174S | Fire Prevention,Extinguisher | Fire Equipment | 42611 | FEQ | x
| TAB-SLO-FEQ-5342S | Extinguisher, Fire, Dry, Scrubber Room "NE", Biosolids, Truck Loading Bldg | TAB-SUSPENDED ENTITY | Fire Prevention,Extinguisher | Fire Equipment | 42612 | FEQ | x
| TAB-SLO-FEQ-5342S | Extinguisher, Fire, Dry, Scrubber Room "NE", Biosolids, Truck Loading Bldg | TAB-WA7-FEQ-2174S | Fire Prevention,Extinguisher | Fire Equipment | 42612 | FEQ | x
| TAB-SLO-FEQ-5344S | Extinguisher, Fire, Dry, Biosolids, Truck Loading Bay Centre South ,Main Flr | TAB-SUSPENDED ENTITY | Fire Prevention,Extinguisher | Fire Equipment | 42614 | FEQ | x
| TAB-SLO-FEQ-5344S | Extinguisher, Fire, Dry, Biosolids, Truck Loading Bay Centre South ,Main Flr | TAB-WA7-FEQ-2174S | Fire Prevention,Extinguisher | Fire Equipment | 42614 | FEQ | x
| TAB-SLO-FEQ-5345S | Extinguisher, Fire, Dry, Biosolids, Truck Loading Bldg, Mezzanine Flr End of North Stairs | TAB-WA7-FEQ-2174S | Fire Prevention,Extinguisher | Fire Equipment | 42615 | FEQ | x
| TAB-SLO-FEQ-5346S | Extinguisher, Fire, Dry, Biosolids, Truck Loading Bldg, Mezzanine Flr Loading control Room South | TAB-SUSPENDED ENTITY | Fire Prevention,Extinguisher | Fire Equipment | 42616 | FEQ | x
| TAB-SLO-FEQ-5346S | Extinguisher, Fire, Dry, Biosolids, Truck Loading Bldg, Mezzanine Flr Loading control Room South | TAB-WA7-FEQ-2174S | Fire Prevention,Extinguisher | Fire Equipment | 42616 | FEQ | x
| TAB-SLO-FEQ-5347S | Extinguisher, Fire, Dry, Biosolids, Truck Loading Bldg, Mezzanine Flr End of South Stairs | TAB-SUSPENDED ENTITY | Fire Prevention,Extinguisher | Fire Equipment | 42617 | FEQ | x
| TAB-SLO-FEQ-5348S | Extinguisher, Fire, , Dry, 2nd Floor Pipe Gallery North of Truck Loading Bay, "C", | TAB-WA7-FEQ-2174S | Fire Prevention,Extinguisher | Fire Equipment | 42618 | FEQ | x
| TAB-SLO-FEQ-5349S | Extinguisher, Fire, Dry, Biosolids, Truck Loading Bldg, 3rd Flr (Pent House) South | TAB-SUSPENDED ENTITY | Fire Prevention,Extinguisher | Fire Equipment | 42619 | FEQ | x
| TAB-SLO-FEQ-5349S | Extinguisher, Fire, Dry, Biosolids, Truck Loading Bldg, 3rd Flr (Pent House) South | TAB-WA7-FEQ-2174S | Fire Prevention,Extinguisher | Fire Equipment | 42619 | FEQ | x
| TAB-SLO-FEQ-5350S | Fire Extinguisher, 5 lb ABC, Elevator, Biosolids , Mechanical Room | TAB-WA7-FEQ-2174S |  | Fire Equipment | 42620 | FEQ | x
| TAB-SLO-FEQ-5352S | Extinguisher, Fire, Lbs, Dry Chemical, Biosolids, 2nd Floor, North East Duct Room, East Wall | TAB-SUSPENDED ENTITY | Fire Prevention,Extinguisher | Fire Equipment | 42622 | FEQ | x
| TAB-THK-FEQ-5234S | Extinguisher, Fire,Dry, Hose Unit 34, Floatation Basement, "SW", | TAB-SUSPENDED ENTITY | Fire Prevention,Extinguisher | Fire Equipment | 42623 | FEQ | x
| TAB-THK-FEQ-5234S | Extinguisher, Fire,Dry, Hose Unit 34, Floatation Basement, "SW", | TAB-WA7-FEQ-2182S | Fire Prevention,Extinguisher | Fire Equipment | 42623 | FEQ | x
| TAB-THK-FEQ-5235S | Extinguisher, Dry,Fire, Hose Unit 35, Floatation Building,Basement, "WC", | TAB-WA7-FEQ-2182S | Fire Prevention,Extinguisher | Fire Equipment | 42624 | FEQ | x
| TAB-THK-FEQ-5236S | Extinguisher, Fire, Dry, Hose Unit 36, FloatationBuilding Basement, "NC", | TAB-SUSPENDED ENTITY | Fire Prevention,Extinguisher | Fire Equipment | 42625 | FEQ | x
| TAB-THK-FEQ-5236S | Extinguisher, Fire, Dry, Hose Unit 36, FloatationBuilding Basement, "NC", | TAB-WA7-FEQ-2182S | Fire Prevention,Extinguisher | Fire Equipment | 42625 | FEQ | x
| TAB-THK-FEQ-5237S | Extinguisher, Fire, Dry,Hose Unit 37, Floatation Building Basement, "NE", | TAB-SUSPENDED ENTITY | Fire Prevention,Extinguisher | Fire Equipment | 42626 | FEQ | x
| TAB-THK-FEQ-5237S | Extinguisher, Fire, Dry,Hose Unit 37, Floatation Building Basement, "NE", | TAB-WA7-FEQ-2182S | Fire Prevention,Extinguisher | Fire Equipment | 42626 | FEQ | x
| TAB-THK-FEQ-5238S | Extinguisher, Fire, Dry, Hose Unit 38, Floatation Building Basement, "E", | TAB-SUSPENDED ENTITY | Fire Prevention,Extinguisher | Fire Equipment | 42627 | FEQ | x
| TAB-THK-FEQ-5238S | Extinguisher, Fire, Dry, Hose Unit 38, Floatation Building Basement, "E", | TAB-WA7-FEQ-2182S | Fire Prevention,Extinguisher | Fire Equipment | 42627 | FEQ | x
| TAB-THK-FEQ-5239S | Extinguisher, Fire, Dry,Hose Unit 39, Outside Store, Floation Building Bsmt. West | TAB-SUSPENDED ENTITY | Fire Prevention,Extinguisher | Fire Equipment | 42628 | FEQ | x
| TAB-THK-FEQ-5239S | Extinguisher, Fire, Dry,Hose Unit 39, Outside Store, Floation Building Bsmt. West | TAB-WA7-FEQ-2182S | Fire Prevention,Extinguisher | Fire Equipment | 42628 | FEQ | x
| TAB-THK-FEQ-5240S | Extinguisher, Fire, Dry, Hose Unit 40,Outside Store, Float. Building Bsmt South | TAB-WA7-FEQ-2182S | Fire Prevention,Extinguisher | Fire Equipment | 42629 | FEQ | x
| TAB-THK-FEQ-5242S | Extinguisher, Fire, Dry,Hose Unit 42, Float.Building Bsmt. WA5 Stores | TAB-SUSPENDED ENTITY | Fire Prevention,Extinguisher | Fire Equipment | 42631 | FEQ | x
| TAB-THK-FEQ-5250S | Extinguisher, Fire, Dry, Hose Unit 50, Floatation Building 1st Flr, South | TAB-WA7-FEQ-2182S | Fire Prevention,Extinguisher | Fire Equipment | 42632 | FEQ | x
| TAB-THK-FEQ-5251S | Extinguisher, Fire, Dry, Hose Unit 51, Floatation Building , 1st Flr. North | TAB-WA7-FEQ-2182S | Fire Prevention,Extinguisher | Fire Equipment | 42633 | FEQ | x
| TAB-THK-FEQ-5257S | Extinguisher, Fire, Dry, Hose Unit 57, Mezzanine Flr, Float. Building, North | TAB-SUSPENDED ENTITY | Fire Prevention,Extinguisher | Fire Equipment | 42635 | FEQ | x
| TAB-THK-FEQ-5258S | Extinguisher, Fire, Dry, Hose Unit 58, Mezzanine Flr.South, Float. Building | TAB-SUSPENDED ENTITY | Fire Prevention,Extinguisher | Fire Equipment | 42636 | FEQ | x
| TAB-THK-FEQ-5258S | Extinguisher, Fire, Dry, Hose Unit 58, Mezzanine Flr.South, Float. Building | TAB-WA7-FEQ-2182S | Fire Prevention,Extinguisher | Fire Equipment | 42636 | FEQ | x
| TAB-THK-FEQ-5380S | Extinguisher, Fire, Dry, Floatation Building,Basement Shop, North East | TAB-WA7-FEQ-2182S | Fire Prevention,Extinguisher | Fire Equipment | 42637 | FEQ | x
| TAB-THK-FEQ-5381S | Extinguisher, Fire, Dry, WA5 Team Meeting Room, Float. Building 1st Flr. | TAB-SUSPENDED ENTITY | Fire Prevention,Extinguisher | Fire Equipment | 42638 | FEQ | x
| TAB-THK-FEQ-5381S | Extinguisher, Fire, Dry, WA5 Team Meeting Room, Float. Building 1st Flr. | TAB-WA7-FEQ-2182S | Fire Prevention,Extinguisher | Fire Equipment | 42638 | FEQ | x
| TAB-WA7-FEQ-0002S | Extinguisher, Fire - Spares, Digester Gas Control Bldg - Crane Spares Rm. | TAB-SUSPENDED ENTITY | Fire Prevention,Extinguisher | Fire Equipment | 42639 | FEQ | x
| TAB-WA7-FEQ-0003S | Extinguisher, Fire - Digester Tank #1 to #22 | TAB-FEQ-FE |  | Fire Equipment | 42640 | FEQ | x
| TAB-WA7-FEQ-0003S | Extinguisher, Fire - Digester Tank #1 to #22 | TAB-SUSPENDED ENTITY |  | Fire Equipment | 42640 | FEQ | x
| TAB-WA7-FEQ-0005S | Extinguisher, Fire - Hydro Sub-Stations | TAB-SUSPENDED ENTITY |  | Fire Equipment | 42642 | FEQ | x
| TAB-WA7-FEQ-0010S | Extinguisher, Fire -Old P.S. Bldg | TAB-FEQ-FE |  | Fire Equipment | 42643 | FEQ | x
| TAB-WA7-FEQ-0013S | Extinguisher, Fire - Heat Recovery | TAB-FEQ-FE |  | Fire Equipment | 42645 | FEQ | x
| TAB-WA7-FEQ-0013S | Extinguisher, Fire - Heat Recovery | TAB-SUSPENDED ENTITY |  | Fire Equipment | 42645 | FEQ | x
| TAB-WA7-FEQ-1000S | Extinguisher, Fire, 5Lbs, Dry Chemical, Old North Substation | TAB-WA7-FEQ-2165AS | Fire Prevention,Extinguisher | Fire Equipment | 42646 | FEQ | x
| TAB-WA7-FEQ-2148S | Extinguisher, Fire - Aeration | TAB-SUSPENDED ENTITY |  | Fire Equipment | 42647 | FEQ | x
| TAB-WA7-FEQ-2165AS | Extinguisher, Fire - Chlorine Building | TAB-SUSPENDED ENTITY | Fire Prevention,Extinguisher | Fire Equipment | 42648 | FEQ | x
| TAB-WA7-FEQ-2166S | Extinguisher, Fire - Security & D Buildings | TAB-SUSPENDED ENTITY | Fire Prevention,Extinguisher | Fire Equipment | 42649 | FEQ | x
| TAB-WA7-FEQ-2167S | Extinguisher, Fire - Dewatering | TAB-FEQ-FE |  | Fire Equipment | 42650 | FEQ | x
| TAB-WA7-FEQ-2167S | Extinguisher, Fire - Dewatering | TAB-SUSPENDED ENTITY |  | Fire Equipment | 42650 | FEQ | x
| TAB-WA7-FEQ-2169S | Extinguisher, Fires - P Bldg & New P.S. | TAB-FEQ-FE |  | Fire Equipment | 42651 | FEQ | x
| TAB-WA7-FEQ-2169S | Extinguisher, Fires - P Bldg & New P.S. | TAB-SUSPENDED ENTITY |  | Fire Equipment | 42651 | FEQ | x
| TAB-WA7-FEQ-2176S | Extinguisher, Fire - M & T Buildings | TAB-FEQ-FE |  | Fire Equipment | 42654 | FEQ | x
| TAB-WA7-FEQ-2176S | Extinguisher, Fire - M & T Buildings | TAB-SUSPENDED ENTITY |  | Fire Equipment | 42654 | FEQ | x
| TAB-WA7-FEQ-2178S | Extinguisher, Fire - Gas Control Building | TAB-SUSPENDED ENTITY |  | Fire Equipment | 42655 | FEQ | x
| TAB-WA7-FEQ-2179S | Extinguisher, Fire - Plant Water Pumping Station | TAB-SUSPENDED ENTITY |  | Fire Equipment | 42656 | FEQ | x
| TAB-ZBLD-FEQ-5227S | Extinguisher, Fire, Dry, Hose Unit 27,Tunnel, Bottom Stair, Z Building | TAB-SUSPENDED ENTITY | Fire Prevention,Extinguisher | Fire Equipment | 42658 | FEQ | x
| TAB-ZBLD-FEQ-5228S | Extinguisher, Fire,Dry,Hose Unit 28, Sub Basement, Z Building | TAB-WA7-FEQ-2182S | Fire Prevention,Extinguisher | Fire Equipment | 42659 | FEQ | x
| TAB-ZBLD-FEQ-5230S | Extinguisher, Fire, Dry,Hose Unit 30, Sub-Basement, Z Building West | TAB-SUSPENDED ENTITY | Fire Prevention,Extinguisher | Fire Equipment | 42661 | FEQ | x
| TAB-ZBLD-FEQ-5230S | Extinguisher, Fire, Dry,Hose Unit 30, Sub-Basement, Z Building West | TAB-WA7-FEQ-2182S | Fire Prevention,Extinguisher | Fire Equipment | 42661 | FEQ | x
| TAB-ZBLD-FEQ-5231S | Extinguisher, Fire, Dry,Hose Unit 31, Basement, "W", Z Building | TAB-SUSPENDED ENTITY | Fire Prevention,Extinguisher | Fire Equipment | 42662 | FEQ | x
| TAB-ZBLD-FEQ-5232S | Extinguisher, Fire, Dry,Hose Unit 32, Basement, "W", Z Building | TAB-SUSPENDED ENTITY | Fire Prevention,Extinguisher | Fire Equipment | 42663 | FEQ | x
| TAB-ZBLD-FEQ-5243S | Extinguisher, Fire, Dry, Hose Unit 43, Basement, "E", Z Building | TAB-WA7-FEQ-2182S | Fire Prevention,Extinguisher | Fire Equipment | 42665 | FEQ | x
| TAB-ZBLD-FEQ-5244S | Extinguisher, Fire, Dry, Hose Unit 44, 1st Floor, Z Building East Next to Elevator | TAB-WA7-FEQ-2182S | Fire Prevention,Extinguisher | Fire Equipment | 42666 | FEQ | x
| TAB-ZBLD-FEQ-5245S | Extinguisher, Fire, Dry, Hose Unit 45,Boiler Feed Pump Room, Z Building 1st Flr.East | TAB-SUSPENDED ENTITY | Fire Prevention,Extinguisher | Fire Equipment | 42667 | FEQ | x
| TAB-ZBLD-FEQ-5245S | Extinguisher, Fire, Dry, Hose Unit 45,Boiler Feed Pump Room, Z Building 1st Flr.East | TAB-WA7-FEQ-2182S | Fire Prevention,Extinguisher | Fire Equipment | 42667 | FEQ | x
| TAB-ZBLD-FEQ-5246S | Extinguisher, Fire, Dry,Hose Unit 46, South of Boiler Room Z Building | TAB-WA7-FEQ-2182S | Fire Prevention,Extinguisher | Fire Equipment | 42668 | FEQ | x
| TAB-ZBLD-FEQ-5249S | Extinguisher, Fire, Dry, Hose Unit 49, Boiler Room, Z Building 1st Flr.(WA6 Stores) West | TAB-WA7-FEQ-2182S | Fire Prevention,Extinguisher | Fire Equipment | 42671 | FEQ | x
| TAB-ZBLD-FEQ-5256S | Extinguisher, Fire, Carbon Dioxide, Hose Unit 56, Instrument Shop, Z Building | TAB-WA7-FEQ-2182S | Fire Prevention,Extinguisher | Fire Equipment | 42673 | FEQ | x
| TAB-ZBLD-FEQ-5259S | Extinguisher, Fire, Dry, Unit 59, 2nd Floor "E", Z Building | TAB-WA7-FEQ-2182S | Fire Prevention,Extinguisher | Fire Equipment | 42674 | FEQ | x
| TAB-ZBLD-FEQ-5260S | Extinguisher, Fire, Dry, Hose Unit 60, 2nd Floor "S. W", Z Building | TAB-SUSPENDED ENTITY | Fire Prevention,Extinguisher | Fire Equipment | 42731 | FEQ | x
| TAB-ZBLD-FEQ-5262S | Extinguisher, Fire, Dry, Hose Unit 62, Above Boiler Room, AHU Room,Z Building | TAB-WA7-FEQ-2182S | Fire Prevention,Extinguisher | Fire Equipment | 42733 | FEQ | x
| TAB-ZBLD-FEQ-5263S | Extinguisher, Fire, Dry, Hose Unit 63, Z Building 2nd Flr. Parking Lot AHU Room | TAB-SUSPENDED ENTITY | Fire Prevention,Extinguisher | Fire Equipment | 42734 | FEQ | x
| TAB-ZBLD-FEQ-5263S | Extinguisher, Fire, Dry, Hose Unit 63, Z Building 2nd Flr. Parking Lot AHU Room | TAB-WA7-FEQ-2182S | Fire Prevention,Extinguisher | Fire Equipment | 42734 | FEQ | x
| TAB-ZBLD-FEQ-5264S | Extinguisher, Fire, Dry, Hose Unit 64, Z Building , 3rd Flr. HVAC Room | TAB-WA7-FEQ-2182S | Fire Prevention,Extinguisher | Fire Equipment | 42735 | FEQ | x
| TAB-ZBLD-FEQ-5266S | Extinguisher, Fire, Dry, Hose Unit 66, Z Building ,3rd Flr. HVAC Room | TAB-WA7-FEQ-2182S | Fire Prevention,Extinguisher | Fire Equipment | 42737 | FEQ | x
| TAB-ZBLD-FEQ-5267S | Extinguisher, Fire, Dry, Hose Unit 67, Z Building, 3rd Flr., HVAC Room | TAB-SUSPENDED ENTITY | Fire Prevention,Extinguisher | Fire Equipment | 42738 | FEQ | x
| TAB-ZBLD-FEQ-5268S | Extinguisher, Fire, Dry, Hose Unit 68, 2nd Floor, Hallway,Z Building | TAB-WA7-FEQ-2182S | Fire Prevention,Extinguisher | Fire Equipment | 42739 | FEQ | x
| TAB-ZBLD-FEQ-5269S | Extinguisher, Fire, Dry, Unit 69, Hallway, 2nd Flr., "NW", Z Building | TAB-SUSPENDED ENTITY | Fire Prevention,Extinguisher | Fire Equipment | 42740 | FEQ | x
| TAB-ZBLD-FEQ-5270S | Extinguisher, Fire, Dry, Hose Unit 70, Hallway, 2nd Flr.,"N", Z Building | TAB-SUSPENDED ENTITY | Fire Prevention,Extinguisher | Fire Equipment | 42741 | FEQ | x
| TAB-ZBLD-FEQ-5370S | Extinguisher, Fire,Dry, Boiler Control Room,North , 1st Flr., Z Building | TAB-WA7-FEQ-2182S | Fire Prevention,Extinguisher | Fire Equipment | 42742 | FEQ | x
| TAB-ZBLD-FEQ-5371S | Extinguisher, Dry, Boiler Control Room , Pantry, Z Building 1st Flr. | TAB-WA7-FEQ-2182S | Fire Prevention,Extinguisher | Fire Equipment | 42743 | FEQ | x
| TAB-ZBLD-FEQ-5372S | Extinguisher, Fire, Dry, Stm. Boiler Room, South, Z Building | TAB-SUSPENDED ENTITY | Fire Prevention,Extinguisher | Fire Equipment | 42744 | FEQ | x
| TAB-ZBLD-FEQ-5373S | Extinguisher, Fire, Dry, Z Bldg. 1st Flr. WA6 Caged Stores West of Stm. Blr. | TAB-WA7-FEQ-2182S | Fire Prevention,Extinguisher | Fire Equipment | 42745 | FEQ | x
| TAB-ZBLD-FEQ-5374S | Extinguisher, Fire, , Dry, Training Area Above Boiler Room, Z Building 2nd Flr. | TAB-SUSPENDED ENTITY | Fire Prevention,Extinguisher | Fire Equipment | 42746 | FEQ | x
| TAB-ZBLD-FEQ-5374S | Extinguisher, Fire, , Dry, Training Area Above Boiler Room, Z Building 2nd Flr. | TAB-WA7-FEQ-2182S | Fire Prevention,Extinguisher | Fire Equipment | 42746 | FEQ | x
| TAB-ZBLD-FEQ-5375S | Extinguisher, Fire, Dry, 2nd Floor, Admin. Office Z Bldg. | TAB-SUSPENDED ENTITY | Fire Prevention,Extinguisher | Fire Equipment | 42747 | FEQ | x
| TAB-ZBLD-FEQ-5375S | Extinguisher, Fire, Dry, 2nd Floor, Admin. Office Z Bldg. | TAB-WA7-FEQ-2182S | Fire Prevention,Extinguisher | Fire Equipment | 42747 | FEQ | x
| TAB-ZBLD-FEQ-5376S | Extinguisher, Fire, 16 lb, Dry, Administration Kitchen, Z Building | TAB-SUSPENDED ENTITY | Fire Prevention,Extinguisher | Fire Equipment | 42748 | FEQ | x
| TAB-ZBLD-FEQ-5376S | Extinguisher, Fire, 16 lb, Dry, Administration Kitchen, Z Building | TAB-WA7-FEQ-2182S | Fire Prevention,Extinguisher | Fire Equipment | 42748 | FEQ | x
| TAB-ZBLD-FEQ-5377S | Extinguisher, Fire, Dry, Outside of Lunch Room, 2/F, Z Building | TAB-SUSPENDED ENTITY | Fire Prevention,Extinguisher | Fire Equipment | 42749 | FEQ | x
| TAB-ZBLD-FEQ-5378S | Extinguisher, Fire,, Dry Chemical, Z Bldg 2nd Flr. Lunch Room | TAB-SUSPENDED ENTITY | Fire Prevention,Extinguisher,Dry Chemical | Fire Equipment | 42750 | FEQ | x
| TAB-ZBLD-FEQ-5378S | Extinguisher, Fire,, Dry Chemical, Z Bldg 2nd Flr. Lunch Room | TAB-WA7-FEQ-2182S | Fire Prevention,Extinguisher,Dry Chemical | Fire Equipment | 42750 | FEQ | x
| TAB-ZBLD-FEQ-5379S | Extinguisher, Fire , 5 lb ABC, Elevator " Z " Building Mechanical Room | TAB-WA7-FEQ-2182S |  | Fire Equipment | 42751 | FEQ | x
| TAB-ZBLD-FEQ-5380S | Extinguisher, Fire, 5 lb ABC, Elevator " Z " Building Mechanical Room | TAB-SUSPENDED ENTITY |  | Fire Equipment | 42752 | FEQ | x
| TAB-ZBLD-FEQ-5382S | Fier Extinguisher, 5 lb ABC, Elevator, Mechanical Room Admin Building. | TAB-SUSPENDED ENTITY |  | Fire Equipment | 42753 | FEQ | x
| TAB-ZBLD-FEQ-5383S | Fier Extinguisher, 5 lb ABC, Z Building, 2nd Flr. Locker Room, Center Isle, East Side, South Wall | TAB-WA7-FEQ-2182S | Fire Prevention,Extinguisher,Dry Chemical | Fire Equipment | 42754 | FEQ | x
| TAB-ZBLD-FEQ-5384S | Fier Extinguisher, 5 lb ABC, Z Building, 2nd Flr. Locker Room, Center Isle, West Side, North Wall | TAB-SUSPENDED ENTITY | Fire Prevention,Extinguisher,Dry Chemical | Fire Equipment | 42755 | FEQ | x
| TAB-ZBLD-FEQ-5384S | Fier Extinguisher, 5 lb ABC, Z Building, 2nd Flr. Locker Room, Center Isle, West Side, North Wall | TAB-WA7-FEQ-2182S | Fire Prevention,Extinguisher,Dry Chemical | Fire Equipment | 42755 | FEQ | x
| THC-DIG-DM-5182A | Eliminated Role: Damper, Waste Gas, Burner 5182 | THC-DIG-BU-5182S | Flame Arrester | Fire Equipment | 40433 | DM | x
| THC-DIG-DM-5182B | Eliminated Role: Damper, Waste Gas, Burner 5182 | THC-DIG-BU-5182S | Flame Arrester | Fire Equipment | 40434 | DM | x
| THC-DIG-DM-5200A | Eliminated Role: Damper, Waste Gas, Burner 5200 | THC-SUS | Flame Arrester | Fire Equipment | 40435 | DM | x
| THC-DIG-DM-5200B | Eliminated Role: Damper, Waste Gas, Burner 5200 | THC-DIG-BU-5200S | Flame Arrester | Fire Equipment | 40436 | DM | x
| THC-DIG-DM-5200B | Eliminated Role: Damper, Waste Gas, Burner 5200 | THC-SUS | Flame Arrester | Fire Equipment | 40436 | DM | x
| THC-DIG-DM-5220A | Eliminated Role: Damper, Waste Gas, Burner 5220 | THC-SUS | Flame Arrester | Fire Equipment | 40437 | DM | x
| THC-DIG-FDT-5182A | Flame Detector, Waste Gas, Burner 5182 | THC-DIG-BU-5182S |  | Fire Equipment | 36170 | FDT | x
| THC-DIG-FX-0400D | Eliminated Role: Flame Arrestor, Digestor 0400 | THC-SUS | Flame Arrester | Fire Equipment | 40445 | FX | x
| THC-DIG-FX-0500D | Eliminated Role: Flame Arrestor, Digestor 0500 | THC-DIG-0500 | Flame Arrester | Fire Equipment | 40446 | FX | x
| THC-DIG-FX-0600D | Eliminated Role: Flame Arrestor, Digestor 0600 | THC-DIG-0600 | Flame Arrester | Fire Equipment | 40447 | FX | x
| THC-DIG-FX-0600D | Eliminated Role: Flame Arrestor, Digestor 0600 | THC-SUS | Flame Arrester | Fire Equipment | 40447 | FX | x
| THC-DIG-FX-0700D | Eliminated Role: Flame Arrestor, Digestor 0700 | THC-SUS | Flame Arrester | Fire Equipment | 40448 | FX | x
| THC-DIG-FX-5182A | Flame Arrestor, Waste Gas, Burner 5182 | THC-DIG-BU-5182S | Flame Arrester | Fire Equipment | 36141 | FX | x
| THC-DIG-FX-5182B | Flame Arrestor, Waste Gas, Burner 5182 | THC-DIG-BU-5182S | Flame Arrester | Fire Equipment | 36142 | FX | x
| THC-DIG-FX-5200B | Flame Arrestor, Waste Gas, Burner 5200 | THC-SUSPENDED | Flame Arrester | Fire Equipment | 36144 | FX | x
| THC-DIG-FX-5220A | Flame Arrestor, Waste Gas, Burner 5220 | THC-DIG-BU-5220S | Flame Arrester | Fire Equipment | 36145 | FX | x
| THC-DIG-FX-5220B | Flame Arrestor, Waste Gas, Burner 5220 | THC-DIG-BU-5220S | Flame Arrester | Fire Equipment | 36146 | FX | x
| THC-DIG-FX-5220B | Flame Arrestor, Waste Gas, Burner 5220 | THC-SUSPENDED | Flame Arrester | Fire Equipment | 36146 | FX | x
| THC-FEQ-ALR | Fire Alarm System | THC-SES-FEQ | Building Service,Fire Alarm | Fire Equipment | 43224 |  | x
| THC-FEQ-ALR | Fire Alarm System | THC-SES-FEQ-0002 | Building Service,Fire Alarm | Fire Equipment | 43224 |  | x
| THC-FEQ-CP-0012 | Control Panel, Fire Alarm CP & Annunciator Panel, Admin Building | THC-FEQ-BLDG K | Control Panel,Fire | Fire Equipment | 43413 | CP | x
| THC-FEQ-FEQ-0011 | Fire Extinguisher, Admin Building, Basement, Mechanical Room, South | THC-FEQ-BLDG K | Fire Prevention,Extinguisher | Fire Equipment | 41562 | FEQ | x
| THC-FEQ-FEQ-0013 | Fire Extinguisher, Admin Building, Basement, East of Stairs No.5 | THC-FEQ-BLDG K | Fire Prevention,Extinguisher | Fire Equipment | 41564 | FEQ | x
| THC-FEQ-FEQ-0015 | Fire Extinguisher, Admin Building, Basement, Near Janitor Room | THC-FEQ-BLDG K | Fire Prevention,Extinguisher | Fire Equipment | 41566 | FEQ | x
| THC-FEQ-FEQ-0051 | Fire Extinguisher, Admin Building, Ground Floor, Admin Corridor, North, Near Board Room | THC-FEQ-BLDG K | Fire Prevention,Extinguisher | Fire Equipment | 41567 | FEQ | x
| THC-FEQ-FEQ-0054 | Fire Extinguisher, Admin Building, Ground Floor, IT Office | THC-FEQ-BLDG K | Fire Prevention,Extinguisher | Fire Equipment | 41570 | FEQ | x
| THC-FEQ-FEQ-0056 | Fire Extinguisher, Admin Building, Ground Floor, Equipment Room, South West Wall | THC-FEQ-BLDG K | Fire Prevention,Extinguisher | Fire Equipment | 41572 | FEQ | x
| THC-FEQ-FEQ-0060 | Fire Extinguisher, Admin Building, Ground Floor, Control Room, South Wall | THC-FEQ-BLDG K | Fire Prevention,Extinguisher | Fire Equipment | 41576 | FEQ | x
| THC-FEQ-FEQ-0062 | Fire Extinguisher, Admin Building, Ground Floor, Process Corridor, East | THC-FEQ-BLDG K | Fire Prevention,Extinguisher | Fire Equipment | 41578 | FEQ | x
| THC-FEQ-FEQ-0065 | Fire Extinguisher, Admin Building, Ground Floor, Electrical Room South Wall | THC-FEQ-BLDG K | Fire Prevention,Extinguisher | Fire Equipment | 41581 | FEQ | x
| THC-FEQ-FEQ-0070 | Fire Extinguisher, Admin Building, Ground Floor, Copier Room | THC-FEQ-BLDG K | Fire Prevention,Extinguisher | Fire Equipment | 41586 | FEQ | x
| THC-FEQ-FEQ-0072 | Fire Extinguisher, Admin Building, Ground Floor, PM Corridor, COMM Room | THC-FEQ-BLDG K | Fire Prevention,Extinguisher | Fire Equipment | 41588 | FEQ | x
| THC-FEQ-FEQ-0077 | Fire Extinguisher, Admin Building, Ground Floor, PM Corridor West | THC-FEQ-BLDG K | Fire Prevention,Extinguisher | Fire Equipment | 41593 | FEQ | x
| THC-FEQ-FEQ-0504 | Fire Department Connection, Supervised, Test Connection, Lower Basement, Biosolids Building East | THC-FEQ-V-0504 | Fire Prevention | Fire Equipment | 43424 | FEQ | x
| THC-FEQ-FSS-0052 | Fire Suppression Room 153 Secondary System, Admin Building Ground Floor, UPS Cooling Room | THC-FEQ-BLDG K |  | Fire Equipment | 43431 | FSS | x
| THC-FEQ-FSS-0054 | Fire Suppression, Room 154 Secondary System, Admin Building Ground Floor, UPS Cooling Room | THC-FEQ-BLDG K |  | Fire Equipment | 43433 | FSS | x
| THC-FEQ-FSS-0055 | Fire Suppression Rooms 151 & 152 Primary System, Admin Building Ground Floor, UPS Cooling Room | THC-FEQ-BLDG K |  | Fire Equipment | 43434 | FSS | x
| THC-FEQ-FSS-0056 | Fire Suppression, Room 151 & 152 Secondary System, Admin Building Ground Floor, UPS Cooling Room | THC-FEQ-BLDG K |  | Fire Equipment | 43435 | FSS | x
| THC-FEQ-HS-0012 | Manual Pull Station, FA System, Zone 2-1, Admin Building, Basement, North Stair | THC-FEQ-BLDG K | Fire Prevention,Alarm | Fire Equipment | 45655 | HS | x
| THC-FEQ-HS-0014 | Manual Pull Station, FA System, Zone 3-4, Admin Building, Basement, East Stair | THC-FEQ-BLDG K | Fire Prevention,Alarm | Fire Equipment | 45657 | HS | x
| THC-FEQ-HS-0051 | Manual Pull Station, FA System, Zone 1-4, Admin Building, Ground Floor Admin Corridor, North | THC-FEQ-BLDG K | Fire Prevention,Alarm | Fire Equipment | 45659 | HS | x
| THC-FEQ-HS-0055 | Manual Pull Station, FA System, Zone 3-1, Admin Bldg, Ground Floor, Field Service Corridor, North | THC-FEQ-BLDG K | Fire Prevention,Alarm | Fire Equipment | 45663 | HS | x
| THC-FEQ-HS-0056 | Manual Pull Station, FA System, Zone 3-1, Admin Bldg, G-Floor, Project Management Corridor, West | THC-FEQ-BLDG K | Fire Prevention,Alarm | Fire Equipment | 45664 | HS | x
| THC-FEQ-HS-0057 | Manual Pull Station, FA System, Zone 1-9, Admin Bldg, G-Floor, Project Management Corridor, Middle | THC-FEQ-BLDG K | Fire Prevention,Alarm | Fire Equipment | 45665 | HS | x
| THC-FEQ-HS-0058 | Manual Pull Station, FA System, Zone 3-3, Admin Building, Ground Floor, South Stair | THC-FEQ-BLDG K | Fire Prevention,Alarm | Fire Equipment | 45666 | HS | x
| THC-FEQ-HS-0059 | Manual Pull Station, FA System, Zone 3-1, Admin Bldg, G-Floor, Project Management Corridor, East | THC-FEQ-BLDG K | Fire Prevention,Alarm | Fire Equipment | 45667 | HS | x
| THC-FEQ-MON-0011 | Monitor Module, FA System, Admin Building | THC-FEQ-BLDG K | Fire Prevention,Alarm | Fire Equipment | 45645 | MON | x
| THC-FEQ-MON-0014 | Monitor Module, FA System, Admin Building | THC-FEQ-BLDG K | Fire Prevention,Alarm | Fire Equipment | 45642 | MON | x
| THC-FEQ-MON-0015 | Monitor Module, FA System, Admin Building | THC-FEQ-BLDG K | Fire Prevention,Alarm | Fire Equipment | 45641 | MON | x
| THC-FEQ-MON-0018 | Monitor Module, FA System, Admin Building | THC-FEQ-BLDG K | Fire Prevention,Alarm | Fire Equipment | 45638 | MON | x
| THC-FEQ-MON-0019 | Monitor Module, FA System, Admin Building | THC-FEQ-BLDG K | Fire Prevention,Alarm | Fire Equipment | 45637 | MON | x
| THC-FEQ-MON-0021 | Monitor Module, FA System, Admin Building | THC-FEQ-BLDG K | Fire Prevention,Alarm | Fire Equipment | 45635 | MON | x
| THC-FEQ-MON-0022 | Monitor Module, FA System, Admin Building | THC-FEQ-BLDG K | Fire Prevention,Alarm | Fire Equipment | 45634 | MON | x
| THC-FEQ-MON-0025 | Monitor Module, FA System, Admin Building | THC-FEQ-BLDG K | Fire Prevention,Alarm | Fire Equipment | 45631 | MON | x
| THC-FEQ-MON-0026 | Monitor Module, FA System, Admin Building | THC-FEQ-BLDG K | Fire Prevention,Alarm | Fire Equipment | 45630 | MON | x
| THC-FEQ-MON-0029 | Monitor Module, FA System, Admin Building | THC-FEQ-BLDG K | Fire Prevention,Alarm | Fire Equipment | 45627 | MON | x
| THC-FEQ-MON-0031 | Monitor Module, FA System, Admin Building | THC-FEQ-BLDG K | Fire Prevention,Alarm | Fire Equipment | 45625 | MON | x
| THC-FEQ-MON-0033 | Monitor Module, FA System, Admin Building | THC-FEQ-BLDG K | Fire Prevention,Alarm | Fire Equipment | 45623 | MON | x
| THC-FEQ-YAN-0011 | Horn/Strobe, FA System Zone 1-8, Admin Bldg, Basement, Storage Room North/West Stairs | THC-FEQ-BLDG K | Fire Prevention,Alarm | Fire Equipment | 45669 | YAN | x
| THC-FEQ-YAN-0012 | Horn/Strobe, FA System Zone 1-8, Admin Bldg, Basement, Storage Room South | THC-FEQ-BLDG K | Fire Prevention,Alarm | Fire Equipment | 45670 | YAN | x
| THC-FEQ-YAN-0013 | Horn/Strobe, FA System Zone 1-8, Admin Bldg, Basement, Storage Room North/East Stairs | THC-FEQ-BLDG K | Fire Prevention,Alarm | Fire Equipment | 45671 | YAN | x
| THC-FEQ-YAN-0015 | Horn/Strobe, FA System Zone 1-6, Admin Bldg, Basement, Mechanical Room North | THC-FEQ-BLDG K | Fire Prevention,Alarm | Fire Equipment | 45673 | YAN | x
| THC-FEQ-YAN-0016 | Horn, FA System Zone 1-6, Admin Bldg, Basement, Mechanical Room South | THC-FEQ-BLDG K | Fire Prevention,Alarm | Fire Equipment | 45674 | YAN | x
| THC-FEQ-YAN-0017 | Horn, FA System Zone 1-7, Admin Bldg, Basement, Locker Room | THC-FEQ-BLDG K | Fire Prevention,Alarm | Fire Equipment | 45675 | YAN | x
| THC-FEQ-YAN-0018 | Horn, FA System Zone 1-7, Admin Bldg, Basement, North Corridor | THC-FEQ-BLDG K | Fire Prevention,Alarm | Fire Equipment | 45676 | YAN | x
| THC-FEQ-YAN-0019 | Horn, FA System Zone 1-7, Admin Bldg, Basement, Women's Locker Room | THC-FEQ-BLDG K | Fire Prevention,Alarm | Fire Equipment | 45677 | YAN | x
| THC-FEQ-YAN-0020 | Horn, FA System Zone 1-7, Admin Bldg, Basement, Storage Room | THC-FEQ-BLDG K | Fire Prevention,Alarm | Fire Equipment | 45678 | YAN | x
| THC-FEQ-YAN-0022 | Horn/Strobe, FA System Zone 2-13, Admin Bldg, Basement, East Corridor | THC-FEQ-BLDG K | Fire Prevention,Alarm | Fire Equipment | 45680 | YAN | x
| THC-FEQ-YAN-0025 | Horn, FA System Zone 3-3, Admin Bldg, Basement, South Stairs | THC-FEQ-BLDG K | Fire Prevention,Alarm | Fire Equipment | 45683 | YAN | x
| THC-FEQ-YAN-0028 | Horn, FA System Zone 3-5, Admin Bldg, Basement, South Corridor | THC-FEQ-BLDG K | Fire Prevention,Alarm | Fire Equipment | 45686 | YAN | x
| THC-FEQ-YAN-0029 | Horn/Strobe, FA System Zone 3-5, Admin Bldg, Basement, Supervisor`s Locker Room | THC-FEQ-BLDG K | Fire Prevention,Alarm | Fire Equipment | 45687 | YAN | x
| THC-FEQ-YAN-0030 | Horn, FA System Zone 3-4, Admin Bldg, Basement, East Stairs | THC-FEQ-BLDG K | Fire Prevention,Alarm | Fire Equipment | 45688 | YAN | x
| THC-FEQ-YAN-0055 | Horn, FA System Zone 1-1, Admin Bldg, Ground Floor, Equipment Room | THC-FEQ-BLDG K | Fire Prevention,Alarm | Fire Equipment | 45693 | YAN | x
| THC-FEQ-YAN-0058 | Horn, FA System Zone 1-5, Admin Bldg, Ground Floor, Electrical Room, North West | THC-FEQ-BLDG K | Fire Prevention,Alarm | Fire Equipment | 45696 | YAN | x
| THC-FEQ-YAN-0059 | Horn, FA System Zone 1-5, Admin Bldg, Ground Floor, Electrical Room, South | THC-FEQ-BLDG K | Fire Prevention,Alarm | Fire Equipment | 45697 | YAN | x
| THC-FEQ-YAN-0061 | Horn, FA System Zone 1-3, Admin Bldg, Ground Floor, Control Room | THC-FEQ-BLDG K | Fire Prevention,Alarm | Fire Equipment | 45699 | YAN | x
| THC-FEQ-YAN-0063 | Horn, FA System Zone 2-1, Admin Bldg, Ground Floor, North Stairs | THC-FEQ-BLDG K | Fire Prevention,Alarm | Fire Equipment | 45701 | YAN | x
| THC-FEQ-YAN-0064 | Horn, FA System Zone 3-1, Admin Bldg, Ground Floor, Field Service Corridor North | THC-FEQ-BLDG K | Fire Prevention,Alarm | Fire Equipment | 45702 | YAN | x
| THC-FEQ-YAN-0067 | Horn, FA System Zone 1-4, Admin Bldg, Ground Floor, Admin Corridor, Middle/South | THC-FEQ-BLDG K | Fire Prevention,Alarm | Fire Equipment | 45705 | YAN | x
| THC-FEQ-YAN-0068 | Horn, FA System Zone 3-1, Admin Bldg, Ground Floor, Field Service Corridor South | THC-FEQ-BLDG K | Fire Prevention,Alarm | Fire Equipment | 45706 | YAN | x
| THC-FEQ-YAN-0073 | Horn, FA System Zone 1-9, Admin Bldg, G-Floor, Project Management Area, Telecomm Room | THC-FEQ-BLDG K | Fire Prevention,Alarm | Fire Equipment | 45711 | YAN | x
| THC-FEQ-YAN-0075 | Horn, FA System Zone 3-1 Admin Bldg, G-Floor, Project Management Corridor, Near South Stairs | THC-FEQ-BLDG K | Fire Prevention,Alarm | Fire Equipment | 45713 | YAN | x
| THC-FEQ-YAN-0077 | Horn, FA System Zone 3-2, Admin Bldg, G-Floor, Project Management Area, Women`s Washroom | THC-FEQ-BLDG K | Fire Prevention,Alarm | Fire Equipment | 45653 | YAN | x
| THC-FEQ-YAN-0079 | Horn, FA System Zone 3-2, Admin Bldg, G-Floor, Project Management Area, Archive Room West | THC-FEQ-BLDG K | Fire Prevention,Alarm | Fire Equipment | 45651 | YAN | x
| THC-FEQ-YAN-0081 | Horn, FA System Zone 3-1, Admin Bldg, G-Floor, Project Management Area, Meeting Room 133 | THC-FEQ-BLDG K | Fire Prevention,Alarm | Fire Equipment | 45649 | YAN | x
| THC-SES-FEQ-0001B | Portable Fire Extinguishers in Building B, Chlorine Building | THC-SES-FEQ-0001 | Fire Prevention,Extinguisher | Fire Equipment | 41596 | FEQ | x
| THC-SES-FEQ-0001C | Portable Fire Extinguishers in Building C, Electrical Room Anaerobic Filter #1 and #2 | THC-SES-FEQ-0001 | Fire Prevention,Extinguisher | Fire Equipment | 41597 | FEQ | x
| THC-SES-FEQ-0001D | Portable Fire Extinguishers in Building D, Primary and Secondary Digesters Building | THC-SES-FEQ-0001 | Fire Prevention,Extinguisher | Fire Equipment | 41598 | FEQ | x
| THC-SES-FEQ-0001DCL | Portable Fire Extinguishers in Building DCL, Dechlorination Building | THC-SES-FEQ-0001 | Fire Prevention,Extinguisher | Fire Equipment | 41599 | FEQ | x
| THC-SES-FEQ-0001F | Portable Fire Extinguishers in Building F, Lubricants Storage House Building | THC-SES-FEQ-0001 | Fire Prevention,Extinguisher | Fire Equipment | 41601 | FEQ | x
| THC-SES-FEQ-0001G | Portable Fire Extinguishers in Building G, Air Treatment Building | THC-SES-FEQ-0001 | Fire Prevention,Extinguisher | Fire Equipment | 41602 | FEQ | x
| THC-SES-FEQ-0001H | Portable Fire Extinguishers in Building H, Electrical Room and Aeration Tanks Phase I Building | THC-SES-FEQ-0001 | Fire Prevention,Extinguisher | Fire Equipment | 41603 | FEQ | x
| THC-SES-FEQ-0001I | Portable Fire Extinguishers in Building I, Headhouse Building | THC-SES-FEQ-0001 | Fire Prevention,Extinguisher | Fire Equipment | 41604 | FEQ | x
| THC-SES-FEQ-0001N | Portable Fire Extinguishers in Building N, Decant Tanks and Sludge Pumping Station Building | THC-SES-FEQ-0001 | Fire Prevention,Extinguisher | Fire Equipment | 41617 | FEQ | x
| THC-SES-FEQ-0001O | Portable Fire Extinguishers in Building O, Electrical Room and Aeration Tanks Phase IV Building | THC-SES-FEQ-0001 | Fire Prevention,Extinguisher | Fire Equipment | 41618 | FEQ | x
| THC-SES-FEQ-0001P | Portable Fire Extinguishers in Building P, Supernant Pumping Station Building | THC-SES-FEQ-0001 | Fire Prevention,Extinguisher | Fire Equipment | 41619 | FEQ | x
| THC-SES-FEQ-0001R | Portable Fire Extinguishers in Building R, Central Hygiene Building | THC-SES-FEQ-0001 | Fire Prevention,Extinguisher | Fire Equipment | 41621 | FEQ | x
| THC-SES-FEQ-0001X | Portable Fire Extinguishers in Building NORTH AREA/WORKSHOP #2 | THC-SES-FEQ-0001 | Fire Prevention,Extinguisher | Fire Equipment | 41626 | FEQ | x
| THC-SES-FEQ-0002 | Portable Fire Extinguisher, location forklift THC-GRK-VEH-329027 | THC-SES-FEQ | Fire Prevention,Extinguisher | Fire Equipment |  | FEQ | http://www.toronto.ca/TWONTO#00350
| THC-SES-FEQ-0401 | Fire Prevention,Fire Extinguisher,Dry Chemical,Basement,North-East Column,Building U | THC-SES-FEQ-0001U | Fire Prevention,Extinguisher | Fire Equipment | 41627 | FEQ | x
| THC-SES-FEQ-0402 | Fire Prevention,Fire Extinguisher,Dry Chemical,Basement,South,Fire Cabinet,Building U | THC-SES-FEQ-0001 | Fire Prevention,Extinguisher | Fire Equipment | 41628 | FEQ | x
| THC-SES-FEQ-0404 | Fire Prevention,Fire Extinguisher,Dry Chemical,Basement,North Fire Cabinet,Building U | THC-SES-FEQ-0001U | Fire Prevention,Extinguisher | Fire Equipment | 41630 | FEQ | x
| THC-SES-FEQ-0405 | Fire Prevention,Fire Extinguisher,Dry Chemical,Sub-Basement,North-West Column,Building U | THC-SES-FEQ-0001U | Fire Prevention,Extinguisher | Fire Equipment | 41631 | FEQ | x
| THC-SES-FEQ-0406 | Fire Prevention,Fire Extinguisher,Dry Chemical,Sub-Basement,North-East Column,Building U | THC-SES-FEQ-0001 | Fire Prevention,Extinguisher | Fire Equipment | 41632 | FEQ | x
| THC-SES-FEQ-0406 | Fire Prevention,Fire Extinguisher,Dry Chemical,Sub-Basement,North-East Column,Building U | THC-SES-FEQ-0001U | Fire Prevention,Extinguisher | Fire Equipment | 41632 | FEQ | x
| THC-SES-FEQ-0407 | Fire Prevention,Fire Extinguisher,Dry Chemical,Sub-Basement Fire Cabinet,Building U | THC-SES-FEQ-0001 | Fire Prevention,Extinguisher | Fire Equipment | 41633 | FEQ | x
| THC-SES-FEQ-0409 | Fire Prevention,Fire Extinguisher,Dry Chemical,Electrical Room,North,Building U | THC-SES-FEQ-0001 | Fire Prevention,Extinguisher | Fire Equipment | 41635 | FEQ | x
| THC-SES-FEQ-0410 | Fire Prevention,Fire Extinguisher,Dry Chemical,Electrical Room Vestibule,West,Building U | THC-SES-FEQ-0001U | Fire Prevention,Extinguisher | Fire Equipment | 41636 | FEQ | x
| THC-SES-FEQ-0411 | Fire Prevention,Fire Extinguisher,Dry Chemical,North Vestibule,Building U | THC-SES-FEQ-0001 | Fire Prevention,Extinguisher | Fire Equipment | 41637 | FEQ | x
| THC-SES-FEQ-0412 | Fire Prevention,Fire Extinguisher,Dry Chemical,North Fire Cabinet,Building U | THC-SES-FEQ-0001U | Fire Prevention,Extinguisher | Fire Equipment | 41638 | FEQ | x
| THC-SES-FEQ-473324 | Portable Fire Extinguishers in HYDRO ROOM, NORTH AREA/WORKSHOP #2 BLDG, | THC-SES-FEQ-0001X | Fire Prevention,Extinguisher | Fire Equipment | 41652 | FEQ | x
| THC-SES-FEQ-473333 | Portable Fire Extinguishers in WELDING ROOM/SHOP, NORTH AREA/WORKSHOP #2 BLDG, | THC-SES-FEQ-0001X | Fire Prevention,Extinguisher | Fire Equipment | 41655 | FEQ | x
| THC-SES-FEQ-473342 | Portable Fire Extinguishers in LOCKER AREA, NORTH AREA/WORKSHOP #2 BLDG, | THC-SES-FEQ-0001DCL | Fire Prevention,Extinguisher | Fire Equipment | 41656 | FEQ | x
| THC-SES-FEQ-501060 | Eliminated Role: Fire Prevention,Fire Extinguisher,Dry Chemical,North Vestibule,Building U | THC-SES-FEQ-0001U | Fire Prevention,Extinguisher | Fire Equipment | 40463 | FEQ | x
| THC-SES-FEQ-501088 | Eliminated Role: Fire Prevention,Fire Extinguisher,Dry Chemical,Sub-Basement Fire Cabinet,Building U | THC-SES-FEQ-0001U | Fire Prevention,Extinguisher | Fire Equipment | 40471 | FEQ | x
| THC-SES-FEQ-501095 | Eliminated Role: Fire Prevention,Fire Extinguisher,Dry Chemical,Sub-Basement,North-East Column,Building U | THC-SES-FEQ-0001U | Fire Prevention,Extinguisher | Fire Equipment | 40473 | FEQ | x
| THC-SES-FEQ-501098 | Eliminated Role: Fire Prevention,Fire Extinguisher,Dry Chemical,Electrical Room Vestibule,West,Building U | THC-SES-FEQ-0001U | Fire Prevention,Extinguisher | Fire Equipment | 40466 | FEQ | x
| THC-SES-FEQ-501098 | Eliminated Role: Fire Prevention,Fire Extinguisher,Dry Chemical,Electrical Room Vestibule,West,Building U | THC-SUS | Fire Prevention,Extinguisher | Fire Equipment | 40466 | FEQ | x
| THC-SES-FEQ-501100 | Eliminated Role: Fire Prevention,Fire Extinguisher,Dry Chemical,Basement,North-East Column,Building U | THC-SUS | Fire Prevention,Extinguisher | Fire Equipment | 40467 | FEQ | x
| THC-SES-FEQ-501104 | Eliminated Role: Fire Prevention,Fire Extinguisher,Dry Chemical,Basement,North Fire Cabinet,Building U | THC-SUS | Fire Prevention,Extinguisher | Fire Equipment | 40468 | FEQ | x
| THC-SES-FEQ-501108 | Eliminated Role: Fire Prevention,Fire Extinguisher,Dry Chemical,Basement,South,Fire Cabinet,Building U | THC-SUS | Fire Prevention,Extinguisher | Fire Equipment | 40469 | FEQ | x
| THC-SES-FEQ-501112 | Eliminated Role: Fire Prevention,Fire Extinguisher,Dry Chemical,Sub-Basement,North-West Column,Building U | THC-SUS | Fire Prevention,Extinguisher | Fire Equipment | 40470 | FEQ | x
| THC-SES-FEQ-501114 | Eliminated Role: Fire Prevention,Fire Extinguisher,Dry Chemical,Sub-Basement,North Fire Cabinet,Building U | THC-SES-FEQ-0001U | Fire Prevention,Extinguisher | Fire Equipment | 40464 | FEQ | x
| THC-SES-FEQ-5201 | Portable Fire Extinguishers in Building NORTH AREA/WORKSHOP #2 | THC-ACC-BLDG X | Fire Prevention,Extinguisher | Fire Equipment | 41660 | FEQ | x
| THC-SES-FEQ-5202 | Portable Fire Extinguishers in Building NORTH AREA/WORKSHOP #2 | THC-ACC-BLDG X | Fire Prevention,Extinguisher | Fire Equipment | 41661 | FEQ | x
| THC-SES-FEQ-5203 | Portable Fire Extinguishers in Building NORTH AREA/WORKSHOP #2 | THC-ACC-BLDG X | Fire Prevention,Extinguisher | Fire Equipment | 41662 | FEQ | x
| THC-SES-FEQ-671060 | Portable Fire Extinguishers in OFFICE/DECHLORINATION BLDG, | THC-SES-FEQ-0001DCL | Fire Prevention,Extinguisher | Fire Equipment | 41664 | FEQ | x
| THC-SES-FEQ-AD40 | Fire Extinguisher 10lb ABC | THC-SES-FEQ-0001 | Fire Prevention,Extinguisher | Fire Equipment | 41665 |  | x
| THC-SES-FEQ-AF1 | Fire Extinguisher 5lb ABC | THC-SES-FEQ-0001K | Fire Prevention,Extinguisher | Fire Equipment | 41666 |  | x
| THC-SES-FEQ-AF10 | Fire Extinguisher 10lb ABC | THC-SES-FEQ-0001 | Fire Prevention,Extinguisher | Fire Equipment | 41667 |  | x
| THC-SES-FEQ-AF11 | Fire Extinguisher 10lb ABC | THC-SES-FEQ-0001J | Fire Prevention,Extinguisher | Fire Equipment | 41668 |  | x
| THC-SES-FEQ-AF12 | Fire Extinguisher 20lb ABC | THC-SES-FEQ-0001J | Fire Prevention,Extinguisher | Fire Equipment | 41669 |  | x
| THC-SES-FEQ-AF13 | Fire Extinguisher 10lb ABC | THC-SES-FEQ-0001 | Fire Prevention,Extinguisher | Fire Equipment | 41670 |  | x
| THC-SES-FEQ-AF14 | Fire Extinguisher 10lb ABC | THC-SES-FEQ-0001 | Fire Prevention,Extinguisher | Fire Equipment | 41671 |  | x
| THC-SES-FEQ-AF14 | Fire Extinguisher 10lb ABC | THC-SES-FEQ-0001J | Fire Prevention,Extinguisher | Fire Equipment | 41671 |  | x
| THC-SES-FEQ-AF15 | Fire Extinguisher 5lb ABC | THC-SES-FEQ-0001R | Fire Prevention,Extinguisher | Fire Equipment | 41672 |  | x
| THC-SES-FEQ-AF16 | Fire Extinguisher 5lb ABC | THC-SES-FEQ-0001 | Fire Prevention,Extinguisher | Fire Equipment | 41673 |  | x
| THC-SES-FEQ-AF17 | Fire Extinguisher 5lb ABC | THC-SES-FEQ-0001 | Fire Prevention,Extinguisher | Fire Equipment | 41674 |  | x
| THC-SES-FEQ-AF18 | Fire Extinguisher 5lb ABC | THC-SES-FEQ-0001A | Fire Prevention,Extinguisher | Fire Equipment | 41675 |  | x
| THC-SES-FEQ-AF19 | Fire Extinguisher 5lb ABC | THC-SES-FEQ-0001A | Fire Prevention,Extinguisher | Fire Equipment | 41676 |  | x
| THC-SES-FEQ-AF2 | Fire Extinguisher 10lb ABC | THC-SES-FEQ-0001 | Fire Prevention,Extinguisher | Fire Equipment | 41677 |  | x
| THC-SES-FEQ-AF2 | Fire Extinguisher 10lb ABC | THC-SES-FEQ-0001K | Fire Prevention,Extinguisher | Fire Equipment | 41677 |  | x
| THC-SES-FEQ-AF23 | Fire Extinguisher 5lb ABC | THC-SES-FEQ-0001 | Fire Prevention,Extinguisher | Fire Equipment | 41678 |  | x
| THC-SES-FEQ-AF3 | Fire Extinguisher 10lb ABC | THC-SES-FEQ-0001 | Fire Prevention,Extinguisher | Fire Equipment | 41679 |  | x
| THC-SES-FEQ-AF5 | Fire Extinguisher HA17 | THC-SES-FEQ-0001 | Fire Prevention,Extinguisher | Fire Equipment | 41681 |  | x
| THC-SES-FEQ-AF6 | Fire Extinguisher HA17 | THC-SES-FEQ-0001K | Fire Prevention,Extinguisher | Fire Equipment | 41682 |  | x
| THC-SES-FEQ-AF8 | Fire Extinguisher 20lb ABC | THC-SES-FEQ-0001K | Fire Prevention,Extinguisher | Fire Equipment | 41684 |  | x
| THC-SES-FEQ-NS1 | Fire Extinguisher 20lb ABC | THC-SES-FEQ-0001 | Fire Prevention,Extinguisher | Fire Equipment | 41687 |  | x
| THC-SES-FEQ-NS1 | Fire Extinguisher 20lb ABC | THC-SES-FEQ-TUNNEL | Fire Prevention,Extinguisher | Fire Equipment | 41687 |  | x
| THC-SES-FEQ-NS10 | Fire Extinguisher 10lb ABC | THC-SES-FEQ-TUNNEL | Fire Prevention,Extinguisher | Fire Equipment | 41688 |  | x
| THC-SES-FEQ-NS12 | Fire Extinguisher 20lb ABC | THC-SES-FEQ-0001 | Fire Prevention,Extinguisher | Fire Equipment | 41690 |  | x
| THC-SES-FEQ-NS12 | Fire Extinguisher 20lb ABC | THC-SES-FEQ-0001O | Fire Prevention,Extinguisher | Fire Equipment | 41690 |  | x
| THC-SES-FEQ-NS13 | Fire Extinguisher 10lb ABC | THC-SES-FEQ-0001 | Fire Prevention,Extinguisher | Fire Equipment | 41691 |  | x
| THC-SES-FEQ-NS13 | Fire Extinguisher 10lb ABC | THC-SES-FEQ-TUNNEL | Fire Prevention,Extinguisher | Fire Equipment | 41691 |  | x
| THC-SES-FEQ-NS14 | Fire Extinguisher 10lb ABC | THC-SES-FEQ-TUNNEL | Fire Prevention,Extinguisher | Fire Equipment | 41692 |  | x
| THC-SES-FEQ-NS16 | Fire Extinguisher 10lb ABC | THC-SES-FEQ-0001 | Fire Prevention,Extinguisher | Fire Equipment | 41694 |  | x
| THC-SES-FEQ-NS17 | Fire Extinguisher 10lb ABC | THC-SES-FEQ-0001 | Fire Prevention,Extinguisher | Fire Equipment | 41695 |  | x
| THC-SES-FEQ-NS19 | Fire Extinguisher 10lb ABC | THC-SES-FEQ-0001O | Fire Prevention,Extinguisher | Fire Equipment | 41697 |  | x
| THC-SES-FEQ-NS2 | Fire Extinguisher 10lb ABC | THC-SES-FEQ-0001H | Fire Prevention,Extinguisher | Fire Equipment | 41698 |  | x
| THC-SES-FEQ-NS20 | Fire Extinguisher 10lb ABC | THC-SES-FEQ-0001 | Fire Prevention,Extinguisher | Fire Equipment | 41699 |  | x
| THC-SES-FEQ-NS20 | Fire Extinguisher 10lb ABC | THC-SES-FEQ-0001O | Fire Prevention,Extinguisher | Fire Equipment | 41699 |  | x
| THC-SES-FEQ-NS21 | Fire Extinguisher 10lb ABC | THC-SES-FEQ-TUNNEL | Fire Prevention,Extinguisher | Fire Equipment | 41700 |  | x
| THC-SES-FEQ-NS22 | Fire Extinguisher 10lb ABC | THC-SES-FEQ-0001 | Fire Prevention,Extinguisher | Fire Equipment | 41701 |  | x
| THC-SES-FEQ-NS24 | Fire Extinguisher 10lb ABC | THC-SES-FEQ-0001 | Fire Prevention,Extinguisher | Fire Equipment | 41703 |  | x
| THC-SES-FEQ-NS26 | Fire Extinguisher 10lb ABC | THC-SES-FEQ-0001 | Fire Prevention,Extinguisher | Fire Equipment | 41705 |  | x
| THC-SES-FEQ-NS27 | Fire Extinguisher 10lb ABC | THC-SES-FEQ-TUNNEL | Fire Prevention,Extinguisher | Fire Equipment | 41706 |  | x
| THC-SES-FEQ-NS28 | Fire Extinguisher 10lb ABC | THC-SES-FEQ-0001 | Fire Prevention,Extinguisher | Fire Equipment | 41707 |  | x
| THC-SES-FEQ-NS28 | Fire Extinguisher 10lb ABC | THC-SES-FEQ-0001I | Fire Prevention,Extinguisher | Fire Equipment | 41707 |  | x
| THC-SES-FEQ-NS3 | Fire Extinguisher 10lb ABC | THC-SES-FEQ-0001 | Fire Prevention,Extinguisher | Fire Equipment | 41709 |  | x
| THC-SES-FEQ-NS31 | Fire Extinguisher 10lb ABC | THC-SES-FEQ-0001I | Fire Prevention,Extinguisher | Fire Equipment | 41711 |  | x
| THC-SES-FEQ-NS32 | Fire Extinguisher 20lb ABC | THC-SES-FEQ-0001I | Fire Prevention,Extinguisher | Fire Equipment | 41712 |  | x
| THC-SES-FEQ-NS34 | Fire Extinguisher 20lb ABC | THC-SES-FEQ-0001I | Fire Prevention,Extinguisher | Fire Equipment | 41714 |  | x
| THC-SES-FEQ-NS35 | Fire Extinguisher 20lb ABC | THC-SES-FEQ-0001 | Fire Prevention,Extinguisher | Fire Equipment | 41715 |  | x
| THC-SES-FEQ-NS36 | Fire Extinguisher 20lb ABC | THC-SES-FEQ-0001I | Fire Prevention,Extinguisher | Fire Equipment | 41716 |  | x
| THC-SES-FEQ-NS39 | Fire Extinguisher 20lb ABC | THC-SES-FEQ-0001 | Fire Prevention,Extinguisher | Fire Equipment | 41719 |  | x
| THC-SES-FEQ-NS4 | Fire Extinguisher 10lb ABC | THC-SES-FEQ-0001 | Fire Prevention,Extinguisher | Fire Equipment | 41720 |  | x
| THC-SES-FEQ-NS4 | Fire Extinguisher 10lb ABC | THC-SES-FEQ-0001I | Fire Prevention,Extinguisher | Fire Equipment | 41720 |  | x
| THC-SES-FEQ-NS40 | Fire Extinguisher 20lb ABC | THC-SES-FEQ-0001 | Fire Prevention,Extinguisher | Fire Equipment | 41721 |  | x
| THC-SES-FEQ-NS40 | Fire Extinguisher 20lb ABC | THC-SES-FEQ-TUNNEL | Fire Prevention,Extinguisher | Fire Equipment | 41721 |  | x
| THC-SES-FEQ-NS41 | Fire Extinguisher 20lb ABC | THC-SES-FEQ-0001I | Fire Prevention,Extinguisher | Fire Equipment | 41722 |  | x
| THC-SES-FEQ-NS5 | Fire Extinguisher 10lb ABC | THC-SES-FEQ-0001H | Fire Prevention,Extinguisher | Fire Equipment | 41723 |  | x
| THC-SES-FEQ-NS5 | Fire Extinguisher 10lb ABC | THC-SES-FEQ-0001I | Fire Prevention,Extinguisher | Fire Equipment | 41723 |  | x
| THC-SES-FEQ-NS6 | Fire Extinguisher 10lb ABC | THC-SES-FEQ-0001 | Fire Prevention,Extinguisher | Fire Equipment | 41724 |  | x
| THC-SES-FEQ-NS6 | Fire Extinguisher 10lb ABC | THC-SES-FEQ-0001I | Fire Prevention,Extinguisher | Fire Equipment | 41724 |  | x
| THC-SES-FEQ-NS7 | Fire Extinguisher 20lb ABC | THC-SES-FEQ-0001 | Fire Prevention,Extinguisher | Fire Equipment | 41725 |  | x
| THC-SES-FEQ-NS8 | Fire Extinguisher 10lb ABC | THC-SES-FEQ-0001 | Fire Prevention,Extinguisher | Fire Equipment | 41726 |  | x
| THC-SES-FEQ-NS8 | Fire Extinguisher 10lb ABC | THC-SES-FEQ-0001I | Fire Prevention,Extinguisher | Fire Equipment | 41726 |  | x
| THC-SES-FEQ-NS8 | Fire Extinguisher 10lb ABC | THC-SES-FEQ-TUNNEL | Fire Prevention,Extinguisher | Fire Equipment | 41726 |  | x
| THC-SES-FEQ-OS1 | Fire Extinguisher 5lb ABC | THC-SES-FEQ-0001A | Fire Prevention,Extinguisher | Fire Equipment | 41728 |  | x
| THC-SES-FEQ-OS1 | Fire Extinguisher 5lb ABC | THC-SES-FEQ-0001I | Fire Prevention,Extinguisher | Fire Equipment | 41728 |  | x
| THC-SES-FEQ-OS10 | Fire Extinguisher 10lb ABC | THC-SES-FEQ-0001A | Fire Prevention,Extinguisher | Fire Equipment | 41729 |  | x
| THC-SES-FEQ-OS10 | Fire Extinguisher 10lb ABC | THC-SES-FEQ-0001I | Fire Prevention,Extinguisher | Fire Equipment | 41729 |  | x
| THC-SES-FEQ-OS10B | Fire Extinguisher 20lb ABC | THC-SES-FEQ-0001A | Fire Prevention,Extinguisher | Fire Equipment | 41730 |  | x
| THC-SES-FEQ-OS10B | Fire Extinguisher 20lb ABC | THC-SES-FEQ-0001I | Fire Prevention,Extinguisher | Fire Equipment | 41730 |  | x
| THC-SES-FEQ-OS11 | Fire Extinguisher 20lb ABC | THC-SES-FEQ-0001A | Fire Prevention,Extinguisher | Fire Equipment | 41731 |  | x
| THC-SES-FEQ-OS11 | Fire Extinguisher 20lb ABC | THC-SES-FEQ-0001I | Fire Prevention,Extinguisher | Fire Equipment | 41731 |  | x
| THC-SES-FEQ-OS12 | Fire Extinguisher 20lb ABC | THC-SES-FEQ-0001 | Fire Prevention,Extinguisher | Fire Equipment | 41732 |  | x
| THC-SES-FEQ-OS14 | Fire Extinguisher 20lb ABC | THC-SES-FEQ-0001 | Fire Prevention,Extinguisher | Fire Equipment | 41734 |  | x
| THC-SES-FEQ-OS14 | Fire Extinguisher 20lb ABC | THC-SES-FEQ-0001A | Fire Prevention,Extinguisher | Fire Equipment | 41734 |  | x
| THC-SES-FEQ-OS14 | Fire Extinguisher 20lb ABC | THC-SES-FEQ-0001I | Fire Prevention,Extinguisher | Fire Equipment | 41734 |  | x
| THC-SES-FEQ-OS15 | Fire Extinguisher 20lb ABC | THC-SES-FEQ-0001 | Fire Prevention,Extinguisher | Fire Equipment | 41735 |  | x
| THC-SES-FEQ-OS15 | Fire Extinguisher 20lb ABC | THC-SES-FEQ-0001A | Fire Prevention,Extinguisher | Fire Equipment | 41735 |  | x
| THC-SES-FEQ-OS15 | Fire Extinguisher 20lb ABC | THC-SES-FEQ-0001I | Fire Prevention,Extinguisher | Fire Equipment | 41735 |  | x
| THC-SES-FEQ-OS16 | Fire Extinguisher 10lb ABC | THC-SES-FEQ-0001A | Fire Prevention,Extinguisher | Fire Equipment | 41736 |  | x
| THC-SES-FEQ-OS16 | Fire Extinguisher 10lb ABC | THC-SES-FEQ-0001I | Fire Prevention,Extinguisher | Fire Equipment | 41736 |  | x
| THC-SES-FEQ-OS17 | Fire Extinguisher 20lb ABC | THC-SES-FEQ-0001 | Fire Prevention,Extinguisher | Fire Equipment | 41737 |  | x
| THC-SES-FEQ-OS18 | Fire Extinguisher 10lb ABC | THC-SES-FEQ-0001 | Fire Prevention,Extinguisher | Fire Equipment | 41738 |  | x
| THC-SES-FEQ-OS19 | Fire Extinguisher 5lb ABC | THC-SES-FEQ-0001I | Fire Prevention,Extinguisher | Fire Equipment | 41739 |  | x
| THC-SES-FEQ-OS2 | Fire Extinguisher 10lb ABC | THC-SES-FEQ-0001 | Fire Prevention,Extinguisher | Fire Equipment | 41740 |  | x
| THC-SES-FEQ-OS20 | Fire Extinguisher 5lb ABC | THC-SES-FEQ-0001I | Fire Prevention,Extinguisher | Fire Equipment | 41741 |  | x
| THC-SES-FEQ-OS21 | Fire Extinguisher 5lb ABC | THC-SES-FEQ-0001 | Fire Prevention,Extinguisher | Fire Equipment | 41742 |  | x
| THC-SES-FEQ-OS23 | Fire Extinguisher 5lb ABC | THC-SES-FEQ-0001 | Fire Prevention,Extinguisher | Fire Equipment | 41745 |  | x
| THC-SES-FEQ-OS23 | Fire Extinguisher 5lb ABC | THC-SES-FEQ-0001A | Fire Prevention,Extinguisher | Fire Equipment | 41745 |  | x
| THC-SES-FEQ-OS23 | Fire Extinguisher 5lb ABC | THC-SES-FEQ-0001I | Fire Prevention,Extinguisher | Fire Equipment | 41745 |  | x
| THC-SES-FEQ-OS24 | Fire Extinguisher 5lb ABC | THC-SES-FEQ-0001 | Fire Prevention,Extinguisher | Fire Equipment | 41746 |  | x
| THC-SES-FEQ-OS24 | Fire Extinguisher 5lb ABC | THC-SES-FEQ-0001A | Fire Prevention,Extinguisher | Fire Equipment | 41746 |  | x
| THC-SES-FEQ-OS25 | Fire Extinguisher 5lb ABC | THC-SES-FEQ-0001 | Fire Prevention,Extinguisher | Fire Equipment | 41747 |  | x
| THC-SES-FEQ-OS25 | Fire Extinguisher 5lb ABC | THC-SES-FEQ-0001A | Fire Prevention,Extinguisher | Fire Equipment | 41747 |  | x
| THC-SES-FEQ-OS25 | Fire Extinguisher 5lb ABC | THC-SES-FEQ-0001I | Fire Prevention,Extinguisher | Fire Equipment | 41747 |  | x
| THC-SES-FEQ-OS26 | Fire Extinguisher 20lb ABC | THC-SES-FEQ-0001 | Fire Prevention,Extinguisher | Fire Equipment | 41748 |  | x
| THC-SES-FEQ-OS28 | Fire Extinguisher 20lb ABC | THC-SES-FEQ-0001 | Fire Prevention,Extinguisher | Fire Equipment | 41750 |  | x
| THC-SES-FEQ-OS29 | Fire Extinguisher 10lb ABC | THC-SES-FEQ-0001 | Fire Prevention,Extinguisher | Fire Equipment | 41751 |  | x
| THC-SES-FEQ-OS29 | Fire Extinguisher 10lb ABC | THC-SES-FEQ-0001I | Fire Prevention,Extinguisher | Fire Equipment | 41751 |  | x
| THC-SES-FEQ-OS3 | Fire Extinguisher 20lb ABC | THC-SES-FEQ-0001A | Fire Prevention,Extinguisher | Fire Equipment | 41752 |  | x
| THC-SES-FEQ-OS3 | Fire Extinguisher 20lb ABC | THC-SES-FEQ-0001I | Fire Prevention,Extinguisher | Fire Equipment | 41752 |  | x
| THC-SES-FEQ-OS30 | Fire Extinguisher 10lb ABC | THC-SES-FEQ-0001 | Fire Prevention,Extinguisher | Fire Equipment | 41753 |  | x
| THC-SES-FEQ-OS30 | Fire Extinguisher 10lb ABC | THC-SES-FEQ-0001I | Fire Prevention,Extinguisher | Fire Equipment | 41753 |  | x
| THC-SES-FEQ-OS31 | Fire Extinguisher 10lb ABC | THC-SES-FEQ-0001B | Fire Prevention,Extinguisher | Fire Equipment | 41754 |  | x
| THC-SES-FEQ-OS31A | Fire Extinguisher 20lb ABC | THC-SES-FEQ-0001 | Fire Prevention,Extinguisher | Fire Equipment | 41755 |  | x
| THC-SES-FEQ-OS31A | Fire Extinguisher 20lb ABC | THC-SES-FEQ-0001I | Fire Prevention,Extinguisher | Fire Equipment | 41755 |  | x
| THC-SES-FEQ-OS32 | Fire Extinguisher 20lb ABC | THC-SES-FEQ-0001 | Fire Prevention,Extinguisher | Fire Equipment | 41756 |  | x
| THC-SES-FEQ-OS32 | Fire Extinguisher 20lb ABC | THC-SES-FEQ-0001C | Fire Prevention,Extinguisher | Fire Equipment | 41756 |  | x
| THC-SES-FEQ-OS32 | Fire Extinguisher 20lb ABC | THC-SES-FEQ-0001I | Fire Prevention,Extinguisher | Fire Equipment | 41756 |  | x
| THC-SES-FEQ-OS33B | Fire Extinguisher 20lb ABC | THC-SES-FEQ-0001 | Fire Prevention,Extinguisher | Fire Equipment | 41758 |  | x
| THC-SES-FEQ-OS33B | Fire Extinguisher 20lb ABC | THC-SES-FEQ-0001I | Fire Prevention,Extinguisher | Fire Equipment | 41758 |  | x
| THC-SES-FEQ-OS34 | Fire Extinguisher 20lb ABC | THC-SES-FEQ-0001 | Fire Prevention,Extinguisher | Fire Equipment | 41759 |  | x
| THC-SES-FEQ-OS34 | Fire Extinguisher 20lb ABC | THC-SES-FEQ-0001Q | Fire Prevention,Extinguisher | Fire Equipment | 41759 |  | x
| THC-SES-FEQ-OS35 | Fire Extinguisher 20lb ABC | THC-SES-FEQ-0001I | Fire Prevention,Extinguisher | Fire Equipment | 41760 |  | x
| THC-SES-FEQ-OS36 | Fire Extinguisher 10lb ABC | THC-SES-FEQ-0001I | Fire Prevention,Extinguisher | Fire Equipment | 41761 |  | x
| THC-SES-FEQ-OS37 | Fire Extinguisher 10lb ABC | THC-SES-FEQ-0001 | Fire Prevention,Extinguisher | Fire Equipment | 41762 |  | x
| THC-SES-FEQ-OS37 | Fire Extinguisher 10lb ABC | THC-SES-FEQ-0001D | Fire Prevention,Extinguisher | Fire Equipment | 41762 |  | x
| THC-SES-FEQ-OS38 | Fire Extinguisher 10lb ABC | THC-SES-FEQ-0001I | Fire Prevention,Extinguisher | Fire Equipment | 41763 |  | x
| THC-SES-FEQ-OS39 | Fire Extinguisher 10lb ABC | THC-SES-FEQ-0001 | Fire Prevention,Extinguisher | Fire Equipment | 41764 |  | x
| THC-SES-FEQ-OS39 | Fire Extinguisher 10lb ABC | THC-SES-FEQ-0001D | Fire Prevention,Extinguisher | Fire Equipment | 41764 |  | x
| THC-SES-FEQ-OS4 | Fire Extinguisher 10lb ABC | THC-SES-FEQ-0001I | Fire Prevention,Extinguisher | Fire Equipment | 41765 |  | x
| THC-SES-FEQ-OS40 | Fire Extinguisher 20lb ABC | THC-SES-FEQ-0001 | Fire Prevention,Extinguisher | Fire Equipment | 41766 |  | x
| THC-SES-FEQ-OS40 | Fire Extinguisher 20lb ABC | THC-SES-FEQ-0001F | Fire Prevention,Extinguisher | Fire Equipment | 41766 |  | x
| THC-SES-FEQ-OS40 | Fire Extinguisher 20lb ABC | THC-SES-FEQ-0001I | Fire Prevention,Extinguisher | Fire Equipment | 41766 |  | x
| THC-SES-FEQ-OS41 | Fire Extinguisher 20lb ABC | THC-SES-FEQ-0001 | Fire Prevention,Extinguisher | Fire Equipment | 41767 |  | x
| THC-SES-FEQ-OS41 | Fire Extinguisher 20lb ABC | THC-SES-FEQ-0001E | Fire Prevention,Extinguisher | Fire Equipment | 41767 |  | x
| THC-SES-FEQ-OS42 | Fire Extinguisher 10lb ABC | THC-SES-FEQ-0001 | Fire Prevention,Extinguisher | Fire Equipment | 41768 |  | x
| THC-SES-FEQ-OS42 | Fire Extinguisher 10lb ABC | THC-SES-FEQ-0001E | Fire Prevention,Extinguisher | Fire Equipment | 41768 |  | x
| THC-SES-FEQ-OS42 | Fire Extinguisher 10lb ABC | THC-SES-FEQ-0001I | Fire Prevention,Extinguisher | Fire Equipment | 41768 |  | x
| THC-SES-FEQ-OS43 | Fire Extinguisher 6lb ABC | THC-SES-FEQ-0001F | Fire Prevention,Extinguisher | Fire Equipment | 41769 |  | x
| THC-SES-FEQ-OS43 | Fire Extinguisher 6lb ABC | THC-SES-FEQ-0001I | Fire Prevention,Extinguisher | Fire Equipment | 41769 |  | x
| THC-SES-FEQ-OS44 | Fire Extinguisher 6lb ABC | THC-SES-FEQ-0001F | Fire Prevention,Extinguisher | Fire Equipment | 41770 |  | x
| THC-SES-FEQ-OS45 | Fire Extinguisher 20lb ABC | THC-SES-FEQ-0001 | Fire Prevention,Extinguisher | Fire Equipment | 41771 |  | x
| THC-SES-FEQ-OS45 | Fire Extinguisher 20lb ABC | THC-SES-FEQ-0001F | Fire Prevention,Extinguisher | Fire Equipment | 41771 |  | x
| THC-SES-FEQ-OS46 | Fire Extinguisher 5lb ABC | THC-SES-FEQ-0001 | Fire Prevention,Extinguisher | Fire Equipment | 41772 |  | x
| THC-SES-FEQ-OS46 | Fire Extinguisher 5lb ABC | THC-SES-FEQ-0001A | Fire Prevention,Extinguisher | Fire Equipment | 41772 |  | x
| THC-SES-FEQ-OS47 | Fire Extinguisher 20lb ABC | THC-SES-FEQ-0001A | Fire Prevention,Extinguisher | Fire Equipment | 41773 |  | x
| THC-SES-FEQ-OS47 | Fire Extinguisher 20lb ABC | THC-SES-FEQ-0001I | Fire Prevention,Extinguisher | Fire Equipment | 41773 |  | x
| THC-SES-FEQ-OS48 | Fire Extinguisher 10lb ABC | THC-SES-FEQ-0001 | Fire Prevention,Extinguisher | Fire Equipment | 41774 |  | x
| THC-SES-FEQ-OS5 | Fire Extinguisher 20lb ABC | THC-SES-FEQ-0001A | Fire Prevention,Extinguisher | Fire Equipment | 41775 |  | x
| THC-SES-FEQ-OS5 | Fire Extinguisher 20lb ABC | THC-SES-FEQ-0001I | Fire Prevention,Extinguisher | Fire Equipment | 41775 |  | x
| THC-SES-FEQ-OS50 | Fire Extinguishe 2 3/4lb ABC | THC-SES-FEQ-0001A | Fire Prevention,Extinguisher | Fire Equipment | 41776 |  | x
| THC-SES-FEQ-OS50 | Fire Extinguishe 2 3/4lb ABC | THC-SES-FEQ-0001I | Fire Prevention,Extinguisher | Fire Equipment | 41776 |  | x
| THC-SES-FEQ-OS51 | Fire Extinguishe 2 3/4lb ABC | THC-SES-FEQ-0001 | Fire Prevention,Extinguisher | Fire Equipment | 41777 |  | x
| THC-SES-FEQ-OS6 | Fire Extinguisher 5lb ABC | THC-SES-FEQ-0001A | Fire Prevention,Extinguisher | Fire Equipment | 41778 |  | x
| THC-SES-FEQ-OS7 | Fire Extinguisher 20lb ABC | THC-SES-FEQ-0001A | Fire Prevention,Extinguisher | Fire Equipment | 41779 |  | x
| THC-SES-FEQ-OS8 | Fire Extinguisher 5lb ABC | THC-SES-FEQ-0001A | Fire Prevention,Extinguisher | Fire Equipment | 41780 |  | x
| THC-SES-FEQ-OS9 | Fire Extinguishe 2 1/2lb ABC | THC-SES-FEQ-0001 | Fire Prevention,Extinguisher | Fire Equipment | 41781 |  | x
| THC-SES-FEQ-SD1 | Fire Extinguisher 10lb ABC | THC-SES-FEQ-0001 | Fire Prevention,Extinguisher | Fire Equipment | 41783 |  | x
| THC-SES-FEQ-SD10 | Fire Extinguisher 10lb ABC | THC-SES-FEQ-0001M | Fire Prevention,Extinguisher | Fire Equipment | 41784 |  | x
| THC-SES-FEQ-SD12 | Fire Extinguisher 10lb ABC | THC-SES-FEQ-0001M | Fire Prevention,Extinguisher | Fire Equipment | 41786 |  | x
| THC-SES-FEQ-SD13 | Fire Extinguisher 20lb ABC | THC-SES-FEQ-0001 | Fire Prevention,Extinguisher | Fire Equipment | 41787 |  | x
| THC-SES-FEQ-SD13 | Fire Extinguisher 20lb ABC | THC-SES-FEQ-0001M | Fire Prevention,Extinguisher | Fire Equipment | 41787 |  | x
| THC-SES-FEQ-SD14 | Fire Extinguisher 10lb ABC | THC-SES-FEQ-0001M | Fire Prevention,Extinguisher | Fire Equipment | 41788 |  | x
| THC-SES-FEQ-SD15 | Fire Extinguisher 10lb ABC | THC-SES-FEQ-0001I | Fire Prevention,Extinguisher | Fire Equipment | 41789 |  | x
| THC-SES-FEQ-SD15 | Fire Extinguisher 10lb ABC | THC-SES-FEQ-0001M | Fire Prevention,Extinguisher | Fire Equipment | 41789 |  | x
| THC-SES-FEQ-SD16 | Fire Extinguisher 20lb ABC | THC-SES-FEQ-0001 | Fire Prevention,Extinguisher | Fire Equipment | 41790 |  | x
| THC-SES-FEQ-SD16 | Fire Extinguisher 20lb ABC | THC-SES-FEQ-0001I | Fire Prevention,Extinguisher | Fire Equipment | 41790 |  | x
| THC-SES-FEQ-SD16 | Fire Extinguisher 20lb ABC | THC-SES-FEQ-0001M | Fire Prevention,Extinguisher | Fire Equipment | 41790 |  | x
| THC-SES-FEQ-SD17 | Fire Extinguishe 2 1/2lb ABC | THC-SES-FEQ-0001 | Fire Prevention,Extinguisher | Fire Equipment | 41791 |  | x
| THC-SES-FEQ-SD17 | Fire Extinguishe 2 1/2lb ABC | THC-SES-FEQ-0001I | Fire Prevention,Extinguisher | Fire Equipment | 41791 |  | x
| THC-SES-FEQ-SD18 | Fire Extinguishe 2 1/2lb ABC | THC-SES-FEQ-0001I | Fire Prevention,Extinguisher | Fire Equipment | 41792 |  | x
| THC-SES-FEQ-SD18 | Fire Extinguishe 2 1/2lb ABC | THC-SES-FEQ-0001M | Fire Prevention,Extinguisher | Fire Equipment | 41792 |  | x
| THC-SES-FEQ-SD19 | Fire Extinguisher 10lb ABC | THC-SES-FEQ-0001 | Fire Prevention,Extinguisher | Fire Equipment | 41794 |  | x
| THC-SES-FEQ-SD2 | Fire Extinguisher 10lb ABC | THC-SES-FEQ-0001I | Fire Prevention,Extinguisher | Fire Equipment | 41795 |  | x
| THC-SES-FEQ-SD20 | Fire Extinguisher 20lb ABC | THC-SES-FEQ-0001 | Fire Prevention,Extinguisher | Fire Equipment | 41796 |  | x
| THC-SES-FEQ-SD20 | Fire Extinguisher 20lb ABC | THC-SES-FEQ-0001I | Fire Prevention,Extinguisher | Fire Equipment | 41796 |  | x
| THC-SES-FEQ-SD20 | Fire Extinguisher 20lb ABC | THC-SES-FEQ-0001M | Fire Prevention,Extinguisher | Fire Equipment | 41796 |  | x
| THC-SES-FEQ-SD21 | Fire Extinguisher 10lb ABC | THC-SES-FEQ-0001 | Fire Prevention,Extinguisher | Fire Equipment | 41797 |  | x
| THC-SES-FEQ-SD21 | Fire Extinguisher 10lb ABC | THC-SES-FEQ-0001I | Fire Prevention,Extinguisher | Fire Equipment | 41797 |  | x
| THC-SES-FEQ-SD22 | Fire Extinguisher 10lb ABC | THC-SES-FEQ-0001M | Fire Prevention,Extinguisher | Fire Equipment | 41798 |  | x
| THC-SES-FEQ-SD23 | Fire Extinguisher 10lb ABC | THC-SES-FEQ-0001 | Fire Prevention,Extinguisher | Fire Equipment | 41799 |  | x
| THC-SES-FEQ-SD23 | Fire Extinguisher 10lb ABC | THC-SES-FEQ-0001I | Fire Prevention,Extinguisher | Fire Equipment | 41799 |  | x
| THC-SES-FEQ-SD24 | Fire Extinguisher 12lb ABC | THC-SES-FEQ-0001 | Fire Prevention,Extinguisher | Fire Equipment | 41800 |  | x
| THC-SES-FEQ-SD24 | Fire Extinguisher 12lb ABC | THC-SES-FEQ-0001I | Fire Prevention,Extinguisher | Fire Equipment | 41800 |  | x
| THC-SES-FEQ-SD25 | Fire Extinguisher 10lb ABC | THC-SES-FEQ-0001 | Fire Prevention,Extinguisher | Fire Equipment | 41801 |  | x
| THC-SES-FEQ-SD25 | Fire Extinguisher 10lb ABC | THC-SES-FEQ-0001I | Fire Prevention,Extinguisher | Fire Equipment | 41801 |  | x
| THC-SES-FEQ-SD26 | Fire Extinguisher 10lb ABC | THC-SES-FEQ-0001M | Fire Prevention,Extinguisher | Fire Equipment | 41802 |  | x
| THC-SES-FEQ-SD27 | Fire Extinguisher 10lb ABC | THC-SES-FEQ-0001 | Fire Prevention,Extinguisher | Fire Equipment | 41803 |  | x
| THC-SES-FEQ-SD27 | Fire Extinguisher 10lb ABC | THC-SES-FEQ-0001I | Fire Prevention,Extinguisher | Fire Equipment | 41803 |  | x
| THC-SES-FEQ-SD3 | Fire Extinguisher 10lb ABC | THC-SES-FEQ-0001 | Fire Prevention,Extinguisher | Fire Equipment | 41804 |  | x
| THC-SES-FEQ-SD3 | Fire Extinguisher 10lb ABC | THC-SES-FEQ-0001I | Fire Prevention,Extinguisher | Fire Equipment | 41804 |  | x
| THC-SES-FEQ-SD3 | Fire Extinguisher 10lb ABC | THC-SES-FEQ-0001N | Fire Prevention,Extinguisher | Fire Equipment | 41804 |  | x
| THC-SES-FEQ-SD30 | Fire Extinguisher 10lb ABC | THC-SES-FEQ-0001 | Fire Prevention,Extinguisher | Fire Equipment | 41805 |  | x
| THC-SES-FEQ-SD30 | Fire Extinguisher 10lb ABC | THC-SES-FEQ-0001I | Fire Prevention,Extinguisher | Fire Equipment | 41805 |  | x
| THC-SES-FEQ-SD31 | Fire Extinguisher 20lb ABC | THC-SES-FEQ-0001 | Fire Prevention,Extinguisher | Fire Equipment | 41806 |  | x
| THC-SES-FEQ-SD31 | Fire Extinguisher 20lb ABC | THC-SES-FEQ-0001I | Fire Prevention,Extinguisher | Fire Equipment | 41806 |  | x
| THC-SES-FEQ-SD31 | Fire Extinguisher 20lb ABC | THC-SES-FEQ-0001M | Fire Prevention,Extinguisher | Fire Equipment | 41806 |  | x
| THC-SES-FEQ-SD32 | Fire Extinguisher 20lb ABC | THC-SES-FEQ-0001 | Fire Prevention,Extinguisher | Fire Equipment | 41807 |  | x
| THC-SES-FEQ-SD32 | Fire Extinguisher 20lb ABC | THC-SES-FEQ-0001I | Fire Prevention,Extinguisher | Fire Equipment | 41807 |  | x
| THC-SES-FEQ-SD32 | Fire Extinguisher 20lb ABC | THC-SES-FEQ-0001M | Fire Prevention,Extinguisher | Fire Equipment | 41807 |  | x
| THC-SES-FEQ-SD33 | Fire Extinguisher 10lb ABC | THC-SES-FEQ-0001I | Fire Prevention,Extinguisher | Fire Equipment | 41808 |  | x
| THC-SES-FEQ-SD33 | Fire Extinguisher 10lb ABC | THC-SES-FEQ-0001M | Fire Prevention,Extinguisher | Fire Equipment | 41808 |  | x
| THC-SES-FEQ-SD34 | Fire Extinguisher 10lb ABC | THC-SES-FEQ-0001 | Fire Prevention,Extinguisher | Fire Equipment | 41809 |  | x
| THC-SES-FEQ-SD34 | Fire Extinguisher 10lb ABC | THC-SES-FEQ-0001I | Fire Prevention,Extinguisher | Fire Equipment | 41809 |  | x
| THC-SES-FEQ-SD35 | Fire Extinguisher 12lb ABC | THC-SES-FEQ-0001I | Fire Prevention,Extinguisher | Fire Equipment | 41810 |  | x
| THC-SES-FEQ-SD37 | Fire Extinguisher 10lb ABC | THC-SES-FEQ-0001I | Fire Prevention,Extinguisher | Fire Equipment | 41812 |  | x
| THC-SES-FEQ-SD4 | Fire Extinguisher 10lb ABC | THC-SES-FEQ-0001I | Fire Prevention,Extinguisher | Fire Equipment | 41813 |  | x
| THC-SES-FEQ-SD4 | Fire Extinguisher 10lb ABC | THC-SES-FEQ-0001M | Fire Prevention,Extinguisher | Fire Equipment | 41813 |  | x
| THC-SES-FEQ-SD5 | Fire Extinguisher 10lb ABC | THC-SES-FEQ-0001 | Fire Prevention,Extinguisher | Fire Equipment | 41814 |  | x
| THC-SES-FEQ-SD5 | Fire Extinguisher 10lb ABC | THC-SES-FEQ-0001I | Fire Prevention,Extinguisher | Fire Equipment | 41814 |  | x
| THC-SES-FEQ-SD6 | Fire Extinguisher 5lb ABC | THC-SES-FEQ-0001 | Fire Prevention,Extinguisher | Fire Equipment | 41815 |  | x
| THC-SES-FEQ-SD7 | Fire Extinguisher 20lb ABC | THC-SES-FEQ-0001I | Fire Prevention,Extinguisher | Fire Equipment | 41816 |  | x
| THC-SES-FEQ-SD7 | Fire Extinguisher 20lb ABC | THC-SES-FEQ-0001M | Fire Prevention,Extinguisher | Fire Equipment | 41816 |  | x
| THC-SES-FEQ-SD8 | Fire Extinguisher 10lb ABC | THC-SES-FEQ-0001I | Fire Prevention,Extinguisher | Fire Equipment | 41817 |  | x
| THC-SES-FEQ-SD8 | Fire Extinguisher 10lb ABC | THC-SES-FEQ-0001M | Fire Prevention,Extinguisher | Fire Equipment | 41817 |  | x
| THC-SES-FEQ-SD9 | Fire Extinguisher 10lb ABC | THC-SES-FEQ-0001 | Fire Prevention,Extinguisher | Fire Equipment | 41818 |  | x
| THC-SES-FEQ-SD9 | Fire Extinguisher 10lb ABC | THC-SES-FEQ-0001I | Fire Prevention,Extinguisher | Fire Equipment | 41818 |  | x
| THC-SES-FEQ-TUNNEL | Portable Fire Extinguishers in Tunnels | THC-SES-FEQ-0001 | Fire Prevention,Extinguisher | Fire Equipment | 41820 |  | x
| THC-SES-FEQ-V1 | Fire Extinguishe 2 3/4lb ABC | THC-SES-FEQ-0001I | Fire Prevention,Extinguisher | Fire Equipment | 41819 |  | x
| THC-SES-FEQ-V2 | Fire Extinguishe 2 3/4lb ABC | THC-SES-FEQ-0001 | Fire Prevention,Extinguisher | Fire Equipment | 41821 |  | x
| THC-SES-FEQ-V4 | Fire Extinguishe 2 3/4lb ABC | THC-SES-FEQ-0001I | Fire Prevention,Extinguisher | Fire Equipment | 41823 |  | x
| THC-SES-FEQ-V5 | Fire Extinguishe 2 3/4lb ABC | THC-SES-FEQ-0001 | Fire Prevention,Extinguisher | Fire Equipment | 41824 |  | x
| THC-SES-FEQ-V5 | Fire Extinguishe 2 3/4lb ABC | THC-SES-FEQ-0001I | Fire Prevention,Extinguisher | Fire Equipment | 41824 |  | x
| THC-SES-FEQ-V6 | Fire Extinguishe 2 3/4lb ABC | THC-SES-FEQ-0001 | Fire Prevention,Extinguisher | Fire Equipment | 41825 |  | x
| THC-SES-FEQ-V7 | Fire Extinguisher 5lb ABC | THC-SES-FEQ-0001 | Fire Prevention,Extinguisher | Fire Equipment | 41826 |  | x
| THR-FEQ-V | Fire Hydrant | THR-SES-WA3 | Fire Prevention,Extinguisher,CO2 | Fire Equipment |  |  | http://www.toronto.ca/TWONTO#00432
| THR-FEQ-V-0010 | Fire Hydrant (HY31281) | THR-FEQ-V | Fire Prevention,Extinguisher,CO2 | Fire Equipment |  | V | http://www.toronto.ca/TWONTO#00781
| THR-FEQ-V-0012 | Fire Hydrant (HY31283) | THR-FEQ-V | Fire Prevention,Extinguisher,CO2 | Fire Equipment |  | V | http://www.toronto.ca/TWONTO#00781
| THR-FEQ-V-0014 | Fire Hydrant (HY31285) | THR-FEQ-V | Fire Prevention,Extinguisher,CO2 | Fire Equipment |  | V | http://www.toronto.ca/TWONTO#00781
| THR-FEQ-V-0016 | Fire Hydrant (HY31287) | THR-FEQ-V | Fire Prevention,Extinguisher,CO2 | Fire Equipment |  | V | http://www.toronto.ca/TWONTO#00781
| THR-FEQ-V-0020 | Fire Hydrant (HY31291) | THR-FEQ-V | Fire Prevention,Extinguisher,CO2 | Fire Equipment |  | V | http://www.toronto.ca/TWONTO#00781
| THR-FEQ-V-0022 | Fire Hydrant (HY31293) | THR-FEQ-V | Fire Prevention,Extinguisher,CO2 | Fire Equipment |  | V | http://www.toronto.ca/TWONTO#00781
| THR-FEQ-V-0024S | Fire Hydrant (HY31289) | THR-FEQ-V | Fire Prevention,Extinguisher,CO2 | Fire Equipment | 39007 | V | x
| THR-SES-FEQ-0001S | Fire Extinguisher, Instrument Shop | THR-S-E | Fire Prevention,Extinguisher,CO2 | Fire Equipment | 42140 | FEQ | x
| THR-SES-FEQ-0001S | Fire Extinguisher, Instrument Shop | THR-SES-FEQ-HPBBS | Fire Prevention,Extinguisher,CO2 | Fire Equipment | 42140 | FEQ | x
| THR-SES-FEQ-0003S | Fire Extinguisher, Instrument Shop | THR-S-E | Fire Prevention,Extinguisher,CO2 | Fire Equipment | 42141 | FEQ | x
| THR-SES-FEQ-0003S | Fire Extinguisher, Instrument Shop | THR-SES-FEQ-ADMS | Fire Prevention,Extinguisher,CO2 | Fire Equipment | 42141 | FEQ | x
| THR-SES-FEQ-0006S | Fire Extinguisher, Conference Room (Temp suspended due Construction) | THR-S-E | Fire Prevention,Extinguisher,CO2 | Fire Equipment | 42143 | FEQ | x
| THR-SES-FEQ-0007S | Fire Extinguisher, Instrument Shop | THR-SES-FEQ | Fire Prevention,Extinguisher,CO2 | Fire Equipment | 42144 | FEQ | x
| THR-SES-FEQ-0007S | Fire Extinguisher, Instrument Shop | THR-SES-FEQ-ADMS | Fire Prevention,Extinguisher,CO2 | Fire Equipment | 42144 | FEQ | x
| THR-SES-FEQ-0008S | Fire Extinguisher, Instrument Shop | THR-SES-FEQ | Fire Prevention,Extinguisher,CO2 | Fire Equipment | 42145 | FEQ | x
| THR-SES-FEQ-0008S | Fire Extinguisher, Instrument Shop | THR-SES-FEQ-ADMS | Fire Prevention,Extinguisher,CO2 | Fire Equipment | 42145 | FEQ | x
| THR-SES-FEQ-0009S | Fire Extinguisher, Engine Room North | THR-S-E | Fire Prevention,Extinguisher,CO2 | Fire Equipment | 42146 | FEQ | x
| THR-SES-FEQ-0010S | Fire Extinguisher, Engine Room North East | THR-SES-FEQ | Fire Prevention,Extinguisher,CO2 | Fire Equipment | 42147 | FEQ | x
| THR-SES-FEQ-0010S | Fire Extinguisher, Engine Room North East | THR-SES-FEQ-ADMS | Fire Prevention,Extinguisher,CO2 | Fire Equipment | 42147 | FEQ | x
| THR-SES-FEQ-0012S | Fire Extinguisher, Control Room (Temp. suspended due Construction) | THR-S-E | Fire Prevention,Extinguisher,CO2 | Fire Equipment | 42148 | FEQ | x
| THR-SES-FEQ-0012S | Fire Extinguisher, Control Room (Temp. suspended due Construction) | THR-SES-FEQ | Fire Prevention,Extinguisher,CO2 | Fire Equipment | 42148 | FEQ | x
| THR-SES-FEQ-0012S | Fire Extinguisher, Control Room (Temp. suspended due Construction) | THR-SES-FEQ-HPBBS | Fire Prevention,Extinguisher,CO2 | Fire Equipment | 42148 | FEQ | x
| THR-SES-FEQ-0014S | Fire Extinguisher, New Control Room (Temp. suspended due Construction) | THR-S-E | Fire Prevention,Extinguisher,CO2 | Fire Equipment | 42149 | FEQ | x
| THR-SES-FEQ-0019S | Fire Extinguisher, Engine Room Shop | THR-SES-FEQ | Fire Prevention,Extinguisher,CO2 | Fire Equipment | 42150 | FEQ | x
| THR-SES-FEQ-0019S | Fire Extinguisher, Engine Room Shop | THR-SES-FEQ-ADMS | Fire Prevention,Extinguisher,CO2 | Fire Equipment | 42150 | FEQ | x
| THR-SES-FEQ-0024S | Fire Extinguisher, Engine Room Basement | THR-SES-FEQ-ADMS | Fire Prevention,Extinguisher,CO2 | Fire Equipment | 42151 | FEQ | x
| THR-SES-FEQ-0025S | Fire Extinguisher, Engine Room | THR-S-E | Fire Prevention,Extinguisher,CO2 | Fire Equipment | 42152 | FEQ | x
| THR-SES-FEQ-0026S | Fire Extinguisher, Grit Building | THR-SES-FEQ-GRITS | Fire Prevention,Extinguisher,CO2 | Fire Equipment | 42288 | FEQ | x
| THR-SES-FEQ-0027S | Fire Extinguisher, Grit Building | THR-SES-FEQ-GRITS | Fire Prevention,Extinguisher,CO2 | Fire Equipment | 42153 | FEQ | x
| THR-SES-FEQ-0028S | Fire Extinguisher, Grit Bldg | THR-S-E | Fire Prevention,Extinguisher,CO2 | Fire Equipment | 42154 | FEQ | x
| THR-SES-FEQ-0028S | Fire Extinguisher, Grit Bldg | THR-SES-FEQ-GRITS | Fire Prevention,Extinguisher,CO2 | Fire Equipment | 42154 | FEQ | x
| THR-SES-FEQ-0029S | Fire Extinguisher, Grit Building | THR-S-E | Fire Prevention,Extinguisher,CO2 | Fire Equipment | 42155 | FEQ | x
| THR-SES-FEQ-0030S | Fire Extinguisher, Grit Building | THR-S-E | Fire Prevention,Extinguisher,CO2 | Fire Equipment | 42156 | FEQ | x
| THR-SES-FEQ-0031S | Fire Extinguisher, Grit Building | THR-S-E | Fire Prevention,Extinguisher,CO2 | Fire Equipment | 42157 | FEQ | x
| THR-SES-FEQ-0032S | Fire Extinguisher, Grit Building | THR-SES-FEQ-GRITS | Fire Prevention,Extinguisher,CO2 | Fire Equipment | 42158 | FEQ | x
| THR-SES-FEQ-0033S | Fire Extinguisher, Grit Building | THR-SES-FEQ-GRITS | Fire Prevention,Extinguisher,CO2 | Fire Equipment | 42159 | FEQ | x
| THR-SES-FEQ-0035S | Fire Extinguisher, Grit Building | THR-S-E | Fire Prevention,Extinguisher,CO2 | Fire Equipment | 42289 | FEQ | x
| THR-SES-FEQ-0035S | Fire Extinguisher, Grit Building | THR-SES-FEQ-GRITS | Fire Prevention,Extinguisher,CO2 | Fire Equipment | 42289 | FEQ | x
| THR-SES-FEQ-0037S | Fire Extinguisher. Grit Building | THR-SES-FEQ-GRITS | Fire Prevention,Extinguisher,CO2 | Fire Equipment | 42160 | FEQ | x
| THR-SES-FEQ-0039S | Fire Extinguisher, Blower Bldg. | THR-S-E | Fire Prevention,Extinguisher,CO2 | Fire Equipment | 42162 | FEQ | x
| THR-SES-FEQ-0039S | Fire Extinguisher, Blower Bldg. | THR-SES-FEQ | Fire Prevention,Extinguisher,CO2 | Fire Equipment | 42162 | FEQ | x
| THR-SES-FEQ-0039S | Fire Extinguisher, Blower Bldg. | THR-SES-FEQ-HPBBS | Fire Prevention,Extinguisher,CO2 | Fire Equipment | 42162 | FEQ | x
| THR-SES-FEQ-0040S | Fire Extinguisher, Blower Bldg. | THR-SES-FEQ-HPBBS | Fire Prevention,Extinguisher,CO2 | Fire Equipment | 42163 | FEQ | x
| THR-SES-FEQ-0042S | Fire Extinguisher, Blower Bldg. | THR-SES-FEQ-HPBBS | Fire Prevention,Extinguisher,CO2 | Fire Equipment | 42165 | FEQ | x
| THR-SES-FEQ-0046S | Fire Extinguisher, Dig 7&8 area | THR-S-E | Fire Prevention,Extinguisher,CO2 | Fire Equipment | 42166 | FEQ | x
| THR-SES-FEQ-0047S | Fire Extinguisher, Primary Pumping Station 1 | THR-S-E | Fire Prevention,Extinguisher,CO2 | Fire Equipment | 42167 | FEQ | x
| THR-SES-FEQ-0047S | Fire Extinguisher, Primary Pumping Station 1 | THR-SES-FEQ-PRMS | Fire Prevention,Extinguisher,CO2 | Fire Equipment | 42167 | FEQ | x
| THR-SES-FEQ-0048S | Fire Extinguisher, Primary Pumping Station 2 | THR-S-E | Fire Prevention,Extinguisher,CO2 | Fire Equipment | 42168 | FEQ | x
| THR-SES-FEQ-0048S | Fire Extinguisher, Primary Pumping Station 2 | THR-SES-FEQ-PRMS | Fire Prevention,Extinguisher,CO2 | Fire Equipment | 42168 | FEQ | x
| THR-SES-FEQ-0049S | Fire Extinguisher, Primary Pumping Station 2 | THR-S-E | Fire Prevention,Extinguisher,CO2 | Fire Equipment | 42169 | FEQ | x
| THR-SES-FEQ-0049S | Fire Extinguisher, Primary Pumping Station 2 | THR-SES-FEQ-PRMS | Fire Prevention,Extinguisher,CO2 | Fire Equipment | 42169 | FEQ | x
| THR-SES-FEQ-0050S | Fire Extinguisher, New Maintenance Bldg. | THR-SES-FEQ | Fire Prevention,Extinguisher,CO2 | Fire Equipment | 42170 | FEQ | x
| THR-SES-FEQ-0053S | Fire Extinguisher, New Maintenance Bldg. | THR-S-E | Fire Prevention,Extinguisher,CO2 | Fire Equipment | 42173 | FEQ | x
| THR-SES-FEQ-0053S | Fire Extinguisher, New Maintenance Bldg. | THR-SES-FEQ-RSPSS | Fire Prevention,Extinguisher,CO2 | Fire Equipment | 42173 | FEQ | x
| THR-SES-FEQ-0062S | Fire Extinguisher, STB Ground Floor | THR-S-E | Fire Prevention,Extinguisher,CO2 | Fire Equipment | 42176 | FEQ | x
| THR-SES-FEQ-0062S | Fire Extinguisher, STB Ground Floor | THR-SES-FEQ-STBS | Fire Prevention,Extinguisher,CO2 | Fire Equipment | 42176 | FEQ | x
| THR-SES-FEQ-0063S | Fire Extinguisher, STB Ground Floor, | THR-SES-FEQ-STBS | Fire Prevention,Extinguisher,CO2 | Fire Equipment | 42177 | FEQ | x
| THR-SES-FEQ-0067S | Fire Extinguisher, STB Ground Floor | THR-S-E | Fire Prevention,Extinguisher,CO2 | Fire Equipment | 42178 | FEQ | x
| THR-SES-FEQ-0067S | Fire Extinguisher, STB Ground Floor | THR-SES-FEQ-STBS | Fire Prevention,Extinguisher,CO2 | Fire Equipment | 42178 | FEQ | x
| THR-SES-FEQ-0068S | Fire Extinguisher, RSPS Control Room | THR-S-E | Fire Prevention,Extinguisher,CO2 | Fire Equipment | 42179 | FEQ | x
| THR-SES-FEQ-0068S | Fire Extinguisher, RSPS Control Room | THR-SES-FEQ-RSPSS | Fire Prevention,Extinguisher,CO2 | Fire Equipment | 42179 | FEQ | x
| THR-SES-FEQ-0069S | Fire Extinguisher, RSPS Control Room | THR-S-E | Fire Prevention,Extinguisher,CO2 | Fire Equipment | 42180 | FEQ | x
| THR-SES-FEQ-0070S | Fire Extinguisher, STB | THR-S-E | Fire Prevention,Extinguisher,CO2 | Fire Equipment | 42181 | FEQ | x
| THR-SES-FEQ-0070S | Fire Extinguisher, STB | THR-SES-FEQ-STBS | Fire Prevention,Extinguisher,CO2 | Fire Equipment | 42181 | FEQ | x
| THR-SES-FEQ-0072S | Fire Extinguisher, STB Basement | THR-SES-FEQ-STBS | Fire Prevention,Extinguisher,CO2 | Fire Equipment | 42182 | FEQ | x
| THR-SES-FEQ-0073S | Fire Extinguisher, Gallery T-18 | THR-S-E | Fire Prevention,Extinguisher,CO2 | Fire Equipment | 42183 | FEQ | x
| THR-SES-FEQ-0074S | Fire Extinguisher, Gallery T-18 | THR-S-E | Fire Prevention,Extinguisher,CO2 | Fire Equipment | 42184 | FEQ | x
| THR-SES-FEQ-0075S | Fire Extinguisher, Gallery T-15 | THR-S-E | Fire Prevention,Extinguisher,CO2 | Fire Equipment | 42185 | FEQ | x
| THR-SES-FEQ-0076S | Fire Extinguisher Gallery T-23 | THR-S-E | Fire Prevention,Extinguisher,CO2 | Fire Equipment | 42291 | FEQ | x
| THR-SES-FEQ-0077S | Fire Extinguisher, Gallery T-23 | THR-SES-FEQ-T&GS | Fire Prevention,Extinguisher,CO2 | Fire Equipment | 42292 | FEQ | x
| THR-SES-FEQ-0078S | Fire Extinguisher, Gallery T-23 | THR-S-E | Fire Prevention,Extinguisher,CO2 | Fire Equipment | 42293 | FEQ | x
| THR-SES-FEQ-0079S | Fire Extinguisher, Gallery T-21 | THR-S-E | Fire Prevention,Extinguisher,CO2 | Fire Equipment | 42294 | FEQ | x
| THR-SES-FEQ-0080S | Fire Extinguisher, Gallery T-21 | THR-SES-FEQ-T&GS | Fire Prevention,Extinguisher,CO2 | Fire Equipment | 42295 | FEQ | x
| THR-SES-FEQ-0081S | Fire Extinguisher, Gallery T-21 | THR-SES-FEQ-T&GS | Fire Prevention,Extinguisher,CO2 | Fire Equipment | 42296 | FEQ | x
| THR-SES-FEQ-0082S | Fire Extinguisher, Gallery T-21 | THR-SES-FEQ-T&GS | Fire Prevention,Extinguisher,CO2 | Fire Equipment | 42297 | FEQ | x
| THR-SES-FEQ-0083S | Fire Extinguisher, Gallery T-14 | THR-S-E | Fire Prevention,Extinguisher,CO2 | Fire Equipment | 42298 | FEQ | x
| THR-SES-FEQ-0084S | Fire Extinguisher, Return Sludge Pumping Station | THR-S-E | Fire Prevention,Extinguisher,CO2 | Fire Equipment | 42299 | FEQ | x
| THR-SES-FEQ-0084S | Fire Extinguisher, Return Sludge Pumping Station | THR-SES-FEQ-RSPSS | Fire Prevention,Extinguisher,CO2 | Fire Equipment | 42299 | FEQ | x
| THR-SES-FEQ-0085S | Fire Extinguisher, Return Sludge Pumping Station | THR-S-E | Fire Prevention,Extinguisher,CO2 | Fire Equipment | 42300 | FEQ | x
| THR-SES-FEQ-0085S | Fire Extinguisher, Return Sludge Pumping Station | THR-SES-FEQ-RSPSS | Fire Prevention,Extinguisher,CO2 | Fire Equipment | 42300 | FEQ | x
| THR-SES-FEQ-0086S | Fire Extinguisher, Return Sludge Pumping Station | THR-S-E | Fire Prevention,Extinguisher,CO2 | Fire Equipment | 42301 | FEQ | x
| THR-SES-FEQ-0086S | Fire Extinguisher, Return Sludge Pumping Station | THR-SES-FEQ-RSPSS | Fire Prevention,Extinguisher,CO2 | Fire Equipment | 42301 | FEQ | x
| THR-SES-FEQ-0088S | Fire Extinguisher, Odour Control Building | THR-S-E | Fire Prevention,Extinguisher,CO2 | Fire Equipment | 42302 | FEQ | x
| THR-SES-FEQ-0089S | Fire Extinguisher, Odour Control Building | THR-S-E | Fire Prevention,Extinguisher,CO2 | Fire Equipment | 42303 | FEQ | x
| THR-SES-FEQ-0090S | Fire Extinguisher, Odour Control Building | THR-S-E | Fire Prevention,Extinguisher,CO2 | Fire Equipment | 42304 | FEQ | x
| THR-SES-FEQ-0091S | Fire Extinguisher, , Odour Control Bldg | THR-SES-FEQ-OCB | Fire Prevention,Extinguisher,CO2 | Fire Equipment | 42305 | FEQ | x
| THR-SES-FEQ-0093S | Fire Extinguisher, East SubStn | THR-S-E | Fire Prevention,Extinguisher,CO2 | Fire Equipment | 42307 | FEQ | x
| THR-SES-FEQ-0096S | Fire Extinguisher, Grit Building | THR-SES-FEQ-GRITS | Fire Prevention,Extinguisher,CO2 | Fire Equipment | 42309 | FEQ | x
| THR-SES-FEQ-0098S | Fire Extinguisher, Gallery T-23 | THR-SES-FEQ-T&GS | Fire Prevention,Extinguisher,CO2 | Fire Equipment | 42310 | FEQ | x
| THR-SES-FEQ-0099S | Fire Extinguisher, Gallery T-23 | THR-SES-FEQ-T&GS | Fire Prevention,Extinguisher,CO2 | Fire Equipment | 42311 | FEQ | x
| THR-SES-FEQ-0100AS | Fire Extinguisher, East Maintenance Shop | THR-S-E | Fire Prevention,Extinguisher,CO2 | Fire Equipment | 42313 | FEQ | x
| THR-SES-FEQ-0101S | Fire Extinguisher, East Maintenance Shop | THR-S-E | Fire Prevention,Extinguisher,CO2 | Fire Equipment | 42315 | FEQ | x
| THR-SES-FEQ-0101S | Fire Extinguisher, East Maintenance Shop | THR-SES-FEQ-EMSS | Fire Prevention,Extinguisher,CO2 | Fire Equipment | 42315 | FEQ | x
| THR-SES-FEQ-0102S | Fire Extinguisher, Air Compressor Building, South Wall | THR-S-E | Fire Prevention,Extinguisher,CO2 | Fire Equipment | 42316 | FEQ | x
| THR-SES-FEQ-0102S | Fire Extinguisher, Air Compressor Building, South Wall | THR-SES-FEQ-T&GS | Fire Prevention,Extinguisher,CO2 | Fire Equipment | 42316 | FEQ | x
| THR-SES-FEQ-0103S | Fire Extinguisher, Air Compressor Building, North Wall | THR-S-E | Fire Prevention,Extinguisher,CO2 | Fire Equipment | 42358 | FEQ | x
| THR-SES-FEQ-0103S | Fire Extinguisher, Air Compressor Building, North Wall | THR-SES-FEQ-T&GS | Fire Prevention,Extinguisher,CO2 | Fire Equipment | 42358 | FEQ | x
| THR-SES-FEQ-0104S | Fire Extinguisher, Engine Room Blowers Area | THR-SES-FEQ | Fire Prevention,Extinguisher,CO2 | Fire Equipment | 42359 | FEQ | x
| THR-SES-FEQ-0104S | Fire Extinguisher, Engine Room Blowers Area | THR-SES-FEQ-ADMS | Fire Prevention,Extinguisher,CO2 | Fire Equipment | 42359 | FEQ | x
| THR-SES-FEQ-0104S | Fire Extinguisher, Engine Room Blowers Area | THR-SES-FEQ-ERS | Fire Prevention,Extinguisher,CO2 | Fire Equipment | 42359 | FEQ | x
| THR-SES-FEQ-0106S | Fire Extinguisher, Engine Room | THR-SES-FEQ-ADMS | Fire Prevention,Extinguisher,CO2 | Fire Equipment | 42317 | FEQ | x
| THR-SES-FEQ-0106S | Fire Extinguisher, Engine Room | THR-SES-FEQ-ERS | Fire Prevention,Extinguisher,CO2 | Fire Equipment | 42317 | FEQ | x
| THR-SES-FEQ-0107S | Fire Extinguisher, Engine Room | THR-S-E | Fire Prevention,Extinguisher,CO2 | Fire Equipment | 42318 | FEQ | x
| THR-SES-FEQ-0108S | Fire Extinguisher, Engine Room | THR-S-E | Fire Prevention,Extinguisher,CO2 | Fire Equipment | 42319 | FEQ | x
| THR-SES-FEQ-0109S | Fire Extinguisher, Engine Room | THR-S-E | Fire Prevention,Extinguisher,CO2 | Fire Equipment | 42320 | FEQ | x
| THR-SES-FEQ-0110S | Fire Extinguisher, East Maintemnance Shop | THR-S-E | Fire Prevention,Extinguisher,CO2 | Fire Equipment | 42321 | FEQ | x
| THR-SES-FEQ-0112S | Fire Extinguisher, Digester 7 & 8 | THR-S-E | Fire Prevention,Extinguisher,CO2 | Fire Equipment | 42323 | FEQ | x
| THR-SES-FEQ-0112S | Fire Extinguisher, Digester 7 & 8 | THR-SES-FEQ-DIGS | Fire Prevention,Extinguisher,CO2 | Fire Equipment | 42323 | FEQ | x
| THR-SES-FEQ-0114S | Fire Extinguisher, Digester 7 & 8 | THR-S-E | Fire Prevention,Extinguisher,CO2 | Fire Equipment | 42325 | FEQ | x
| THR-SES-FEQ-0114S | Fire Extinguisher, Digester 7 & 8 | THR-SES-FEQ-DIGS | Fire Prevention,Extinguisher,CO2 | Fire Equipment | 42325 | FEQ | x
| THR-SES-FEQ-0118S | Fire Extinguisher, Digester Gas Compressor Bldg | THR-SES-FEQ-DIGS | Fire Prevention,Extinguisher,CO2 | Fire Equipment | 42329 | FEQ | x
| THR-SES-FEQ-0119S | Fire Extinguisher, Digester Gas Compressor Bldg. | THR-SES-FEQ-DIGS | Fire Prevention,Extinguisher,CO2 | Fire Equipment | 42330 | FEQ | x
| THR-SES-FEQ-0120S | Fire Extinguisher, Digester Gas Compressor Bldg | THR-S-E | Fire Prevention,Extinguisher,CO2 | Fire Equipment | 42331 | FEQ | x
| THR-SES-FEQ-0141S | Fire Extinguisher, Digester Gas Compressor Bldg | THR-S-E | Fire Prevention,Extinguisher,CO2 | Fire Equipment | 42332 | FEQ | x
| THR-SES-FEQ-0142S | Fire Extinguisher, Digester Gas Compressor Bldg | THR-S-E | Fire Prevention,Extinguisher,CO2 | Fire Equipment | 42333 | FEQ | x
| THR-SES-FEQ-0143S | Fire Extinguisher, Digester Gas Compressor Bldg | THR-SES-FEQ-DIGS | Fire Prevention,Extinguisher,CO2 | Fire Equipment | 42334 | FEQ | x
| THR-SES-FEQ-0144S | Fire Extinguisher, Digester Gas Compressor Bldg | THR-SES-FEQ-DIGS | Fire Prevention,Extinguisher,CO2 | Fire Equipment | 42335 | FEQ | x
| THR-SES-FEQ-0147S | Fire Extinguisher,Digester Gas Compressor Bldg | THR-SES-FEQ-DIGS | Fire Prevention,Extinguisher,CO2 | Fire Equipment | 42361 | FEQ | x
| THR-SES-FEQ-0154S | Fire Extinguisher, West Maint. Shop | THR-SES-FEQ | Fire Prevention,Extinguisher,CO2 | Fire Equipment | 42336 | FEQ | x
| THR-SES-FEQ-0154S | Fire Extinguisher, West Maint. Shop | THR-SES-FEQ-ADMS | Fire Prevention,Extinguisher,CO2 | Fire Equipment | 42336 | FEQ | x
| THR-SES-FEQ-0156S | Fire Extinguisher, Admin. Bldg. | THR-SES-FEQ | Fire Prevention,Extinguisher,CO2 | Fire Equipment | 42337 | FEQ | x
| THR-SES-FEQ-0156S | Fire Extinguisher, Admin. Bldg. | THR-SES-FEQ-ADMS | Fire Prevention,Extinguisher,CO2 | Fire Equipment | 42337 | FEQ | x
| THR-SES-FEQ-0157S | Fire Extinguisher, Admin. Bldg. | THR-S-E | Fire Prevention,Extinguisher,CO2 | Fire Equipment | 42362 | FEQ | x
| THR-SES-FEQ-0158S | Fire Extinguisher, Machine Shop | THR-SES-FEQ-ADMS | Fire Prevention,Extinguisher,CO2 | Fire Equipment | 42363 | FEQ | x
| THR-SES-FEQ-0159S | Fire Extinguisher, Admin Bldg. | THR-S-E | Fire Prevention,Extinguisher,CO2 | Fire Equipment | 42364 | FEQ | x
| THR-SES-FEQ-0159S | Fire Extinguisher, Admin Bldg. | THR-SES-FEQ-ADMS | Fire Prevention,Extinguisher,CO2 | Fire Equipment | 42364 | FEQ | x
| THR-SES-FEQ-0161S | Fire Extinguisher, Machine Shop | THR-S-E | Fire Prevention,Extinguisher,CO2 | Fire Equipment | 42339 | FEQ | x
| THR-SES-FEQ-0161S | Fire Extinguisher, Machine Shop | THR-SES-FEQ-ADMS | Fire Prevention,Extinguisher,CO2 | Fire Equipment | 42339 | FEQ | x
| THR-SES-FEQ-0162S | Fire Extinguisher, Machine Shop | THR-S-E | Fire Prevention,Extinguisher,CO2 | Fire Equipment | 42340 | FEQ | x
| THR-SES-FEQ-0162S | Fire Extinguisher, Machine Shop | THR-SES-FEQ-ADMS | Fire Prevention,Extinguisher,CO2 | Fire Equipment | 42340 | FEQ | x
| THR-SES-FEQ-0163S | Fire Extinguisher, Machine Shop | THR-SES-FEQ-ADMS | Fire Prevention,Extinguisher,CO2 | Fire Equipment | 42341 | FEQ | x
| THR-SES-FEQ-0164S | Fire Extinguisher, Admin Bldg (Temp. suspended due Construction) | THR-SES-FEQ-ADMS | Fire Prevention,Extinguisher,CO2 | Fire Equipment | 42342 | FEQ | x
| THR-SES-FEQ-0165S | Fire Extinguisher, Admin Bldg (Temp. suspended due Construction) | THR-SES-FEQ | Fire Prevention,Extinguisher,CO2 | Fire Equipment | 42343 | FEQ | x
| THR-SES-FEQ-0165S | Fire Extinguisher, Admin Bldg (Temp. suspended due Construction) | THR-SES-FEQ-ADMS | Fire Prevention,Extinguisher,CO2 | Fire Equipment | 42343 | FEQ | x
| THR-SES-FEQ-0166S | Fire Extinguisher, Admin Bldg,(Temp. suspended due Construction) | THR-S-E | Fire Prevention,Extinguisher,CO2 | Fire Equipment | 42344 | FEQ | x
| THR-SES-FEQ-0166S | Fire Extinguisher, Admin Bldg,(Temp. suspended due Construction) | THR-SES-FEQ | Fire Prevention,Extinguisher,CO2 | Fire Equipment | 42344 | FEQ | x
| THR-SES-FEQ-0167S | Fire Extinguisher, Admin Bldg. | THR-S-E | Fire Prevention,Extinguisher,CO2 | Fire Equipment | 42345 | FEQ | x
| THR-SES-FEQ-0167S | Fire Extinguisher, Admin Bldg. | THR-SES-FEQ-ADMS | Fire Prevention,Extinguisher,CO2 | Fire Equipment | 42345 | FEQ | x
| THR-SES-FEQ-0168S | Fire Extinguisher, Admin. Bildg. | THR-S-E | Fire Prevention,Extinguisher,CO2 | Fire Equipment | 42347 | FEQ | x
| THR-SES-FEQ-0168S | Fire Extinguisher, Admin. Bildg. | THR-SES-FEQ | Fire Prevention,Extinguisher,CO2 | Fire Equipment | 42347 | FEQ | x
| THR-SES-FEQ-0168S | Fire Extinguisher, Admin. Bildg. | THR-SES-FEQ-HPBBS | Fire Prevention,Extinguisher,CO2 | Fire Equipment | 42347 | FEQ | x
| THR-SES-FEQ-0169S | Fire Extinguisher, Admin. Bldg. | THR-S-E | Fire Prevention,Extinguisher,CO2 | Fire Equipment | 42348 | FEQ | x
| THR-SES-FEQ-0170S | Fire Extinguisher, Admin. Bldg. | THR-SES-FEQ | Fire Prevention,Extinguisher,CO2 | Fire Equipment | 42349 | FEQ | x
| THR-SES-FEQ-0170S | Fire Extinguisher, Admin. Bldg. | THR-SES-FEQ-ADMS | Fire Prevention,Extinguisher,CO2 | Fire Equipment | 42349 | FEQ | x
| THR-SES-FEQ-0171S | Fire Extinguisher, Admin. Bldg. | THR-SES-FEQ | Fire Prevention,Extinguisher,CO2 | Fire Equipment | 42350 | FEQ | x
| THR-SES-FEQ-0171S | Fire Extinguisher, Admin. Bldg. | THR-SES-FEQ-ADMS | Fire Prevention,Extinguisher,CO2 | Fire Equipment | 42350 | FEQ | x
| THR-SES-FEQ-0172S | Fire Extinguisher, Admin. Bldg. | THR-SES-FEQ | Fire Prevention,Extinguisher,CO2 | Fire Equipment | 42351 | FEQ | x
| THR-SES-FEQ-0172S | Fire Extinguisher, Admin. Bldg. | THR-SES-FEQ-ADMS | Fire Prevention,Extinguisher,CO2 | Fire Equipment | 42351 | FEQ | x
| THR-SES-FEQ-0172S | Fire Extinguisher, Admin. Bldg. | THR-SES-FEQ-HPBBS | Fire Prevention,Extinguisher,CO2 | Fire Equipment | 42351 | FEQ | x
| THR-SES-FEQ-0173S | Fire Extinguisher, Admin. Bldg. | THR-S-E | Fire Prevention,Extinguisher,CO2 | Fire Equipment | 42352 | FEQ | x
| THR-SES-FEQ-0174S | Fire Extinguisher, West Substation | THR-S-E | Fire Prevention,Extinguisher,CO2 | Fire Equipment | 42353 | FEQ | x
| THR-SES-FEQ-0174S | Fire Extinguisher, West Substation | THR-SES-FEQ-EPSS | Fire Prevention,Extinguisher,CO2 | Fire Equipment | 42353 | FEQ | x
| THR-SES-FEQ-0175S | Fire Extinguisher, West Substation | THR-S-E | Fire Prevention,Extinguisher,CO2 | Fire Equipment | 42354 | FEQ | x
| THR-SES-FEQ-0176S | Fire Extinguisher, Engine Room | THR-SES-FEQ-ADMS | Fire Prevention,Extinguisher,CO2 | Fire Equipment | 42355 | FEQ | x
| THR-SES-FEQ-0176S | Fire Extinguisher, Engine Room | THR-SES-FEQ-ERS | Fire Prevention,Extinguisher,CO2 | Fire Equipment | 42355 | FEQ | x
| THR-SES-FEQ-0177S | Fire Extinguisher, Digester Gas Compressor Bldg. | THR-SES-FEQ-DIGS | Fire Prevention,Extinguisher,CO2 | Fire Equipment | 42357 | FEQ | x
| THR-SES-FEQ-0178S | Fire Extinguisher, Digester Gas Compressor Bldg | THR-SES-FEQ-DIGS | Fire Prevention,Extinguisher,CO2 | Fire Equipment | 42365 | FEQ | x
| THR-SES-FEQ-0179S | Fire Extinguisher, Digester Gas Compressor Bldg | THR-SES-FEQ-DIGS | Fire Prevention,Extinguisher,CO2 | Fire Equipment | 42366 | FEQ | x
| THR-SES-FEQ-0180S | Fire Extinguisher, Ferrous Chloride Bldg. | THR-SES-FEQ-FCBS | Fire Prevention,Extinguisher,CO2 | Fire Equipment | 42367 | FEQ | x
| THR-SES-FEQ-0181S | Fire Extinguisher, Ferrous Chloride Bldg. | THR-SES-FEQ-FCBS | Fire Prevention,Extinguisher,CO2 | Fire Equipment | 42368 | FEQ | x
| THR-SES-FEQ-0182S | Fire Extinguisher, Ferrous Chloride Bldg. | THR-S-E | Fire Prevention,Extinguisher,CO2 | Fire Equipment | 42369 | FEQ | x
| THR-SES-FEQ-0183S | Fire Extinguisher, Ferrous Chloride Bldg. | THR-S-E | Fire Prevention,Extinguisher,CO2 | Fire Equipment | 42370 | FEQ | x
| THR-SES-FEQ-0184S | Fire Extinguisher, Admin. Bldg.(Temp. suspended due Construction) | THR-S-E | Fire Prevention,Extinguisher,CO2 | Fire Equipment | 42371 | FEQ | x
| THR-SES-FEQ-0184S | Fire Extinguisher, Admin. Bldg.(Temp. suspended due Construction) | THR-SES-FEQ-ADMS | Fire Prevention,Extinguisher,CO2 | Fire Equipment | 42371 | FEQ | x
| THR-SES-FEQ-0185S | Fire Extinguisher, Admin. Bldg. | THR-S-E | Fire Prevention,Extinguisher,CO2 | Fire Equipment | 42372 | FEQ | x
| THR-SES-FEQ-0186S | Fire Extinguisher, Admin. Bldg.(Temp. suspended due Construction) | THR-SES-FEQ | Fire Prevention,Extinguisher,CO2 | Fire Equipment | 42373 | FEQ | x
| THR-SES-FEQ-0186S | Fire Extinguisher, Admin. Bldg.(Temp. suspended due Construction) | THR-SES-FEQ-ADMS | Fire Prevention,Extinguisher,CO2 | Fire Equipment | 42373 | FEQ | x
| THR-SES-FEQ-0189S | Fire Extinguisher, East Maintenance, | THR-S-E | Fire Prevention,Extinguisher,CO2 | Fire Equipment | 42374 | FEQ | x
| THR-SES-FEQ-0190S | Fire Extinguisher, Admin Bldg. | THR-SES-FEQ-HPBBS | Fire Prevention,Extinguisher,CO2 | Fire Equipment | 42375 | FEQ | x
| THR-SES-FEQ-0192S | Fire Extinguisher, Engine Room | THR-SES-FEQ-ADMS | Fire Prevention,Extinguisher,CO2 | Fire Equipment | 42376 | FEQ | x
| THR-SES-FEQ-0192S | Fire Extinguisher, Engine Room | THR-SES-FEQ-ERS | Fire Prevention,Extinguisher,CO2 | Fire Equipment | 42376 | FEQ | x
| THR-SES-FEQ-0198 | Fire Extinguisher, Consultant Trailer- SUSPENDED | THR-SES-FEQ-VEH | Fire Prevention,Extinguisher,CO2 | Fire Equipment | 35641 | FEQ | x
| THR-SES-FEQ-0199S | Fire Extinguisher, Effluent Pumping Station | THR-SES-FEQ-EPSS | Fire Prevention,Extinguisher,CO2 | Fire Equipment | 42379 | FEQ | x
| THR-SES-FEQ-0200S | Fire Extinguisher, Effluent Pumping Station | THR-S-E | Fire Prevention,Extinguisher,CO2 | Fire Equipment | 42380 | FEQ | x
| THR-SES-FEQ-0201S | Fire Extinguisher, Burner House | THR-S-E | Fire Prevention,Extinguisher,CO2 | Fire Equipment | 42381 | FEQ | x
| THR-SES-FEQ-0202 | Fire Extinguisher, Consultant Trailer- SUSPENDED | THR-SES-FEQ-VEH | Fire Prevention,Extinguisher,CO2 | Fire Equipment | 35642 | FEQ | x
| THR-SES-FEQ-0204S | Fire Extinguisher,Chlorine Bldg | THR-S-E | Fire Prevention,Extinguisher,CO2 | Fire Equipment | 42382 | FEQ | x
| THR-SES-FEQ-0204S | Fire Extinguisher,Chlorine Bldg | THR-SES-FEQ-DISS | Fire Prevention,Extinguisher,CO2 | Fire Equipment | 42382 | FEQ | x
| THR-SES-FEQ-0205S | Fire Extinguisher,Chlorine Bldg | THR-S-E | Fire Prevention,Extinguisher,CO2 | Fire Equipment | 42383 | FEQ | x
| THR-SES-FEQ-0206S | Fire Extinguisher,Chlorine Bldg | THR-S-E | Fire Prevention,Extinguisher,CO2 | Fire Equipment | 42384 | FEQ | x
| THR-SES-FEQ-0208S | Fire Extinguisher,Chlorine Bldg | THR-S-E | Fire Prevention,Extinguisher,CO2 | Fire Equipment | 42386 | FEQ | x
| THR-SES-FEQ-0209S | Fire Extinguisher,Chlorine Bldg | THR-SES-FEQ-DISS | Fire Prevention,Extinguisher,CO2 | Fire Equipment | 42387 | FEQ | x
| THR-SES-FEQ-0211S | Fire Extinguisher,Chlorine Bldg | THR-S-E | Fire Prevention,Extinguisher,CO2 | Fire Equipment | 42389 | FEQ | x
| THR-SES-FEQ-0211S | Fire Extinguisher,Chlorine Bldg | THR-SES-FEQ-DISS | Fire Prevention,Extinguisher,CO2 | Fire Equipment | 42389 | FEQ | x
| THR-SES-FEQ-0215S | Fire Extinguisher,Palace Pier | THR-S-E | Fire Prevention,Extinguisher,CO2 | Fire Equipment | 42393 | FEQ | x
| THR-SES-FEQ-0215S | Fire Extinguisher,Palace Pier | THR-SES-FEQ-DISS | Fire Prevention,Extinguisher,CO2 | Fire Equipment | 42393 | FEQ | x
| THR-SES-FEQ-0218S | Fire Extinguisher,Bar Screen Area | THR-SES-FEQ-HHS | Fire Prevention,Extinguisher,CO2 | Fire Equipment | 42396 | FEQ | x
| THR-SES-FEQ-0219S | Fire Extinguisher, Headhouse | THR-S-E | Fire Prevention,Extinguisher,CO2 | Fire Equipment | 42397 | FEQ | x
| THR-SES-FEQ-0219S | Fire Extinguisher, Headhouse | THR-SES-FEQ-HHS | Fire Prevention,Extinguisher,CO2 | Fire Equipment | 42397 | FEQ | x
| THR-SES-FEQ-0220S | Fire Extinguisher, Headhouse | THR-SES-FEQ-HHS | Fire Prevention,Extinguisher,CO2 | Fire Equipment | 42398 | FEQ | x
| THR-SES-FEQ-0221S | Fire Extinguisher, Headhouse | THR-S-E | Fire Prevention,Extinguisher,CO2 | Fire Equipment | 42399 | FEQ | x
| THR-SES-FEQ-0222S | Fire Extinguisher, Headhouse | THR-SES-FEQ-HHS | Fire Prevention,Extinguisher,CO2 | Fire Equipment | 42400 | FEQ | x
| THR-SES-FEQ-0223S | Fire Extinguisher, Headhouse | THR-SES-FEQ-HHS | Fire Prevention,Extinguisher,CO2 | Fire Equipment | 42401 | FEQ | x
| THR-SES-FEQ-0224S | Fire Extinguisher, Headhouse | THR-S-E | Fire Prevention,Extinguisher,CO2 | Fire Equipment | 42420 | FEQ | x
| THR-SES-FEQ-0225S | Fire Extinguisher, Headhouse | THR-S-E | Fire Prevention,Extinguisher,CO2 | Fire Equipment | 42402 | FEQ | x
| THR-SES-FEQ-0226S | Fire Extinguisher, Headhouse | THR-S-E | Fire Prevention,Extinguisher,CO2 | Fire Equipment | 42403 | FEQ | x
| THR-SES-FEQ-0228S | Fire Extinguisher, Ozone Building | THR-S-E | Fire Prevention,Extinguisher,CO2 | Fire Equipment | 42405 | FEQ | x
| THR-SES-FEQ-0229S | Fire Extinguisher, Ozone Building | THR-S-E | Fire Prevention,Extinguisher,CO2 | Fire Equipment | 42406 | FEQ | x
| THR-SES-FEQ-0229S | Fire Extinguisher, Ozone Building | THR-SES-FEQ-OCB | Fire Prevention,Extinguisher,CO2 | Fire Equipment | 42406 | FEQ | x
| THR-SES-FEQ-0230S | Fire Extinguisher, Odour Control Building | THR-SES-FEQ-OCB | Fire Prevention,Extinguisher,CO2 | Fire Equipment | 42407 | FEQ | x
| THR-SES-FEQ-0231S | Fire Extinguisher, Primary Pumping Station 2 | THR-S-E | Fire Prevention,Extinguisher,CO2 | Fire Equipment | 42408 | FEQ | x
| THR-SES-FEQ-0231S | Fire Extinguisher, Primary Pumping Station 2 | THR-SES-FEQ-PRMS | Fire Prevention,Extinguisher,CO2 | Fire Equipment | 42408 | FEQ | x
| THR-SES-FEQ-0233S | Fire Extinguisher, Primary Pumping Station 1 | THR-S-E | Fire Prevention,Extinguisher,CO2 | Fire Equipment | 42410 | FEQ | x
| THR-SES-FEQ-0233S | Fire Extinguisher, Primary Pumping Station 1 | THR-SES-FEQ-PRMS | Fire Prevention,Extinguisher,CO2 | Fire Equipment | 42410 | FEQ | x
| THR-SES-FEQ-0250S | Fire Extinguisher, Digester Control Room | THR-S-E | Fire Prevention,Extinguisher,CO2 | Fire Equipment | 42421 | FEQ | x
| THR-SES-FEQ-0250S | Fire Extinguisher, Digester Control Room | THR-SES-FEQ-DIGS | Fire Prevention,Extinguisher,CO2 | Fire Equipment | 42421 | FEQ | x
| THR-SES-FEQ-0252S | Fire Extinguisher, Digester 9 & 10 | THR-SES-FEQ-DIGS | Fire Prevention,Extinguisher,CO2 | Fire Equipment | 42473 | FEQ | x
| THR-SES-FEQ-0253S | Fire Extinguisher, Digester 9 & 10 | THR-SES-FEQ-DIGS | Fire Prevention,Extinguisher,CO2 | Fire Equipment | 42423 | FEQ | x
| THR-SES-FEQ-0254S | Fire Extinguisher, Digester 9 & 10 | THR-SES-FEQ-DIGS | Fire Prevention,Extinguisher,CO2 | Fire Equipment | 42424 | FEQ | x
| THR-SES-FEQ-0255S | Fire Extinguisher, Digester 9 & 10 | THR-S-E | Fire Prevention,Extinguisher,CO2 | Fire Equipment | 42425 | FEQ | x
| THR-SES-FEQ-0256S | Fire Extinguisher, Digester 9 & 10 | THR-SES-FEQ-DIGS | Fire Prevention,Extinguisher,CO2 | Fire Equipment | 42426 | FEQ | x
| THR-SES-FEQ-0257S | Fire Extinguisher, Digester 9 & 10 | THR-S-E | Fire Prevention,Extinguisher,CO2 | Fire Equipment | 42427 | FEQ | x
| THR-SES-FEQ-0275S | Fire Extinguisher,East Maintenance Shop | THR-S-E | Fire Prevention,Extinguisher,CO2 | Fire Equipment | 42474 | FEQ | x
| THR-SES-FEQ-0275S | Fire Extinguisher,East Maintenance Shop | THR-SES-FEQ-EMSS | Fire Prevention,Extinguisher,CO2 | Fire Equipment | 42474 | FEQ | x
| THR-SES-FEQ-0278S | Fire Extinguisher, Hyster Fork Lift ZP711 | THR-S-E | Fire Prevention,Extinguisher,CO2 | Fire Equipment | 42430 | FEQ | x
| THR-SES-FEQ-0282S | Fire Extinguisher, Chlorine Bldg | THR-SES-FEQ-DISS | Fire Prevention,Extinguisher,CO2 | Fire Equipment | 42432 | FEQ | x
| THR-SES-FEQ-0284S | Fire Extinguisher, Filtered Plant Water Bldg. | THR-S-E | Fire Prevention,Extinguisher,CO2 | Fire Equipment | 42434 | FEQ | x
| THR-SES-FEQ-0284S | Fire Extinguisher, Filtered Plant Water Bldg. | THR-SES-FEQ-FCBS | Fire Prevention,Extinguisher,CO2 | Fire Equipment | 42434 | FEQ | x
| THR-SES-FEQ-0286S | Fire Extinguisher, Filtered Plant Water Bldg. | THR-S-E | Fire Prevention,Extinguisher,CO2 | Fire Equipment | 42435 | FEQ | x
| THR-SES-FEQ-0286S | Fire Extinguisher, Filtered Plant Water Bldg. | THR-SES-FEQ-FCBS | Fire Prevention,Extinguisher,CO2 | Fire Equipment | 42435 | FEQ | x
| THR-SES-FEQ-0287S | Fire Extinguisher, Filtered Plant Water Bldg. | THR-S-E | Fire Prevention,Extinguisher,CO2 | Fire Equipment | 42436 | FEQ | x
| THR-SES-FEQ-0287S | Fire Extinguisher, Filtered Plant Water Bldg. | THR-SES-FEQ-FCBS | Fire Prevention,Extinguisher,CO2 | Fire Equipment | 42436 | FEQ | x
| THR-SES-FEQ-0288S | Fire Extinguisher, Filtered Plant Water Bldg. | THR-SES-FEQ-FCBS | Fire Prevention,Extinguisher,CO2 | Fire Equipment | 42437 | FEQ | x
| THR-SES-FEQ-0289S | Fire Extinguisher, Filtered Plant Water Bldg. | THR-S-E | Fire Prevention,Extinguisher,CO2 | Fire Equipment | 42438 | FEQ | x
| THR-SES-FEQ-0289S | Fire Extinguisher, Filtered Plant Water Bldg. | THR-SES-FEQ-FCBS | Fire Prevention,Extinguisher,CO2 | Fire Equipment | 42438 | FEQ | x
| THR-SES-FEQ-0290S | Fire Extinguisher,East Maintenance Shop | THR-S-E | Fire Prevention,Extinguisher,CO2 | Fire Equipment | 42439 | FEQ | x
| THR-SES-FEQ-0290S | Fire Extinguisher,East Maintenance Shop | THR-SES-FEQ-EMSS | Fire Prevention,Extinguisher,CO2 | Fire Equipment | 42439 | FEQ | x
| THR-SES-FEQ-0295S | Fire Extinguisher, North Substation | THR-S-E | Fire Prevention,Extinguisher,CO2 | Fire Equipment | 42440 | FEQ | x
| THR-SES-FEQ-0295S | Fire Extinguisher, North Substation | THR-SES-FEQ-HPBBS | Fire Prevention,Extinguisher,CO2 | Fire Equipment | 42440 | FEQ | x
| THR-SES-FEQ-0296S | Fire Extinguisher, North Substation | THR-SES-FEQ | Fire Prevention,Extinguisher,CO2 | Fire Equipment | 42441 | FEQ | x
| THR-SES-FEQ-0296S | Fire Extinguisher, North Substation | THR-SES-FEQ-HPBBS | Fire Prevention,Extinguisher,CO2 | Fire Equipment | 42441 | FEQ | x
| THR-SES-FEQ-0297S | Fire Extinguisher, Digester Scrubber Room # 2 | THR-SES-FEQ-DIGS | Fire Prevention,Extinguisher,CO2 | Fire Equipment | 42442 | FEQ | x
| THR-SES-FEQ-0298S | Fire Extinguisher, Digester 1 & 2 | THR-S-E | Fire Prevention,Extinguisher,CO2 | Fire Equipment | 42443 | FEQ | x
| THR-SES-FEQ-0298S | Fire Extinguisher, Digester 1 & 2 | THR-SES-FEQ-DIGS | Fire Prevention,Extinguisher,CO2 | Fire Equipment | 42443 | FEQ | x
| THR-SES-FEQ-0300S | Fire Extinguisher, Digester 1 & 2, | THR-S-E | Fire Prevention,Extinguisher,CO2 | Fire Equipment | 42444 | FEQ | x
| THR-SES-FEQ-0300S | Fire Extinguisher, Digester 1 & 2, | THR-SES-FEQ-DIGS | Fire Prevention,Extinguisher,CO2 | Fire Equipment | 42444 | FEQ | x
| THR-SES-FEQ-0301S | Fire Extinguisher, Digester 1 & 2 | THR-SES-FEQ-DIGS | Fire Prevention,Extinguisher,CO2 | Fire Equipment | 42445 | FEQ | x
| THR-SES-FEQ-0302S | Fire Extinguisher, Digester 1 & 2 | THR-SES-FEQ-DIGS | Fire Prevention,Extinguisher,CO2 | Fire Equipment | 42446 | FEQ | x
| THR-SES-FEQ-0305S | Fire Extinguisher, Digester 5 & 6 | THR-S-E | Fire Prevention,Extinguisher,CO2 | Fire Equipment | 42447 | FEQ | x
| THR-SES-FEQ-0305S | Fire Extinguisher, Digester 5 & 6 | THR-SES-FEQ-DIGS | Fire Prevention,Extinguisher,CO2 | Fire Equipment | 42447 | FEQ | x
| THR-SES-FEQ-0306S | Fire Extinguisher, Digester 5 & 6 | THR-S-E | Fire Prevention,Extinguisher,CO2 | Fire Equipment | 42448 | FEQ | x
| THR-SES-FEQ-0306S | Fire Extinguisher, Digester 5 & 6 | THR-SES-FEQ-DIGS | Fire Prevention,Extinguisher,CO2 | Fire Equipment | 42448 | FEQ | x
| THR-SES-FEQ-0308S | Fire Extinguisher, Digester 5 & 6 | THR-S-E | Fire Prevention,Extinguisher,CO2 | Fire Equipment | 42450 | FEQ | x
| THR-SES-FEQ-0308S | Fire Extinguisher, Digester 5 & 6 | THR-SES-FEQ-DIGS | Fire Prevention,Extinguisher,CO2 | Fire Equipment | 42450 | FEQ | x
| THR-SES-FEQ-0310S | Fire Extinguisher, Digester Scrubber Room # 2 | THR-S-E | Fire Prevention,Extinguisher,CO2 | Fire Equipment | 42452 | FEQ | x
| THR-SES-FEQ-0311S | Fire Extinguisher, Digester,Scrubber Room # 3 | THR-S-E | Fire Prevention,Extinguisher,CO2 | Fire Equipment | 42453 | FEQ | x
| THR-SES-FEQ-0311S | Fire Extinguisher, Digester,Scrubber Room # 3 | THR-SES-FEQ-DIGS | Fire Prevention,Extinguisher,CO2 | Fire Equipment | 42453 | FEQ | x
| THR-SES-FEQ-0323S | Fire Extinguisher,STB Centrifuge Room | THR-S-E | Fire Prevention,Extinguisher,CO2 | Fire Equipment | 42457 | FEQ | x
| THR-SES-FEQ-0323S | Fire Extinguisher,STB Centrifuge Room | THR-SES-FEQ-STBS | Fire Prevention,Extinguisher,CO2 | Fire Equipment | 42457 | FEQ | x
| THR-SES-FEQ-0325S | Fire Extinguisher, West Maint. Shop,NW Exit | THR-S-E | Fire Prevention,Extinguisher,CO2 | Fire Equipment | 42459 | FEQ | x
| THR-SES-FEQ-0326S | Fire Extinguisher, West Maint. Shop,NE Pillar | THR-SES-FEQ-ADMS | Fire Prevention,Extinguisher,CO2 | Fire Equipment | 42460 | FEQ | x
| THR-SES-FEQ-0327S | Fire Extinguisher, West Maint. Shop,SW Exit | THR-S-E | Fire Prevention,Extinguisher,CO2 | Fire Equipment | 42461 | FEQ | x
| THR-SES-FEQ-0328S | Fire Extinguisher, T12, Sub basement,East | THR-S-E | Fire Prevention,Extinguisher,CO2 | Fire Equipment | 42462 | FEQ | x
| THR-SES-FEQ-0329S | Fire Extinguisher, T12, Pumping Station2 | THR-SES-FEQ-PRMS | Fire Prevention,Extinguisher,CO2 | Fire Equipment | 42463 | FEQ | x
| THR-SES-FEQ-0330S | Fire Extinguisher, Bar Screen Mezzanine | THR-S-E | Fire Prevention,Extinguisher,CO2 | Fire Equipment | 42464 | FEQ | x
| THR-SES-FEQ-0331S | Fire Extinguisher,Head House NW Exit | THR-S-E | Fire Prevention,Extinguisher,CO2 | Fire Equipment | 42465 | FEQ | x
| THR-SES-FEQ-0333S | Fire Extinguisher, T12, Sub basement,West | THR-SES-FEQ-PRMS | Fire Prevention,Extinguisher,CO2 | Fire Equipment | 42467 | FEQ | x
| THR-SES-FEQ-0334S | Fire Extinguisher, T12, under Screening Trailer | THR-S-E | Fire Prevention,Extinguisher,CO2 | Fire Equipment | 42468 | FEQ | x
| THR-SES-FEQ-0334S | Fire Extinguisher, T12, under Screening Trailer | THR-SES-FEQ-PRMS | Fire Prevention,Extinguisher,CO2 | Fire Equipment | 42468 | FEQ | x
| THR-SES-FEQ-0335S | Fire Extinguisher,Primary Pumping Station 1, Storage Area East Wall | THR-SES-FEQ-PRMS | Fire Prevention,Extinguisher,CO2 | Fire Equipment | 42469 | FEQ | x
| THR-SES-FEQ-0336S | Fire Extinguisher, Temp .Admin Bldg.(Trailer) | THR-S-E | Fire Prevention,Extinguisher,CO2 | Fire Equipment | 42470 | FEQ | x
| THR-SES-FEQ-0336S | Fire Extinguisher, Temp .Admin Bldg.(Trailer) | THR-SES-FEQ-ADMS | Fire Prevention,Extinguisher,CO2 | Fire Equipment | 42470 | FEQ | x
| THR-SES-FEQ-0337S | Fire Extinguisher, Temp .Admin Bldg.(Trailer) | THR-SES-FEQ-ADMS | Fire Prevention,Extinguisher,CO2 | Fire Equipment | 42471 | FEQ | x
| THR-SES-FEQ-0500S | Fire Extinguisher, Halon System | THR-S-E | Fire Prevention,Extinguisher,CO2 | Fire Equipment | 42475 | FEQ | x
| THR-SES-FEQ-0500S | Fire Extinguisher, Halon System | THR-SES-FEQ | Fire Prevention,Extinguisher,CO2 | Fire Equipment | 42475 | FEQ | x
| THR-SES-FEQ-378253 | Fire Extinguisher on vehicle 378253 | THR-SES-FEQ-VEH | Fire Prevention,Extinguisher | Fire Equipment |  | FEQ | http://www.toronto.ca/TWONTO#00350
| THR-SES-FEQ-378297 | Fire Extinguisher on Vehicle 378297 | THR-SES-FEQ-VEH |  | Fire Equipment |  | FEQ | http://www.toronto.ca/TWONTO#00350
| THR-SES-FEQ-378299 | Fire Extinguisher on Vehicle 378299 | THR-SES-FEQ-VEH |  | Fire Equipment |  | FEQ | http://www.toronto.ca/TWONTO#00350
| THR-SES-FEQ-9330S | Fire Extinguisher, Sprinkler System, Admin Bldg. | THR-SES-FEQ | Fire Prevention,Extinguisher,CO2 | Fire Equipment | 42476 | FEQ | x
| THR-SES-FEQ-9330S | Fire Extinguisher, Sprinkler System, Admin Bldg. | THR-SES-FEQ-ADMS | Fire Prevention,Extinguisher,CO2 | Fire Equipment | 42476 | FEQ | x
| THR-SES-FEQ-9335S | Fire Extinguisher, Sprinkler System, Chlorine Building | THR-SES-FEQ-EPSS | Fire Prevention,Extinguisher,CO2 | Fire Equipment | 42477 | FEQ | x
| THR-SES-FEQ-9340S | Fire Extinguisher, Sprinkler System,Main Sub Station | THR-S-E | Fire Prevention,Extinguisher,CO2 | Fire Equipment | 42478 | FEQ | x
| THR-SES-FEQ-9340S | Fire Extinguisher, Sprinkler System,Main Sub Station | THR-SES-FEQ-ADMS | Fire Prevention,Extinguisher,CO2 | Fire Equipment | 42478 | FEQ | x
| THR-SES-FEQ-9341S | Fire Extinguisher, Sprinkler System, Engine Room Basement | THR-S-E | Fire Prevention,Extinguisher,CO2 | Fire Equipment | 42479 | FEQ | x
| THR-SES-FEQ-9341S | Fire Extinguisher, Sprinkler System, Engine Room Basement | THR-SES-FEQ-ADMS | Fire Prevention,Extinguisher,CO2 | Fire Equipment | 42479 | FEQ | x
| THR-SES-FEQ-ADMS | Fire Extinguisher Location, Administration Building | THR-SES-WA2 | Fire Prevention,Extinguisher,CO2 | Fire Equipment | 42481 |  | x
| THR-SES-FEQ-DIGS | Fire Extinguisher Location, Digesters | THR-JHSC-WA1 | Fire Prevention,Extinguisher,CO2 | Fire Equipment | 42482 |  | x
| THR-SES-FEQ-DIGS | Fire Extinguisher Location, Digesters | THR-S-E | Fire Prevention,Extinguisher,CO2 | Fire Equipment | 42482 |  | x
| THR-SES-FEQ-DIGS | Fire Extinguisher Location, Digesters | THR-SES-FEQ | Fire Prevention,Extinguisher,CO2 | Fire Equipment | 42482 |  | x
| THR-SES-FEQ-DISS | Fire Extinguisher Location, Chlorine Buliding | THR-S-E | Fire Prevention,Extinguisher,CO2 | Fire Equipment | 42483 |  | x
| THR-SES-FEQ-EMSS | Fire Extinguisher Location, East Maintenance Shop | THR-JHSC-WA4 | Fire Prevention,Extinguisher,CO2 | Fire Equipment | 42494 |  | x
| THR-SES-FEQ-EMSS | Fire Extinguisher Location, East Maintenance Shop | THR-S-E | Fire Prevention,Extinguisher,CO2 | Fire Equipment | 42494 |  | x
| THR-SES-FEQ-EPSS | Fire Extinguisher Location, Effluent Pumping & Substations | THR-JHSC-WA4 | Fire Prevention,Extinguisher,CO2 | Fire Equipment | 42484 |  | x
| THR-SES-FEQ-EPSS | Fire Extinguisher Location, Effluent Pumping & Substations | THR-SES-WA4 | Fire Prevention,Extinguisher,CO2 | Fire Equipment | 42484 |  | x
| THR-SES-FEQ-ERS | Fire Extinguisher Location, Engine Room | THR-S-E | Fire Prevention,Extinguisher,CO2 | Fire Equipment | 42485 |  | x
| THR-SES-FEQ-FCBS | Fire Extinguisher Location, Ferrous Chloride Bldg. | THR-JHSC-WA4 | Fire Prevention,Extinguisher,CO2 | Fire Equipment | 42486 |  | x
| THR-SES-FEQ-FCBS | Fire Extinguisher Location, Ferrous Chloride Bldg. | THR-S-E | Fire Prevention,Extinguisher,CO2 | Fire Equipment | 42486 |  | x
| THR-SES-FEQ-FPWS | Fire Extinguisher Location, Filtered Plant Water Bldg. | THR-S-E | Fire Prevention,Extinguisher,CO2 | Fire Equipment | 42487 |  | x
| THR-SES-FEQ-FPWS | Fire Extinguisher Location, Filtered Plant Water Bldg. | THR-SES-FEQ | Fire Prevention,Extinguisher,CO2 | Fire Equipment | 42487 |  | x
| THR-SES-FEQ-GRITS | Fire Extinguisher Location, Grit Building. | THR-S-E | Fire Prevention,Extinguisher,CO2 | Fire Equipment | 42488 |  | x
| THR-SES-FEQ-GRITS | Fire Extinguisher Location, Grit Building. | THR-SES-WA2 | Fire Prevention,Extinguisher,CO2 | Fire Equipment | 42488 |  | x
| THR-SES-FEQ-HHS | Fire Extinguisher Location, Head House | THR-SES-FEQ | Fire Prevention,Extinguisher,CO2 | Fire Equipment | 42489 |  | x
| THR-SES-FEQ-HPBBS | Fire Extinguisher Location, Blower Buliding | THR-S-E | Fire Prevention,Extinguisher,CO2 | Fire Equipment | 42490 |  | x
| THR-SES-FEQ-MAINSUBS | Fire Extinguisher Location, Main Sub Station | THR-S-E | Fire Prevention,Extinguisher,CO2 | Fire Equipment | 42491 |  | x
| THR-SES-FEQ-MAINSUBS | Fire Extinguisher Location, Main Sub Station | THR-SES-FEQ | Fire Prevention,Extinguisher,CO2 | Fire Equipment | 42491 |  | x
| THR-SES-FEQ-OCB | Fire Extinguisher Location, Ozone and Odour Control- Susp | THR-JHSC-WA1 | Fire Prevention,Extinguisher,CO2 | Fire Equipment | 35992 |  | x
| THR-SES-FEQ-OCB | Fire Extinguisher Location, Ozone and Odour Control- Susp | THR-SES-FEQ | Fire Prevention,Extinguisher,CO2 | Fire Equipment | 35992 |  | x
| THR-SES-FEQ-OCB | Fire Extinguisher Location, Ozone and Odour Control- Susp | THR-SES-WA1 | Fire Prevention,Extinguisher,CO2 | Fire Equipment | 35992 |  | x
| THR-SES-FEQ-OCB | Fire Extinguisher Location, Ozone and Odour Control- Susp | THR-SES-WA4 | Fire Prevention,Extinguisher,CO2 | Fire Equipment | 35992 |  | x
| THR-SES-FEQ-PRMS | Fire Extinguisher Location, Primary Pumping Stations | THR-SES-FEQ | Fire Prevention,Extinguisher,CO2 | Fire Equipment | 42492 |  | x
| THR-SES-FEQ-RSPSS | Fire Extinguisher Location, RSPS | THR-S-E | Fire Prevention,Extinguisher,CO2 | Fire Equipment | 42493 |  | x
| THR-SES-FEQ-STBS | Fire Extinguisher Location, STB | THR-JHSC-WA1 | Fire Prevention,Extinguisher,CO2 | Fire Equipment | 42495 |  | x
| THR-SES-FEQ-STBS | Fire Extinguisher Location, STB | THR-SES-FEQ | Fire Prevention,Extinguisher,CO2 | Fire Equipment | 42495 |  | x
| THR-SES-FEQ-STBS | Fire Extinguisher Location, STB | THR-SES-WA1 | Fire Prevention,Extinguisher,CO2 | Fire Equipment | 42495 |  | x
| THR-SES-FEQ-T&GS | Fire Extinguisher Location, Tunnels & Galleries | THR-JHSC-WA4 | Fire Prevention,Extinguisher,CO2 | Fire Equipment | 42496 |  | x
| THR-SES-FEQ-T&GS | Fire Extinguisher Location, Tunnels & Galleries | THR-SES-WA4 | Fire Prevention,Extinguisher,CO2 | Fire Equipment | 42496 |  | x
| THR-SES-FEQ-VEH | Fire Extinguisher Location, In Vehicles | THR-SES-WA2 | Fire Prevention,Extinguisher,CO2 | Fire Equipment |  |  | http://www.toronto.ca/TWONTO#00350
| THR-THK-P-0100 | Pump, Sprinkler Jockey, Sprinkler System, STB | THR-SES-FEQ-9335S | Fire Prevention,Sprinkler,Dry | Fire Equipment |  | P | http://www.toronto.ca/TWONTO#00626
| THR-THK-PSL-0101 | Switch, Low, Pressure, Sprinkler System, STB | THR-SES-FEQ-9350S | Fire Prevention,Sprinkler,Dry | Fire Equipment |  | PSL | http://www.toronto.ca/TWONTO#00604
| THR-THK-V-0102 | Valve, Isolation, FSL-0102, Water Supply Sprinkler System, STB | THR-SES-FEQ-9350S | Fire Prevention,Sprinkler,Dry | Fire Equipment |  | V | http://www.toronto.ca/TWONTO#00781
| THR-THK-V-0106 | Valve, Supply Water to Sprinkler System Zone 3 | THR-SES-FEQ-9350S | Fire Prevention,Sprinkler,Dry | Fire Equipment |  | V | http://www.toronto.ca/TWONTO#00781
| THR-THK-V-0109 | Valve, Supply Water to Sprinkler System Pipe End | THR-SES-FEQ-9350S | Fire Prevention,Sprinkler,Dry | Fire Equipment |  | V | http://www.toronto.ca/TWONTO#00781
| THR-THK-V-0114 | Valve, Isolation, FSL-0114, Sprinkler System Zone 4 | THR-SES-FEQ-9350S | Fire Prevention,Sprinkler,Dry | Fire Equipment |  | V | http://www.toronto.ca/TWONTO#00781
| THR-THK-V-0116 | Valve, Isolation, FSL-0116, Sprinkler System Zone 6 | THR-SES-FEQ-9350S | Fire Prevention,Sprinkler,Dry | Fire Equipment |  | V | http://www.toronto.ca/TWONTO#00781
| TNT-ACC-FEQ-0001 | Fire Extinguishers | TNT-SES-FEQ | Fire Prevention,Extinguisher | Fire Equipment | 41263 | FEQ | x
| TNT-AER-FEQ-0002S | Fire Extinguishers | TNT-SES-FEQ | Fire Prevention,Extinguisher | Fire Equipment | 45541 | FEQ | x
| TNT-AER-FEQ-0004S | Fire Extinguishers | TNT-SES-FEQ | Fire Prevention,Extinguisher | Fire Equipment | 45543 | FEQ | x
| TNT-CW-V-0024 | Fire Hydrant ,Valve | TNT-CW-FEQ | Fire Prevention,Hydrant | Fire Equipment |  | V | http://www.toronto.ca/TWONTO#00781
| TNT-DIG-FEQ-0001S | Fire Extinguishers | TAB-SUSPENDED ENTITY | Fire Prevention,Extinguisher | Fire Equipment | 45545 | FEQ | x
| TNT-DIG-FEQ-0003S | Fire Extinguisher | TAB-SUSPENDED ENTITY | Fire Prevention,Extinguisher | Fire Equipment | 45547 | FEQ | x
| TNT-DIG-FEQ-0004S | Fire Extinguisher | TAB-SUSPENDED ENTITY | Fire Prevention,Extinguisher | Fire Equipment | 45548 | FEQ | x
| TNT-DIG-FEQ-0005S | Fire Extinguisher | TNT-SES-FEQ | Fire Prevention,Extinguisher | Fire Equipment | 45549 | FEQ | x
| TNT-DIG-FEQ-0006S | Fire Extinguisher | TNT-SES-FEQ | Fire Prevention,Extinguisher | Fire Equipment | 45550 | FEQ | x
| TNT-FT-FEQ-0001S | Fire Extinguishers | TAB-SUSPENDED ENTITY | Fire Prevention,Extinguisher | Fire Equipment | 45552 | FEQ | x
| TNT-FT-FEQ-0001S | Fire Extinguishers | TNT-SES-FEQ | Fire Prevention,Extinguisher | Fire Equipment | 45552 | FEQ | x
| TNT-FT-FEQ-0002S | Fire Extinguishers | TAB-SUSPENDED ENTITY | Fire Prevention,Extinguisher | Fire Equipment | 45553 | FEQ | x
| TNT-FT-FEQ-0002S | Fire Extinguishers | TNT-SES-FEQ | Fire Prevention,Extinguisher | Fire Equipment | 45553 | FEQ | x
| TNT-FT-FEQ-0003S | Fire Extinguishers | TAB-SUSPENDED ENTITY | Fire Prevention,Extinguisher | Fire Equipment | 45554 | FEQ | x
| TNT-FT-FEQ-0003S | Fire Extinguishers | TNT-SES-FEQ | Fire Prevention,Extinguisher | Fire Equipment | 45554 | FEQ | x
| TNT-FT-FEQ-0004S | Fire Extinguishers | TAB-SUSPENDED ENTITY | Fire Prevention,Extinguisher | Fire Equipment | 45555 | FEQ | x
| TNT-FT-FEQ-0004S | Fire Extinguishers | TNT-SES-FEQ | Fire Prevention,Extinguisher | Fire Equipment | 45555 | FEQ | x
| TNT-FT-FEQ-0005S | Fire Extinguishers | TNT-SES-FEQ | Fire Prevention,Extinguisher | Fire Equipment | 45556 | FEQ | x
| TNT-MCS-FEQ-0003S | Fire Extinguishers | TNT-SES-FEQ | Fire Prevention,Extinguisher | Fire Equipment | 45557 | FEQ | x
| TNT-MCS-FEQ-0004S | Fire Extinguishers | TAB-SUSPENDED ENTITY | Fire Prevention,Extinguisher | Fire Equipment | 45558 | FEQ | x
| TNT-MCS-FEQ-0004S | Fire Extinguishers | TNT-SES-FEQ | Fire Prevention,Extinguisher | Fire Equipment | 45558 | FEQ | x
| TNT-MCS-FEQ-0011S | Fire Extinguishers | TAB-SUSPENDED ENTITY | Fire Prevention,Extinguisher | Fire Equipment | 45559 | FEQ | x
| TNT-MCS-FEQ-0015S | Fire Extinguishers | TAB-SUSPENDED ENTITY | Fire Prevention,Extinguisher | Fire Equipment | 45560 | FEQ | x
| TNT-PLT-FEQ-0001S | Fire Extinguishers | TAB-SUSPENDED ENTITY | Fire Prevention,Extinguisher | Fire Equipment | 45561 | FEQ | x
| TNT-PRM-FEQ-0001S | Fire Extinguishers | TAB-SUSPENDED ENTITY | Fire Prevention,Extinguisher | Fire Equipment | 45562 | FEQ | x
| TNT-PRM-FEQ-0001S | Fire Extinguishers | TNT-SES-FEQ | Fire Prevention,Extinguisher | Fire Equipment | 45562 | FEQ | x
| TNT-SES-FEQ-0001S | Fire Extinguishers | TAB-SUSPENDED ENTITY | Fire Prevention,Extinguisher | Fire Equipment | 45565 | FEQ | x
| TNT-SES-FEQ-0002S | Fire Extinguishers | TAB-SUSPENDED ENTITY | Fire Prevention,Extinguisher | Fire Equipment | 45566 | FEQ | x
| TNT-SES-FEQ-0003S | Fire Extinguishers | TNT-SES-FEQ | Fire Prevention,Extinguisher | Fire Equipment | 45567 | FEQ | x
| TNT-SES-FEQ-0004S | Fire Extinguishers | TNT-SES-FEQ | Fire Prevention,Extinguisher | Fire Equipment | 45568 | FEQ | x
| TNT-SES-FEQ-0005S | Fire Extinguishers | TAB-SUSPENDED ENTITY | Fire Prevention,Extinguisher | Fire Equipment | 45569 | FEQ | x
| TNT-SES-FEQ-0006S | Fire Extinguishers | TAB-SUSPENDED ENTITY | Fire Prevention,Extinguisher | Fire Equipment | 45570 | FEQ | x
| TNT-SES-FEQ-0014S | Fire Extinguishers | TNT-SES-FEQ | Fire Prevention,Extinguisher | Fire Equipment | 45573 | FEQ | x
| TNT-SES-FEQ-0017S | Fire Extinguishers | TAB-SUSPENDED ENTITY | Fire Prevention,Extinguisher | Fire Equipment | 45574 | FEQ | x
| TNT-SES-FEQ-0018S | Fire Extinguishers | TNT-SES-FEQ | Fire Prevention,Extinguisher | Fire Equipment | 45575 | FEQ | x
| TNT-SES-FEQ-0019S | Fire Extinguishers | TAB-SUSPENDED ENTITY | Fire Prevention,Extinguisher | Fire Equipment | 45576 | FEQ | x
| TNT-SES-FEQ-0019S | Fire Extinguishers | TNT-SES-FEQ | Fire Prevention,Extinguisher | Fire Equipment | 45576 | FEQ | x
| TNT-SES-FEQ-0020S | Fire Extinguishers | TNT-SES-FEQ | Fire Prevention,Extinguisher | Fire Equipment | 45577 | FEQ | x
| TNT-SES-FEQ-0021S | Fire Extinguishers | TAB-SUSPENDED ENTITY | Fire Prevention,Extinguisher | Fire Equipment | 45578 | FEQ | x
| TNT-SES-FEQ-0021S | Fire Extinguishers | TNT-SES-FEQ | Fire Prevention,Extinguisher | Fire Equipment | 45578 | FEQ | x
| TNT-SES-FEQ-0022S | Fire Extinguishers | TNT-SES-FEQ | Fire Prevention,Extinguisher | Fire Equipment | 45579 | FEQ | x
| TNT-SES-FEQ-0024S | Fire Extinguishers | TAB-SUSPENDED ENTITY | Fire Prevention,Extinguisher | Fire Equipment | 45581 | FEQ | x
| TNT-SES-FEQ-0025S | Fire Extinguishers | TAB-SUSPENDED ENTITY | Fire Prevention,Extinguisher | Fire Equipment | 45582 | FEQ | x
| TNT-SES-FEQ-0026S | Fire Extinguishers | TNT-SES-FEQ | Fire Prevention,Extinguisher | Fire Equipment | 45583 | FEQ | x
| TNT-SES-FEQ-0029S | Fire Extinguishers- | TAB-SUSPENDED ENTITY | Fire Prevention,Extinguisher | Fire Equipment | 45586 | FEQ | x
| TNT-SES-FEQ-0029S | Fire Extinguishers- | TNT-SES-FEQ | Fire Prevention,Extinguisher | Fire Equipment | 45586 | FEQ | x
| TNT-SES-FEQ-0030S | Fire Extinguisher | TAB-SUSPENDED ENTITY | Fire Prevention,Extinguisher | Fire Equipment | 45587 | FEQ | x
| TNT-SES-FEQ-0030S | Fire Extinguisher | TNT-SES-FEQ | Fire Prevention,Extinguisher | Fire Equipment | 45587 | FEQ | x
| TNT-SES-FEQ-0031S | Fire Extinguisher | TNT-SES-FEQ | Fire Prevention,Extinguisher | Fire Equipment | 45588 | FEQ | x
| TNT-SES-FEQ-0032S | Fire Extinguisher | TAB-SUSPENDED ENTITY | Fire Prevention,Extinguisher | Fire Equipment | 45589 | FEQ | x
| TNT-SES-FEQ-0033S | Fire Extinguisher | TNT-SES-FEQ | Fire Prevention,Extinguisher | Fire Equipment | 45590 | FEQ | x
| TNT-SES-FEQ-0034S | Fire Extinguisher | TAB-SUSPENDED ENTITY | Fire Prevention,Extinguisher | Fire Equipment | 45591 | FEQ | x
| WTR-PAH-FEQ-0001-SUS | Fire Prevention, Extinguisher, Armour Heights Pumping Station, Pump Room East | WTR-SUSPENDED | Fire Prevention,Extinguisher | Fire Equipment | 44931 | FEQ | x
| WTR-PAH-FEQ-0002-SUS | Fire Prevention, Extinguisher, Armour Heights Pumping Station, Electrical Room | WTR-PAH-FEQ-SUS | Fire Prevention,Extinguisher | Fire Equipment | 44932 | FEQ | x
| WTR-PAH-FEQ-0002-SUS | Fire Prevention, Extinguisher, Armour Heights Pumping Station, Electrical Room | WTR-SUSPENDED | Fire Prevention,Extinguisher | Fire Equipment | 44932 | FEQ | x
| WTR-PAH-FEQ-0003-SUS | Fire Prevention, Extinguisher, Armour Heights Pumping Station, Pump Room Entrance | WTR-SUSPENDED | Fire Prevention,Extinguisher | Fire Equipment | 44933 | FEQ | x
| WTR-PAH-FEQ-0004-SUS | Fire Prevention, Extinguisher, Armour Heights Pumping Station, Basement | WTR-PAH-FEQ-SUS | Fire Prevention,Extinguisher | Fire Equipment | 44934 | FEQ | x
| WTR-PAH-FEQ-0004-SUS | Fire Prevention, Extinguisher, Armour Heights Pumping Station, Basement | WTR-SUSPENDED | Fire Prevention,Extinguisher | Fire Equipment | 44934 | FEQ | x
| WTR-PAH-FEQ-0005-SUS | Fire Prevention, Extinguisher, Armour Heights Pumping Station, Crew Room | WTR-SUSPENDED | Fire Prevention,Extinguisher | Fire Equipment | 44935 | FEQ | x
| WTR-PAH-FEQ-SUS | Fire Equipment, Armour Heights Pumping Station | WTR-PAH |  | Fire Equipment | 44930 |  | x
| WTR-PAH-FEQ-SUS | Fire Equipment, Armour Heights Pumping Station | WTR-SUSPENDED |  | Fire Equipment | 44930 |  | x
| WTR-PDS-FEQ-0001-SUS | Fire Prevention, Extinguisher, Dorset Pumping Station | WTR-SUSPENDED | Fire Prevention,Extinguisher | Fire Equipment | 44942 | FEQ | x
| WTR-PEG-FEQ-0002-SUS | Fire Prevention, Extinguisher, Eglington Pumping Station, MCC Floor | WTR-PEG-FEQ-SUS | Fire Prevention,Extinguisher | Fire Equipment | 44950 | FEQ | x
| WTR-PEG-FEQ-0003-SUS | Fire Prevention, Extinguisher, Eglington Pumping Station, South Basement Wall | WTR-PEG-FEQ-SUS | Fire Prevention,Extinguisher | Fire Equipment | 44951 | FEQ | x
| WTR-PEG-FEQ-0004 | Fire Prevention, Extinguisher | WTR-PEG-FEQ-SUS | Fire Prevention,Extinguisher | Fire Equipment | 35132 | FEQ | x
| WTR-PEL-FEQ-0003-SUS | Fire Prevention, Extinguisher, Ellesmere Pumping Station, Pumps Room | WTR-PEL-FEQ-SUS | Fire Prevention,Extinguisher | Fire Equipment | 44971 | FEQ | x
| WTR-PEL-FEQ-0003-SUS | Fire Prevention, Extinguisher, Ellesmere Pumping Station, Pumps Room | WTR-SUSPENDED | Fire Prevention,Extinguisher | Fire Equipment | 44971 | FEQ | x
| WTR-PEL-FEQ-0005-SUS | Fire Prevention, Extinguisher, Ellesmere Pumping Station, Capacitor Room | WTR-PEL-FEQ-SUS | Fire Prevention,Extinguisher | Fire Equipment | 44973 | FEQ | x
| WTR-PEL-FEQ-0005-SUS | Fire Prevention, Extinguisher, Ellesmere Pumping Station, Capacitor Room | WTR-SUSPENDED | Fire Prevention,Extinguisher | Fire Equipment | 44973 | FEQ | x
| WTR-PEL-FEQ-0006-SUS | Fire Prevention, Extinguisher, Ellesmere Pumping Station, MCC Room | WTR-SUSPENDED | Fire Prevention,Extinguisher | Fire Equipment | 44974 | FEQ | x
| WTR-PHL-FEQ-0001-SUS | Fire Prevention, Extinguisher, High Level Pumping Station, Basement South East Exit | WTR-SUSPENDED | Fire Prevention | Fire Equipment | 45019 | FEQ | x
| WTR-PHL-FEQ-0002-SUS | Fire Prevention, Extinguisher, High Level Pumping Station, Basement, N. Stairs | WTR-PHL-FEQ-SUS | Fire Prevention | Fire Equipment | 45020 | FEQ | x
| WTR-PHL-FEQ-0006-SUS | Fire Prevention, Extinguisher, High Level Pumping Station, North Pump Room, Beside Generator | WTR-PHL-FEQ-SUS | Fire Prevention | Fire Equipment | 45024 | FEQ | x
| WTR-PHL-FEQ-0007-SUS | Fire Prevention, Extinguisher, High Level Pumping Station, Engine Room, West Wall | WTR-SUSPENDED | Fire Prevention | Fire Equipment | 45025 | FEQ | x
| WTR-PHL-FEQ-0008-SUS | Fire Prevention, Extinguisher, High Level Pumping Station, Engine Room, Northeast Corner | WTR-PHL-FEQ-SUS | Fire Prevention | Fire Equipment | 45026 | FEQ | x
| WTR-PHL-FEQ-0008-SUS | Fire Prevention, Extinguisher, High Level Pumping Station, Engine Room, Northeast Corner | WTR-SUSPENDED | Fire Prevention | Fire Equipment | 45026 | FEQ | x
| WTR-PHL-FEQ-0009-SUS | Fire Prevention, Extinguisher, High Level Pumping Station, Engine Room, Behind RPU | WTR-PHL-FEQ-SUS | Fire Prevention | Fire Equipment | 45027 | FEQ | x
| WTR-PHL-FEQ-0010-SUS | Fire Prevention, Extinguisher, High Level Pumping Station, South Pump Room, South Wall | WTR-PHL-FEQ-SUS | Fire Prevention | Fire Equipment | 45028 | FEQ | x
| WTR-PHL-FEQ-0010-SUS | Fire Prevention, Extinguisher, High Level Pumping Station, South Pump Room, South Wall | WTR-SUSPENDED | Fire Prevention | Fire Equipment | 45028 | FEQ | x
| WTR-PHL-FEQ-0011-SUS | Fire Prevention, Extinguisher, High Level Pumping Station, South Pump Room, Mezzanine, West Wall | WTR-SUSPENDED | Fire Prevention | Fire Equipment | 45029 | FEQ | x
| WTR-PHL-FEQ-0012-SUS | Fire Prevention, Extinguisher, High Level Pumping Station, South Pump Room, North Wall | WTR-SUSPENDED | Fire Prevention | Fire Equipment | 45030 | FEQ | x
| WTR-PHL-FEQ-0013-SUS | Fire Prevention, Extinguisher, High Level Pumping Station, PCO's Lunch Room | WTR-PHL-FEQ-SUS | Fire Prevention | Fire Equipment | 45031 | FEQ | x
| WTR-PHL-FEQ-0014-SUS | Fire Prevention, Extinguisher, High Level Pumping Station, Crew Locker Area | WTR-SUSPENDED | Fire Prevention | Fire Equipment | 45032 | FEQ | x
| WTR-PHL-FEQ-0015-SUS | Fire Prevention, Extinguisher, High Level Pumping Station, Ground Fl. Office Hallway, South door | WTR-SUSPENDED | Fire Prevention | Fire Equipment | 45033 | FEQ | x
| WTR-PHL-FEQ-0016-SUS | Fire Prevention, Extinguisher, High Level Pumping Station, Main Control Room, South Exit | WTR-PHL-FEQ-SUS |  | Fire Equipment | 45034 | FEQ | x
| WTR-PHL-FEQ-0017-SUS | Fire Prevention, Extinguisher, High Level Pumping Station, Server Room, East of Control Room | WTR-PHL-FEQ-SUS |  | Fire Equipment | 45035 | FEQ | x
| WTR-PHL-FEQ-0017-SUS | Fire Prevention, Extinguisher, High Level Pumping Station, Server Room, East of Control Room | WTR-SUSPENDED |  | Fire Equipment | 45035 | FEQ | x
| WTR-PHL-FEQ-0018-SUS | Fire Prevention, Extinguisher, High Level Pumping Station, Crew Room | WTR-PHL-FEQ-SUS |  | Fire Equipment | 45036 | FEQ | x
| WTR-PHL-FEQ-0019-SUS | Fire Prevention, Extinguisher, High Level Pumping Station, Kitchen, Ground Floor, Supervisor Area | WTR-PHL-FEQ-SUS |  | Fire Equipment | 45037 | FEQ | x
| WTR-PHL-FEQ-0019-SUS | Fire Prevention, Extinguisher, High Level Pumping Station, Kitchen, Ground Floor, Supervisor Area | WTR-SUSPENDED |  | Fire Equipment | 45037 | FEQ | x
| WTR-PHL-FEQ-0020-SUS | Fire Prevention, Extinguisher, High Level Pumping Station, 2nd Floor Offices, Entrance | WTR-PHL-FEQ-SUS |  | Fire Equipment | 45038 | FEQ | x
| WTR-PHL-FEQ-0020-SUS | Fire Prevention, Extinguisher, High Level Pumping Station, 2nd Floor Offices, Entrance | WTR-SUSPENDED |  | Fire Equipment | 45038 | FEQ | x
| WTR-PHL-FEQ-0021-SUS | Fire Prevention, Extinguisher, High Level Pumping Station, 2nd Floor Offices, North exit | WTR-PHL-FEQ-SUS |  | Fire Equipment | 45039 | FEQ | x
| WTR-PHL-FEQ-0022-SUS | Fire Prevention, Extinguisher, High Level Pumping Station, 2nd Floor, Outside Training Room | WTR-SUSPENDED | Fire Prevention,Extinguisher | Fire Equipment | 45040 | FEQ | x
| WTR-PHL-FEQ-0024-SUS | Fire Prevention, Extinguisher, High Level Pumping Station, Machine Shop | WTR-PHL-FEQ-SUS | Fire Prevention,Extinguisher | Fire Equipment | 45042 | FEQ | x
| WTR-PHL-FEQ-0025-SUS | Fire Prevention, Extinguisher, High Level Pumping Station, Truck #080074 | WTR-CENTRAL-SES | Fire Prevention,Extinguisher | Fire Equipment | 45043 | FEQ | x
| WTR-PHL-FEQ-0025-SUS | Fire Prevention, Extinguisher, High Level Pumping Station, Truck #080074 | WTR-SUSPENDED | Fire Prevention,Extinguisher | Fire Equipment | 45043 | FEQ | x
| WTR-PHL-FEQ-0026-SUS | Fire Prevention, Extinguisher, High Level Pumping Station, Truck #080049 | WTR-CENTRAL-SES | Fire Prevention,Extinguisher | Fire Equipment | 45044 | FEQ | x
| WTR-PHL-FEQ-0027-SUS | Fire Prevention, Extinguisher, High Level Pumping Station, Truck #065041 | WTR-SUSPENDED | Fire Prevention,Extinguisher | Fire Equipment | 45045 | FEQ | x
| WTR-PHL-FEQ-0028-SUS | Fire Prevention, Extinguisher, High Level Pumping Station, Truck #145021 | WTR-SUSPENDED | Fire Prevention,Extinguisher | Fire Equipment | 45046 | FEQ | x
| WTR-PHL-FEQ-0029-SUS | Fire Prevention, Extinguisher, High Level Pumping Station, Truck #145021 | WTR-CENTRAL-SES | Fire Prevention,Extinguisher | Fire Equipment | 45047 | FEQ | x
| WTR-PHL-FEQ-0030-SUS | Fire Prevention, Extinguisher, High Level Pumping Station, Basement | WTR-CENTRAL-SES | Fire Prevention,Extinguisher | Fire Equipment | 45048 | FEQ | x
| WTR-PHL-FEQ-0031 | Fire Prevention, Fire Hydrant (Hansen ID HY31050), High Level Pumping Station, 235 Cottingham St, East side of building | WTR-SUSPENDED | Fire Prevention,Hydrant | Fire Equipment |  | FEQ | http://www.toronto.ca/TWONTO#00432
| WTR-PHL-FEQ-0032-SUS | Fire Prevention, Extinguisher, High Level Pumping Station, 40 Rathnelly, Upstairs | WTR-SUSPENDED | Fire Prevention | Fire Equipment | 45050 | FEQ | x
| WTR-PHL-FEQ-0033-SUS | Fire Prevention, Extinguisher, High Level Pumping Station, 40 Rathnelly, MainFloor/Basement stairs | WTR-SUSPENDED | Fire Prevention | Fire Equipment | 45051 | FEQ | x
| WTR-PHL-FEQ-0034-SUS | Fire Prevention, Extinguisher, High Level Pumping Station, 40 Rathnelly, Basement | WTR-PHL-ENGHOUSE | Fire Prevention | Fire Equipment | 45052 | FEQ | x
| WTR-PHL-FEQ-0035 | Detector, Smoke/CO, High Level Pumping Station, 40 Rathnelly, Upstairs Hall Ceiling | WTR-PHL-ENGHOUSE | Fire Prevention | Fire Equipment |  | FEQ | http://www.toronto.ca/TWONTO#00362
| WTR-PHL-FEQ-0036 | Detector, Smoke/CO, High Level Pumping Station, 40 Rathnelly, Upstairs Hall Wall | WTR-PHL-FEQ-SUS | Fire Prevention | Fire Equipment |  | FEQ | http://www.toronto.ca/TWONTO#00362
| WTR-PHL-FEQ-0036 | Detector, Smoke/CO, High Level Pumping Station, 40 Rathnelly, Upstairs Hall Wall | WTR-SUSPENDED | Fire Prevention | Fire Equipment |  | FEQ | http://www.toronto.ca/TWONTO#00362
21140 | FHO-CLB-PSL-0202 | Switch, Pressure Low, Post East, Train 2, Outlet from Evaporator,Chem Bldg. Main Floor, Machine Rm | FHO-CLB-CHL-0201 | Switch,Pressure-Low | Switch |  | PSL | http://www.toronto.ca/TWONTO#00604 |  | Chlorinator, Post Chlorination Train 2 West, Chemical Building, L1, Evaporator Room
| WTR-PHL-FEQ-0038 | Detector, Smoke/CO, High Level Pumping Station, 40 Rathnelly, Basement Ceiling | WTR-PHL-FEQ-SUS | Fire Prevention | Fire Equipment |  | FEQ | http://www.toronto.ca/TWONTO#00362
| WTR-PHL-FEQ-0038 | Detector, Smoke/CO, High Level Pumping Station, 40 Rathnelly, Basement Ceiling | WTR-SUSPENDED | Fire Prevention | Fire Equipment |  | FEQ | http://www.toronto.ca/TWONTO#00362
| WTR-PHL-FEQ-0039 | Detector, Smoke/CO, High Level Pumping Station, 40 Rathnelly, Basement | WTR-SUSPENDED | Fire Prevention | Fire Equipment |  | FEQ | http://www.toronto.ca/TWONTO#00362
90878 | FHO-CLB-PSL-0202 | Switch, Pressure Low, Post East, Train 2, Outlet from Evaporator,Chem Bldg. Main Floor, Machine Rm | FHO-CLB-CHL-0201-KQ | Switch,Pressure-Low | Switch |  | PSL | http://www.toronto.ca/TWONTO#00604 |  | Post Chlorination Train 2
| WTR-PHL-FEQ-0041 | Detector, Smoke/CO, High Level Pumping Station, 40 Rathnelly, Upstairs | WTR-PHL-FEQ-SUS | Fire Prevention | Fire Equipment |  | FEQ | http://www.toronto.ca/TWONTO#00362
| WTR-PHL-FEQ-0041 | Detector, Smoke/CO, High Level Pumping Station, 40 Rathnelly, Upstairs | WTR-SUSPENDED | Fire Prevention | Fire Equipment |  | FEQ | http://www.toronto.ca/TWONTO#00362
| WTR-PJO-FEQ-0001-SUS | Fire Prevention, Extinguisher, Wm. H. Johnston Pumping Station, Ground Floor Middle | WTR-PJO-FEQ-SUS | Fire Prevention,Extinguisher | Fire Equipment | 45106 | FEQ | x
| WTR-PJO-FEQ-0003-SUS | Fire Prevention, Extinguisher, Wm. H. Johnston Pumping Station, Electrical Room | WTR-PJO-FEQ-SUS | Fire Prevention,Extinguisher | Fire Equipment | 45108 | FEQ | x
| WTR-PJO-FEQ-0004-SUS | Fire Prevention, Extinguisher, Wm. H. Johnston Pumping Station, Basement | WTR-SUSPENDED | Fire Prevention,Extinguisher | Fire Equipment | 45109 | FEQ | x
| WTR-PJO-FEQ-SUS | Fire Equipment, Wm. H. Johnston Pumping Station | WTR-PJO |  | Fire Equipment | 45105 |  | x
| WTR-PJO-FEQ-SUS | Fire Equipment, Wm. H. Johnston Pumping Station | WTR-SUSPENDED |  | Fire Equipment | 45105 |  | x
| WTR-PJS-FEQ-0001-SUS | Fire Prevention, Extinguisher, John Street Pumping Station, Electrical Room | WTR-SUSPENDED | Fire Prevention,Extinguisher | Fire Equipment | 45119 | FEQ | x
| WTR-PJS-FEQ-0002-SUS | Fire Prevention, Extinguisher, John Street Pumping Station, HVAC Room | WTR-PJS-FEQ-SUS | Fire Prevention,Extinguisher | Fire Equipment | 45120 | FEQ | x
| WTR-PJS-FEQ-0002-SUS | Fire Prevention, Extinguisher, John Street Pumping Station, HVAC Room | WTR-SUSPENDED | Fire Prevention,Extinguisher | Fire Equipment | 45120 | FEQ | x
| WTR-PJS-FEQ-0003-SUS | Fire Prevention, Extinguisher, John Street Pumping Station, HVAC Room | WTR-PJS-FEQ-SUS | Fire Prevention,Extinguisher | Fire Equipment | 45121 | FEQ | x
| WTR-PJS-FEQ-0003-SUS | Fire Prevention, Extinguisher, John Street Pumping Station, HVAC Room | WTR-SUSPENDED | Fire Prevention,Extinguisher | Fire Equipment | 45121 | FEQ | x
| WTR-PJS-FEQ-0004-SUS | Fire Prevention, Extinguisher, John Street Pumping Station, Lower North West Basement Level | WTR-PJS-FEQ-SUS | Fire Prevention,Extinguisher | Fire Equipment | 45122 | FEQ | x
| WTR-PJS-FEQ-0007-SUS | Fire Prevention, Extinguisher, John Street Pumping Station, Lower South East Basement Level | WTR-SUSPENDED | Fire Prevention,Extinguisher | Fire Equipment | 45125 | FEQ | x
| WTR-PJS-FEQ-0008-SUS | Fire Prevention, Extinguisher, John Street Pumping Station, Lower South Basement Level | WTR-PJS-FEQ-SUS | Fire Prevention,Extinguisher | Fire Equipment | 45126 | FEQ | x
| WTR-PJS-FEQ-0009-SUS | Fire Prevention, Extinguisher, John Street Pumping Station, Lower North Basement Level | WTR-PJS-FEQ-SUS | Fire Prevention,Extinguisher | Fire Equipment | 45127 | FEQ | x
| WTR-PJS-FEQ-0010-SUS | Fire Prevention, Extinguisher, John Street Pumping Station, Truck Loading Dock | WTR-PJS-FEQ-SUS | Fire Prevention,Extinguisher | Fire Equipment | 45128 | FEQ | x
| WTR-PJS-FEQ-0011-SUS | Fire Prevention, Extinguisher, John Street Pumping Station, Storage Room | WTR-SUSPENDED | Fire Prevention,Extinguisher | Fire Equipment | 45129 | FEQ | x
| WTR-PJS-FEQ-0012-SUS | Fire Prevention, Extinguisher, John Street Pumping Station, Storage Room | WTR-PJS-FEQ-SUS | Fire Prevention,Extinguisher | Fire Equipment | 45130 | FEQ | x
| WTR-PJS-FEQ-0013-SUS | Fire Prevention, Extinguisher, John Street Pumping Station, RPU Room | WTR-PJS-FEQ-SUS | Fire Prevention,Extinguisher | Fire Equipment | 45131 | FEQ | x
| WTR-PJS-FEQ-0014-SUS | Fire Prevention, Extinguisher, John Street Pumping Station, High Voltage Room | WTR-SUSPENDED | Fire Prevention,Extinguisher | Fire Equipment | 45132 | FEQ | x
| WTR-PJS-FEQ-0016-SUS | Fire Prevention, Extinguisher, John Street Pumping Station, Surge Tank Room | WTR-PJS-FEQ-SUS | Fire Prevention,Extinguisher | Fire Equipment | 45134 | FEQ | x
| WTR-PJS-FEQ-0016-SUS | Fire Prevention, Extinguisher, John Street Pumping Station, Surge Tank Room | WTR-SUSPENDED | Fire Prevention,Extinguisher | Fire Equipment | 45134 | FEQ | x
| WTR-PJS-FEQ-0017-SUS | Fire Prevention, Extinguisher, John Street Pumping Station, HVAC Room | WTR-PJS-FEQ-SUS | Fire Prevention,Extinguisher | Fire Equipment | 45135 | FEQ | x
| WTR-PJS-FEQ-0019-SUS | Fire Prevention, Extinguisher, John Street Pumping Station, Main Pump Room | WTR-SUSPENDED | Fire Prevention,Extinguisher | Fire Equipment | 45137 | FEQ | x
| WTR-PJS-FEQ-0021-SUS | Fire Prevention, Extinguisher, John Street Pumping Station, Main Pump Room | WTR-SUSPENDED | Fire Prevention,Extinguisher | Fire Equipment | 45139 | FEQ | x
| WTR-PJS-FEQ-0022-SUS | Fire Prevention, Extinguisher, John Street Pumping Station, Main Control Room | WTR-PJS-FEQ-SUS | Fire Prevention,Extinguisher | Fire Equipment | 45140 | FEQ | x
| WTR-PJS-FEQ-0022-SUS | Fire Prevention, Extinguisher, John Street Pumping Station, Main Control Room | WTR-SUSPENDED | Fire Prevention,Extinguisher | Fire Equipment | 45140 | FEQ | x
| WTR-PJS-FEQ-0023-SUS | Fire Prevention, Extinguisher, John Street Pumping Station, Truck Loading Dock | WTR-PJS-FEQ-SUS | Fire Prevention,Extinguisher | Fire Equipment | 45141 | FEQ | x
| WTR-PJS-FEQ-0023-SUS | Fire Prevention, Extinguisher, John Street Pumping Station, Truck Loading Dock | WTR-SUSPENDED | Fire Prevention,Extinguisher | Fire Equipment | 45141 | FEQ | x
| WTR-PJS-FEQ-0024-SUS | Fire Prevention, Extinguisher, John Street Pumping Station, Storage Room | WTR-SUSPENDED | Fire Prevention,Extinguisher | Fire Equipment | 45142 | FEQ | x
| WTR-PKL-FEQ-0001-SUS | Fire Prevention, Extinguisher, Keele Pumping Station, Pump Room, South Wall | WTR-SUSPENDED | Fire Prevention,Extinguisher | Fire Equipment | 45180 | FEQ | x
| WTR-PKL-FEQ-0002-SUS | Fire Prevention, Extinguisher, Keele Pumping Station, Entrance | WTR-PKL-FEQ-SUS | Fire Prevention,Extinguisher | Fire Equipment | 45181 | FEQ | x
| WTR-PKL-FEQ-0003-SUS | Fire Prevention, Extinguisher, Keele Pumping Station, North Wall | WTR-PKL-FEQ-SUS | Fire Prevention,Extinguisher | Fire Equipment | 45182 | FEQ | x
| WTR-PKN-FEQ-0001-SUS | Fire Prevention, Extinguisher, Kennedy Pumping Station, Pump Room | WTR-PKN-FEQ-SUS | Fire Prevention,Extinguisher | Fire Equipment | 45192 | FEQ | x
| WTR-PKN-FEQ-0002-SUS | Fire Prevention, Extinguisher, Kennedy Pumping Station, Pump Room | WTR-PKN-FEQ-SUS | Fire Prevention,Extinguisher | Fire Equipment | 45193 | FEQ | x
| WTR-PKN-FEQ-0002-SUS | Fire Prevention, Extinguisher, Kennedy Pumping Station, Pump Room | WTR-SUSPENDED | Fire Prevention,Extinguisher | Fire Equipment | 45193 | FEQ | x
| WTR-PLW-FEQ-0002-SUS | Fire Prevention, Extinguisher, Lawrence Pumping Station, Pump Room, Near Pump #4 | WTR-PLW-FEQ-SUS | Fire Prevention | Fire Equipment | 45201 | FEQ | x
| WTR-PLW-FEQ-0002-SUS | Fire Prevention, Extinguisher, Lawrence Pumping Station, Pump Room, Near Pump #4 | WTR-SUSPENDED | Fire Prevention | Fire Equipment | 45201 | FEQ | x
| WTR-PLW-FEQ-0003-SUS | Fire Prevention, Extinguisher, Lawrence Pumping Station, Pump Room, West Wall | WTR-PLW-FEQ-SUS | Fire Prevention | Fire Equipment | 45203 | FEQ | x
| WTR-PLW-FEQ-0003-SUS | Fire Prevention, Extinguisher, Lawrence Pumping Station, Pump Room, West Wall | WTR-SUSPENDED | Fire Prevention | Fire Equipment | 45203 | FEQ | x
| WTR-PLW-FEQ-0004-SUS | Fire Prevention, Extinguisher, Lawrence Pumping Station, Battery Room | WTR-PLW-FEQ-SUS | Fire Prevention | Fire Equipment | 45204 | FEQ | x
| WTR-PLW-FEQ-0004-SUS | Fire Prevention, Extinguisher, Lawrence Pumping Station, Battery Room | WTR-SUSPENDED | Fire Prevention | Fire Equipment | 45204 | FEQ | x
| WTR-PLW-FEQ-0005-SUS | Fire Prevention, Extinguisher, Lawrence Pumping Station, Crew Room | WTR-SUSPENDED | Fire Prevention | Fire Equipment | 45205 | FEQ | x
| WTR-PLW-FEQ-0007-SUS | Fire Prevention, Extinguisher, Lawrence Pumping Station, South Office | WTR-SUSPENDED | Fire Prevention | Fire Equipment | 45207 | FEQ | x
| WTR-PLW-FEQ-0008-SUS | Fire Prevention, Extinguisher, Lawrence Pumping Station, Lunch Room | WTR-PLW-FEQ-SUS | Fire Prevention | Fire Equipment | 45208 | FEQ | x
| WTR-PLW-FEQ-0009-SUS | Fire Prevention, Extinguisher, Lawrence Pumping Station, Electrical Room | WTR-PLW-FEQ-SUS | Fire Prevention | Fire Equipment | 45209 | FEQ | x
| WTR-PLW-FEQ-0009-SUS | Fire Prevention, Extinguisher, Lawrence Pumping Station, Electrical Room | WTR-SUSPENDED | Fire Prevention | Fire Equipment | 45209 | FEQ | x
| WTR-PLW-FEQ-0010-SUS | Fire Prevention, Extinguisher, Lawrence Pumping Station, East Entrance | WTR-SUSPENDED | Fire Prevention | Fire Equipment | 45210 | FEQ | x
| WTR-PLW-FEQ-0011-SUS | Fire Prevention, Extinguisher, Lawrence Pumping Station, Electrical Room | WTR-PLW-FEQ-SUS | Fire Prevention | Fire Equipment | 45211 | FEQ | x
| WTR-PMI-CP-0007-SUS | Control Panel, Fire System, Milliken Pumping Station, Main entrance door | WTR-PMI-FEQ-SUS | Control Panel,Operator | Fire Equipment | 45218 | CP | x
| WTR-PMI-FEQ-0001-SUS | Fire Prevention, Extinguisher, Milliken Pumping Station, East Pump Room, West Wall, South | WTR-PMI-FEQ-SUS | Fire Prevention,Extinguisher | Fire Equipment | 45220 | FEQ | x
| WTR-PMI-FEQ-0001-SUS | Fire Prevention, Extinguisher, Milliken Pumping Station, East Pump Room, West Wall, South | WTR-SUSPENDED | Fire Prevention,Extinguisher | Fire Equipment | 45220 | FEQ | x
| WTR-PMI-FEQ-0005-SUS | Fire Prevention, Extinguisher, Milliken Pumping Station East Pump Room, MCC | WTR-PMI-FEQ-SUS | Fire Prevention,Extinguisher | Fire Equipment | 45224 | FEQ | x
| WTR-PMI-FEQ-0007-SUS | Fire Prevention, Extinguisher, Milliken Pumping Station, West Pump Room, North Wall | WTR-PMI-FEQ-SUS | Fire Prevention,Extinguisher | Fire Equipment | 45226 | FEQ | x
| WTR-PMI-FEQ-0008-SUS | Fire Prevention, Extinguisher, Milliken Pumping Station, West Pump Room, West Wall, between Pumps 10 & 11 | WTR-PMI-FEQ-SUS |  | Fire Equipment | 45227 | FEQ | x
| WTR-PMI-FEQ-0008-SUS | Fire Prevention, Extinguisher, Milliken Pumping Station, West Pump Room, West Wall, between Pumps 10 & 11 | WTR-SUSPENDED |  | Fire Equipment | 45227 | FEQ | x
| WTR-PMI-FEQ-0009-SUS | Fire Prevention, Extinguisher, Milliken Pumping Station, West Pump Room, West Wall near Pump 12 | WTR-PMI-FEQ-SUS | Fire Prevention,Extinguisher | Fire Equipment | 45228 | FEQ | x
| WTR-PMI-FEQ-0009-SUS | Fire Prevention, Extinguisher, Milliken Pumping Station, West Pump Room, West Wall near Pump 12 | WTR-SUSPENDED | Fire Prevention,Extinguisher | Fire Equipment | 45228 | FEQ | x
| WTR-PMI-FEQ-0010-SUS | Fire Prevention, Extinguisher, Milliken Pumping Station, West Pump Room, East Wall between Pumps 6 & 7 | WTR-PMI-FEQ-SUS |  | Fire Equipment | 45229 | FEQ | x
| WTR-PMI-FEQ-0010-SUS | Fire Prevention, Extinguisher, Milliken Pumping Station, West Pump Room, East Wall between Pumps 6 & 7 | WTR-SUSPENDED |  | Fire Equipment | 45229 | FEQ | x
| WTR-PMI-FEQ-0011-SUS | Fire Prevention, Extinguisher, Milliken Pumping Station, West Pump Room, East Wall near Pump 11 | WTR-SUSPENDED |  | Fire Equipment | 45230 | FEQ | x
| WTR-PMI-FEQ-0012-SUS | Fire Prevention, Extinguisher, Milliken Pumping Station, West Pump Room, South Exit | WTR-SUSPENDED | Fire Prevention,Extinguisher | Fire Equipment | 45231 | FEQ | x
| WTR-PMI-FEQ-0013-SUS | Fire Prevention, Extinguisher, Milliken Pumping Station, West Pump Room, Basement by entrance | WTR-SUSPENDED | Fire Prevention,Extinguisher | Fire Equipment | 45232 | FEQ | x
| WTR-PMI-FEQ-0014-SUS | Fire Prevention, Extinguisher, Milliken Pumping Station, West Pump Room, Basement by PDIT-1001 | WTR-PMI-FEQ-SUS | Fire Prevention,Extinguisher | Fire Equipment | 45233 | FEQ | x
| WTR-PMI-FEQ-0015-SUS | Fire Prevention, Extinguisher, Milliken Pumping Station, West Pump Room, Basement by PDIT-0701 | WTR-PMI-FEQ-SUS | Fire Prevention,Extinguisher | Fire Equipment | 45234 | FEQ | x
| WTR-PMI-FEQ-0015-SUS | Fire Prevention, Extinguisher, Milliken Pumping Station, West Pump Room, Basement by PDIT-0701 | WTR-SUSPENDED | Fire Prevention,Extinguisher | Fire Equipment | 45234 | FEQ | x
| WTR-PMI-FEQ-0016-SUS | Fire Prevention, Extinguisher, Milliken Pumping Station, West Pump Room, Basement by vacuum pumps | WTR-SUSPENDED | Fire Prevention,Extinguisher | Fire Equipment | 45235 | FEQ | x
| WTR-PMI-FEQ-0018-SUS | Fire Prevention, Extinguisher, Milliken Pumping Station, MCC Room, East Wall | WTR-PMI-FEQ-SUS | Fire Prevention,Extinguisher | Fire Equipment | 45237 | FEQ | x
| WTR-PMI-FEQ-0018-SUS | Fire Prevention, Extinguisher, Milliken Pumping Station, MCC Room, East Wall | WTR-SUSPENDED | Fire Prevention,Extinguisher | Fire Equipment | 45237 | FEQ | x
| WTR-PMI-FEQ-0019-SUS | Fire Prevention, Extinguisher, Milliken Pumping Station, MCC Room, South Wall | WTR-PMI-FEQ-SUS | Fire Prevention,Extinguisher | Fire Equipment | 45238 | FEQ | x
| WTR-PMI-FEQ-0020-SUS | Fire Prevention, Extinguisher, Milliken Pumping Station, MCC Room, West Wall | WTR-PMI-FEQ-SUS | Fire Prevention,Extinguisher | Fire Equipment | 45239 | FEQ | x
| WTR-PMI-FEQ-0021-SUS | Fire Prevention, Extinguisher, Milliken Pumping Station, Generator Room, Beside Genset #2 | WTR-PMI-FEQ-SUS | Fire Prevention,Extinguisher | Fire Equipment | 45240 | FEQ | x
| WTR-PMI-FEQ-0021-SUS | Fire Prevention, Extinguisher, Milliken Pumping Station, Generator Room, Beside Genset #2 | WTR-SUSPENDED | Fire Prevention,Extinguisher | Fire Equipment | 45240 | FEQ | x
| WTR-PMI-FEQ-0024-SUS | Fire Prevention, Extinguisher, Milliken Pumping Station, Generator Room, West Wall | WTR-PMI-FEQ-SUS | Fire Prevention,Extinguisher | Fire Equipment | 45243 | FEQ | x
| WTR-PMI-FEQ-0025-SUS | Fire Prevention, Extinguisher, Milliken Pumping Station, Outside Chloronation Room | WTR-PMI-FEQ-SUS | Fire Prevention,Extinguisher | Fire Equipment | 45244 | FEQ | x
| WTR-PMI-FEQ-0026-SUS | Fire Prevention, Extinguisher, Milliken Pumping Station, Outside Chloronation Room | WTR-PMI-FEQ-SUS | Fire Prevention,Extinguisher | Fire Equipment | 45245 | FEQ | x
| WTR-PMI-FEQ-0026-SUS | Fire Prevention, Extinguisher, Milliken Pumping Station, Outside Chloronation Room | WTR-SUSPENDED | Fire Prevention,Extinguisher | Fire Equipment | 45245 | FEQ | x
| WTR-PMI-FEQ-SUS | Fire Equipment, Milliken Pumping Station | WTR-SUSPENDED |  | Fire Equipment | 45219 |  | x
| WTR-PPD-FEQ-0001-SUS | Fire Prevention, Extinguisher, Parkdale Pumping Station, Electrical Room | WTR-PPD-FEQ-SUS | Fire Prevention,Extinguisher | Fire Equipment | 45306 | FEQ | x
| WTR-PPD-FEQ-0001-SUS | Fire Prevention, Extinguisher, Parkdale Pumping Station, Electrical Room | WTR-SUSPENDED | Fire Prevention,Extinguisher | Fire Equipment | 45306 | FEQ | x
| WTR-PPD-FEQ-0002-SUS | Fire Prevention, Extinguisher, Parkdale Pumping Station, Pump Room, West Wall | WTR-PPD-FEQ-SUS | Fire Prevention | Fire Equipment | 45307 | FEQ | x
| WTR-PPD-FEQ-0003-SUS | Fire Prevention, Extinguisher, Parkdale Pumping Station, Lunch Room | WTR-SUSPENDED | Fire Prevention | Fire Equipment | 45308 | FEQ | x
| WTR-PPD-FEQ-0004-SUS | Fire Prevention, Extinguisher, Parkdale Pumping Station, Pump Room, East Wall | WTR-PPD-FEQ-SUS | Fire Prevention | Fire Equipment | 45309 | FEQ | x
| WTR-PPD-FEQ-0004-SUS | Fire Prevention, Extinguisher, Parkdale Pumping Station, Pump Room, East Wall | WTR-SUSPENDED | Fire Prevention | Fire Equipment | 45309 | FEQ | x
| WTR-PPD-FEQ-0005-SUS | Fire Prevention, Extinguisher, Parkdale Pumping Station, Second Floor, Centre | WTR-PPD-FEQ-SUS | Fire Prevention | Fire Equipment | 45310 | FEQ | x
| WTR-PPD-FEQ-SUS | Fire Equipment, Parkdale Pumping Station | WTR-SUSPENDED |  | Fire Equipment | 45305 |  | x
| WTR-PRH-FEQ-0001-SUS | Fire Prevention, Extinguisher, Rosehill Pumping Station, Pump Room | WTR-SUSPENDED | Fire Prevention,Extinguisher | Fire Equipment | 45341 | FEQ | x
| WTR-PRH-FEQ-0002-SUS | Fire Prevention, Extinguisher, Rosehill Pumping Station, Pump Room | WTR-PRH-FEQ-SUS | Fire Prevention,Extinguisher | Fire Equipment | 45342 | FEQ | x
| WTR-PRH-FEQ-0004-SUS | Fire Prevention, Extinguisher, Rosehill Pumping Station, Basement | WTR-PRH-FEQ-SUS | Fire Prevention,Extinguisher | Fire Equipment | 45344 | FEQ | x
| WTR-PRH-FEQ-0004-SUS | Fire Prevention, Extinguisher, Rosehill Pumping Station, Basement | WTR-SUSPENDED | Fire Prevention,Extinguisher | Fire Equipment | 45344 | FEQ | x
| WTR-PRH-FEQ-SUS | Fire Equipment, Rosehill Pumping Station | WTR-SUSPENDED |  | Fire Equipment | 45340 |  | x
| WTR-PRV-FEQ-0001-SUS | Fire Prevention, Extinguisher, Richview Pumping Station, Main Floor North End | WTR-SUSPENDED | Fire Prevention,Extinguisher | Fire Equipment | 45356 | FEQ | x
| WTR-PRV-FEQ-0002-SUS | Fire Prevention, Extinguisher, Richview Pumping Station, Main Floor South End | WTR-PRV-FEQ-SUS | Fire Prevention,Extinguisher | Fire Equipment | 45357 | FEQ | x
| WTR-PRV-FEQ-0003-SUS | Fire Prevention, Extinguisher, Richview Pumping Station, Lower Level North End | WTR-PRV-FEQ-SUS | Fire Prevention,Extinguisher | Fire Equipment | 45358 | FEQ | x
| WTR-PRV-FEQ-0003-SUS | Fire Prevention, Extinguisher, Richview Pumping Station, Lower Level North End | WTR-SUSPENDED | Fire Prevention,Extinguisher | Fire Equipment | 45358 | FEQ | x
| WTR-PRV-FEQ-0005-SUS | Fire Prevention, Extinguisher, Richview Pumping Station, Lower Level by Pump 0100 | WTR-PRV-FEQ-SUS |  | Fire Equipment | 45360 | FEQ | x
| WTR-PRV-FEQ-0005-SUS | Fire Prevention, Extinguisher, Richview Pumping Station, Lower Level by Pump 0100 | WTR-SUSPENDED |  | Fire Equipment | 45360 | FEQ | x
| WTR-PRV-FEQ-0007-SUS | Fire Prevention, Extinguisher, Richview Pumping Station, Main Floor, middle of building | WTR-PRV-FEQ-SUS |  | Fire Equipment | 45362 | FEQ | x
| WTR-PSA-FEQ-0001-SUS | Fire Prevention, Extinguisher, St. Albans Pumping Station, Main Entrance, Front Door | WTR-SUSPENDED | Fire Prevention | Fire Equipment | 45376 | FEQ | x
| WTR-PSA-FEQ-0002-SUS | Fire Prevention, Extinguisher, St. Albans Pumping Station, Electrical Room | WTR-PSA-FEQ-SUS | Fire Prevention | Fire Equipment | 45377 | FEQ | x
| WTR-PSA-FEQ-0002-SUS | Fire Prevention, Extinguisher, St. Albans Pumping Station, Electrical Room | WTR-SUSPENDED | Fire Prevention | Fire Equipment | 45377 | FEQ | x
| WTR-PSA-FEQ-0003-SUS | Fire Prevention, Extinguisher, St. Albans Pumping Station, Pump Room, North Exit | WTR-PSA-FEQ-SUS | Fire Prevention | Fire Equipment | 45378 | FEQ | x
| WTR-PSA-FEQ-0003-SUS | Fire Prevention, Extinguisher, St. Albans Pumping Station, Pump Room, North Exit | WTR-SUSPENDED | Fire Prevention | Fire Equipment | 45378 | FEQ | x
| WTR-PSA-FEQ-0004-SUS | Fire Prevention, Extinguisher, St. Albans Pumping Station, Basement | WTR-SUSPENDED | Fire Prevention | Fire Equipment | 45379 | FEQ | x
| WTR-PSC-FEQ-0001-SUS | Fire Prevention, Extinguisher, Scarborough Pumping Station, Dist 4 Pump Room, South Wall | WTR-SUSPENDED | Fire Prevention,Extinguisher | Fire Equipment | 45397 | FEQ | x
| WTR-PSC-FEQ-0002-SUS | Fire Prevention, Extinguisher, Scarborough Pumping Station, Dist 4 Pump Room, West Wall | WTR-PSC-FEQ-SUS | Fire Prevention,Extinguisher | Fire Equipment | 45398 | FEQ | x
| WTR-PSC-FEQ-0002-SUS | Fire Prevention, Extinguisher, Scarborough Pumping Station, Dist 4 Pump Room, West Wall | WTR-SUSPENDED | Fire Prevention,Extinguisher | Fire Equipment | 45398 | FEQ | x
| WTR-PSC-FEQ-0003-SUS | Fire Prevention, Extinguisher, Scarborough Pumping Station, Dist 3 Pump Room, Between Pumps 12 & 14 | WTR-PSC-FEQ-SUS | Fire Prevention,Extinguisher | Fire Equipment | 45399 | FEQ | x
| WTR-PSC-FEQ-0003-SUS | Fire Prevention, Extinguisher, Scarborough Pumping Station, Dist 3 Pump Room, Between Pumps 12 & 14 | WTR-SUSPENDED | Fire Prevention,Extinguisher | Fire Equipment | 45399 | FEQ | x
| WTR-PSC-FEQ-0004-SUS | Fire Prevention, Extinguisher, Scarborough Pumping Station, Dist 3 Pump Room, At Pump 11 | WTR-SUSPENDED | Fire Prevention,Extinguisher | Fire Equipment | 45400 | FEQ | x
| WTR-PSC-FEQ-0005-SUS | Fire Prevention, Extinguisher, Scarborough Pumping Station, Outside RPU Room, North East Door | WTR-PSC-FEQ-SUS | Fire Prevention,Extinguisher | Fire Equipment | 45401 | FEQ | x
| WTR-PSC-FEQ-0005-SUS | Fire Prevention, Extinguisher, Scarborough Pumping Station, Outside RPU Room, North East Door | WTR-SUSPENDED | Fire Prevention,Extinguisher | Fire Equipment | 45401 | FEQ | x
| WTR-PSC-FEQ-0007-SUS | Fire Prevention, Extinguisher, Scarborough Pumping Station, Shop, Next to Entrance to Crew Room | WTR-SUSPENDED |  | Fire Equipment | 45403 | FEQ | x
| WTR-PSC-FEQ-SUS | Fire Equipment, Scarborough Pumping Station | WTR-SUSPENDED |  | Fire Equipment | 45396 |  | x
| WTR-PTH-FEQ-0001-SUS | Fire Prevention, Extinguisher, Thornhill Pumping Station, Pump Room | WTR-PTH-FEQ-SUS | Fire Prevention,Extinguisher | Fire Equipment | 45418 | FEQ | x
| WTR-PTH-FEQ-0001-SUS | Fire Prevention, Extinguisher, Thornhill Pumping Station, Pump Room | WTR-SUSPENDED | Fire Prevention,Extinguisher | Fire Equipment | 45418 | FEQ | x
| WTR-PTH-FEQ-0002-SUS | Fire Prevention, Extinguisher, Thornhill Pumping Station, HVAC Room | WTR-PTH-FEQ-SUS | Fire Prevention,Extinguisher | Fire Equipment | 45419 | FEQ | x
| WTR-PTH-FEQ-0002-SUS | Fire Prevention, Extinguisher, Thornhill Pumping Station, HVAC Room | WTR-SUSPENDED | Fire Prevention,Extinguisher | Fire Equipment | 45419 | FEQ | x
| WTR-PTH-FEQ-SUS | Fire Equipment, Thornhill Pumping Station | WTR-PTH |  | Fire Equipment | 45417 |  | x
| WTR-PWT-FEQ-0002-SUS | Fire Prevention, Extinguisher, West Toronto Pumping Station, Pump Room East Wall | WTR-PWT-FEQ-SUS | Fire Prevention,Extinguisher | Fire Equipment | 45424 | FEQ | x
| WTR-PWT-FEQ-0002-SUS | Fire Prevention, Extinguisher, West Toronto Pumping Station, Pump Room East Wall | WTR-SUSPENDED | Fire Prevention,Extinguisher | Fire Equipment | 45424 | FEQ | x
| WTR-PWT-FEQ-0004-SUS | Fire Prevention, Extinguisher, West Toronto Pumping Station, Electrical Room | WTR-PWT-FEQ-SUS | Fire Prevention,Extinguisher | Fire Equipment | 45426 | FEQ | x
| WTR-PWT-FEQ-0005-SUS | Fire Prevention, Extinguisher, West Toronto Pumping Station, Crew Room | WTR-PWT-FEQ-SUS | Fire Prevention,Extinguisher | Fire Equipment | 45427 | FEQ | x
| WTR-PWT-FEQ-0005-SUS | Fire Prevention, Extinguisher, West Toronto Pumping Station, Crew Room | WTR-SUSPENDED | Fire Prevention,Extinguisher | Fire Equipment | 45427 | FEQ | x
| WTR-PWT-FEQ-0006-SUS | Fire Prevention, Extinguisher, West Toronto Pumping Station, Outside Lunch Room | WTR-PWT-FEQ-SUS | Fire Prevention,Extinguisher | Fire Equipment | 45428 | FEQ | x
| WTR-RBV-FEQ-SUS | Fire Equipment, Bayview Reservoir | WTR-SUSPENDED |  | Fire Equipment | 45440 |  | x
| WTR-RDF-FEQ-0001-SUS | Fire Prevention, Extinguisher, Dufferin Reservoir, Upper Floor, North Valve House | WTR-SUSPENDED | Fire Prevention,Extinguisher | Fire Equipment | 44923 | FEQ | x
| WTR-RDF-FEQ-0003-SUS | Fire Prevention, Extinguisher, Dufferin Reservoir, Lower Floor, North Valve House | WTR-RDF-FEQ-SUS | Fire Prevention,Extinguisher | Fire Equipment | 44925 | FEQ | x
| WTR-RDF-FEQ-0003-SUS | Fire Prevention, Extinguisher, Dufferin Reservoir, Lower Floor, North Valve House | WTR-SUSPENDED | Fire Prevention,Extinguisher | Fire Equipment | 44925 | FEQ | x
| WTR-RDF-FEQ-0004-SUS | Fire Prevention, Extinguisher, Dufferin Reservoir, Main Valve Floor, North Valve House | WTR-RDF-FEQ-SUS | Fire Prevention,Extinguisher | Fire Equipment | 44926 | FEQ | x
| WTR-REG-FEQ-0001-SUS | Fire Prevention, Extinguisher, Eglinton Reservoir, Inside entrance to access house, 15lb CO2 | WTR-REG-FEQ-SUS |  | Fire Equipment | 45445 | FEQ | x
| WTR-REG-FEQ-SUS | Fire Equipment, Eglinton Reservoir | WTR-REG |  | Fire Equipment | 45444 |  | x
| WTR-REL-FEQ-SUS | Fire Equipment, Ellesmere Reservoir | WTR-SUSPENDED |  | Fire Equipment | 45446 |  | x
| WTR-RKL-FEQ-0001-SUS | Fire Prevention, Extinguisher, Keele Reservoir, Main Floor | WTR-RKL-FEQ-SUS | Fire Prevention,Extinguisher | Fire Equipment | 45449 | FEQ | x
| WTR-RKL-FEQ-0001-SUS | Fire Prevention, Extinguisher, Keele Reservoir, Main Floor | WTR-SUSPENDED | Fire Prevention,Extinguisher | Fire Equipment | 45449 | FEQ | x
| WTR-RKL-FEQ-SUS | Fire Equipment, Keele Reservoir | WTR-SUSPENDED |  | Fire Equipment | 45448 |  | x
| WTR-RLL-FEQ-0001-SUS | Fire Prevention, Extinguisher, Leslie Tank | WTR-RLL-FEQ-SUS | Fire Prevention,Extinguisher | Fire Equipment | 45454 | FEQ | x
| WTR-RLW-FEQ-SUS | Fire Equipment, Lawrence Reservoir | WTR-RLW |  | Fire Equipment | 45456 |  | x
| WTR-RMI-FEQ-0001-SUS | Fire Prevention, Extinguisher, Milliken Reservoir, East Valve House | WTR-RMI-FEQ-SUS | Fire Prevention,Extinguisher | Fire Equipment | 45463 | FEQ | x
| WTR-RMI-FEQ-0003-SUS | Fire Prevention, Extinguisher, Milliken Reservoir, West Valve House | WTR-RMI-FEQ-SUS |  | Fire Equipment | 45465 | FEQ | x
| WTR-RMI-FEQ-0003-SUS | Fire Prevention, Extinguisher, Milliken Reservoir, West Valve House | WTR-SUSPENDED |  | Fire Equipment | 45465 | FEQ | x
| WTR-RMI-FEQ-0004-SUS | Fire Prevention, Extinguisher, Milliken Reservoir | WTR-RMI-FEQ-SUS |  | Fire Equipment | 45466 | FEQ | x
| WTR-RMI-FEQ-0004-SUS | Fire Prevention, Extinguisher, Milliken Reservoir | WTR-SUSPENDED |  | Fire Equipment | 45466 | FEQ | x
| WTR-RRG-FEQ-0001-SUS | Fire Prevention, Extinguisher, Rouge Tank | WTR-RRG-FEQ-SUS | Fire Prevention,Extinguisher | Fire Equipment | 45470 | FEQ | x
| WTR-RRG-FEQ-0001-SUS | Fire Prevention, Extinguisher, Rouge Tank | WTR-SUSPENDED | Fire Prevention,Extinguisher | Fire Equipment | 45470 | FEQ | x
| WTR-RRG-FEQ-SUS | Fire Equipment, Rouge Tank | WTR-RRG |  | Fire Equipment | 45469 |  | x
| WTR-RRH-FEQ-0001-SUS | Fire Prevention, Extinguisher, Rosehill Reservoir, Electrical room | WTR-RRH-FEQ-SUS | Fire Prevention,Extinguisher | Fire Equipment | 45476 | FEQ | x
| WTR-RRH-FEQ-SUS | Fire Equipment, Rosehill Reservoir | WTR-SUSPENDED |  | Fire Equipment | 45475 |  | x
| WTR-RRV-FEQ-0001-SUS | Fire Prevention, Extinguisher, Richview Reservoir, Lower Level | WTR-RRV-FEQ-SUS | Fire Prevention,Extinguisher | Fire Equipment | 45481 | FEQ | x
| WTR-RRV-FEQ-0003-SUS | Fire Prevention, Extinguisher, Richview Reservoir, Main Entrance | WTR-SUSPENDED | Fire Prevention,Extinguisher | Fire Equipment | 45482 | FEQ | x
| WTR-RRV-FEQ-0004-SUS | Fire Prevention, Extinguisher, Richview Reservoir, Upper Level Exit Door | WTR-SUSPENDED | Fire Prevention,Extinguisher | Fire Equipment | 45483 | FEQ | x
| WTR-RST-FEQ-0001-SUS | Fire Prevention, Extinguisher, St. Clair Reservoir, Lower Level | WTR-RST-AUX | Fire Prevention,Extinguisher | Fire Equipment | 45491 | FEQ | x
| WTR-RST-FEQ-0001-SUS | Fire Prevention, Extinguisher, St. Clair Reservoir, Lower Level | WTR-SUSPENDED | Fire Prevention,Extinguisher | Fire Equipment | 45491 | FEQ | x
| WTR-RST-FEQ-0002-SUS | Fire Prevention, Extinguisher, St. Clair Reservoir, Upper Level | WTR-RST-AUX | Fire Prevention,Extinguisher | Fire Equipment | 45492 | FEQ | x
| WTR-RST-FEQ-SUS | Fire Equipment, St. Clair Reservoir | WTR-RST |  | Fire Equipment | 45490 |  | x
| WTR-RST-FEQ-SUS | Fire Equipment, St. Clair Reservoir | WTR-SUSPENDED |  | Fire Equipment | 45490 |  | x
| WTR-RWA-FEQ-SUS | Fire Equipment, Warden Tank | WTR-SUSPENDED |  | Fire Equipment | 45494 |  | x
| WTR-RWL-FEQ-0001-SUS | Fire Prevention, Extinguisher, Whitlam Tank, Door Entrance | WTR-RWL-FEQ-SUS | Fire Prevention,Extinguisher | Fire Equipment | 45498 | FEQ | x
| YCM-SES-FA-0001 | Fire Prevention, Alarm, Centre Utility Room, Mircom, FX-2000 | FAC-YCM-SES | Fire Prevention,Alarm | Fire Equipment | 42815 | FA | x
| YCM-SES-FA-0001 | Fire Prevention, Alarm, Centre Utility Room, Mircom, FX-2000 | FAC-YCM-SES-FA | Fire Prevention,Alarm | Fire Equipment | 42815 | FA | x
| YCM-SES-FEQ-0001 | Fire Prevention, Fire Extinguishers, Stores at Entrance | FAC-YCM-SES-FEQ | Fire Prevention,Extinguisher | Fire Equipment | 42816 | FEQ | x
| YCM-SES-FEQ-0006A | Fire Prevention, Fire Extinguishers, Stores Northwest Exit Door | FAC-YCM-SES-FEQ | Fire Prevention,Extinguisher | Fire Equipment | 42823 | FEQ | x
| YCM-SES-FEQ-0007 | Fire Prevention, Fire Extinguishers, Stores Southwest Exit | FAC-YCM-SES-FEQ | Fire Prevention,Extinguisher | Fire Equipment | 42824 | FEQ | x
| YCM-SES-FEQ-0008 | Fire Prevention, Fire Extinguishers, Stores South Hallway | FAC-YCM-SES-FEQ | Fire Prevention,Extinguisher | Fire Equipment | 42825 | FEQ | x
| YCM-SES-FEQ-0009 | Fire Prevention, Fire Extinguishers, South Wall | FAC-YCM-SES-FEQ | Fire Prevention,Extinguisher | Fire Equipment | 42826 | FEQ | x
| YCM-SES-FEQ-0013 | Fire Prevention, Fire Extinguishers, Southeast Hall at Lab | FAC-YCM-SES-FEQ | Fire Prevention,Extinguisher | Fire Equipment | 42831 | FEQ | x
| YCM-SES-FEQ-0016A | Fire Prevention, Fire Extinguishers, Maintenance Mezzanine | FAC-YCM-SES-FEQ | Fire Prevention,Extinguisher | Fire Equipment | 42834 | FEQ | x
| YCM-SES-FEQ-0017A | Fire Prevention, Fire Extinguishers, Maintenance Shop | FAC-YCM-SES-FEQ | Fire Prevention,Extinguisher | Fire Equipment | 42836 | FEQ | x
| YCM-SES-FEQ-0018 | Fire Prevention, Fire Extinguishers, Maintenance Shop West | FAC-YCM-SES-FEQ | Fire Prevention,Extinguisher | Fire Equipment | 42837 | FEQ | x
| YCM-SES-FEQ-0019 | Fire Prevention, Fire Extinguishers, at Washroom | FAC-YCM-SES-FEQ | Fire Prevention,Extinguisher | Fire Equipment | 42838 | FEQ | x
| YCM-SES-FEQ-0020 | Fire Prevention, Fire Extinguishers, H2O TO GO Shop | FAC-YCM-SES-FEQ | Fire Prevention,Extinguisher | Fire Equipment | 42839 | FEQ | x
| YCM-SES-FEQ-0021 | Fire Prevention, Fire Extinguishers, H2O TO GO Shop | FAC-YCM-SES-FEQ | Fire Prevention,Extinguisher | Fire Equipment | 42840 | FEQ | x
| YCM-SES-FEQ-0022 | Fire Prevention, Fire Extinguishers, Centre Hallway | FAC-YCM-SES-FEQ | Fire Prevention,Extinguisher | Fire Equipment | 42841 | FEQ | x
| YCM-SES-FEQ-0022A | Fire Prevention, Fire Extinguishers, West Electrical Room | FAC-YCM-SES-FEQ | Fire Prevention,Extinguisher | Fire Equipment | 42842 | FEQ | x
| YCM-SES-FEQ-0023 | Fire Prevention, Fire Extinguishers, Inside Lunch Room | FAC-YCM-SES-FEQ | Fire Prevention,Extinguisher | Fire Equipment | 42843 | FEQ | x
| YCM-SES-FEQ-0025 | Fire Prevention, Fire Extinguishers, East Training Office | FAC-YCM-SES-FEQ | Fire Prevention,Extinguisher | Fire Equipment | 42845 | FEQ | x
| YCM-SES-FEQ-0028 | Fire Prevention, Fire Extinguishers, Inspection Office (Meters & Locates) | FAC-YCM-SES-FEQ | Fire Prevention,Extinguisher | Fire Equipment | 42848 | FEQ | x
| YCM-SES-FEQ-0030 | Fire Prevention, Fire Extinguishers, Mens Locker Room | FAC-YCM-SES-FEQ | Fire Prevention,Extinguisher | Fire Equipment | 42850 | FEQ | x
| YCM-SES-FEQ-0030A | Fire Prevention, Fire Extinguishers, Mens Locker Room West Exit | FAC-YCM-SES-FEQ | Fire Prevention,Extinguisher | Fire Equipment | 42851 | FEQ | x
| YCM-SES-FEQ-0031 | Fire Prevention, Fire Extinguishers, West Office North | FAC-YCM-SES-FEQ | Fire Prevention,Extinguisher | Fire Equipment | 42852 | FEQ | x
| YCM-SES-FEQ-0032 | Fire Prevention, Fire Extinguishers, Southwest Office | FAC-YCM-SES-FEQ | Fire Prevention,Extinguisher | Fire Equipment | 42853 | FEQ | x
| YCM-SES-FEQ-0033 | Fire Prevention, Fire Extinguishers, Second Floor | FAC-YCM-SES-FEQ | Fire Prevention,Extinguisher | Fire Equipment | 42854 | FEQ | x
| YCM-SES-FEQ-0034 | Fire Prevention, Fire Extinguishers, Lunch Room | FAC-YCM-SES-FEQ | Fire Prevention,Extinguisher | Fire Equipment | 42855 | FEQ | x
| YCM-SES-FEQ-0036A | Fire Prevention, Fire Extinguishers, North Centre Wall | FAC-YCM-SES-FEQ | Fire Prevention,Extinguisher | Fire Equipment | 42857 | FEQ | x
| YCM-SES-FEQ-0044 | Fire Prevention, Fire Extinguishers, Equipment Storage Building | FAC-YCM-SES-FEQ | Fire Prevention,Extinguisher | Fire Equipment | 42863 | FEQ | x
| YCM-SES-FEQ-0047 | Fire Prevention, Fire Extinguishers, Gas Pump | FAC-YCM-SES-FEQ | Fire Prevention,Extinguisher | Fire Equipment | 42866 | FEQ | x
| YCM-SES-FEQ-0053 | Fire Prevention, Fire Extinguishers, Spare | FAC-YCM-SES-FEQ | Fire Prevention,Extinguisher | Fire Equipment | 42871 | FEQ | x
| YCM-SES-FEQ-0058 | Fire Prevention, Fire Extinguishers, Spare | FAC-YCM-SES-FEQ | Fire Prevention,Extinguisher | Fire Equipment | 42872 | FEQ | x
| YCM-SES-FEQ-0059 | Fire Prevention, Fire Extinguishers, Spare | FAC-YCM-SES-FEQ | Fire Prevention,Extinguisher | Fire Equipment | 42873 | FEQ | x
| YTF-SES-FEQ-0001 | Fire Prevention, RN150, North Wall, Fire Extinguishers | YTF-SES-FEQ | Fire Prevention | Fire Equipment |  | FEQ | http://www.toronto.ca/TWONTO#00350
| YTF-SES-FEQ-0002 | Fire Prevention, RN150, East Wall, Fire Extinguishers | YTF-SES-FEQ | Fire Prevention | Fire Equipment |  | FEQ | http://www.toronto.ca/TWONTO#00350
| YTF-SES-FEQ-0003 | Fire Prevention, RN150, North-West RN149 Door, Fire Extinguishers | YTF-SES-FEQ | Fire Prevention | Fire Equipment |  | FEQ | http://www.toronto.ca/TWONTO#00350
| YTF-SES-FEQ-0005 | Fire Prevention, RN146A, Fire Extinguishers | YTF-SES-FEQ | Fire Prevention | Fire Equipment |  | FEQ | http://www.toronto.ca/TWONTO#00350
| YTF-SES-FEQ-0007 | Fire Prevention, RN146, North Wall, Fire Extinguishers | YTF-SES-FEQ | Fire Prevention | Fire Equipment |  | FEQ | http://www.toronto.ca/TWONTO#00350
| YTF-SES-FEQ-0008 | Fire Prevention, RN151, South-West Wall, Fire Extinguishers | YTF-SES-FEQ | Fire Prevention | Fire Equipment |  | FEQ | http://www.toronto.ca/TWONTO#00350
| YTF-SES-FEQ-0010 | Fire Prevention, RN178, Fire Extinguishers | YTF-SES-FEQ | Fire Prevention | Fire Equipment |  | FEQ | http://www.toronto.ca/TWONTO#00350
| YTF-SES-FEQ-0015 | Fire Prevention, RN170, East Entrance, Fire Extinguishers | YTF-SES-FEQ | Fire Prevention | Fire Equipment |  | FEQ | http://www.toronto.ca/TWONTO#00350
| YTF-SES-FEQ-0018 | Fire Prevention, RN142, South Wall, Fire Extinguishers | YTF-SES-FEQ | Fire Prevention | Fire Equipment |  | FEQ | http://www.toronto.ca/TWONTO#00350
| YTF-SES-FEQ-0021 | Fire Prevention, RN105, South Wall West Side, Fire Extinguishers | YTF-SES-FEQ | Fire Prevention | Fire Equipment |  | FEQ | http://www.toronto.ca/TWONTO#00350
| YTF-SES-FEQ-0023 | Fire Prevention, RN105, South Wall East Side, Fire Extinguishers | YTF-SES-FEQ | Fire Prevention | Fire Equipment |  | FEQ | http://www.toronto.ca/TWONTO#00350
| YTF-SES-FEQ-0025 | Fire Prevention, RN117, Fire Extinguishers | YTF-SES-FEQ | Fire Prevention | Fire Equipment |  | FEQ | http://www.toronto.ca/TWONTO#00350
| YTF-SES-FEQ-0026 | Fire Prevention, RN116, Fire Extinguishers | YTF-SES-FEQ | Fire Prevention | Fire Equipment |  | FEQ | http://www.toronto.ca/TWONTO#00350
| YTF-SES-FEQ-0028 | Fire Prevention, RN120, Fire Extinguishers | YTF-SES-FEQ | Fire Prevention | Fire Equipment |  | FEQ | http://www.toronto.ca/TWONTO#00350
| YTF-SES-FEQ-0029 | Fire Prevention, RN121, Fire Extinguishers | YTF-SES-FEQ | Fire Prevention | Fire Equipment |  | FEQ | http://www.toronto.ca/TWONTO#00350
| YTF-SES-FEQ-0030 | Fire Prevention, RN122, North Wall, Fire Extinguishers | YTF-SES-FEQ | Fire Prevention | Fire Equipment |  | FEQ | http://www.toronto.ca/TWONTO#00350
| YTF-SES-FEQ-0032 | Fire Prevention, RN131, Fire Extinguishers | YTF-SES-FEQ | Fire Prevention | Fire Equipment |  | FEQ | http://www.toronto.ca/TWONTO#00350
| YTF-SES-FEQ-0035 | Fire Prevention, A Building, Kitchen Area, Fire Extinguishers | YTF-SES-FEQ | Fire Prevention | Fire Equipment |  | FEQ | http://www.toronto.ca/TWONTO#00350
| YTF-SES-FEQ-0036 | Fire Prevention, A Building, Sump Pump Room, Fire Extinguishers | YTF-SES-FEQ | Fire Prevention | Fire Equipment |  | FEQ | http://www.toronto.ca/TWONTO#00350
| YTF-SES-FEQ-0037 | Fire Prevention, A Building, North Entrance Corridor, Fire Extinguishers | YTF-SES-FEQ | Fire Prevention | Fire Equipment |  | FEQ | http://www.toronto.ca/TWONTO#00350
| TAB-WORK-AREA-7 | Work Area 7 | TAB |  |  |  | AREA | http://www.toronto.ca/TWONTO#00260 | Work Area | Ashbridges Bay Treatment Plant
| TAB-SLO-P-0420 | Biofilter Pump, Humidification Booster | TAB-SLO-BIO | Pump | Pump | 46243 | P | x
| TAB-SLO-P-0420 | Biofilter Pump, Humidification Booster | TAB-SUSPENDED ENTITY | Pump | Pump | 46243 | P | x
| THR-THK-P-6011 | Centrate Transfer Pump | THR-THK | Pump,Centrifugal | Pump |  | P | http://www.toronto.ca/TWONTO#00626
| THR-THK-P-6011 | Centrate Transfer Pump | THR-THK-P-CENT | Pump,Centrifugal | Pump |  | P | http://www.toronto.ca/TWONTO#00626
| THR-THK-P-6011 | Centrate Transfer Pump | THR-THK-T-6001 | Pump,Centrifugal | Pump |  | P | http://www.toronto.ca/TWONTO#00626
| THR-THK-P-6012 | Centrate Transfer Pump | THR-THK-P-CENT | Pump,Centrifugal | Pump |  | P | http://www.toronto.ca/TWONTO#00626
| THR-THK-P-6012 | Centrate Transfer Pump | THR-THK-T-6001 | Pump,Centrifugal | Pump |  | P | http://www.toronto.ca/TWONTO#00626
| THR-THK-P-6012 | Centrate Transfer Pump | THR-THK | Pump,Centrifugal | Pump |  | P | http://www.toronto.ca/TWONTO#00626
| THR-THK-P-6013 | Centrate Transfer Pump | THR-THK | Pump,Centrifugal | Pump |  | P | http://www.toronto.ca/TWONTO#00626
| THR-THK-P-6013 | Centrate Transfer Pump | THR-THK-P-CENT | Pump,Centrifugal | Pump |  | P | http://www.toronto.ca/TWONTO#00626
| THR-THK-P-6013 | Centrate Transfer Pump | THR-THK-T-6002 | Pump,Centrifugal | Pump |  | P | http://www.toronto.ca/TWONTO#00626
| THR-THK-P-6014 | Centrate Transfer Pump | THR-THK | Pump,Centrifugal | Pump |  | P | http://www.toronto.ca/TWONTO#00626
| THR-THK-P-6014 | Centrate Transfer Pump | THR-THK-P-CENT | Pump,Centrifugal | Pump |  | P | http://www.toronto.ca/TWONTO#00626
| THR-THK-P-6014 | Centrate Transfer Pump | THR-THK-T-6002 | Pump,Centrifugal | Pump |  | P | http://www.toronto.ca/TWONTO#00626
| THR-DIG-P-6101 | Centrifugal Pump, Sampling, Tank 0100 | THR-DIG-PD-0100 | Pump,Progressive Cavity | Pump |  | P | http://www.toronto.ca/TWONTO#00626
| THR-DIG-P-6401 | Centrifugal Pump, Sampling, Tank 0400 | THR-DIG-SD-0400 | Pump,Progressive Cavity | Pump |  | P | http://www.toronto.ca/TWONTO#00626
| THR-DIG-P-6501 | Centrifugal Pump, Sampling, Tank 0500 | THR-DIG-PD-0500 | Pump,Progressive Cavity | Pump |  | P | http://www.toronto.ca/TWONTO#00626
| THR-DIG-P-6601 | Centrifugal Pump, Sampling, Tank 0600 | THR-DIG-SD-0600 | Pump,Progressive Cavity | Pump |  | P | http://www.toronto.ca/TWONTO#00626
| THR-DIG-P-3041 | Centrifugal Pump, Sludge Transfer to MTI Line 1 & 2, Tank 0400 | THR-DIG-P-MTI | Pump,Centrifugal | Pump |  | P | http://www.toronto.ca/TWONTO#00626
| THR-DIG-P-3042 | Centrifugal Pump, Sludge Transfer to MTI Line 1 & 2, Tank 0400 | THR-DIG-P-MTI | Pump,Centrifugal | Pump |  | P | http://www.toronto.ca/TWONTO#00626
| THR-DIG-P-3071 | Centrifugal Pump, Sludge Transfer to MTI Line 1 & 2, Tank 0600 | THR-DIG-P-MTI | Pump,Centrifugal | Pump |  | P | http://www.toronto.ca/TWONTO#00626
| THR-DIG-P-3072 | Centrifugal Pump, Sludge Transfer to MTI Line 1 & 2, Tank 0600 | THR-DIG-P-MTI | Pump,Centrifugal | Pump |  | P | http://www.toronto.ca/TWONTO#00626
| THR-THK-P-3010 | Centrifuge Feed Pump | THR-THK-CF-4011 | Pump,Centrifugal | Pump |  | P | http://www.toronto.ca/TWONTO#00626
| THR-THK-P-3010 | Centrifuge Feed Pump | THR-THK-P-CF | Pump,Centrifugal | Pump |  | P | http://www.toronto.ca/TWONTO#00626
| THR-THK-P-3020 | Centrifuge Feed Pump | THR-THK-P-CF | Pump,Centrifugal | Pump |  | P | http://www.toronto.ca/TWONTO#00626
| THR-THK-P-3030 | Centrifuge Feed Pump | THR-THK-CF-4031 | Pump,Centrifugal | Pump |  | P | http://www.toronto.ca/TWONTO#00626
| THR-THK-P-3030 | Centrifuge Feed Pump | THR-THK-P-CF | Pump,Centrifugal | Pump |  | P | http://www.toronto.ca/TWONTO#00626
| THR-THK-P-3040 | Centrifuge Feed Pump | THR-THK-P-CF | Pump,Centrifugal | Pump |  | P | http://www.toronto.ca/TWONTO#00626
| THR-THK-P-3050 | Centrifuge Feed Pump | THR-THK-CF-4021A | Pump,Centrifugal | Pump |  | P | http://www.toronto.ca/TWONTO#00626
| THR-THK-P-3070 | Centrifuge Feed Pump | THR-THK-CF-4041A | Pump,Centrifugal | Pump |  | P | http://www.toronto.ca/TWONTO#00626
| THR-THK-P-3070 | Centrifuge Feed Pump | THR-THK-P-CF | Pump,Centrifugal | Pump |  | P | http://www.toronto.ca/TWONTO#00626
| THR-THK-P-3020 | Centrifuge Feed Pump | THR-THK-CF-4011A | Pump,Centrifugal | Pump |  | P | http://www.toronto.ca/TWONTO#00626
| THR-THK-P-3040 | Centrifuge Feed Pump | THR-THK-CF-4041 | Pump,Centrifugal | Pump |  | P | http://www.toronto.ca/TWONTO#00626
| THR-THK-P-3050 | Centrifuge Feed Pump | THR-THK-P-CF | Pump,Centrifugal | Pump |  | P | http://www.toronto.ca/TWONTO#00626
| THR-THK-P-3060 | Centrifuge Feed Pump | THR-THK-CF-4031A | Pump,Centrifugal | Pump |  | P | http://www.toronto.ca/TWONTO#00626
| THR-THK-P-3060 | Centrifuge Feed Pump | THR-THK-P-CF | Pump,Centrifugal | Pump |  | P | http://www.toronto.ca/TWONTO#00626
| THR-DIG-P-6201 | Centrifugul Pump, Sampling, Tank 0200 | THR-DIG-PD-0200 | Pump,Progressive Cavity | Pump |  | P | http://www.toronto.ca/TWONTO#00626
| FHO-ACC-P-0201 | Circulating pump, Scrubber water ,Ammonia | FHO-AM SCRUBBER-SU | Pump,Centrifugal | Pump |  | P | http://www.toronto.ca/TWONTO#00626
| FHO-ACC-P-0201 | Circulating pump, Scrubber water ,Ammonia | FHO-AM-SB-0001 | Pump,Centrifugal | Pump |  | P | http://www.toronto.ca/TWONTO#00626
| WTR COMMUNICATIONS | WTR Communications | WTR-SPC1 |  |  |  |  | http://www.toronto.ca/TWONTO#00260 | Process | Process Control Systems - Administrative
| THC-STW-CP-0011 | Control Panel, Storm Water System, Admin Building | THC-STW |  | Pump |  | CP | http://www.toronto.ca/TWONTO#00613
| TAB-AUX-CP-5103 | Control Panel, Sump Pumps, Auxiliary Systems Building, Tunnel I | TAB-AUX-ELQ | Control Panel | Pump |  | CP | http://www.toronto.ca/TWONTO#00613
| TAB-AUX-CP-8001 | Control Panel, Sump Pumps, Auxiliary Systems Building, Tunnel I | TAB-AUX-ELQ | Control Panel | Pump |  | CP | http://www.toronto.ca/TWONTO#00613
| TAB-AUX-CP-8002 | Control Panel, Sump Pumps, Auxiliary Systems Building, Tunnel I | TAB-AUX-ELQ | Control Panel | Pump |  | CP | http://www.toronto.ca/TWONTO#00613
| TAB-AUX-CP-8003 | Control Panel, Sump Pumps, Auxiliary Systems Building, Tunnel I | TAB-AUX-ELQ | Control Panel | Pump |  | CP | http://www.toronto.ca/TWONTO#00613
| TAB-SLO-CV-0202B | Conveyor, Screw Feeder, Sludge Cake Transfer, Schwing | TAB-SLO-T-0202 | Conveyor,Screw | Pump |  | CV | http://www.toronto.ca/TWONTO#00667
| TAB-SLO-CV-0203B | Conveyor, Screw Feeder, Sludge Cake Transfer, Schwing | TAB-SLO-T-0203 | Conveyor | Pump |  | CV | http://www.toronto.ca/TWONTO#00667
| TAB-SLO-SF-0201 | Cylinders, Hydraulic both side, Sliding Frame | TAB-SLO-T-0201 |  | Pump |  | SF | http://www.toronto.ca/TWONTO#00781
| TAB-SLO-SF-0202 | Cylinders, Hydraulic both side, Sliding Frame | TAB-SLO-T-0202 |  | Pump |  | SF | http://www.toronto.ca/TWONTO#00781
| TAB-SLO-SF-0203 | Cylinders, Hydraulic both side, Sliding Frame | TAB-SLO-T-0203 |  | Pump |  | SF | http://www.toronto.ca/TWONTO#00781
| THC-DIS-PDM-0100 | Dampener, Pulsation, Pumps P-0100-P-0300, Sodium Hypochlorite, Chlorination Bldg | THC-DIS-P-0200 |  | Pump |  | PDM | http://www.toronto.ca/TWONTO#00625
| THC-DIS-PDM-0400 | Dampener, Pulsation, Pumps P-0400, Sodium Hypochlorite, Chlorination Bldg | THC-DIS-P-0400 |  | Pump |  | PDM | http://www.toronto.ca/TWONTO#00625
| TAB-ACC-P-1832 | DHW Recirculation Pump, Level 1, 105, Blower Building | TAB-ACC-T-1801 | Pump | Pump |  | P | http://www.toronto.ca/TWONTO#00626
| WTR COMMUNICATIONS | WTR Communications | WTR-SPC2 |  |  |  |  | http://www.toronto.ca/TWONTO#00260 | Process | Process Control Systems - Equipment
| WTR OIT | WTR OIT | WTR-SPC1 |  |  |  |  | http://www.toronto.ca/TWONTO#00260 | Process | Process Control Systems - Administrative
| WTR OIT | WTR OIT | WTR-SPC2 |  |  |  |  | http://www.toronto.ca/TWONTO#00260 | Process | Process Control Systems - Equipment
| WTR PLC | WTR PLC | WTR-SPC2 |  |  |  |  | http://www.toronto.ca/TWONTO#00260 | Process | Process Control Systems - Equipment
| WTR PLC | WTR PLC | WTR-SPC1 |  |  |  |  | http://www.toronto.ca/TWONTO#00260 | Process | Process Control Systems - Administrative
| WTR SCADA CLIENTS | WTR SCADA Clients | WTR-SPC1 |  |  |  |  | http://www.toronto.ca/TWONTO#00260 | Process | Process Control Systems - Administrative
| WTR SCADA CLIENTS | WTR SCADA Clients | WTR-SPC2 |  |  |  |  | http://www.toronto.ca/TWONTO#00260 | Process | Process Control Systems - Equipment
| WTR SCADA SERVERS | WTR SCADA Servers | WTR-SPC1 |  |  |  |  | http://www.toronto.ca/TWONTO#00260 | Process | Process Control Systems - Administrative
| WTR SCADA SERVERS | WTR SCADA Servers | WTR-SPC2 |  |  |  |  | http://www.toronto.ca/TWONTO#00260 | Process | Process Control Systems - Equipment
| ZXDATA-PILOT1 | DO NOT USE - City of Toronto Pump, RW Pump 18 |  | Pump,Centrifugal | Pump |  |  | x
90882 | FHO-CLB-PSL-0302 | Switch, Pressure Low, Post East, Train 3, Outlet from Evaporator,Main Floor, Chemical Supply Room | FHO-CLC-CHL-0201-KQ | Switch,Pressure-Low | Switch |  | PSL | http://www.toronto.ca/TWONTO#00604 |  | Trim ChlorinationTrain 2
| FIS-WWW-INJ-0001 | Eductor, Jet Pump, Analyzer Priming System, Intake Building | FIS-WWW-AIT-0004 | Pump | Pump |  | INJ | http://www.toronto.ca/TWONTO#00294
| THC-ACC-P-0420 | Eliminated Role: Pump, Centrifugal, Make-up Glycol System, Existing Digester Control Building Basement | THC-ACC-HE-0401 | Pump,Positive Displacement,Gear | Pump | 40475 | P | x
| THC-ACC-P-0420 | Eliminated Role: Pump, Centrifugal, Make-up Glycol System, Existing Digester Control Building Basement | THC-SUS | Pump,Positive Displacement,Gear | Pump | 40475 | P | x
| THC-DIG-P-5291 | Eliminated Role: Pump, Sump, Waste Gas Chamber | THC-GRK-SUMP PUMP | Pump,Centrifugal | Pump | 40476 | P | x
| THC-DIG-P-5291 | Eliminated Role: Pump, Sump, Waste Gas Chamber | THC-SUS | Pump,Centrifugal | Pump | 40476 | P | x
| THC-DIG-P-5240 | Eliminated Role: Pump,Centrifugal,Sump,Lower Basement,Building U | THC-GRK-SUMP PUMP | Pump,Centrifugal | Pump | 40477 | P | x
| THC-DIG-P-5240 | Eliminated Role: Pump,Centrifugal,Sump,Lower Basement,Building U | THC-SUS | Pump,Centrifugal | Pump | 40477 | P | x
| DX8103A | Feeder, Chemical Pot, Heat Exchanger Cleaning System, Digester Gas Control Building | TAB-DIG-P-CW | Chemical Feeder | Pump |  |  | http://www.toronto.ca/TWONTO#00626
| FHA-AUX-P-0401 | FHA-AUX-VP-0401 - Vacuum Pump 0401 for Priming | FHA-AUX-SA | Pump | Pump |  | P | http://www.toronto.ca/TWONTO#00946
| FHA-AUX-P-0402 | FHA-AUX-VP-0402 - Vacuum Pump 0402 for Priming | FHA-AUX-SA | Pump | Pump |  | P | http://www.toronto.ca/TWONTO#00946
| FHA-RSP-P-0001 | FHA-SAN-P-0001 - Pump, Submersible, Sanitary Dry Pit | FHA-AUX-DEW | Pump,Submersible | Pump |  | P | http://www.toronto.ca/TWONTO#00626
| FHA-RSP-P-0002 | FHA-SAN-P-0002 - Pump, Submersible Sump | FHA-AUX-SAN | Pump,Submersible | Pump |  | P | http://www.toronto.ca/TWONTO#00626
| FHA-RSP-P-0003 | FHA-SAN-P-0003 - Pump, Submersible Sump | FHA-AUX-SAN | Pump,Submersible | Pump |  | P | http://www.toronto.ca/TWONTO#00626
| FHA-RSP-P-0201 | FHA-SAN-P-0201 - Pump, Sewage, Single Stage Vertical | FHA-AUX-SAN | Pump | Pump |  | P | http://www.toronto.ca/TWONTO#00626
| FHA-RSP-P-0301 | FHA-SAN-P-0301 - Pump, Sump, Service bldg washroom | FHA-AUX-SAN | Pump,Centrifugal | Pump |  | P | http://www.toronto.ca/TWONTO#00626
| TAB-FEQ-P-3611 | FIRE WATER PUMP, FLOW CONTROL, BASEMENT AUX BUILDING | TAB-ADM-STRC | Pump | Pump |  | P | http://www.toronto.ca/TWONTO#00626
| WTR SCADA SUPPORT | WTR SCADA Support | WTR-SPC2 |  |  |  |  | http://www.toronto.ca/TWONTO#00260 | Process | Process Control Systems - Equipment
| WTR SCADA SUPPORT | WTR SCADA Support | WTR-SPC1 |  |  |  |  | http://www.toronto.ca/TWONTO#00260 | Process | Process Control Systems - Administrative
| FHO-WWW-BL-0701-KQ | WW Blower 7 | FHO-WWW |  |  |  | BL | http://www.toronto.ca/TWONTO#00260 | Equipment Location | Residue Management / Waste Water System
| THR-DIG-GBP-5141 | Gas Booster, Tank 0400, Solids Treatment | THR-DIG-SB-2 | Pump,Centrifugal | Pump |  | GBP | http://www.toronto.ca/TWONTO#00233
| THR-DIG-GBP-5141 | Gas Booster, Tank 0400, Solids Treatment | THR-DIG-SD-0400 | Pump,Centrifugal | Pump |  | GBP | http://www.toronto.ca/TWONTO#00233
| THR-DIG-GBP-5142 | Gas Booster, Tank 0400, Solids Treatment | THR-DIG-SB-2 | Pump,Centrifugal | Pump |  | GBP | http://www.toronto.ca/TWONTO#00233
| THR-DIG-GBP-5142 | Gas Booster, Tank 0400, Solids Treatment | THR-DIG-SD-0400 | Pump,Centrifugal | Pump |  | GBP | http://www.toronto.ca/TWONTO#00233
| THR-DIG-GBP-5161 | Gas Booster, Tank 0600, Solids Treatment | THR-DIG-SB-3 | Pump,Centrifugal | Pump |  | GBP | http://www.toronto.ca/TWONTO#00233
| THR-DIG-GBP-5161 | Gas Booster, Tank 0600, Solids Treatment | THR-DIG-SD-0600 | Pump,Centrifugal | Pump |  | GBP | http://www.toronto.ca/TWONTO#00233
| THR-DIG-GBP-5162 | Gas Booster, Tank 0600, Solids Treatment | THR-DIG-SB-3 | Pump,Centrifugal | Pump |  | GBP | http://www.toronto.ca/TWONTO#00233
| THR-DIG-GBP-5162 | Gas Booster, Tank 0600, Solids Treatment | THR-DIG-SD-0600 | Pump,Centrifugal | Pump |  | GBP | http://www.toronto.ca/TWONTO#00233
| TAB-DEW-GDR-1001 | Grinder , Sludge Feed Pump 1011 | TAB-DEW-P-1011 | Grinder,Dual Shaft counterrotating | Pump |  | GDR | http://www.toronto.ca/TWONTO#00405
| TAB-DEW-GDR-1101 | Grinder , Sludge Feed Pump 1111 | TAB-DEW-P-1111 | Grinder,Dual Shaft counterrotating | Pump |  | GDR | http://www.toronto.ca/TWONTO#00405
| TAB-DEW-GDR-1201 | Grinder , Sludge Feed Pump 1211 | TAB-DEW-P-1211 | Grinder,Dual Shaft counterrotating | Pump |  | GDR | http://www.toronto.ca/TWONTO#00405
| TAB-PRM-GDR-4300 | Grinder, Primary Sludge Line | TAB-PRM-V | Grinder,Dual Shaft counterrotating | Pump |  | GDR | http://www.toronto.ca/TWONTO#00405
| TAB-PRM-GDR-4300 | Grinder, Primary Sludge Line | TAB-SUSPENDED ENTITY | Grinder,Dual Shaft counterrotating | Pump |  | GDR | http://www.toronto.ca/TWONTO#00405
| TAB-PRM-GDR-2402 | Grinder, Sludge, Scum Pump P-2402 Suction | TAB-PRM-P-2402 | Grinder,Dual Shaft counterrotating | Pump |  | GDR | http://www.toronto.ca/TWONTO#00405
| THC-PLT-P-5300 | Grit Pump 5300 | THC-PLT-GRIT REMOVE | Pump,Positive Displacement,Rotary Vane | Pump | 40014 | P | x
| THC-PLT-P-5320 | Grit Pump 5320 | THC-PLT-GRIT REMOVE | Pump,Positive Displacement,Rotary Vane | Pump | 40015 | P | x
| THC-PLT-P-5340 | Grit Pump 5340 | THC-PLT-GRIT REMOVE | Pump,Positive Displacement,Rotary Vane | Pump | 40016 | P | x
| THR-ACC-P-0018 | HVAC, Heat Pump, Entrance, Consultant Bldg. | THR-ACC-NR-515 | Pump,Centrifugal | Pump |  | P | http://www.toronto.ca/TWONTO#00626
| THC-PLT-HPU-6100 | Hydraulic Pack 1, Headhouse | THC-PLT-BAR SCREENS | Pump,Positive Displacement,Piston | Pump |  | HPU | http://www.toronto.ca/TWONTO#00433
| THC-PLT-HPU-6100 | Hydraulic Pack 1, Headhouse | THC-PLT-T-6100 | Pump,Positive Displacement,Piston | Pump |  | HPU | http://www.toronto.ca/TWONTO#00433
| THC-PLT-HPU-6200 | Hydraulic Pack 2, Headhouse | THC-PLT-T-6100 | Pump,Positive Displacement,Piston | Pump |  | HPU | http://www.toronto.ca/TWONTO#00433
| FHO-MCS-P-0400 | Jet Pump, Lobby Fountain External | FHO-MCS-FTN-EX | Pump,Centrifugal | Pump |  | P | http://www.toronto.ca/TWONTO#00626
| FHO-MCS-P-0400 | Jet Pump, Lobby Fountain External | FHO-MCS-PWA | Pump,Centrifugal | Pump |  | P | http://www.toronto.ca/TWONTO#00626
| FHO-MCS-P-0500 | Jet Pump, Lobby Fountain Internal | FHO-MCS-FTN-IN | Pump,Centrifugal | Pump |  | P | http://www.toronto.ca/TWONTO#00626
| FHO-MCS-P-0500 | Jet Pump, Lobby Fountain Internal | FHO-MCS-PWA | Pump,Centrifugal | Pump |  | P | http://www.toronto.ca/TWONTO#00626
| FHO-WWW-BL-0801-KQ | WW Blower 8 | FHO-WWW |  |  |  | BL | http://www.toronto.ca/TWONTO#00260 | Equipment Location | Residue Management / Waste Water System
| FAC-PHA | YARD - 125 PHARMACY ROAD | FAC |  |  |  |  | http://www.toronto.ca/TWONTO#00260 | Process | DOS - FACILITIES
| THR-THK-P-7010 | MTI Transfer Pump | THR-THK |  | Pump |  | P | http://www.toronto.ca/TWONTO#00626
| THR-THK-P-7010 | MTI Transfer Pump | THR-THK-P-MTI |  | Pump |  | P | http://www.toronto.ca/TWONTO#00626
| THR-THK-P-7020 | MTI Transfer Pump | THR-THK |  | Pump |  | P | http://www.toronto.ca/TWONTO#00626
| THR-THK-P-7020 | MTI Transfer Pump | THR-THK-P-MTI |  | Pump |  | P | http://www.toronto.ca/TWONTO#00626
| THR-THK-P-7010 | MTI Transfer Pump | THR-THK-T-7001 |  | Pump |  | P | http://www.toronto.ca/TWONTO#00626
| THR-THK-P-7020 | MTI Transfer Pump | THR-THK-T-7001 |  | Pump |  | P | http://www.toronto.ca/TWONTO#00626
| THC-STR-P-1340 | New Spare Pump, Dewatering, Tank 1300, Secondary Clarifier, RAS/WAS, Tunnel T19 Phase IV Secondary | THC-STR-RAS/WAS-I-IV | Pump,Centrifugal | Pump |  | P | http://www.toronto.ca/TWONTO#00626
| THC-STR-P-1440 | New Spare Pump, Dewatering, Tank 1400, Secondary Clarifier, RAS/WAS, Tunnel T19 Phase IV Secondary | THC-STR-RAS/WAS-I-IV | Pump,Centrifugal | Pump |  | P | http://www.toronto.ca/TWONTO#00626
| THC-STR-P-1540 | New Spare Pump, Dewatering, Tank 1500, Secondary Clarifier, RAS/WAS, Tunnel T19 Phase IV Secondary | THC-STR-RAS/WAS-I-IV | Pump,Centrifugal | Pump |  | P | http://www.toronto.ca/TWONTO#00626
| TAB-PLT-P-0001? | Oil Lubrication Pump,Bar Screens | TAB-PLT-SC-P | Screen,Bar | Pump | 34180 | P | x
| TAB-PLT-P-0001? | Oil Lubrication Pump,Bar Screens | TAB-SUSPENDED ENTITY | Screen,Bar | Pump | 34180 | P | x
90881 | FHO-CLB-PSL-0302 | Switch, Pressure Low, Post East, Train 3, Outlet from Evaporator,Main Floor, Chemical Supply Room | FHO-CLB-CHL-0301 | Switch,Pressure-Low | Switch |  | PSL | http://www.toronto.ca/TWONTO#00604 |  | Chlorinator, Post Chlorination East Train 3, Chemical Building, L1, Evaporator Room
21142 | FHO-CLB-PSL-0302 | Switch, Pressure Low, Post East, Train 3, Outlet from Evaporator,Main Floor, Chemical Supply Room | FHO-CLB | Switch,Pressure-Low | Switch |  | PSL | http://www.toronto.ca/TWONTO#00604 |  | Post Chlorination System
21146 | FHO-CLB-PSL-0402 | Switch, Pressure Low, Post East, Train 4, Outlet from Evaporator,Main Floor, Chemical Supply Room | FHO-CLB-CHL-0401 | Switch,Pressure-Low | Switch |  | PSL | http://www.toronto.ca/TWONTO#00604 |  | Chlorinator, Post Chlorination East Train 4,Chemical Building, L1, Evaporator Room
21147 | FHO-CLB-PSL-0402 | Switch, Pressure Low, Post East, Train 4, Outlet from Evaporator,Main Floor, Chemical Supply Room | FHO-DCL-SO-0101-KQ | Switch,Pressure-Low | Switch |  | PSL | http://www.toronto.ca/TWONTO#00604 |  | Dechlorination Train 1
91000 | FHO-CLC-PSL-0102 | Switch, Pressure Low, Trim Chlorination, Outlet from Evaporator,Chem Bldg. Main Floor, Machine Rm | FHO-CLC-CHL-0101-KQ | Switch,Pressure-Low | Switch |  | PSL | http://www.toronto.ca/TWONTO#00604 |  | Trim Chlorination Train 1
21268 | FHO-CLC-PSL-0102 | Switch, Pressure Low, Trim Chlorination, Outlet from Evaporator,Chem Bldg. Main Floor, Machine Rm | FHO-CLC-CHL-0101 | Switch,Pressure-Low | Switch |  | PSL | http://www.toronto.ca/TWONTO#00604 |  | Chlorinator, Trim Chlorination Train 1, Chemical Building, L1, Machine Room
41141 | TAB-ACC-PSL-6301 | Switch, Pressure Switch Low, Glycol Automatic Feeder, Main Floor, Dig 9-12 Control Building. | TAB-ACC-HE-6301 | Switch,Pressure-Low | Switch |  | PSL | http://www.toronto.ca/TWONTO#00604 |  | Heat Exchanger, Plate and Frame, Mechanical Room, Dig 9-12 Control Building.
21266 | FHO-CLC-PSH-0101 | Switch, Pressure, Evaporator Inletr Trim Chlorination Train 1, Chemical Bldg, Main Floor, Machine Rm | FHO-CLC-CHL-0101-KQ | Switch,Pressure-High | Switch |  | PSH | http://www.toronto.ca/TWONTO#00604 |  | Trim Chlorination Train 1
9982 | FAC-YCM-TOOLS | Yard tools | FAC-YCM-EQUIP |  | Tool |  |  | http://www.toronto.ca/TWONTO#00260 |  | EQUIPMENT
| COL-PMM-P-0003 | Overflow Pump | COL-PMM | Pump | Pump |  | P | http://www.toronto.ca/TWONTO#00626
| COL-PMM-P-0003 | Overflow Pump | COL-PMM-MISC | Pump | Pump |  | P | http://www.toronto.ca/TWONTO#00626
147561 | YCM-TL-BCU-01 | Yard tools - Bushcutter | FAC-YCM-TOOLS |  | Tool |  | BCU | http://www.toronto.ca/TWONTO#00260 |  | Yard tools
21265 | FHO-CLC-PSH-0101 | Switch, Pressure, Evaporator Inletr Trim Chlorination Train 1, Chemical Bldg, Main Floor, Machine Rm | FHO-CLC-CHL-0101 | Switch,Pressure-High | Switch |  | PSH | http://www.toronto.ca/TWONTO#00604 |  | Chlorinator, Trim Chlorination Train 1, Chemical Building, L1, Machine Room
133981 | THR-DIS-PSH-0100 | Switch, Pressure, High, Pump skid 1, Disinfection Building Main Floor | THR-DIS-P-EFF | Switch,Pressure-High | Switch |  | PSH | http://www.toronto.ca/TWONTO#00604 |  | Pumps, Disinfection, Effluent
72889 | THR-DIS-PSH-0100 | Switch, Pressure, High, Pump skid 1, Disinfection Building Main Floor | THR-DIS-P-0110 | Switch,Pressure-High | Switch |  | PSH | http://www.toronto.ca/TWONTO#00604 |  | Pump, Diaphragm, Chemical Metering, Skid#1 Disinfection Building Main Floor
72891 | THR-DIS-PSH-0200 | Switch, Pressure, High, Pump skid 2, Disinfection Building Main Floor | THR-DIS-P-EFF | Switch,Pressure-High | Switch |  | PSH | http://www.toronto.ca/TWONTO#00604 |  | Pumps, Disinfection, Effluent
| TAB-DIG-P-1373A | Panel,Transfer Pump P-1373, Control,Digester Basement | TAB-DIG-T-1300 | Pump | Pump |  | P | http://www.toronto.ca/TWONTO#00613
| THC-DCL-P-0001 | Pressure Wash System, Dechlorination Building | THC-DCL | Pump | Pump |  | P | http://www.toronto.ca/TWONTO#00596
| THC-PLT-P-0001 | Pressure Wash System, Head house | THC-PLT | Pump,Piston | Pump |  | P | http://www.toronto.ca/TWONTO#00596
| THC-INC-P-0002 | Pressure Wash System, Incinerator and Dewatering area | THC-INC | Pump,Piston | Pump |  | P | http://www.toronto.ca/TWONTO#00596
| COL-MTI-P-2302D | Pumo-2, Hydraulic Power Unit, Simcoe Control Chamber No.2300D, MTI | COL-MTI-CH-2300D | Pump | Pump |  | P | http://www.toronto.ca/TWONTO#00626
| COL-PEV-P-0001 | Pump | COL-PEV-MISC |  | Pump | 34120 | P | x
| COL-PEV-P-0001 | Pump | COL-PSU-MISC |  | Pump | 34120 | P | x
| COL-PHP-P-0001 | Pump | COL-PHP-MISC |  | Pump | 34121 | P | x
| COL-PMD-P-0100 | Pump | COL-PMD | Pump | Pump |  | P | http://www.toronto.ca/TWONTO#00626
| COL-POM-P-0001 | Pump | COL-POM-MISC | Pump | Pump | 34136 | P | x
| COL-PSD-P-0001 | Pump | COL-PSD-MISC |  | Pump | 34158 | P | x
| COL-PSD-P-0001 | Pump | COL-PVM-P-0200 |  | Pump | 34158 | P | x
| COL-PSD-P-0002 | Pump | COL-PSD-MISC |  | Pump | 34159 | P | x
| COL-PSK-P-0001 | Pump | COL-PSK-MISC |  | Pump | 34156 | P | x
| COL-PSK-P-0200 | Pump | COL-PSK |  | Pump |  | P | http://www.toronto.ca/TWONTO#00626
| COL-PSP-P-0001 | Pump | COL-PSP |  | Pump | 34157 | P | x
| COL-PSS-P-0001 | Pump | COL-PSS |  | Pump | 34155 | P | x
| COL-PSS-P-0001 | Pump | COL-PSS-MISC |  | Pump | 34155 | P | x
| COL-PSS-P-0001 | Pump | COL-PVM-P-0100 |  | Pump | 34155 | P | x
| COL-PSS-P-0100 | Pump | COL-PSS |  | Pump |  | P | http://www.toronto.ca/TWONTO#00626
| COL-PST-P-0001 | Pump | COL-PST |  | Pump | 34160 | P | x
| COL-PST-P-0001 | Pump | COL-PST-MISC |  | Pump | 34160 | P | x
| COL-PST-P-0002 | Pump | COL-PST-MISC |  | Pump | 34161 | P | x
| COL-PSU-P-0001 | Pump | COL-PSU |  | Pump | 34162 | P | x
| COL-PSU-P-0001 | Pump | COL-PSU-MISC |  | Pump | 34162 | P | x
| COL-PVM-P-0001 | Pump | COL-PVM |  | Pump | 34165 | P | x
| COL-PWC-P-0100 | Pump | COL-PWC | Pump | Pump |  | P | http://www.toronto.ca/TWONTO#00626
| COL-PWC-P-0200 | Pump | COL-PWC | Pump | Pump |  | P | http://www.toronto.ca/TWONTO#00626
| COL-PEV-P-0001 | Pump | COL-PEV |  | Pump | 34120 | P | x
| COL-PHP-P-0001 | Pump | COL-PHP |  | Pump | 34121 | P | x
| COL-PHP-P-0001 | Pump | COL-PSU-MISC |  | Pump | 34121 | P | x
| COL-PSD-P-0001 | Pump | COL-PSD |  | Pump | 34158 | P | x
| COL-PSD-P-0002 | Pump | COL-PSD |  | Pump | 34159 | P | x
| COL-PSK-P-0001 | Pump | COL-PSK |  | Pump | 34156 | P | x
| COL-PSK-P-0001 | Pump | COL-PSU-MISC |  | Pump | 34156 | P | x
| COL-PSK-P-0100 | Pump | COL-PSK |  | Pump |  | P | http://www.toronto.ca/TWONTO#00626
| COL-PSK-P-0300 | Pump | COL-PSK |  | Pump |  | P | http://www.toronto.ca/TWONTO#00626
| COL-PSP-P-0001 | Pump | COL-PSP-MISC |  | Pump | 34157 | P | x
| COL-PSP-P-0001 | Pump | COL-PVM-MISC |  | Pump | 34157 | P | x
| COL-PST-P-0001 | Pump | COL-PVM-P-0200 |  | Pump | 34160 | P | x
| COL-PST-P-0002 | Pump | COL-PST |  | Pump | 34161 | P | x
| COL-PSU-P-0001 | Pump | COL-PVM-MISC |  | Pump | 34162 | P | x
| COL-PVM-P-0001 | Pump | COL-PVM-MISC |  | Pump | 34165 | P | x
| FPP-BW-P-0100 | Pump #1, Backwash Tank | FHA-FPP | Pump | Pump |  | P | http://www.toronto.ca/TWONTO#00626
| COL-CCC-P-0100 | Pump #1, Discharge | COL-CCC | Pump | Pump |  | P | http://www.toronto.ca/TWONTO#00626
| COL-PBG-P-0100 | Pump #1, Discharge | COL-PBG |  | Pump |  | P | http://www.toronto.ca/TWONTO#00626
| COL-PKP-P-0100 | Pump #1, Discharge | COL-PKP |  | Pump |  | P | http://www.toronto.ca/TWONTO#00626
| TAB-ACC-P-0111 | Pump #1, Distribution, PM-1, Primary Loop, Z Bldg, 1st Flr (formerly KX6005A) | TAB-PWH | Pump,Centrifugal,single-Stage | Pump |  | P | http://www.toronto.ca/TWONTO#00626
| FPP-BW-P-0200 | Pump #2, Backwash Tank | FHA-FPP | Pump | Pump |  | P | http://www.toronto.ca/TWONTO#00626
| COL-CCC-P-0200 | Pump #2, Discharge | COL-CCC | Pump | Pump |  | P | http://www.toronto.ca/TWONTO#00626
| COL-PBG-P-0200 | Pump #2, Discharge | COL-PBG |  | Pump |  | P | http://www.toronto.ca/TWONTO#00626
| COL-PKP-P-0200 | Pump #2, Discharge | COL-PKP |  | Pump |  | P | http://www.toronto.ca/TWONTO#00626
| TAB-ACC-P-0121 | Pump #2, Distribution, PM-2, Primary Loop, Z Bldg, 1st Flr | TAB-PWH | Pump,Centrifugal | Pump |  | P | http://www.toronto.ca/TWONTO#00626
| TAB-ACC-P-0131 | Pump #3, Distribution, PM-3, Primary Loop, Z Bldg, 1st Flr | TAB-PWH | Pump,Centrifugal,single-Stage | Pump |  | P | http://www.toronto.ca/TWONTO#00626
| WTR-PEL-P-0100 | Pump (Future), Centrifugal, Water | WTR-OBSOLETE | Pump,Centrifugal | Pump | 33205 | P | x
| WTR-PEL-P-0100 | Pump (Future), Centrifugal, Water | WTR-SUSPENDED | Pump,Centrifugal | Pump | 33205 | P | x
| WTR-PEL-P-0100 | Pump (Future), Centrifugal, Water | WTR-PEL-P | Pump,Centrifugal | Pump | 33205 | P | x
| THC-ACC-P-4103SPARE | Pump (Spare), Hot Water Circulating, Tunel T12 | THC-ACC-TUNNEL | Pump,Centrifugal | Pump |  | P | http://www.toronto.ca/TWONTO#00626
| TAB-ACC-P-4450 | Pump , Circulating , Glycol water System | TAB-ACC-4400 | Pump,Centrifugal | Pump |  | P | http://www.toronto.ca/TWONTO#00626
| TAB-ACC-P-4451 | Pump , Circulating , Glycol water System | TAB-ACC-4400 | Pump,Centrifugal | Pump |  | P | http://www.toronto.ca/TWONTO#00626
| TAB-ACC-P-4410 | Pump , Circulating , Hot Water System | TAB-ACC-4400 | Pump,Centrifugal | Pump |  | P | http://www.toronto.ca/TWONTO#00626
| TAB-ACC-P-4411 | Pump , Circulating , Hot Water System | TAB-ACC-4400 | Pump,Centrifugal | Pump |  | P | http://www.toronto.ca/TWONTO#00626
| TAB-DEW-P-3504 | Pump , Decant # 4, New Wet Well | TAB-DEW-WEL | Pump,Centrifugal | Pump |  | P | http://www.toronto.ca/TWONTO#00626
| TAB-DEW-P-0121 | Pump , Lub Oil for Centrifuge #0121 | TAB-DEW-CF-0121 | Pump | Pump |  | P | http://www.toronto.ca/TWONTO#00626
| TAB-DEW-P-0221 | Pump , Lub Oil for Centrifuge #0221 | TAB-DEW-CF-0221 | Pump | Pump |  | P | http://www.toronto.ca/TWONTO#00626
| TAB-DEW-P-0321 | Pump , Lub Oil for Centrifuge #0321 | TAB-DEW-CF-0321 | Pump | Pump |  | P | http://www.toronto.ca/TWONTO#00626
| TAB-DEW-P-0421 | Pump , Lub Oil for Centrifuge #0421 | TAB-DEW-CF-0421 | Pump | Pump |  | P | http://www.toronto.ca/TWONTO#00626
| TAB-DEW-P-0521 | Pump , Lub Oil for Centrifuge #0521 | TAB-DEW-CF-0521 | Pump | Pump |  | P | http://www.toronto.ca/TWONTO#00626
| TAB-DEW-P-0621 | Pump , Lub Oil for Centrifuge #0621 | TAB-DEW-CF-0621 | Pump | Pump |  | P | http://www.toronto.ca/TWONTO#00626
| TAB-DEW-P-0721 | Pump , Lub Oil for Centrifuge #0721 | TAB-DEW-CF-0721 | Pump | Pump |  | P | http://www.toronto.ca/TWONTO#00626
| TAB-DEW-P-0821 | Pump , Lub Oil for Centrifuge #0821 | TAB-DEW-CF-0821 | Pump | Pump |  | P | http://www.toronto.ca/TWONTO#00626
| TAB-DEW-P-0921 | Pump , Lub Oil for Centrifuge #0921 | TAB-DEW-CF-0921 | Pump | Pump |  | P | http://www.toronto.ca/TWONTO#00626
| TAB-DEW-P-1021 | Pump , Lub Oil for Centrifuge #1021 | TAB-DEW-CF-1021 | Pump | Pump |  | P | http://www.toronto.ca/TWONTO#00626
| TAB-DEW-P-1121 | Pump , Lub Oil for Centrifuge #1121 | TAB-DEW-CF-1121 | Pump | Pump |  | P | http://www.toronto.ca/TWONTO#00626
| TAB-DEW-P-1221 | Pump , Lub Oil for Centrifuge #1121 | TAB-DEW-CF-1221 | Pump | Pump |  | P | http://www.toronto.ca/TWONTO#00626
| TAB-DEW-P-3320 | Pump , Polymer Solution Feed #2 | TAB-DEW POLYMER DIST | Pump,Positive Displacement,Lobe | Pump |  | P | http://www.toronto.ca/TWONTO#00626
| TAB-DEW-P-3340 | Pump , Polymer Solution Feed #4 | TAB-DEW POLYMER DIST | Pump,Positive Displacement,Lobe | Pump |  | P | http://www.toronto.ca/TWONTO#00626
| TAB-DEW-P-3350 | Pump , Polymer Solution Feed #5 | TAB-DEW POLYMER DIST | Pump,Positive Displacement,Lobe | Pump |  | P | http://www.toronto.ca/TWONTO#00626
| TAB-DEW-P-0111 | Pump , Sludge Feed 0111 | TAB-DEW SLUDGE FEED | Pump,Non Positive Displacement,Disc Type | Pump |  | P | http://www.toronto.ca/TWONTO#00626
| TAB-THK-P-0002 | Pump ,For Analyzer | TAB-THK-V-TRANSF | Pump | Pump |  | P | http://www.toronto.ca/TWONTO#00626
| TNT-STR-P-1401S | Pump ,Waste Activated Sludge # 4 | TAB-SUSPENDED ENTITY | Pump,Centrifugal | Pump | 46844 | P | x
| TNT-STR-P-1401S | Pump ,Waste Activated Sludge # 4 | TNT-STR | Pump,Centrifugal | Pump | 46844 | P | x
| WTR-PLW-P-0100 | Pump 0100 | WTR-PLW-P | Pump | Pump |  | P | http://www.toronto.ca/TWONTO#00626
| WTR-PLW-P-0200 | Pump 0200 | WTR-PLW-P | Pump | Pump |  | P | http://www.toronto.ca/TWONTO#00626
| WTR-PLW-P-0300 | Pump 0300 | WTR-PLW-P | Pump | Pump |  | P | http://www.toronto.ca/TWONTO#00626
| WTR-PLW-P-0400 | Pump 0400 | WTR-PLW-P | Pump | Pump |  | P | http://www.toronto.ca/TWONTO#00626
| WTR-PLW-P-0500 | Pump 0500 | WTR-PLW-P | Pump | Pump |  | P | http://www.toronto.ca/TWONTO#00626
| COL-MTI-P-2001C | Pump 1- Hydraulic Power Unit | COL-MTI-CH-2000C | Switch | Pump |  | P | http://www.toronto.ca/TWONTO#00626
| THR-ACC-P-0713 | Pump 1, Centrifugal, Hot Water Recirculation, Compressor Bldg Bsmnt | THR-ACC-HCP1 | Pump,Centrifugal | Pump |  | P | http://www.toronto.ca/TWONTO#00626
72890 | THR-DIS-PSH-0200 | Switch, Pressure, High, Pump skid 2, Disinfection Building Main Floor | THR-DIS-P-0210 | Switch,Pressure-High | Switch |  | PSH | http://www.toronto.ca/TWONTO#00604 |  | Pump, Diaphragm, Chemical Metering, Skid#2 Disinfection Building Main Floor
| COL-MTI-P-0101 | Pump 1, Hydraulic, Gear, Hydraulic Power Unit, MTI Chamber CH-0100, Hiawatha | COL-MTI-CH-0100 |  | Pump |  | P | http://www.toronto.ca/TWONTO#00626
| COL-MTI-P-1401C | Pump 1, Rosedale Valley Control Chamber No.14C, MTI | COL-MTI-CH-1400C |  | Pump |  | P | http://www.toronto.ca/TWONTO#00626
| TAB-DIG-P-7070 | Pump 1, Waste Water, Waste Gas Burner Station | TAB-DIG-BU | Pump | Pump |  | P | http://www.toronto.ca/TWONTO#00626
| COL-PSS-P-0200 | Pump 2 | COL-PSS |  | Pump |  | P | http://www.toronto.ca/TWONTO#00626
| COL-PMD-P-0200 | Pump 2 | COL-PMD | Pump | Pump |  | P | http://www.toronto.ca/TWONTO#00626
| COL-MTI-P-2002C | Pump 2- Hydraulic Power Unit | COL-MTI-CH-2000C | Switch | Pump |  | P | http://www.toronto.ca/TWONTO#00626
| THR-ACC-P-0714 | Pump 2, Centrifugal, Hot Water Recirculation, Compressor Bldg Bsmnt | THR-ACC-HCP1 | Pump,Centrifugal | Pump |  | P | http://www.toronto.ca/TWONTO#00626
133982 | THR-DIS-PSH-0300 | Switch, Pressure, High, Pump skid 3, Disinfection Building Main Floor | THR-DIS-P-EFF | Switch,Pressure-High | Switch |  | PSH | http://www.toronto.ca/TWONTO#00604 |  | Pumps, Disinfection, Effluent
| COL-MTI-P-0102 | Pump 2, Hydraulic, Gear, Hydraulic Power Unit, MTI Chamber CH-0100, Hiawatha | COL-MTI-CH-0100 |  | Pump |  | P | http://www.toronto.ca/TWONTO#00626
| COL-MTI-P-1402C | Pump 2, Rosedale Valley Control Chamber No.14C, MTI | COL-MTI-CH-1400C |  | Pump |  | P | http://www.toronto.ca/TWONTO#00626
| TAB-DIG-P-7071 | Pump 2, Waste Water, Waste Gas Burner Station | TAB-DIG-BU | Pump | Pump |  | P | http://www.toronto.ca/TWONTO#00626
| IX2086A | Pump A, Circulating , Chilled Water System, Air Compr. Aux.bldg. | TAB-ACC-CI | Pump,Centrifugal | Pump |  |  | http://www.toronto.ca/TWONTO#00626
| IX2087A | Pump B, Circulating Pump, Chilled Water System | TAB-ACC-CI | Pump,Centrifugal | Pump |  |  | http://www.toronto.ca/TWONTO#00626
| FCL-WWW-P-5101 | Pump Centifuge Feed, North | FCL-WWW-SLDG | Pump,Positive Displacement,Progressive Cavity | Pump |  | P | http://www.toronto.ca/TWONTO#00626
| FCL-RW-P-0101 | Pump Centrifugal, Raw Water | FCL-ELS-BUS-00B2-A | Pump,Centrifugal | Pump |  | P | http://www.toronto.ca/TWONTO#00626
| FCL-RW-P-0501 | Pump Centrifugal, Raw Water | FCL-RW | Pump,Centrifugal | Pump |  | P | http://www.toronto.ca/TWONTO#00626
| FCL-RW-P-0101 | Pump Centrifugal, Raw Water | FCL-RW | Pump,Centrifugal | Pump |  | P | http://www.toronto.ca/TWONTO#00626
| FCL-RW-P-0201 | Pump Centrifugal, Raw Water | FCL-ELS-BUS-00B1-A | Pump,Centrifugal | Pump |  | P | http://www.toronto.ca/TWONTO#00626
| FCL-RW-P-0201 | Pump Centrifugal, Raw Water | FCL-RW | Pump,Centrifugal | Pump |  | P | http://www.toronto.ca/TWONTO#00626
| FCL-RW-P-0301 | Pump Centrifugal, Raw Water | FCL-ELS-BUS-00B1-A | Pump,Centrifugal | Pump |  | P | http://www.toronto.ca/TWONTO#00626
| FCL-RW-P-0301 | Pump Centrifugal, Raw Water | FCL-RW | Pump,Centrifugal | Pump |  | P | http://www.toronto.ca/TWONTO#00626
| FCL-RW-P-0401 | Pump Centrifugal, Raw Water | FCL-ELS-BUS-00B2-A | Pump,Centrifugal | Pump |  | P | http://www.toronto.ca/TWONTO#00626
| FCL-RW-P-0401 | Pump Centrifugal, Raw Water | FCL-RW | Pump,Centrifugal | Pump |  | P | http://www.toronto.ca/TWONTO#00626
| FCL-RW-P-0501 | Pump Centrifugal, Raw Water | FCL-ELS-BUS-00B2-A | Pump,Centrifugal | Pump |  | P | http://www.toronto.ca/TWONTO#00626
| FCL-RW-P-0601 | Pump Centrifugal, Raw Water | FCL-ELS-BUS-00B1-A | Pump,Centrifugal | Pump |  | P | http://www.toronto.ca/TWONTO#00626
| FCL-RW-P-0601 | Pump Centrifugal, Raw Water | FCL-RW | Pump,Centrifugal | Pump |  | P | http://www.toronto.ca/TWONTO#00626
| FHA-BW-P-0601 | Pump Centrifugal, Wash Water to Filter Bldg. | FHA-BW |  | Pump |  | P | http://www.toronto.ca/TWONTO#00626
| FHA-BW-P-0501 | Pump Centrifugal, Wash Water to Filter Bldg. | FHA-BW |  | Pump |  | P | http://www.toronto.ca/TWONTO#00626
| FHA-BW-P-0701 | Pump Centrifugal, Wash Water to Filter Bldg. | FHA-BW |  | Pump |  | P | http://www.toronto.ca/TWONTO#00626
| FCL-WWW-P-5301 | Pump Centrifuge Feed, South | FCL-WWW-P-1105 | Pump,Positive Displacement,Progressive Cavity | Pump |  | P | http://www.toronto.ca/TWONTO#00626
| FCL-WWW-P-5301 | Pump Centrifuge Feed, South | FCL-WWW-SLDG | Pump,Positive Displacement,Progressive Cavity | Pump |  | P | http://www.toronto.ca/TWONTO#00626
| FCL-WWW-P-5201 | Pump Centrifuge Feed, Standby | FCL-WWW-P-1104 | Pump,Positive Displacement,Progressive Cavity | Pump |  | P | http://www.toronto.ca/TWONTO#00626
| FCL-WWW-P-5201 | Pump Centrifuge Feed, Standby | FCL-WWW-SLDG | Pump,Positive Displacement,Progressive Cavity | Pump |  | P | http://www.toronto.ca/TWONTO#00626
| FCL-WWW-P-1101 | Pump Dewatering, Clarifier T-1100 | FCL-WWW-T-1100 | Pump,Non Positive Displacement,Submersible | Pump |  | P | http://www.toronto.ca/TWONTO#00626
| FCL-WWW-P-1201 | Pump Dewatering, Clarifier T-1200 | FCL-WWW-T-1200 | Pump | Pump |  | P | http://www.toronto.ca/TWONTO#00626
| FIS-SES-P-0002 | Pump Location Caustic Soda | FIS-SM-SB |  | Pump |  | P | http://www.toronto.ca/TWONTO#00626
| FIS-SES-P-0001 | Pump Location Caustic Soda | FIS-CL |  | Pump |  | P | http://www.toronto.ca/TWONTO#00626
| FIS-SES-P-0001 | Pump Location Caustic Soda | FIS-SM-SB |  | Pump |  | P | http://www.toronto.ca/TWONTO#00626
| FIS-SES-P-0002 | Pump Location Caustic Soda | FIS-CL |  | Pump |  | P | http://www.toronto.ca/TWONTO#00626
| FCL-WWW-P-7014A | Pump Sample After SO2 Chlorine and Turbidity, RMF dechlorination | FCL-WWW-SAMP | Pump | Pump |  | P | http://www.toronto.ca/TWONTO#00626
| FCL-WWW-P-7014B | Pump Sample After SO2 Chlorine and Turbidity, RMF dechlorination | FCL-WWW-SAMP | Pump | Pump |  | P | http://www.toronto.ca/TWONTO#00626
| FCL-WWW-P-1104 | Pump Sample Clarifier T-1100 Outlet Turbidity | FCL-WWW-SAMP | Pump | Pump |  | P | http://www.toronto.ca/TWONTO#00626
| FCL-WWW-P-1204 | Pump Sample Clarifier T-1200 Outlet Turbidity | FCL-WWW-SAMP | Pump | Pump |  | P | http://www.toronto.ca/TWONTO#00626
| FCL-WWW-P-1202 | Pump Sample Filter Backwash to Clarifiers Turbidity | FCL-WWW-SAMP | Pump | Pump |  | P | http://www.toronto.ca/TWONTO#00626
| FCL-WWW-P-1105 | Pump Sample Sedimentation Tanks Drain Turbidity | FCL-WWW-SAMP | Pump | Pump |  | P | http://www.toronto.ca/TWONTO#00626
| FCL-WWW-P-0002 | Pump Sanitary Clarification Building, North | FCL-WWW-SAN | Pump | Pump |  | P | http://www.toronto.ca/TWONTO#00626
| FCL-WWW-P-0001 | Pump Sanitary Clarification Building, South | FCL-WWW-SAN | Pump | Pump |  | P | http://www.toronto.ca/TWONTO#00626
| TAB-DIG-P-2233 | Pump Sludge Recirculation, Digester Tank 22 | TAB-DIG-T-19-22 | Pump,Centrifugal | Pump |  | P | http://www.toronto.ca/TWONTO#00626
| FCL-WWW-P-5531 | Pump Submersible Centrifuge Process Drain | FCL-WWW-DEW | Pump,Non Positive Displacement,Submersible | Pump |  | P | http://www.toronto.ca/TWONTO#00626
| FCL-WWW-P-5532 | Pump Submersible Centrifuge Process Drain | FCL-WWW-DEW | Pump,Non Positive Displacement,Submersible | Pump |  | P | http://www.toronto.ca/TWONTO#00626
| FCL-WWW-P-3022 | Pump Submersible Drainage North, Process Drain Sump | FCL-WWW-T-3000 | Pump,Non Positive Displacement,Submersible | Pump |  | P | http://www.toronto.ca/TWONTO#00626
| FCL-WWW-P-3021 | Pump Submersible Drainage South, Process Drain Sump | FCL-WWW-T-3000 | Pump,Non Positive Displacement,Submersible | Pump |  | P | http://www.toronto.ca/TWONTO#00626
| FCL-WWW-P-3030 | Pump Submersible East, Pump Room | FCL-WWW-T-3000 | Pump,Non Positive Displacement,Submersible | Pump |  | P | http://www.toronto.ca/TWONTO#00626
| FCL-WWW-P-3050 | Pump Submersible FCL, Pump Room | FCL-WWW-T-3000 | Pump,Non Positive Displacement,Submersible | Pump |  | P | http://www.toronto.ca/TWONTO#00626
| FCL-WWW-P-0003 | Pump Submersible Low Lift Sanitary PS | FCL-WWW-SAN | Pump,Non Positive Displacement,Submersible | Pump |  | P | http://www.toronto.ca/TWONTO#00626
| FCL-WWW-P-0004 | Pump Submersible Low Lift Sanitary PS | FCL-WWW-SAN | Pump,Non Positive Displacement,Submersible | Pump |  | P | http://www.toronto.ca/TWONTO#00626
| FCL-WWW-P-3040 | Pump Submersible Standby, Pump Room | FCL-WWW-T-3000 | Pump,Non Positive Displacement,Submersible | Pump |  | P | http://www.toronto.ca/TWONTO#00626
| FIS-GRK-P-0003 | Pump Submersible, Portable, | FIS-DEW | Pump,Submersible | Pump |  | P | http://www.toronto.ca/TWONTO#00626
| FIS-GRK-P-0003 | Pump Submersible, Portable, | FIS-GRK | Pump,Submersible | Pump |  | P | http://www.toronto.ca/TWONTO#00626
| TAB-GRK-P-5114 | Pump Sump, Level 1, 101A, Blower Building | TAB-STR-SUMP | Pump,Submersible | Pump |  | P | http://www.toronto.ca/TWONTO#00626
| TAB-GRK-P-5113 | Pump Sump, Level 1, 101A, Blower Building | TAB-STR-SUMP | Pump,Submersible | Pump |  | P | http://www.toronto.ca/TWONTO#00626
| TAB-GRK-P-5115 | Pump Sump, Level 1, Blower Building | TAB-AER-BL | Pump,Submersible | Pump |  | P | http://www.toronto.ca/TWONTO#00626
| TAB-GRK-P-5116 | Pump Sump, Level 1, Blower Building | TAB-AER-BL | Pump,Submersible | Pump |  | P | http://www.toronto.ca/TWONTO#00626
| FIS-TRW-P-0200 | Pump Treated Water | FIS-TRW |  | Pump |  | P | http://www.toronto.ca/TWONTO#00626
| FIS-TRW-P-0200 | Pump Treated Water | FIS-TRW-PUMPING |  | Pump |  | P | http://www.toronto.ca/TWONTO#00626
| TAB-ACC-P-6011 | Pump, Circulating,Hot Water, Dig 13-16 Sludge Heating,P14-1, | TAB-ACC-6000 | Pump,Centrifugal | Pump |  | P | http://www.toronto.ca/TWONTO#00626
| TAB-ACC-P-0312 | Pump, Circulating, City water, Admin. Domestic Hot Water, P21-2, | TAB-ACC-0300 | Pump,Centrifugal | Pump |  | P | http://www.toronto.ca/TWONTO#00626
| TAB-ACC-P-2813 | Pump, Circulating, Glycol, Dewatering Space Heating,P7-3 | TAB-ACC-2800 | Pump,Centrifugal | Pump |  | P | http://www.toronto.ca/TWONTO#00626
| TAB-ACC-P-3431 | Pump, Circulating, Glycol,Filter Bldg, S-6 & S-7,PG38-1, | TAB-ACC-3400 | Pump,Centrifugal | Pump |  | P | http://www.toronto.ca/TWONTO#00626
| TAB-ACC-P-3432 | Pump, Circulating, Glycol,Filter Bldg, S-6 & S-7,PG38-2, | TAB-ACC-3400 | Pump,Centrifugal | Pump |  | P | http://www.toronto.ca/TWONTO#00626
| TAB-ACC-P-4025 | Pump, Circulating, Glycol,Silo Bldg, | TAB-ACC-4000 | Pump,Centrifugal | Pump |  | P | http://www.toronto.ca/TWONTO#00626
| TAB-ACC-P-4024 | Pump, Circulating, Glycol,Silo Bldg, PG22-1 | TAB-ACC-4000 | Pump,Centrifugal | Pump |  | P | http://www.toronto.ca/TWONTO#00626
| TAB-ACC-P-4611 | Pump, Circulating, Hot Water, Dig 19-22 Space Heating,,P16-1, | TAB-ACC-4600 | Pump,Centrifugal | Pump |  | P | http://www.toronto.ca/TWONTO#00626
| TAB-ACC-P-0311 | Pump, Circulating, Hot Water, Heat Exchanger | TAB-ACC-0300 | Pump | Pump |  | P | http://www.toronto.ca/TWONTO#00626
| TAB-ACC-P-3411 | Pump, Circulating, Hot water,Filter Bldg, S-6 & S-7,P38-1, | TAB-ACC-3400 | Pump,Centrifugal | Pump |  | P | http://www.toronto.ca/TWONTO#00626
| TAB-ACC-P-2814 | Pump, Circulating,Glycol , Dewatering Space Heating, P7-4 | TAB-ACC-2800 | Pump,Centrifugal | Pump |  | P | http://www.toronto.ca/TWONTO#00626
| TAB-ACC-P-5011 | Pump, Circulating,Hot Water,P15-2, New Gas Control Building Basement, Mid Section | TAB-ACC-5000 | Pump,Centrifugal | Pump |  | P | http://www.toronto.ca/TWONTO#00626
| TAB-ACC-P-1830 | Pump, Glycol Circulating, Blower Bldg,PG-28-1 | TAB-ACC-1800 | Pump,Centrifugal | Pump |  | P | http://www.toronto.ca/TWONTO#00626
| TAB-ACC-P-1831 | Pump, Glycol Circulating, Blower Bldg,PG-28-2 | TAB-ACC-1800 | Pump,Centrifugal | Pump |  | P | http://www.toronto.ca/TWONTO#00626
| TAB-ACC-P-1230 | Pump, Glycol Circulating, Floatation Bldg, PG 25-1 | TAB-ACC-1200 | Pump,Centrifugal | Pump |  | P | http://www.toronto.ca/TWONTO#00626
| TAB-ACC-P-1231 | Pump, Glycol Circulating, Floatation Bldg, PG 25-2 | TAB-ACC-1200 | Pump,Centrifugal | Pump |  | P | http://www.toronto.ca/TWONTO#00626
| TAB-ACC-P-1222 | Pump, Glycol Circulating,Make Up Line | TAB-ACC-HE-1220 | Pump,Centrifugal | Pump |  | P | http://www.toronto.ca/TWONTO#00626
| TAB-ACC-P-1822 | Pump, Glycol Circulating,Make Up Line | TAB-ACC-HE-1820 | Pump,Centrifugal | Pump |  | P | http://www.toronto.ca/TWONTO#00626
| TAB-ACC-P-3422 | Pump, Glycol Circulating,Make Up Line | TAB-ACC-HE-3421 | Pump,Centrifugal | Pump |  | P | http://www.toronto.ca/TWONTO#00626
| TAB-ACC-P-3872 | Pump, Glycol Circulating,Make Up Line | TAB-ACC-HE-3870 | Pump,Centrifugal | Pump |  | P | http://www.toronto.ca/TWONTO#00626
| TAB-ACC-P-2042 | Pump, Glycol Circulating,Make Up Line | TAB-ACC-HE-2040 | Pump,Centrifugal | Pump |  | P | http://www.toronto.ca/TWONTO#00626
| TAB-ACC-P-4422 | Pump, Glycol Circulating,Make Up Line | TAB-ACC-HE-4420 | Pump,Centrifugal | Pump |  | P | http://www.toronto.ca/TWONTO#00626
| TAB-ACC-P-6212 | Pump, Hot Water Circulating, Dig 5 - 12, Process & Space Heating, P1-2 | TAB-ACC-6200 | Pump,Centrifugal | Pump |  | P | http://www.toronto.ca/TWONTO#00626
| TAB-ACC-P-6211 | Pump, Hot Water Circulating, , Dig 5 - 12 Process & Space Heating,P1-1 | TAB-ACC-6200 | Pump,Centrifugal | Pump |  | P | http://www.toronto.ca/TWONTO#00626
| TAB-ACC-P-6213 | Pump, Hot Water Circulating, Dig 5 - 12 , Process & Space heating,P1-3 | TAB-ACC-6200 | Pump,Centrifugal | Pump |  | P | http://www.toronto.ca/TWONTO#00626
| TAB-ACC-P-1711 | Pump, Hot Water Circulating, P19-1, Pri 1-6 & 7-9 Pro & Grit 1-8 Space Heat | TAB-ACC-1700 | Pump,Centrifugal | Pump |  | P | http://www.toronto.ca/TWONTO#00626
| TAB-ACC-P-1714 | Pump, Hot Water Circulating, P19-4, Pri 1-6 & 7-9 Pro & Grit 1-8 Space Heat | TAB-ACC-1700 | Pump,Centrifugal | Pump |  | P | http://www.toronto.ca/TWONTO#00626
| TAB-ACC-P-1715 | Pump, Hot Water Circulating, P19-5, Pri 1-6 & 7-9 Pro & Grit 1-8 Space Heat | TAB-ACC-1700 | Pump,Centrifugal | Pump |  | P | http://www.toronto.ca/TWONTO#00626
| TAB-ACC-P-0811 | Pump, Hot Water Circulating, Secondary Loop 2, Admin Radiant Heating, P2-1 | TAB-ACC-0800 | Pump,Centrifugal | Pump |  | P | http://www.toronto.ca/TWONTO#00626
| TAB-ACC-P-0611 | Pump, Hot Water Circulating, Secondary Loop 3, Admin Reheat Coils-P3-1 | TAB-ACC-0600 | Pump,Centrifugal | Pump |  | P | http://www.toronto.ca/TWONTO#00626
| TAB-ACC-P-2811 | Pump, Hot Water Circulating,Secondary Loop 7, Dewatering Space Heating, P7-2, | TAB-ACC-2800 | Pump,Centrifugal | Pump |  | P | http://www.toronto.ca/TWONTO#00626
| TAB-ACC-P-4534A | Pump, Hydronic Heating, Glycol, Digester 1~4, PGXX-1 | TAB-ACC-4500 | Pump,Centrifugal | Pump |  | P | http://www.toronto.ca/TWONTO#00626
| TAB-ACC-P-4534A | Pump, Hydronic Heating, Glycol, Digester 1~4, PGXX-1 | TAB-ACC-HE-0135 | Pump,Centrifugal | Pump |  | P | http://www.toronto.ca/TWONTO#00626
| TAB-ACC-P-4534B | Pump, Hydronic Heating, Glycol, Digester 1~4, PGXX-2 | TAB-ACC-4500 | Pump,Centrifugal | Pump |  | P | http://www.toronto.ca/TWONTO#00626
| TAB-ACC-P-4534B | Pump, Hydronic Heating, Glycol, Digester 1~4, PGXX-2 | TAB-ACC-HE-0135 | Pump,Centrifugal | Pump |  | P | http://www.toronto.ca/TWONTO#00626
| FPP-RW-P-0101 | Pump, Raw Water Pilot Plant | FHA-FPP | Pump,Centrifugal | Pump |  | P | http://www.toronto.ca/TWONTO#00626
| TAB-INC-P-2057 | Pump, Sump, Inc Bldg | TAB-WA4-P-0001 | Pump | Pump |  | P | http://www.toronto.ca/TWONTO#00626
| TAB-INC-P-2056 | Pump, Sump, Incinerator Bldg | TAB-WA4-P-0001 | Pump | Pump |  | P | http://www.toronto.ca/TWONTO#00626
| TAB-INC-P-8046 | Pump, Sump, S/ W Corner Incenerator Basement | TAB-WA4-P-0001 | Pump | Pump |  | P | http://www.toronto.ca/TWONTO#00626
| KX6030A | Pump, #1, Hot Water Re-Circulating, HWCP-5, Dig 13-16 Space Heating | TAB-ACC-5200 | Pump | Pump |  |  | http://www.toronto.ca/TWONTO#00626
| KX6031A | Pump, #2, Hot Water Re-Circulating, HWCP-6, Dig 13-16 Space Heating | TAB-ACC-5200 | Pump | Pump |  |  | http://www.toronto.ca/TWONTO#00626
| THC-OCS-P-0110 | Pump, #3, Humidification Chamber #1, Phase I/IV Odour Control | THC-OCS-HU-0100 | Pump | Pump |  | P | http://www.toronto.ca/TWONTO#00626
| THC-OCS-P-0120 | Pump, #4, Humidification Chamber #1, Phase I/IV Odour Control | THC-OCS-HU-0100 | Pump | Pump |  | P | http://www.toronto.ca/TWONTO#00626
| THC-OCS-P-0410 | Pump, #5, Humidification, Phase I/IV Odour Control | THC-OCS-HU-0400 | Pump | Pump |  | P | http://www.toronto.ca/TWONTO#00626
| THC-OCS-P-0420 | Pump, #6, Humidification, Phase I/IV Odour Control | THC-OCS-HU-0400 | Pump | Pump |  | P | http://www.toronto.ca/TWONTO#00626
| FPP-SUA-P-0200 | Pump, (Spare) | FHA-FPP | Pump,Peristaltic | Pump |  | P | http://www.toronto.ca/TWONTO#00626
| WTR-RBV-P-0401 | Pump, (Sump) | WTR-RBV-AUX | Pump,Centrifugal | Pump |  | P | http://www.toronto.ca/TWONTO#00626
| TAB-ACC-P-1015 | Pump, , Hot Water Circulating, P24-5, Pri Tank 10-12 & Grit Tank 13-16 Process and Space Heating | TAB-ACC-1000 | Pump,Centrifugal | Pump |  | P | http://www.toronto.ca/TWONTO#00626
| TAB-PRM-P-3502 | Pump, , PRS from Primary Tank 0800, Primary Treatment, Sludge Pumping | TAB-PRM-T-0800 | Transmitter,Flow | Pump |  | P | http://www.toronto.ca/TWONTO#00626
| TAB-PRM-P-3501 | Pump, , PRS from Primary Tank 0800, Primary Treatment, Sludge Pumping | TAB-PRM-P-P | Transmitter,Density | Pump |  | P | http://www.toronto.ca/TWONTO#00626
| TAB-PRM-P-3501 | Pump, , PRS from Primary Tank 0800, Primary Treatment, Sludge Pumping | TAB-PRM-T-0800 | Transmitter,Density | Pump |  | P | http://www.toronto.ca/TWONTO#00626
| TAB-PRM-P-3502 | Pump, , PRS from Primary Tank 0800, Primary Treatment, Sludge Pumping | TAB-PRM-P-P | Transmitter,Flow | Pump |  | P | http://www.toronto.ca/TWONTO#00626
| FHA-CLB-P-0001A | Pump, After Post Chlorine Residual Water Sample Filter Building, Operators Lab | FHA-CLB-P-0001A-KQ | Pump,Centrifugal | Pump |  | P | http://www.toronto.ca/TWONTO#00626
| FHA-CLB-P-0001A | Pump, After Post Chlorine Residual Water Sample Filter Building, Operators Lab | FHA-CLB-SAMP | Pump,Centrifugal | Pump |  | P | http://www.toronto.ca/TWONTO#00626
| FHA-CLB-P-0001B | Pump, After Post Chlorine Residual Water Sample Filter Building, Operators Lab | FHA-CLB-P-0001B-KQ | Pump,Centrifugal | Pump |  | P | http://www.toronto.ca/TWONTO#00626
| FHA-CLB-P-0001B | Pump, After Post Chlorine Residual Water Sample Filter Building, Operators Lab | FHA-CLB-SAMP | Pump,Centrifugal | Pump |  | P | http://www.toronto.ca/TWONTO#00626
| FHO-DCL-P-0501A | Pump, After SO2 Sampling DCL-P-0501A, S2 TW Transfer Channel Gallery,S/E Wall | FHO AFTER SO2 | Pump,Positive Displacement,Rotary Vane | Pump |  | P | http://www.toronto.ca/TWONTO#00626
| FHO-DCL-P-0501A | Pump, After SO2 Sampling DCL-P-0501A, S2 TW Transfer Channel Gallery,S/E Wall | FHO-DCL-P-0501A-KQ | Pump,Positive Displacement,Rotary Vane | Pump |  | P | http://www.toronto.ca/TWONTO#00626
| FHO-DCL-P-0501B | Pump, After SO2 Sampling DCL-P-0501B, S2 TW Transfer Channel Gallery,S/E Wall | FHO AFTER SO2 | Pump,Positive Displacement,Rotary Vane | Pump |  | P | http://www.toronto.ca/TWONTO#00626
| FHO-DCL-P-0501B | Pump, After SO2 Sampling DCL-P-0501B, S2 TW Transfer Channel Gallery,S/E Wall | FHO-DCL-P-0501B-KQ | Pump,Positive Displacement,Rotary Vane | Pump |  | P | http://www.toronto.ca/TWONTO#00626
| FHA-DCL-P-0002B | Pump, After SO2 Water Sample, Filter Building, West Pipe Gallery | AFTER SO2 | Pump | Pump |  | P | http://www.toronto.ca/TWONTO#00626
| FHA-DCL-P-0002A | Pump, After SO2 Water Sample, Filter Building, West Pipe Gallery | AFTER SO2 | Pump | Pump |  | P | http://www.toronto.ca/TWONTO#00626
| FHA-DCL-P-0002A | Pump, After SO2 Water Sample, Filter Building, West Pipe Gallery | FHA-DCL-P-0002A-KQ | Pump | Pump |  | P | http://www.toronto.ca/TWONTO#00626
| FHA-DCL-P-0002B | Pump, After SO2 Water Sample, Filter Building, West Pipe Gallery | FHA-DCL-P-0002B-KQ | Pump | Pump |  | P | http://www.toronto.ca/TWONTO#00626
| THR-CG-P-1164 | Pump, Air Driven, Pre-Lube Oil Pump, Air Starting System, Engine-Gen 1101 | THR-CG-ENG-1101 |  | Pump |  | P | http://www.toronto.ca/TWONTO#00626
| THR-CG-P-1264 | Pump, Air Driven, Pre-Lube Oil Pump, Air Starting System, Engine-Gen 1201 | THR-CG-ENG-1201 |  | Pump |  | P | http://www.toronto.ca/TWONTO#00626
| THR-DIG-P-3850 | Pump, Air Operated Diaphragm, Gas Compressor Bldg Basement, Oil Water Separator System | THR-DIG-T-3850 |  | Pump |  | P | http://www.toronto.ca/TWONTO#00626
| FHO-ALM-P-0101 | Pump, Alum Skid 1, S4 Chemical Building, Alum Skid 1 | FHO-ALM | Pump,Positive Displacement,Gear | Pump |  | P | http://www.toronto.ca/TWONTO#00626
| FHO-ALM-P-0101 | Pump, Alum Skid 1, S4 Chemical Building, Alum Skid 1 | FHO-ALM-P-0101-KQ | Pump,Positive Displacement,Gear | Pump |  | P | http://www.toronto.ca/TWONTO#00626
| FHO-ALM-P-0201 | Pump, Alum Skid 2, S4 Chemical Building, Alum Skid 2 | FHO-ALM | Pump,Positive Displacement,Gear | Pump |  | P | http://www.toronto.ca/TWONTO#00626
| FHO-ALM-P-0201 | Pump, Alum Skid 2, S4 Chemical Building, Alum Skid 2 | FHO-ALM-P-0201-KQ | Pump,Positive Displacement,Gear | Pump |  | P | http://www.toronto.ca/TWONTO#00626
| FHO-ALM-P-0301 | Pump, Alum Skid 3, S4 Chemical Building, Alum Skid 3 | FHO-ALM | Pump,Positive Displacement,Gear | Pump |  | P | http://www.toronto.ca/TWONTO#00626
| FHO-ALM-P-0301 | Pump, Alum Skid 3, S4 Chemical Building, Alum Skid 3 | FHO-ALM-P-0301-KQ | Pump,Positive Displacement,Gear | Pump |  | P | http://www.toronto.ca/TWONTO#00626
| FHO-ALM-P-0401 | Pump, Alum Skid 4, S4 Chemical Building, Alum Skid 4 | FHO-ALM | Pump,Positive Displacement,Gear | Pump |  | P | http://www.toronto.ca/TWONTO#00626
| FHO-ALM-P-0401 | Pump, Alum Skid 4, S4 Chemical Building, Alum Skid 4 | FHO-ALM-P-0401-KQ | Pump,Positive Displacement,Gear | Pump |  | P | http://www.toronto.ca/TWONTO#00626
| FHO-ALM-P-0501 | Pump, Alum Skid 5, S4 Chemical Building, Alum Skid 5 | FHO-ALM | Pump,Positive Displacement,Gear | Pump |  | P | http://www.toronto.ca/TWONTO#00626
| FHO-ALM-P-0501 | Pump, Alum Skid 5, S4 Chemical Building, Alum Skid 5 | FHO-ALM-P-0501-KQ | Pump,Positive Displacement,Gear | Pump |  | P | http://www.toronto.ca/TWONTO#00626
| FPP-ALM-P-0100 | Pump, Alum, FLOC Tank 1 | FHA-FPP | Pump,Peristaltic | Pump |  | P | http://www.toronto.ca/TWONTO#00626
| FPP-ALM-P-0200 | Pump, Alum, FLOC Tank 2 | FHA-FPP | Pump,Peristaltic | Pump |  | P | http://www.toronto.ca/TWONTO#00626
| FPP-AM-P-0001 | Pump, Ammonia (Duty) | FHA-FPP | Pump,Diaphragm | Pump |  | P | http://www.toronto.ca/TWONTO#00626
| FPP-AM-P-0001 | Pump, Ammonia (Duty) | FPP-LPL-PIP-0001 | Pump,Diaphragm | Pump |  | P | http://www.toronto.ca/TWONTO#00626
| FPP-AM-P-0002 | Pump, Ammonia (Duty) | FHA-FPP | Pump,Diaphragm | Pump |  | P | http://www.toronto.ca/TWONTO#00626
| FPP-AM-P-0002 | Pump, Ammonia (Duty) | FPP-LPL-PIP-0001 | Pump,Diaphragm | Pump |  | P | http://www.toronto.ca/TWONTO#00626
| FPP-AM-P-0100 | Pump, Ammonia Dozing | FHA-FPP | Pump,Peristaltic | Pump |  | P | http://www.toronto.ca/TWONTO#00626
| FHO-AM-P-0003 | Pump, Ammonia Scrubber Water Recirrculation Pump, Chemical Building, North Penthouse | FHO-AM-SB-0001 |  | Pump |  | P | http://www.toronto.ca/TWONTO#00626
| THC-INC-P-1053 | Pump, Ash Slurry, Incinerator 1000 | THC-INC-FU-1000 | Pump,Centrifugal | Pump |  | P | http://www.toronto.ca/TWONTO#00626
| THC-INC-P-1051 | Pump, Ash Slurry, Incinerator 1000 | THC-INC-FU-1000 | Pump,Centrifugal | Pump |  | P | http://www.toronto.ca/TWONTO#00626
| THC-INC-P-1052 | Pump, Ash Slurry, Incinerator 1000 | THC-INC-FU-1000 | Pump,Centrifugal | Pump |  | P | http://www.toronto.ca/TWONTO#00626
| THC-INC-P-2053 | Pump, Ash Slurry, Incinerator 2000 | THC-INC-FU-2000 | Pump,Centrifugal | Pump |  | P | http://www.toronto.ca/TWONTO#00626
| THC-INC-P-2051 | Pump, Ash Slurry, Incinerator 2000 | THC-INC-FU-2000 | Pump,Centrifugal | Pump |  | P | http://www.toronto.ca/TWONTO#00626
| THC-INC-P-2052 | Pump, Ash Slurry, Incinerator 2000 | THC-INC-FU-2000 | Pump,Centrifugal | Pump |  | P | http://www.toronto.ca/TWONTO#00626
| TAB-STR-P-4001R | Pump, Auxiliary Oil ,Blower BL4001 | TAB-STR-BL-4001 | Pump | Pump |  | P | http://www.toronto.ca/TWONTO#00626
| TAB-STR-P-4002R | Pump, Auxiliary Oil ,Blower BL4002 | TAB-STR-BL-4002 | Pump,Positive Displacement | Pump |  | P | http://www.toronto.ca/TWONTO#00626
| TAB-STR-P-4003R | Pump, Auxilliary Oil, Blower BL-4003 | TAB-STR-BL-4003 | Pump | Pump |  | P | http://www.toronto.ca/TWONTO#00626
| FHO-BW-P-1301 | Pump, Backwash Pump 13, S2 Wash Water Pump Gallery | FHO-BW-P-1301-KQ | Pump,Centrifugal | Pump |  | P | http://www.toronto.ca/TWONTO#00626
| FHO-BW-P-1301 | Pump, Backwash Pump 13, S2 Wash Water Pump Gallery | FHO-BW | Pump,Centrifugal | Pump |  | P | http://www.toronto.ca/TWONTO#00626
| FHO-BW-P-1401 | Pump, Backwash Pump 14, S2 Wash Water Pump Gallery | FHO-BW | Pump,Centrifugal | Pump |  | P | http://www.toronto.ca/TWONTO#00626
| FHO-BW-P-1401 | Pump, Backwash Pump 14, S2 Wash Water Pump Gallery | FHO-BW-P-1401-KQ | Pump,Centrifugal | Pump |  | P | http://www.toronto.ca/TWONTO#00626
| FHO-BW-P-1501 | Pump, Backwash Pump 15, S2 Wash Water Pump Gallery | FHO-BW | Pump,Centrifugal | Pump |  | P | http://www.toronto.ca/TWONTO#00626
| FHO-BW-P-1501 | Pump, Backwash Pump 15, S2 Wash Water Pump Gallery | FHO-BW-P-1501-KQ | Pump,Centrifugal | Pump |  | P | http://www.toronto.ca/TWONTO#00626
| FHO-BW-P-1601 | Pump, Backwash Pump 16, S2 Wash Water Pump Gallery | FHO-BW | Pump,Centrifugal | Pump |  | P | http://www.toronto.ca/TWONTO#00626
| FHO-BW-P-1601 | Pump, Backwash Pump 16, S2 Wash Water Pump Gallery | FHO-BW-P-1601-KQ | Pump,Centrifugal | Pump |  | P | http://www.toronto.ca/TWONTO#00626
| TAB-RSP-P-1211A | Pump, Bearing Lubrication Oil, Raw Sewage Pump #1 | TAB-RSP-P-1210 | Pump | Pump |  | P | http://www.toronto.ca/TWONTO#00626
| TAB-RSP-P-1211A | Pump, Bearing Lubrication Oil, Raw Sewage Pump #1 | TAB-RSP-T-1211 | Pump | Pump |  | P | http://www.toronto.ca/TWONTO#00626
| TAB-RSP-P-1211B | Pump, Bearing Lubrication Oil, Raw Sewage Pump #1 | TAB-RSP-P-1210 | Pump | Pump |  | P | http://www.toronto.ca/TWONTO#00626
| TAB-RSP-P-1211B | Pump, Bearing Lubrication Oil, Raw Sewage Pump #1 | TAB-RSP-T-1211 | Pump | Pump |  | P | http://www.toronto.ca/TWONTO#00626
| TAB-RSP-P-1221B | Pump, Bearing Lubrication Oil, Raw Sewage Pump #2 | TAB-RSP-P-1220 | Pump | Pump |  | P | http://www.toronto.ca/TWONTO#00626
| TAB-RSP-P-1221A | Pump, Bearing Lubrication Oil, Raw Sewage Pump #2 | TAB-RSP-P-1220 | Pump | Pump |  | P | http://www.toronto.ca/TWONTO#00626
| TAB-RSP-P-1221A | Pump, Bearing Lubrication Oil, Raw Sewage Pump #2 | TAB-RSP-T-1221 | Pump | Pump |  | P | http://www.toronto.ca/TWONTO#00626
| TAB-RSP-P-1221B | Pump, Bearing Lubrication Oil, Raw Sewage Pump #2 | TAB-RSP-T-1221 | Pump | Pump |  | P | http://www.toronto.ca/TWONTO#00626
| TAB-RSP-P-1231B | Pump, Bearing Lubrication Oil, Raw Sewage Pump #3 | TAB-RSP-P-1230 | Pump | Pump |  | P | http://www.toronto.ca/TWONTO#00626
| TAB-RSP-P-1231B | Pump, Bearing Lubrication Oil, Raw Sewage Pump #3 | TAB-RSP-T-1231 | Pump | Pump |  | P | http://www.toronto.ca/TWONTO#00626
| TAB-RSP-P-1231A | Pump, Bearing Lubrication Oil, Raw Sewage Pump #3 | TAB-RSP-P-1230 | Pump | Pump |  | P | http://www.toronto.ca/TWONTO#00626
| TAB-RSP-P-1231A | Pump, Bearing Lubrication Oil, Raw Sewage Pump #3 | TAB-RSP-T-1231 | Pump | Pump |  | P | http://www.toronto.ca/TWONTO#00626
| TAB-RSP-P-1241A | Pump, Bearing Lubrication Oil, Raw Sewage Pump #4 | TAB-RSP-T-1241 | Pump | Pump |  | P | http://www.toronto.ca/TWONTO#00626
| TAB-RSP-P-1241A | Pump, Bearing Lubrication Oil, Raw Sewage Pump #4 | TAB-RSP-P-1240 | Pump | Pump |  | P | http://www.toronto.ca/TWONTO#00626
| TAB-RSP-P-1241B | Pump, Bearing Lubrication Oil, Raw Sewage Transfer Pump #4 | TAB-RSP-T-1241 | Pump | Pump |  | P | http://www.toronto.ca/TWONTO#00626
| TAB-RSP-P-1241B | Pump, Bearing Lubrication Oil, Raw Sewage Transfer Pump #4 | TAB-RSP-P-1240 | Pump | Pump |  | P | http://www.toronto.ca/TWONTO#00626
| TAB-RSP-P-1251A | Pump, Bearing Lubrication Oil, Raw Sewage Transfer Pump #5 | TAB-RSP-P-1250 | Pump | Pump |  | P | http://www.toronto.ca/TWONTO#00626
| TAB-RSP-P-1251A | Pump, Bearing Lubrication Oil, Raw Sewage Transfer Pump #5 | TAB-RSP-T-1251 | Pump | Pump |  | P | http://www.toronto.ca/TWONTO#00626
| TAB-RSP-P-1251B | Pump, Bearing Lubrication Oil, Raw Sewage Transfer Pump #5 | TAB-RSP-P-1250 | Pump | Pump |  | P | http://www.toronto.ca/TWONTO#00626
| TAB-RSP-P-1251B | Pump, Bearing Lubrication Oil, Raw Sewage Transfer Pump #5 | TAB-RSP-T-1251 | Pump | Pump |  | P | http://www.toronto.ca/TWONTO#00626
| FHO-DCL-P-0401A-SU | Pump, Before SO2 Sampling DCL-P-0401A | FHO BEFORE SO2 | Pump,Centrifugal | Pump | 32402 | P | x
| FHO-DCL-P-0401A-SU | Pump, Before SO2 Sampling DCL-P-0401A | FHO-OBSOLETE | Pump,Centrifugal | Pump | 32402 | P | x
| FHO-DCL-P-0401A-SU | Pump, Before SO2 Sampling DCL-P-0401A | FHO-DCL-P-0401A-KQ | Pump,Centrifugal | Pump | 32402 | P | x
| FHO-DCL-P-0401A | Pump, Before SO2 Sampling DCL-P-0401A, S2 TW Transfer Channel Gallery East Wall | FHO BEFORE SO2 | Pump,Centrifugal | Pump |  | P | http://www.toronto.ca/TWONTO#00626
| FHO-DCL-P-0401B-SU | Pump, Before SO2 Sampling DCL-P-0401B | FHO-OBSOLETE | Pump,Centrifugal | Pump | 32401 | P | x
| FHO-DCL-P-0401B-SU | Pump, Before SO2 Sampling DCL-P-0401B | FHO BEFORE SO2 | Pump,Centrifugal | Pump | 32401 | P | x
| FHO-DCL-P-0401B-SU | Pump, Before SO2 Sampling DCL-P-0401B | FHO-DCL-P-0401B-KQ | Pump,Centrifugal | Pump | 32401 | P | x
| FHO-DCL-P-0401B | Pump, Before SO2 Sampling DCL-P-0401B, S2 TW Transfer Channel Gallery East Wall | FHO BEFORE SO2 | Pump,Centrifugal | Pump |  | P | http://www.toronto.ca/TWONTO#00626
| FHA-DCL-P-0001A | Pump, Before SO2 Water Sample, Filter Building, West Pipe Gallery | BEFORE SO2 | Pump,Centrifugal | Pump |  | P | http://www.toronto.ca/TWONTO#00626
| FHA-DCL-P-0001A | Pump, Before SO2 Water Sample, Filter Building, West Pipe Gallery | FHA-DCL-P-0001A-KQ | Pump,Centrifugal | Pump |  | P | http://www.toronto.ca/TWONTO#00626
| FHA-DCL-P-0001B | Pump, Before SO2 Water Sample, Filter Building, West Pipe Gallery | FHA-DCL-P-0001B-KQ | Pump | Pump |  | P | http://www.toronto.ca/TWONTO#00626
| FHA-DCL-P-0001B | Pump, Before SO2 Water Sample, Filter Building, West Pipe Gallery | BEFORE SO2 | Pump | Pump |  | P | http://www.toronto.ca/TWONTO#00626
| TAB-SLO-P-0431 | Pump, Bio-Filter Sump, SP401, | TAB-WA4-P-0001 | Pump | Pump |  | P | http://www.toronto.ca/TWONTO#00626
| TAB-SLO-P-0431 | Pump, Bio-Filter Sump, SP401, | TAB-SLO-SP | Pump | Pump |  | P | http://www.toronto.ca/TWONTO#00626
| TAB-SLO-P-0431 | Pump, Bio-Filter Sump, SP401, | TAB-SUSPENDED ENTITY | Pump | Pump |  | P | http://www.toronto.ca/TWONTO#00626
| TAB-SLO-P-0432 | Pump, Bio-Filter Sump, SP402, | TAB-SLO-SP | Pump | Pump |  | P | http://www.toronto.ca/TWONTO#00626
| TAB-SLO-P-0432 | Pump, Bio-Filter Sump, SP402, | TAB-SUSPENDED ENTITY | Pump | Pump |  | P | http://www.toronto.ca/TWONTO#00626
| TAB-SLO-P-0432 | Pump, Bio-Filter Sump, SP402, | TAB-WA4-P-0001 | Pump | Pump |  | P | http://www.toronto.ca/TWONTO#00626
| BX2021A | Pump, Blower Lube Oil Transfer, Blowers 1-5 & 7-9 | TAB-STR-BL-LUBE | Pump,Positive Displacement,Gear | Pump |  |  | http://www.toronto.ca/TWONTO#00626
| BX2022A | Pump, Blower Lube Oil Transfer, Blowers 1-5 & 7-9 | TAB-STR-BL-LUBE | Pump,Positive Displacement,Gear | Pump |  |  | http://www.toronto.ca/TWONTO#00626
| TAB-ACC-P-0700 | Pump, Boiler Feed No.1 | TAB-HRS-BO-P | Pump,Centrifugal,Multi-Stage | Pump |  | P | http://www.toronto.ca/TWONTO#00626
| TAB-ACC-P-0720 | Pump, Boiler Feed No.2 | TAB-HRS-BO-P | Pump,Centrifugal,Multi-Stage | Pump |  | P | http://www.toronto.ca/TWONTO#00626
| TAB-ACC-P-0730 | Pump, Boiler Feed No.3 | TAB-HRS-BO-P | Pump,Centrifugal,Multi-Stage | Pump |  | P | http://www.toronto.ca/TWONTO#00626
| TAB-ACC-P-0740 | Pump, Boiler Feed No.4 | TAB-HRS-BO-P | Pump,Centrifugal,Multi-Stage | Pump |  | P | http://www.toronto.ca/TWONTO#00626
| TAB-ACC-P-0760 | Pump, Boiler LP Feedwater | TAB-HRS-BO-P | Pump,Centrifugal,single-Stage | Pump |  | P | http://www.toronto.ca/TWONTO#00626
| TAB-ACC-P-0780 | Pump, Boiler LP Feedwater | TAB-HRS-BO-P | Pump,Centrifugal,single-Stage | Pump |  | P | http://www.toronto.ca/TWONTO#00626
| TAB-ACC-P-0750 | Pump, Boiler LP Feedwater | TAB-HRS-BO-P | Pump,Centrifugal,single-Stage | Pump |  | P | http://www.toronto.ca/TWONTO#00626
| TAB-ACC-P-0770 | Pump, Boiler LP Feedwater | TAB-HRS-BO-P | Pump,Centrifugal,single-Stage | Pump |  | P | http://www.toronto.ca/TWONTO#00626
| WX4101A | Pump, Booster, Bio-Solid Truck Loading Facility, Ground Floor | TAB-SLO-SP | Pump,Non Positive Displacement,Submersible | Pump |  |  | http://www.toronto.ca/TWONTO#00626
| KX2094A | Pump, Booster, City Water | TAB-DOM-HOTWTR | Pump | Pump |  |  | http://www.toronto.ca/TWONTO#00626
| THC-ACC-P-3832 | Pump, Booster, Hot Water Circulating, Building A | THC-ACC-BLDG A | Pump,Centrifugal | Pump |  | P | http://www.toronto.ca/TWONTO#00626
| TAB-ACC-P-5810 | Pump, Booster, Primary Loop, Bio-Solids Loading Bldg,P12-1 | TAB-ACC-5800 | Pump,Centrifugal | Pump |  | P | http://www.toronto.ca/TWONTO#00626
| TAB-ACC-P-5811 | Pump, Booster, Primary Loop, Bio-Solids Loading Bldg,P12-2 | TAB-ACC-5800 | Pump,Centrifugal | Pump |  | P | http://www.toronto.ca/TWONTO#00626
| TAB-ACC-P-4010 | Pump, Booster, Primary Loop, SILO Bldg Heating, Bsmt North-East Corner,P22-1 | TAB-ACC-4000 | Pump,Centrifugal | Pump |  | P | http://www.toronto.ca/TWONTO#00626
| TAB-ACC-P-4011 | Pump, Booster, Primary Loop, SILO Bldg Heating, P22-2 | TAB-ACC-4000 | Pump,Centrifugal | Pump |  | P | http://www.toronto.ca/TWONTO#00626
| TAB-DEW-P-6017 | Pump, Booster, Separated City Water for Centrifuge High Pressure Washing | TAB-DEW-SERVICES | Pump | Pump |  | P | http://www.toronto.ca/TWONTO#00626
| FIS-FEQ-P-4501 | Pump, Booster, Sprinkler Fire Pump for Marine Yard, Workshop Building | FIS-BLD-WS |  | Pump |  | P | http://www.toronto.ca/TWONTO#00626
| FIS-FEQ-P-4501 | Pump, Booster, Sprinkler Fire Pump for Marine Yard, Workshop Building | FIS-MARINE-BUILDING |  | Pump |  | P | http://www.toronto.ca/TWONTO#00626
| FHO-ZMC-P-0101-SUS | Pump, Booster, Zebra Mussel Chlorination Discharge #1 | FHO-SUSPENDED | Pump,Centrifugal | Pump | 37791 | P | x
| FHO-ZMC-P-0101-SUS | Pump, Booster, Zebra Mussel Chlorination Discharge #1 | FHO-ZMC | Pump,Centrifugal | Pump | 37791 | P | x
| FHO-ZMC-P-0101-SUS | Pump, Booster, Zebra Mussel Chlorination Discharge #1 | FHO-ZMC-P-0101-KQ | Pump,Centrifugal | Pump | 37791 | P | x
| FHO-ZMC-P-0201-SUS | Pump, Booster, Zebra Mussel Chlorination Discharge #2 | FHO-ZMC-P-0201-KQ | Pump,Centrifugal | Pump | 37792 | P | x
| FHO-ZMC-P-0201-SUS | Pump, Booster, Zebra Mussel Chlorination Discharge #2 | FHO-SUSPENDED | Pump,Centrifugal | Pump | 37792 | P | x
| FHO-ZMC-P-0201-SUS | Pump, Booster, Zebra Mussel Chlorination Discharge #2 | FHO-ZMC | Pump,Centrifugal | Pump | 37792 | P | x
| JX2008A | Pump, Brine Supply | TAB-HRS-BO-P | Pump | Pump |  |  | http://www.toronto.ca/TWONTO#00626
| JX2009A | Pump, Brine Supply | TAB-HRS-BO-P | Pump | Pump |  |  | http://www.toronto.ca/TWONTO#00626
| WTR-PMI-P-0101 | Pump, CAC Generator Cooling Pump | WTR-PMI-GEN-0101 |  | Pump |  | P | http://www.toronto.ca/TWONTO#00626
| WTR-PMI-P-0201 | Pump, CAC Generator Cooling Pump | WTR-PMI-GEN-0201 |  | Pump |  | P | http://www.toronto.ca/TWONTO#00626
| FHO-SM-P-0201-SU | Pump, Caustic Soda Scrubber System | FHO-SM-SB-0001-KQ | Pump,Centrifugal | Pump | 32928 | P | x
| FHO-SM-P-0101 | Pump, Caustic Soda Scrubber System | FHO-OBSOLETE | Pump,Centrifugal | Pump | 32927 | P | x
| FHO-SM-P-0101 | Pump, Caustic Soda Scrubber System | FHO-SM-SB-0001-KQ | Pump,Centrifugal | Pump | 32927 | P | x
| FHO-SM-P-0101 | Pump, Caustic Soda Scrubber System | FHO-SM-SB-0100 | Pump,Centrifugal | Pump | 32927 | P | x
| FHO-SM-P-0201-SU | Pump, Caustic Soda Scrubber System | FHO-OBSOLETE | Pump,Centrifugal | Pump | 32928 | P | x
| FHO-SM-P-0201-SU | Pump, Caustic Soda Scrubber System | FHO-SM-SB-0100 | Pump,Centrifugal | Pump | 32928 | P | x
| THC-DEW-P-6540 | Pump, Centarte Booster, Dewatering | THC-DEW-T-6520 | Pump | Pump | 33512 | P | x
| THC-DEW-P-6540 | Pump, Centarte Booster, Dewatering | THC-SUSPENDED | Pump | Pump | 33512 | P | x
| TAB-PWA-P-0840 | Pump, Centifugal, Plant Water | TAB-PWA-P | Pump,Centrifugal | Pump |  | P | http://www.toronto.ca/TWONTO#00626
| TAB-PWA-P-0840 | Pump, Centifugal, Plant Water | TAB-PWA-PUMPS | Pump,Centrifugal | Pump |  | P | http://www.toronto.ca/TWONTO#00626
| TAB-PWA-P-0704 | Pump, Centifugal, Plant Water | TAB-PWA-PUMPS | Pump,Centrifugal | Pump |  | P | http://www.toronto.ca/TWONTO#00626
| TAB-PWA-P-0705 | Pump, Centifugal, Plant Water | TAB-PWA-PUMPS | Pump,Centrifugal | Pump |  | P | http://www.toronto.ca/TWONTO#00626
| THC-DEW-P-6550 | Pump, Centrate Booster, Dewatering | THC-DEW-T-6520 | Pump | Pump | 33513 | P | x
| THC-DEW-P-6550 | Pump, Centrate Booster, Dewatering | THC-SUSPENDED | Pump | Pump | 33513 | P | x
| TAB-PLT-P-1500 | Pump, Centrifgual, Screenings Transfer, Screenings Wet Well Area | TAB-PLT-T-1450 | Pump,Centrifugal | Pump |  | P | http://www.toronto.ca/TWONTO#00626
| TAB-PLT-P-1600 | Pump, Centrifgual, Screenings Transfer, Screenings Wet Well Area | TAB-PLT-T-1450 | Pump,Centrifugal | Pump |  | P | http://www.toronto.ca/TWONTO#00626
| TAB-PLT-P-1700 | Pump, Centrifgual, Screenings Transfer, Screenings Wet Well Area | TAB-PLT-T-1450 | Pump,Centrifugal | Pump |  | P | http://www.toronto.ca/TWONTO#00626
| TAB-PLT-P-1800 | Pump, Centrifgual, Screenings Transfer, Screenings Wet Well Area | TAB-PLT-T-1450 | Pump,Centrifugal | Pump |  | P | http://www.toronto.ca/TWONTO#00626
| TAB-PLT-P-1900 | Pump, Centrifgual, Screenings Transfer, Screenings Wet Well Area | TAB-PLT-T-1450 | Pump,Centrifugal | Pump |  | P | http://www.toronto.ca/TWONTO#00626
| TAB-PLT-P-2000 | Pump, Centrifgual, Screenings Transfer, Screenings Wet Well Area | TAB-PLT-T-1450 | Pump,Centrifugal | Pump |  | P | http://www.toronto.ca/TWONTO#00626
| COL-PBP-P-0100 | Pump, Centrifugal | COL-PBP | Pump | Pump |  | P | http://www.toronto.ca/TWONTO#00626
| COL-PBP-P-0200 | Pump, Centrifugal | COL-PBP | Pump | Pump |  | P | http://www.toronto.ca/TWONTO#00626
| COL-PCF-P-0100 | Pump, Centrifugal | COL-PCF | Pump,Centrifugal | Pump |  | P | http://www.toronto.ca/TWONTO#00626
| COL-PCF-P-0200 | Pump, Centrifugal | COL-PCF | Pump,Centrifugal | Pump |  | P | http://www.toronto.ca/TWONTO#00626
| COL-PCU-P-5150 | Pump, Centrifugal | COL-PCU-SUSPENDED | Pump | Pump | 34937 | P | x
| COL-PHB-P-0100 | Pump, Centrifugal | COL-PHB | Pump | Pump |  | P | http://www.toronto.ca/TWONTO#00626
| COL-PHB-P-0200 | Pump, Centrifugal | COL-PHB | Pump | Pump |  | P | http://www.toronto.ca/TWONTO#00626
| COL-PHF-P-0200 | Pump, Centrifugal | COL-PHF | Pump | Pump |  | P | http://www.toronto.ca/TWONTO#00626
| COL-PKG-P-0100 | Pump, Centrifugal | COL-PKG | Pump | Pump |  | P | http://www.toronto.ca/TWONTO#00626
| COL-POM-P-0100 | Pump, Centrifugal | COL-POM | Pump | Pump |  | P | http://www.toronto.ca/TWONTO#00626
| COL-POM-P-0200 | Pump, Centrifugal | COL-POM | Pump | Pump |  | P | http://www.toronto.ca/TWONTO#00626
| COL-PQW-P-0100 | Pump, Centrifugal | COL-PQW | Pump | Pump |  | P | http://www.toronto.ca/TWONTO#00626
| COL-PQW-P-0300 | Pump, Centrifugal | COL-PQW | Pump | Pump |  | P | http://www.toronto.ca/TWONTO#00626
| COL-PQW-P-0400 | Pump, Centrifugal | COL-PQW | Pump | Pump |  | P | http://www.toronto.ca/TWONTO#00626
| COL-PSB-P-0100 | Pump, Centrifugal | COL-PSB | Pump | Pump |  | P | http://www.toronto.ca/TWONTO#00626
| COL-PSB-P-0200 | Pump, Centrifugal | COL-PSB | Pump | Pump |  | P | http://www.toronto.ca/TWONTO#00626
| COL-PSD-P-0200 | Pump, Centrifugal | COL-PSD |  | Pump |  | P | http://www.toronto.ca/TWONTO#00626
| COL-PSS-P-0300 | Pump, Centrifugal | COL-PSS |  | Pump |  | P | http://www.toronto.ca/TWONTO#00626
| COL-PST-P-0200 | Pump, Centrifugal | COL-PST |  | Pump |  | P | http://www.toronto.ca/TWONTO#00626
| COL-PST-P-0300 | Pump, Centrifugal | COL-PST |  | Pump |  | P | http://www.toronto.ca/TWONTO#00626
| COL-PSW-P-0121 | Pump, Centrifugal | COL | Pump,Centrifugal | Pump |  | P | http://www.toronto.ca/TWONTO#00626
| COL-PWH-P-0200 | Pump, Centrifugal | COL-PWH | Pump | Pump |  | P | http://www.toronto.ca/TWONTO#00626
| COL-PWN-P-0100 | Pump, Centrifugal | COL-PWN | Pump | Pump |  | P | http://www.toronto.ca/TWONTO#00626
| COL-PBP-P-0300 | Pump, Centrifugal | COL-PBP | Pump | Pump |  | P | http://www.toronto.ca/TWONTO#00626
| COL-PCU-P-5150 | Pump, Centrifugal | COL-PCU | Pump | Pump | 34937 | P | x
| COL-PHF-P-0100 | Pump, Centrifugal | COL-PHF | Pump | Pump |  | P | http://www.toronto.ca/TWONTO#00626
| COL-PKG-P-0200 | Pump, Centrifugal | COL-PKG | Pump | Pump |  | P | http://www.toronto.ca/TWONTO#00626
| COL-PQW-P-0200 | Pump, Centrifugal | COL-PQW | Pump | Pump |  | P | http://www.toronto.ca/TWONTO#00626
| COL-PSD-P-0100 | Pump, Centrifugal | COL-PSD |  | Pump |  | P | http://www.toronto.ca/TWONTO#00626
| COL-PST-P-0100 | Pump, Centrifugal | COL-PST |  | Pump |  | P | http://www.toronto.ca/TWONTO#00626
| COL-PSW-P-0121 | Pump, Centrifugal | COL-PSW | Pump,Centrifugal | Pump |  | P | http://www.toronto.ca/TWONTO#00626
| COL-PSW-P-0122 | Pump, Centrifugal | COL-PSW | Pump,Centrifugal | Pump |  | P | http://www.toronto.ca/TWONTO#00626
| COL-PWH-P-0100 | Pump, Centrifugal | COL-PWH | Pump | Pump |  | P | http://www.toronto.ca/TWONTO#00626
| COL-PWN-P-0200 | Pump, Centrifugal | COL-PWN | Pump | Pump |  | P | http://www.toronto.ca/TWONTO#00626
| SWM-PBL-P-0200 | Pump, Centrifugal | SWM-PBL | Pump | Pump |  | P | http://www.toronto.ca/TWONTO#00626
| SWM-PIT-P-0200 | Pump, Centrifugal | SWM-PIT | Pump | Pump |  | P | http://www.toronto.ca/TWONTO#00626
| SWM-PIT-P-0300 | Pump, Centrifugal | SWM-PIT | Pump | Pump |  | P | http://www.toronto.ca/TWONTO#00626
| SWM-PMG-P-0100 | Pump, Centrifugal | SWM-PMG | Pump | Pump |  | P | http://www.toronto.ca/TWONTO#00626
| SWM-PMG-P-0200 | Pump, Centrifugal | SWM-PMG | Pump | Pump |  | P | http://www.toronto.ca/TWONTO#00626
| SWM-PNQ-P-0300 | Pump, Centrifugal | SWM-PNQ | Pump | Pump |  | P | http://www.toronto.ca/TWONTO#00626
| SWM-PPP-P-0100 | Pump, Centrifugal | SWM-PPP | Pump | Pump |  | P | http://www.toronto.ca/TWONTO#00626
| SWM-SDE-P-0100 | Pump, Centrifugal | SWM-SDE | Pump | Pump |  | P | http://www.toronto.ca/TWONTO#00626
| SWM-SDE-P-0200 | Pump, Centrifugal | SWM-SDE | Pump | Pump |  | P | http://www.toronto.ca/TWONTO#00626
| WTR-PJS-P-0600 | Pump, Centrifugal | WTR-PJS-P | Pump,Centrifugal | Pump |  | P | http://www.toronto.ca/TWONTO#00626
| WTR-PJS-P-0700 | Pump, Centrifugal | WTR-PJS-P | Pump,Centrifugal | Pump |  | P | http://www.toronto.ca/TWONTO#00626
| WTR-PJS-P-0800 | Pump, Centrifugal | WTR-PJS-P | Pump,Centrifugal | Pump |  | P | http://www.toronto.ca/TWONTO#00626
| WTR-PJS-P-0900 | Pump, Centrifugal | WTR-PJS-P | Pump,Centrifugal | Pump |  | P | http://www.toronto.ca/TWONTO#00626
| WTR-PKN-P-0200 | Pump, Centrifugal | WTR-PKN-P | Pump,Centrifugal | Pump |  | P | http://www.toronto.ca/TWONTO#00626
| WTR-PKN-P-0300 | Pump, Centrifugal | WTR-PKN-P | Pump,Centrifugal | Pump |  | P | http://www.toronto.ca/TWONTO#00626
| WTR-PSA-P-0100 | Pump, Centrifugal | WTR-PSA-P | Pump,Centrifugal | Pump |  | P | http://www.toronto.ca/TWONTO#00626
| WTR-PSA-P-0300 | Pump, Centrifugal | WTR-PSA-P | Pump,Centrifugal | Pump |  | P | http://www.toronto.ca/TWONTO#00626
| WTR-PSA-P-0500 | Pump, Centrifugal | WTR-PSA-P | Pump,Centrifugal | Pump | 32976 | P | x
| WTR-PWT-P-0100 | Pump, Centrifugal | WTR-PWT-P | Pump,Centrifugal | Pump |  | P | http://www.toronto.ca/TWONTO#00626
| WTR-PWT-P-0200 | Pump, Centrifugal | WTR-PWT-P | Pump,Centrifugal | Pump |  | P | http://www.toronto.ca/TWONTO#00626
| WTR-PWT-P-0400 | Pump, Centrifugal | WTR-PWT-P | Pump,Centrifugal | Pump |  | P | http://www.toronto.ca/TWONTO#00626
| WTR-RST-P-0011 | Pump, Centrifugal | WTR-RST-AUX | Pump,Centrifugal | Pump |  | P | http://www.toronto.ca/TWONTO#00626
| SWM-PBL-P-0100 | Pump, Centrifugal | SWM-PBL | Pump | Pump |  | P | http://www.toronto.ca/TWONTO#00626
| SWM-PBL-P-0300 | Pump, Centrifugal | SWM-PBL | Pump | Pump |  | P | http://www.toronto.ca/TWONTO#00626
| SWM-PIT-P-0100 | Pump, Centrifugal | SWM-PIT | Pump | Pump |  | P | http://www.toronto.ca/TWONTO#00626
| SWM-PNQ-P-0100 | Pump, Centrifugal | SWM-PNQ | Pump | Pump |  | P | http://www.toronto.ca/TWONTO#00626
| SWM-PNQ-P-0200 | Pump, Centrifugal | SWM-PNQ | Pump | Pump |  | P | http://www.toronto.ca/TWONTO#00626
| SWM-PPP-P-0200 | Pump, Centrifugal | SWM-PPP | Pump | Pump |  | P | http://www.toronto.ca/TWONTO#00626
| WTR-PJO-P-0400 | Pump, Centrifugal | WTR-PJO-P | Pump,Centrifugal | Pump | 33739 | P | x
| WTR-PKN-P-0100 | Pump, Centrifugal | WTR-PKN-P | Pump,Centrifugal | Pump |  | P | http://www.toronto.ca/TWONTO#00626
| WTR-PKN-P-0400 | Pump, Centrifugal | WTR-PKN-P | Pump,Centrifugal | Pump |  | P | http://www.toronto.ca/TWONTO#00626
| WTR-PRH-P-0100 | Pump, Centrifugal | WTR-PRH-P | Pump,Centrifugal | Pump |  | P | http://www.toronto.ca/TWONTO#00626
| WTR-PRH-P-0200 | Pump, Centrifugal | WTR-PRH-P | Pump,Centrifugal | Pump |  | P | http://www.toronto.ca/TWONTO#00626
| WTR-PRH-P-0300 | Pump, Centrifugal | WTR-PRH-P | Pump,Centrifugal | Pump |  | P | http://www.toronto.ca/TWONTO#00626
| WTR-PSA-P-0200 | Pump, Centrifugal | WTR-PSA-P | Pump,Centrifugal | Pump |  | P | http://www.toronto.ca/TWONTO#00626
| WTR-PSA-P-0400 | Pump, Centrifugal | WTR-PSA-P | Pump,Centrifugal | Pump |  | P | http://www.toronto.ca/TWONTO#00626
| WTR-PWT-P-0300 | Pump, Centrifugal | WTR-PWT-P | Pump,Centrifugal | Pump |  | P | http://www.toronto.ca/TWONTO#00626
| THR-PLT-P-2400 | Pump, Centrifugal (Dry), Grit Tank T-0100, North Grit Building | THR-PLT-T-0100 | Pump,Centrifugal | Pump |  | P | http://www.toronto.ca/TWONTO#00626
| THR-PLT-P-2500 | Pump, Centrifugal (Dry), Grit Tank T-0100, North Grit Building | THR-PLT-T-0100 | Pump,Centrifugal | Pump |  | P | http://www.toronto.ca/TWONTO#00626
| THR-PLT-P-2600 | Pump, Centrifugal (Dry), Grit Tank T-0200, North Grit Building | THR-PLT-T-0200 | Pump,Centrifugal | Pump |  | P | http://www.toronto.ca/TWONTO#00626
| THR-PLT-P-2700 | Pump, Centrifugal (Dry), Grit Tank T-0200, North Grit Building | THR-PLT-T-0200 | Pump,Centrifugal | Pump |  | P | http://www.toronto.ca/TWONTO#00626
| THR-PLT-P-2800 | Pump, Centrifugal (Dry), Grit Tank T-0300, North Grit Building | THR-PLT-T-0300 | Pump,Centrifugal | Pump |  | P | http://www.toronto.ca/TWONTO#00626
| THR-PLT-P-2900 | Pump, Centrifugal (Dry), Grit Tank T-0300, North Grit Building | THR-PLT-T-0300 | Pump,Centrifugal | Pump |  | P | http://www.toronto.ca/TWONTO#00626
| THR-PLT-P-2800 | Pump, Centrifugal (Dry), Grit Tank T-0300, North Grit Building | THR-PLT | Pump,Centrifugal | Pump |  | P | http://www.toronto.ca/TWONTO#00626
| THR-PLT-P-2900 | Pump, Centrifugal (Dry), Grit Tank T-0300, North Grit Building | THR-PLT | Pump,Centrifugal | Pump |  | P | http://www.toronto.ca/TWONTO#00626
| THR-PLT-P-1910 | Pump, Centrifugal (Dry), Grit Vortex Chamber CYC-1176, Headhouse | THR-PLT-T-1900 | Pump,Centrifugal | Pump |  | P | http://www.toronto.ca/TWONTO#00626
| THR-PLT-P-1810 | Pump, Centrifugal (Dry), Grit Vortex Prime Tank T-1800, Headhouse | THR-PLT-T-1800 | Pump,Centrifugal | Pump |  | P | http://www.toronto.ca/TWONTO#00626
| THR-PLT-P-1820 | Pump, Centrifugal (Dry), Grit Vortex Prime Tank T-1800, Headhouse | THR-PLT-T-1800 | Pump,Centrifugal | Pump |  | P | http://www.toronto.ca/TWONTO#00626
| THR-PLT-P-1920 | Pump, Centrifugal (Dry), Grit Vortex Prime Tank T-1900, Headhouse | THR-PLT-T-1900 | Pump,Centrifugal | Pump |  | P | http://www.toronto.ca/TWONTO#00626
| THR-PLT-P-1410 | Pump, Centrifugal (Dry), Grit, Vortex Prime Tank T-1400, Headhouse | THR-PLT-T-1400 | Pump,Centrifugal | Pump |  | P | http://www.toronto.ca/TWONTO#00626
| THR-PLT-P-1420 | Pump, Centrifugal (Dry), Grit, Vortex Prime Tank T-1400, Headhouse | THR-PLT-T-1400 | Pump,Centrifugal | Pump |  | P | http://www.toronto.ca/TWONTO#00626
| THR-PLT-P-1510 | Pump, Centrifugal (Dry), Grit, Vortex Prime Tank T-1500, Headhouse | THR-PLT-T-1500 | Pump,Centrifugal | Pump |  | P | http://www.toronto.ca/TWONTO#00626
| THR-PLT-P-1520 | Pump, Centrifugal (Dry), Grit, Vortex Prime Tank T-1500, Headhouse | THR-PLT-T-1500 | Pump,Centrifugal | Pump |  | P | http://www.toronto.ca/TWONTO#00626
| THR-PLT-P-1610 | Pump, Centrifugal (Dry), Grit, Vortex Prime Tank T-1600, Headhouse | THR-PLT-T-1600 | Pump,Centrifugal | Pump |  | P | http://www.toronto.ca/TWONTO#00626
| THR-PLT-P-1620 | Pump, Centrifugal (Dry), Grit, Vortex Prime Tank T-1600, Headhouse | THR-PLT-T-1600 | Pump,Centrifugal | Pump |  | P | http://www.toronto.ca/TWONTO#00626
| THR-PLT-P-1710 | Pump, Centrifugal (Dry), Grit, Vortex Prime Tank T-1700, Headhouse | THR-PLT-T-1700 | Pump,Centrifugal | Pump |  | P | http://www.toronto.ca/TWONTO#00626
| THR-PLT-P-1720 | Pump, Centrifugal (Dry), Grit, Vortex Prime Tank T-1700, Headhouse | THR-PLT-T-1700 | Pump,Centrifugal | Pump |  | P | http://www.toronto.ca/TWONTO#00626
| WTR-RST-P-0001 | Pump, Centrifugal (Wash Water) | WTR-RST-AUX | Pump,Centrifugal | Pump |  | P | http://www.toronto.ca/TWONTO#00626
| THR-OCS-P-2270 | Pump, Centrifugal (Wet), Drain Sump, North Biofilter | THR-OCS | Pump,Centrifugal | Pump |  | P | http://www.toronto.ca/TWONTO#00626
| THR-OCS-P-2280 | Pump, Centrifugal (Wet), Drain Sump, North Biofilter | THR-OCS-BIOFILTER NORTH | Pump,Centrifugal | Pump |  | P | http://www.toronto.ca/TWONTO#00626
| THR-OCS-P-2270 | Pump, Centrifugal (Wet), Drain Sump, North Biofilter | THR-OCS-BIOFILTER NORTH | Pump,Centrifugal | Pump |  | P | http://www.toronto.ca/TWONTO#00626
| THR-OCS-P-2280 | Pump, Centrifugal (Wet), Drain Sump, North Biofilter | THR-OCS | Pump,Centrifugal | Pump |  | P | http://www.toronto.ca/TWONTO#00626
| TAB-PLT-P-0071 | Pump, Centrifugal (Wet), Screen Bldg. Sump, Pump Room, P Bldg. | TAB-PLT-P-P | Pump,Centrifugal | Pump |  | P | http://www.toronto.ca/TWONTO#00626
| TAB-PLT-P-0072 | Pump, Centrifugal (Wet), Screen Bldg. Sump, Pump Room, P Bldg. | TAB-PLT-P-P | Pump,Centrifugal | Pump |  | P | http://www.toronto.ca/TWONTO#00626
| TAB-PLT-P-0540 | Pump, Centrifugal (Wet), Sluicing Water, Screen Area, D. Bldg. | TAB-PLT-SC-D | Pump,Centrifugal | Pump |  | P | http://www.toronto.ca/TWONTO#00626
| TAB-PLT-P-0520 | Pump, Centrifugal (Wet), Sluicing Water, Screen Area, D. Bldg. | TAB-PLT-SC-D | Pump,Centrifugal | Pump |  | P | http://www.toronto.ca/TWONTO#00626
| TAB-PLT-P-0530 | Pump, Centrifugal (Wet), Sluicing Water, Screen Area, D. Bldg. | TAB-PLT-SC-D | Pump,Centrifugal | Pump |  | P | http://www.toronto.ca/TWONTO#00626
| TAB-PLT-P-5570 | Pump, Centrifugal (Wet), Underdrain, Drain Sump Area, D. Bldg. | TAB-PLT-SUMP | Pump,Centrifugal | Pump |  | P | http://www.toronto.ca/TWONTO#00626
| TAB-PLT-P-5580 | Pump, Centrifugal (Wet), Underdrain, Drain Sump Area, D. Bldg. | TAB-PLT-SUMP | Pump,Centrifugal | Pump |  | P | http://www.toronto.ca/TWONTO#00626
| THR-DIG-P-6301 | Pump, Centrifugal , Sampling, Tank 0300 | THR-DIG-PD-0300 | Pump,Progressive Cavity | Pump |  | P | http://www.toronto.ca/TWONTO#00626
72892 | THR-DIS-PSH-0300 | Switch, Pressure, High, Pump skid 3, Disinfection Building Main Floor | THR-DIS-P-0310 | Switch,Pressure-High | Switch |  | PSH | http://www.toronto.ca/TWONTO#00604 |  | Pump, Diaphragm, Chemical Metering, Skid#3 Disinfection Building Main Floor
133983 | THR-DIS-PSH-0400 | Switch, Pressure, High, Pump skid 4, Disinfection Building Main Floor | THR-DIS-P-0410 | Switch,Pressure-High | Switch |  | PSH | http://www.toronto.ca/TWONTO#00604 |  | Pump, Diaphragm, Chemical Metering, Skid#4 Disinfection Building Main Floor
| TNT-PWA-P-0001 | Pump, Centrifugal Single Speed, Effluent Water Pump, Effluent Water System | TNT-PWA | Pump,Centrifugal | Pump |  | P | http://www.toronto.ca/TWONTO#00626
| TNT-PWA-P-0002 | Pump, Centrifugal Single Speed, Effluent Water Pump, Effluent Water System | TNT-PWA | Pump,Centrifugal | Pump |  | P | http://www.toronto.ca/TWONTO#00626
| THC-PRM-P-0174 | Pump, Centrifugal Submersible, Drainage, NW Plant | THC-GRK-SUMP PUMP | Pump,Submersible | Pump |  | P | http://www.toronto.ca/TWONTO#00626
| THC-PRM-P-0175 | Pump, Centrifugal Submersible, Drainage, NW Plant | THC-GRK-SUMP PUMP | Pump,Submersible | Pump |  | P | http://www.toronto.ca/TWONTO#00626
| THC-STR-P-0179 | Pump, Centrifugal Submersible, Drainage, NW Plant | THC-GRK-SUMP PUMP | Pump,Submersible | Pump |  | P | http://www.toronto.ca/TWONTO#00626
| THC-STR-P-0180 | Pump, Centrifugal Submersible, Drainage, NW Plant | THC-GRK-SUMP PUMP | Pump,Submersible | Pump |  | P | http://www.toronto.ca/TWONTO#00626
| THC-STR-P-0181 | Pump, Centrifugal Submersible, Drainage, NW Plant | THC-GRK-SUMP PUMP | Pump,Submersible | Pump |  | P | http://www.toronto.ca/TWONTO#00626
| THC-STR-P-0182 | Pump, Centrifugal Submersible, Drainage, NW Plant | THC-GRK-SUMP PUMP | Pump,Submersible | Pump |  | P | http://www.toronto.ca/TWONTO#00626
| THC-STR-P-0184 | Pump, Centrifugal Submersible, Drainage, NW Plant | THC-GRK-SUMP PUMP | Pump,Centrifugal | Pump |  | P | http://www.toronto.ca/TWONTO#00626
| THC-PRM-P-0177 | Pump, Centrifugal Submersible, Drainage, NW Plant | THC-GRK-SUMP PUMP | Pump,Submersible | Pump |  | P | http://www.toronto.ca/TWONTO#00626
| THC-PRM-P-0178 | Pump, Centrifugal Submersible, Drainage, NW Plant | THC-GRK-SUMP PUMP | Pump,Submersible | Pump |  | P | http://www.toronto.ca/TWONTO#00626
| THC-STR-P-0186 | Pump, Centrifugal Submersible, Drainage, NW Plant | THC-GRK-SUMP PUMP | Pump,Submersible | Pump |  | P | http://www.toronto.ca/TWONTO#00626
| COL-PSW-P-0120 | Pump, Centrifugal Swage | COL-PSW | Pump,Centrifugal | Pump |  | P | http://www.toronto.ca/TWONTO#00626
| TNT-STR-P-1401 | Pump, Centrifugal Variable Speed, Was Pump 1, Secondary Treatment | TNT-STR | Pump,Centrifugal | Pump |  | P | http://www.toronto.ca/TWONTO#00626
| TNT-STR-P-1501 | Pump, Centrifugal Variable Speed, Was Pump 2, Secondary Treatment | TNT-STR | Pump,Centrifugal | Pump |  | P | http://www.toronto.ca/TWONTO#00626
| FCL-DEW-P-0701 | Pump, Centrifugal, Dewatering Pump Sump Pit | FCL-DEW-T-0601 | Pump,Centrifugal | Pump |  | P | http://www.toronto.ca/TWONTO#00626
| TAB-PWA-P-8040 | Pump, Centrifugal, Booster, Plant Water | TAB-SLO-PLQ-0001 | Pump,Centrifugal | Pump |  | P | http://www.toronto.ca/TWONTO#00626
| TAB-STR-P-5101 | Pump, Centrifugal, Ground Water Pumping Station | TAB-STR-P-SUMP | Pump | Pump |  | P | http://www.toronto.ca/TWONTO#00626
| TAB-STR-P-5102 | Pump, Centrifugal, Ground Water Pumping Station | TAB-PRS-P-SUMP | Pump,Centrifugal | Pump |  | P | http://www.toronto.ca/TWONTO#00626
| TAB-PWA-P-0963 | Pump, Centrifugal, Raw Water | TAB-PWA-PUMPS | Pump | Pump |  | P | http://www.toronto.ca/TWONTO#00626
| WTR-PPD-P-0501S | Pump, Centrifugal, (Sump) | WTR-PPD-AUX | Pump,Centrifugal | Pump | 38844 | P | x
| WTR-RMI-P-0002 | Pump, Centrifugal, (Sump) | WTR-RMI-AUX | Pump,Centrifugal | Pump |  | P | http://www.toronto.ca/TWONTO#00626
| THR-DIS-P-1455 | Pump, Centrifugal, (Sump), Disinfection, Plant Outfall Palace Pier | THR-DIS-T-1400 | Pump,Centrifugal | Pump |  | P | http://www.toronto.ca/TWONTO#00626
| THR-DIS-P-1456 | Pump, Centrifugal, (Sump), Disinfection, Plant Outfall Palace Pier | THR-DIS-T-1400 | Pump,Centrifugal | Pump |  | P | http://www.toronto.ca/TWONTO#00626
| THR-EPS-P-0093 | Pump, Centrifugal, (Sump), Plant Service,Centrifugal truck port, Effluent Pump, Centrifugaling | THR-EPS-P-0110 | Pump,Centrifugal | Pump |  | P | http://www.toronto.ca/TWONTO#00626
| FIS-CLB-P-0101 | Pump, Centrifugal, After Post Sampling, Filter Building, Pump Room East | FIS-CLB | Pump | Pump |  | P | http://www.toronto.ca/TWONTO#00626
| FIS-CLB-P-0101 | Pump, Centrifugal, After Post Sampling, Filter Building, Pump Room East | FIS-CLEARWELL | Pump | Pump |  | P | http://www.toronto.ca/TWONTO#00626
| FIS-CLB-P-0201 | Pump, Centrifugal, After Post Sampling, Filter Building, Pump Room East | FIS-CLB | Pump | Pump |  | P | http://www.toronto.ca/TWONTO#00626
| FIS-CLB-P-0201 | Pump, Centrifugal, After Post Sampling, Filter Building, Pump Room East | FIS-CLEARWELL | Pump | Pump |  | P | http://www.toronto.ca/TWONTO#00626
| FCL-CLB-P-0001A | Pump, Centrifugal, After Post, Sampling Pumps, Dewatering Pumps Area Second Level | FCL-CLB-SAMP | Pump,Centrifugal | Pump |  | P | http://www.toronto.ca/TWONTO#00626
| FCL-CLB-P-0001B | Pump, Centrifugal, After Post, Sampling Pumps, Dewatering Pumps Area Second Level | FCL-CLB-SAMP | Pump,Centrifugal | Pump |  | P | http://www.toronto.ca/TWONTO#00626
| FIS-DCL-P-0001A | Pump, Centrifugal, After SO2 Sampling, Chemical Sampling Building, Lower Level | FIS-AFTER SO2 | Pump | Pump |  | P | http://www.toronto.ca/TWONTO#00626
| FIS-DCL-P-0001A | Pump, Centrifugal, After SO2 Sampling, Chemical Sampling Building, Lower Level | FIS-DCL | Pump | Pump |  | P | http://www.toronto.ca/TWONTO#00626
| FIS-DCL-P-0001B | Pump, Centrifugal, After SO2 Sampling, Chemical Sampling Building, Lower Level | FIS-AFTER SO2 | Pump | Pump |  | P | http://www.toronto.ca/TWONTO#00626
| FIS-DCL-P-0001B | Pump, Centrifugal, After SO2 Sampling, Chemical Sampling Building, Lower Level | FIS-DCL | Pump | Pump |  | P | http://www.toronto.ca/TWONTO#00626
| FHO-AM-P-0002 | Pump, Centrifugal, Ammonia Dispersion, Secondary TRWS Channel, Ozone Building, S2, Dispersion Pump Room | FHO-AM | Pump,Centrifugal | Pump |  | P | http://www.toronto.ca/TWONTO#00626
| FHO-AM-P-0001 | Pump, Centrifugal, Ammonia Dispersion, Secondary TRWS Channel, Ozone Building, S2, Dispersion Pump Room | FHO-AM | Pump,Centrifugal | Pump |  | P | http://www.toronto.ca/TWONTO#00626
133984 | THR-DIS-PSH-0400 | Switch, Pressure, High, Pump skid 4, Disinfection Building Main Floor | THR-DIS-P-NRAS | Switch,Pressure-High | Switch |  | PSH | http://www.toronto.ca/TWONTO#00604 |  | Pumps, Disinfection, North Return Activated Sludge
| THR-BG-P-1201 | Pump, Centrifugal, Auxiliary Engine Lubrication Oil System-Unit No 2, Engine-Generator & Heat Recovery System | THR-CG-ENG-1201 | Pump,Centrifugal | Pump |  | P | http://www.toronto.ca/TWONTO#00626
| THR-BG-P-1202 | Pump, Centrifugal, Auxiliary Engine Lubrication Oil System-Unit No 2, Engine-Generator & Heat Recovery System | THR-CG-ENG-1201 | Pump,Centrifugal | Pump |  | P | http://www.toronto.ca/TWONTO#00626
| THR-AER-P-1115 | Pump, Centrifugal, Auxiliary Oil Supply to Blower 1111, Secondary Treatment, Aeration - Blower System - South | THR-AER-T-1114 | Pump,Centrifugal | Pump |  | P | http://www.toronto.ca/TWONTO#00626
| THR-AER-P-1115 | Pump, Centrifugal, Auxiliary Oil Supply to Blower 1111, Secondary Treatment, Aeration - Blower System - South | THR-AER-BL-1111 | Pump,Centrifugal | Pump |  | P | http://www.toronto.ca/TWONTO#00626
| THR-AER-P-1215 | Pump, Centrifugal, Auxiliary Oil Supply to Blower 1211, Secondary Treatment, Aeration - Blower System - South | THR-AER-BL-1211 | Pump,Centrifugal | Pump |  | P | http://www.toronto.ca/TWONTO#00626
| THR-AER-P-1215 | Pump, Centrifugal, Auxiliary Oil Supply to Blower 1211, Secondary Treatment, Aeration - Blower System - South | THR-AER-T-1214 | Pump,Centrifugal | Pump |  | P | http://www.toronto.ca/TWONTO#00626
| THR-AER-P-1315 | Pump, Centrifugal, Auxiliary Oil Supply to Blower 1311, Secondary Treatment, Aeration - Blower System - South | THR-AER-BL-1311 | Pump,Centrifugal | Pump |  | P | http://www.toronto.ca/TWONTO#00626
| THR-AER-P-1315 | Pump, Centrifugal, Auxiliary Oil Supply to Blower 1311, Secondary Treatment, Aeration - Blower System - South | THR-AER-T-1314 | Pump,Centrifugal | Pump |  | P | http://www.toronto.ca/TWONTO#00626
| THR-AER-P-1615 | Pump, Centrifugal, Auxiliary Oil Supply to Blower 1611, Secondary Treatment, Aeration Blower System - North | THR-AER-T-1614 | Pump,Centrifugal | Pump |  | P | http://www.toronto.ca/TWONTO#00626
| THR-AER-P-1615 | Pump, Centrifugal, Auxiliary Oil Supply to Blower 1611, Secondary Treatment, Aeration Blower System - North | THR-AER-BL-1611 | Pump,Centrifugal | Pump |  | P | http://www.toronto.ca/TWONTO#00626
| THR-AER-P-1715 | Pump, Centrifugal, Auxiliary Oil Supply to Blower 1711, Secondary Treatment, Aeration Blower System - North | THR-AER-BL-1711 | Pump,Centrifugal | Pump |  | P | http://www.toronto.ca/TWONTO#00626
| THR-AER-P-1715 | Pump, Centrifugal, Auxiliary Oil Supply to Blower 1711, Secondary Treatment, Aeration Blower System - North | THR-AER-T-1714 | Pump,Centrifugal | Pump |  | P | http://www.toronto.ca/TWONTO#00626
| THR-AER-P-1815 | Pump, Centrifugal, Auxiliary Oil Supply to Blower 1811, Secondary Treatment, Aeration Blower System - North | THR-AER-BL-1811 | Pump,Centrifugal | Pump |  | P | http://www.toronto.ca/TWONTO#00626
| THR-AER-P-1815 | Pump, Centrifugal, Auxiliary Oil Supply to Blower 1811, Secondary Treatment, Aeration Blower System - North | THR-AER-T-1814 | Pump,Centrifugal | Pump |  | P | http://www.toronto.ca/TWONTO#00626
| THR-AER-P-1915 | Pump, Centrifugal, Auxiliary Oil Supply to Blower 1911, Secondary Treatment, Aeration Blower System - North | THR-AER-BL-1911 | Pump,Centrifugal | Pump |  | P | http://www.toronto.ca/TWONTO#00626
| THR-AER-P-1915 | Pump, Centrifugal, Auxiliary Oil Supply to Blower 1911, Secondary Treatment, Aeration Blower System - North | THR-AER-T-1914 | Pump,Centrifugal | Pump |  | P | http://www.toronto.ca/TWONTO#00626
| THR-AER-P-1401 | Pump, Centrifugal, Auxilliary Oil Supply to Blower 1411, Blower Building, Blower System | THR-AER-BL-1411 | Pump,Centrifugal | Pump |  | P | http://www.toronto.ca/TWONTO#00626
| THR-AER-P-1401 | Pump, Centrifugal, Auxilliary Oil Supply to Blower 1411, Blower Building, Blower System | THR-AER-T-1401 | Pump,Centrifugal | Pump |  | P | http://www.toronto.ca/TWONTO#00626
| THR-AER-P-1501 | Pump, Centrifugal, Auxilliary Oil Supply to Blower 1511, Blower Building, Air Blower System | THR-AER-BL-1511 | Pump,Centrifugal | Pump |  | P | http://www.toronto.ca/TWONTO#00626
| THR-AER-P-1501 | Pump, Centrifugal, Auxilliary Oil Supply to Blower 1511, Blower Building, Air Blower System | THR-AER-T-1501 | Pump,Centrifugal | Pump |  | P | http://www.toronto.ca/TWONTO#00626
| THR-FPW-P-0003 | Pump, Centrifugal, Backwash Effluent, Plant Water Building | THR-FPW-P | Pump,Centrifugal | Pump |  | P | http://www.toronto.ca/TWONTO#00626
| THR-FPW-P-0004 | Pump, Centrifugal, Backwash Effluent, Plant Water Building | THR-FPW-P | Pump,Centrifugal | Pump |  | P | http://www.toronto.ca/TWONTO#00626
| THR-FPW-P-0005 | Pump, Centrifugal, Backwash, Plant Water Building | THR-FPW-P | Pump,Centrifugal | Pump |  | P | http://www.toronto.ca/TWONTO#00626
| THR-FPW-P-0006 | Pump, Centrifugal, Backwash, Plant Water Building | THR-FPW-P | Pump,Centrifugal | Pump |  | P | http://www.toronto.ca/TWONTO#00626
| TAB-ACC-P-3601 | PUMP, CENTRIFUGAL, BASEMENT ADMIN BUILDING | TAB-ACC-AHU-3601 | Pump,Centrifugal | Pump |  | P | http://www.toronto.ca/TWONTO#00626
| FIS-CLB-P-0002A | Pump, Centrifugal, Before SO2 Sampling, Chemical Sampling Building, Lower Level | FIS-BEFORE SO2 | Pump | Pump |  | P | http://www.toronto.ca/TWONTO#00626
| FIS-CLB-P-0002B | Pump, Centrifugal, Before SO2 Sampling, Chemical Sampling Building, Lower Level, North | FIS-BEFORE SO2 | Pump | Pump |  | P | http://www.toronto.ca/TWONTO#00626
| WTR-PDS-P-0100 | Pump, Centrifugal, Booster, Dorset PS | WTR-PDS-P | Pump,Centrifugal,Multi-Stage | Pump |  | P | http://www.toronto.ca/TWONTO#00626
| WTR-PDS-P-0200 | Pump, Centrifugal, Booster, Dorset PS | WTR-PDS-P | Pump,Centrifugal,Multi-Stage | Pump |  | P | http://www.toronto.ca/TWONTO#00626
| THR-ACC-P-0570 | Pump, Centrifugal, Booster, Hot Water, Filtered Plant Water Bldg. | THR-ACC-WA4 | Pump,Centrifugal | Pump |  | P | http://www.toronto.ca/TWONTO#00626
| THR-ACC-P-0570 | Pump, Centrifugal, Booster, Hot Water, Filtered Plant Water Bldg. | THR-ACC-FPW | Pump,Centrifugal | Pump |  | P | http://www.toronto.ca/TWONTO#00626
| THR-ACC-P-0580 | Pump, Centrifugal, Booster, Hot Water, Filtered Plant Water Bldg. | THR-ACC-FPW | Pump,Centrifugal | Pump |  | P | http://www.toronto.ca/TWONTO#00626
| THR-ACC-P-0580 | Pump, Centrifugal, Booster, Hot Water, Filtered Plant Water Bldg. | THR-ACC-WA4 | Pump,Centrifugal | Pump |  | P | http://www.toronto.ca/TWONTO#00626
| THR-ACC-P-0550 | Pump, Centrifugal, Booster, Hot Water, T18 Between FT-16 & 17 Gallery Ventilation, Zone 3A | THR-ACC-HCP2 | Pump,Centrifugal | Pump |  | P | http://www.toronto.ca/TWONTO#00626
| THR-ACC-P-0550 | Pump, Centrifugal, Booster, Hot Water, T18 Between FT-16 & 17 Gallery Ventilation, Zone 3A | THR-ACC-HCP4 | Pump,Centrifugal | Pump |  | P | http://www.toronto.ca/TWONTO#00626
| THR-ACC-P-0560 | Pump, Centrifugal, Booster, Hot Water, T18 Between FT-16 & 17 Gallery Ventilation, Zone 3A | THR-ACC-HCP2 | Pump,Centrifugal | Pump |  | P | http://www.toronto.ca/TWONTO#00626
| THR-ACC-P-0560 | Pump, Centrifugal, Booster, Hot Water, T18 Between FT-16 & 17 Gallery Ventilation, Zone 3A | THR-ACC-HCP4 | Pump,Centrifugal | Pump |  | P | http://www.toronto.ca/TWONTO#00626
| THR-ACC-P-0533 | Pump, Centrifugal, Booster, Hot Water, T-21 near T-14 | THR-ACC-HCP4 | Pump,Centrifugal | Pump |  | P | http://www.toronto.ca/TWONTO#00626
| THR-ACC-P-0534 | Pump, Centrifugal, Booster, Hot Water, T-21 near T-14 | THR-ACC-HCP4 | Pump,Centrifugal | Pump |  | P | http://www.toronto.ca/TWONTO#00626
| THR-ACC-P-0535 | Pump, Centrifugal, Booster, Hot Water,, T-21 near T-14 | THR-ACC-HCP4 | Pump,Centrifugal | Pump |  | P | http://www.toronto.ca/TWONTO#00626
| TAB-PWA-P-8040A | Pump, Centrifugal, Booster, Plant Water | PLQ18406 | Pump,Centrifugal | Pump |  | P | http://www.toronto.ca/TWONTO#00626
| FCL-WWW-P-3060 | Pump, Centrifugal, Booster, Sludge Sump Cleaning, Clarification Facility | FCL-WWW-T-3000 | Pump | Pump |  | P | http://www.toronto.ca/TWONTO#00626
| TAB-PRM-P-0111 | Pump, Centrifugal, Booster, Water, Polymer Make-Up, Polymer Room, Old Screen Bldg., P Bldg. | TAB-PRM-T-0110 | Pump,Centrifugal | Pump |  | P | http://www.toronto.ca/TWONTO#00626
| WTR-RRH-P-0101 | Pump, Centrifugal, Cascade, Rosehill Reservoir, Cascade Chamber | WTR-RRH-CH-0001 | Pump,Centrifugal | Pump |  | P | http://www.toronto.ca/TWONTO#00626
| FIS-SM-P-0201 | Pump, Centrifugal, CAU Recirculating, Caustic Soda System | FIS-SM-SB | Pump,Centrifugal | Pump | 32801 | P | x
| FIS-SM-P-0101 | Pump, Centrifugal, CAU Recirculating, Caustic Soda System | FIS-SM-SB | Pump,Centrifugal | Pump | 32800 | P | x
| FCL-SM-P-0201-SUS | Pump, Centrifugal, Caustic Soda System | FCL-SM | Pump,Centrifugal | Pump | 36714 | P | x
| FCL-SM-P-0201-SUS | Pump, Centrifugal, Caustic Soda System | FCL-SUSPENDED | Pump,Centrifugal | Pump | 36714 | P | x
| FCL-SM-P-0101-SUS | Pump, Centrifugal, Caustic Soda System | FCL-SM | Pump,Centrifugal | Pump | 36713 | P | x
| FCL-SM-P-0101-SUS | Pump, Centrifugal, Caustic Soda System | FCL-SUSPENDED | Pump,Centrifugal | Pump | 36713 | P | x
72893 | THR-DIS-PSH-0500 | Switch, Pressure, High, Pump skid 5, Disinfection Building Main Floor | THR-DIS-P-0510 | Switch,Pressure-High | Switch |  | PSH | http://www.toronto.ca/TWONTO#00604 |  | Pump, Diaphragm, Chemical Metering, Skid#5 Disinfection Building Main Floor
133985 | THR-DIS-PSH-0500 | Switch, Pressure, High, Pump skid 5, Disinfection Building Main Floor | THR-DIS-P-SRAS | Switch,Pressure-High | Switch |  | PSH | http://www.toronto.ca/TWONTO#00604 |  | Pumps, Disinfection, South Return Activated Sludge
72894 | THR-DIS-PSH-0600 | Switch, Pressure, High, Pump skid 6, Disinfection Building Main Floor | THR-DIS-P-0610 | Switch,Pressure-High | Switch |  | PSH | http://www.toronto.ca/TWONTO#00604 |  | Pump, Diaphragm, Chemical Metering, Skid#6 Disinfection Building Main Floor
133986 | THR-DIS-PSH-0600 | Switch, Pressure, High, Pump skid 6, Disinfection Building Main Floor | THR-DIS-P-FPW | Switch,Pressure-High | Switch |  | PSH | http://www.toronto.ca/TWONTO#00604 |  | Pumps, Disinfection, Filtered Plant Water
| THR-CG-P-0150 | Pump, Centrifugal, Chiller 0150, Coolant Circulation, Gas Coolant System, Gas Compressor Building | THR-CG-CI-0150 |  | Pump |  | P | http://www.toronto.ca/TWONTO#00626
| FIS-DEW-P-0008 | Pump, Centrifugal, Clearwell 1 Dewatering, Filter Building, Pump Room, S/E Corner Under Stairs | FIS-DEW |  | Pump |  | P | http://www.toronto.ca/TWONTO#00626
| THC-AER-P-6020 | Pump, Centrifugal, Coolant THC-AER-BL-6020, SE Plant Blowers Part 1 and Train #8 | THC-AER-BL-6060 | Pump | Pump |  | P | http://www.toronto.ca/TWONTO#00626
| THC-AER-P-6020 | Pump, Centrifugal, Coolant THC-AER-BL-6020, SE Plant Blowers Part 1 and Train #8 | THC-AER-BL-6020 | Pump | Pump |  | P | http://www.toronto.ca/TWONTO#00626
| THC-AER-P-6040 | Pump, Centrifugal, Coolant THC-AER-BL-6040, SE Plant Blowers Part 1 and Train #8 | THC-AER-BL-6040 | Pump | Pump |  | P | http://www.toronto.ca/TWONTO#00626
| THC-AER-P-6040 | Pump, Centrifugal, Coolant THC-AER-BL-6040, SE Plant Blowers Part 1 and Train #8 | THC-AER-BL-6060 | Pump | Pump |  | P | http://www.toronto.ca/TWONTO#00626
| THC-AER-P-6060 | Pump, Centrifugal, Coolant THC-AER-BL-6060, SE Plant Blowers Part 1 and Train #8 | THC-AER-BL-6060 | Pump | Pump |  | P | http://www.toronto.ca/TWONTO#00626
| THC-AER-P-6060 | Pump, Centrifugal, Coolant THC-AER-BL-6060, SE Plant Blowers Part 1 and Train #8 | THC-AER-BL-7100 | Pump | Pump |  | P | http://www.toronto.ca/TWONTO#00626
| THC-AER-P-6080 | Pump, Centrifugal, Coolant THC-AER-BL-6080, SE Plant Blowers Part 1 and Train #8 | THC-AER-BL-6080 | Pump | Pump |  | P | http://www.toronto.ca/TWONTO#00626
| FHA-DEW-P-4401 | Pump, Centrifugal, Dewatering Pump #44-Dewatering Wet Well, Pump Building, S/E of Low Lift PS | FHA-AUX-DEW | Pump | Pump |  | P | http://www.toronto.ca/TWONTO#00626
| FHA-DEW-P-1701 | Pump, Centrifugal, Dewatering Wet Well, Pump Building, S/E of Low Lift PS | FHA-AUX-DEW | Pump | Pump |  | P | http://www.toronto.ca/TWONTO#00626
| FHA-DEW-P-1701 | Pump, Centrifugal, Dewatering Wet Well, Pump Building, S/E of Low Lift PS | FHA-DEW-P-1701-KQ | Pump | Pump |  | P | http://www.toronto.ca/TWONTO#00626
| FCL-DEW-P-0301A(S) | Pump, Centrifugal, Dewatering, Dewatering & Sump Pumps@Settling Tanks | FCL-DEW | Pump,Centrifugal | Pump | 33463 | P | x
| FCL-DEW-P-0301A(S) | Pump, Centrifugal, Dewatering, Dewatering & Sump Pumps@Settling Tanks | FCL-OBSOLETE | Pump,Centrifugal | Pump | 33463 | P | x
| FCL-DEW-P-0301B(S) | Pump, Centrifugal, Dewatering, Dewatering & Sump Pumps@Settling Tanks | FCL-DEW | Pump,Centrifugal | Pump | 33464 | P | x
| FCL-DEW-P-0301B(S) | Pump, Centrifugal, Dewatering, Dewatering & Sump Pumps@Settling Tanks | FCL-OBSOLETE | Pump,Centrifugal | Pump | 33464 | P | x
| FCL-DEW-P-0101A(S) | Pump, Centrifugal, Dewatering, Raw Water Dry Pit | FCL-DEW | Pump,Centrifugal | Pump | 36053 | P | x
| FCL-DEW-P-0101B(S) | Pump, Centrifugal, Dewatering, Raw Water Dry Pit | FCL-DEW | Pump,Centrifugal | Pump | 36055 | P | x
| FCL-DEW-P-0101B(S) | Pump, Centrifugal, Dewatering, Raw Water Dry Pit | FCL-DEW-T-0101-SUS | Pump,Centrifugal | Pump | 36055 | P | x
| FCL-DEW-P-0101A(S) | Pump, Centrifugal, Dewatering, Raw Water Dry Pit | FCL-DEW-T-0101-SUS | Pump,Centrifugal | Pump | 36053 | P | x
| FCL-DEW-P-0401-SUS | Pump, Centrifugal, Dewatering, Raw water Wet Well | FCL-DEW-RW | Pump,Centrifugal | Pump | 36466 | P | x
| FCL-DEW-P-0401A(S) | Pump, Centrifugal, Dewatering, Raw water Wet Well | FCL-DEW-RW | Pump,Centrifugal | Pump | 36054 | P | x
| FCL-DEW-P-0401A(S) | Pump, Centrifugal, Dewatering, Raw water Wet Well | FCL-DEW-T-0101-SUS | Pump,Centrifugal | Pump | 36054 | P | x
| FCL-DEW-P-0401B(S) | Pump, Centrifugal, Dewatering, Raw water Wet Well | FCL-DEW-RW | Pump,Centrifugal | Pump | 36056 | P | x
| FCL-DEW-P-0401B(S) | Pump, Centrifugal, Dewatering, Raw water Wet Well | FCL-DEW-T-0101-SUS | Pump,Centrifugal | Pump | 36056 | P | x
| FCL-DEW-P-0401-SUS | Pump, Centrifugal, Dewatering, Raw water Wet Well | FCL-SUSPENDED | Pump,Centrifugal | Pump | 36466 | P | x
| FCL-DEW-P-0401A(S) | Pump, Centrifugal, Dewatering, Raw water Wet Well | FCL-DEW | Pump,Centrifugal | Pump | 36054 | P | x
| FCL-DEW-P-0401B(S) | Pump, Centrifugal, Dewatering, Raw water Wet Well | FCL-DEW | Pump,Centrifugal | Pump | 36056 | P | x
| THC-PRM-P-0126 | Pump, Centrifugal, Dewatering, RPM-P-0126, Serving Primary Clarifiers 9 and 10, SW Plant | THC-PRM-CLAR | Pump,Centrifugal | Pump |  | P | http://www.toronto.ca/TWONTO#00626
| THC-PRM-P-0126 | Pump, Centrifugal, Dewatering, RPM-P-0126, Serving Primary Clarifiers 9 and 10, SW Plant | THC-PRM-T-0900 | Pump,Centrifugal | Pump |  | P | http://www.toronto.ca/TWONTO#00626
| THC-PRM-P-0176 | Pump, Centrifugal, Dewatering, Serving Primary Clarifier 11 and 12, T19, NW Plant | THC-PRM-T-1100 | Pump,Centrifugal | Pump |  | P | http://www.toronto.ca/TWONTO#00626
| THC-PRM-P-0176 | Pump, Centrifugal, Dewatering, Serving Primary Clarifier 11 and 12, T19, NW Plant | THC-PRM-CLAR | Pump,Centrifugal | Pump |  | P | http://www.toronto.ca/TWONTO#00626
| COL-PWR-P-0100 | Pump, Centrifugal, Discharge Pump #1 | COL-PWR | Pump,Centrifugal | Pump |  | P | http://www.toronto.ca/TWONTO#00626
| COL-PWR-P-0100 | Pump, Centrifugal, Discharge Pump #1 | COL-PWR-PUMP | Pump,Centrifugal | Pump |  | P | http://www.toronto.ca/TWONTO#00626
| COL-PLB-P-0120 | Pump, Centrifugal, Discharge Pump #1, Pump Floor | COL-PLB-AUX-MECH | Pump,Centrifugal | Pump |  | P | http://www.toronto.ca/TWONTO#00626
| COL-PCU-P-0100 | Pump, Centrifugal, Discharge Pump #1, Pump Floor | COL-PCU-PUMP | Pump,Centrifugal | Pump |  | P | http://www.toronto.ca/TWONTO#00626
| COL-PLB-P-0120 | Pump, Centrifugal, Discharge Pump #1, Pump Floor | COL-PLB | Pump,Centrifugal | Pump |  | P | http://www.toronto.ca/TWONTO#00626
| COL-PLB-P-0120 | Pump, Centrifugal, Discharge Pump #1, Pump Floor | COL-PLB-PUMP | Pump,Centrifugal | Pump |  | P | http://www.toronto.ca/TWONTO#00626
| COL-PWR-P-0200 | Pump, Centrifugal, Discharge Pump #2 | COL-PWR | Pump,Centrifugal | Pump |  | P | http://www.toronto.ca/TWONTO#00626
| COL-PWR-P-0200 | Pump, Centrifugal, Discharge Pump #2 | COL-PWR-PUMP | Pump,Centrifugal | Pump |  | P | http://www.toronto.ca/TWONTO#00626
| COL-PLB-P-0121 | Pump, Centrifugal, Discharge Pump #2, Pump Floor | COL-PLB | Pump,Centrifugal | Pump |  | P | http://www.toronto.ca/TWONTO#00626
| COL-PCU-P-0200 | Pump, Centrifugal, Discharge Pump #2, Pump Floor | COL-PCU-PUMP | Pump,Centrifugal | Pump |  | P | http://www.toronto.ca/TWONTO#00626
| COL-PLB-P-0121 | Pump, Centrifugal, Discharge Pump #2, Pump Floor | COL-PLB-PUMP | Pump,Centrifugal | Pump |  | P | http://www.toronto.ca/TWONTO#00626
| COL-PWR-P-0300 | Pump, Centrifugal, Discharge Pump #3 | COL-PWR | Pump,Centrifugal | Pump |  | P | http://www.toronto.ca/TWONTO#00626
| COL-PWR-P-0300 | Pump, Centrifugal, Discharge Pump #3 | COL-PWR-PUMP | Pump,Centrifugal | Pump |  | P | http://www.toronto.ca/TWONTO#00626
| COL-PCU-P-0300 | Pump, Centrifugal, Discharge Pump #3, Pump Floor | COL-PCU-PUMP | Pump,Centrifugal | Pump |  | P | http://www.toronto.ca/TWONTO#00626
| COL-PLB-P-0122 | Pump, Centrifugal, Discharge Pump #3, Pump Floor | COL-PLB | Pump,Centrifugal | Pump |  | P | http://www.toronto.ca/TWONTO#00626
| COL-PLB-P-0122 | Pump, Centrifugal, Discharge Pump #3, Pump Floor | COL-PLB-PUMP | Pump,Centrifugal | Pump |  | P | http://www.toronto.ca/TWONTO#00626
| WTR-PPD-P-0100 | Pump, Centrifugal, District 1 | WTR-PPD-P | Pump,Centrifugal | Pump |  | P | http://www.toronto.ca/TWONTO#00626
| WTR-PPD-P-0200 | Pump, Centrifugal, District 1 | WTR-PPD-P | Pump,Centrifugal | Pump |  | P | http://www.toronto.ca/TWONTO#00626
| WTR-PHL-P-0300 | Pump, Centrifugal, District 2 | WTR-PHL-P | Pump,Centrifugal | Pump |  | P | http://www.toronto.ca/TWONTO#00626
| WTR-PHL-P-0400 | Pump, Centrifugal, District 2 | WTR-PHL-P | Pump,Centrifugal | Pump |  | P | http://www.toronto.ca/TWONTO#00626
| WTR-PHL-P-1200 | Pump, Centrifugal, District 2 | WTR-PHL-P | Pump,Centrifugal | Pump |  | P | http://www.toronto.ca/TWONTO#00626
| WTR-PPD-P-0300 | Pump, Centrifugal, District 2 | WTR-PPD-P | Pump,Centrifugal | Pump |  | P | http://www.toronto.ca/TWONTO#00626
| WTR-PPD-P-0400 | Pump, Centrifugal, District 2 | WTR-PPD-P | Pump,Centrifugal | Pump |  | P | http://www.toronto.ca/TWONTO#00626
| WTR-PHL-P-0700 | Pump, Centrifugal, District 3 | WTR-PHL-P | Pump,Centrifugal | Pump |  | P | http://www.toronto.ca/TWONTO#00626
| WTR-PHL-P-0100 | Pump, Centrifugal, District 3 | WTR-PHL-P | Pump,Centrifugal | Pump |  | P | http://www.toronto.ca/TWONTO#00626
| WTR-PHL-P-0800 | Pump, Centrifugal, District 3 | WTR-PHL-P | Pump,Centrifugal | Pump |  | P | http://www.toronto.ca/TWONTO#00626
| WTR-PEG-P-0200 | Pump, Centrifugal, District 3E | WTR-PEG-P | Pump,Centrifugal | Pump |  | P | http://www.toronto.ca/TWONTO#00626
| WTR-PSC-P-1100 | Pump, Centrifugal, District 3E | WTR-PSC-P | Pump,Centrifugal | Pump |  | P | http://www.toronto.ca/TWONTO#00626
| WTR-PSC-P-1200 | Pump, Centrifugal, District 3E | WTR-PSC-P | Pump,Centrifugal | Pump |  | P | http://www.toronto.ca/TWONTO#00626
| WTR-PSC-P-1400 | Pump, Centrifugal, District 3E | WTR-PSC-P | Pump,Centrifugal | Pump |  | P | http://www.toronto.ca/TWONTO#00626
| WTR-PEG-P-0100 | Pump, Centrifugal, District 3E | WTR-PEG-P | Pump,Centrifugal | Pump |  | P | http://www.toronto.ca/TWONTO#00626
| WTR-PEG-P-0300 | Pump, Centrifugal, District 3E | WTR-PEG-P | Pump,Centrifugal | Pump |  | P | http://www.toronto.ca/TWONTO#00626
| WTR-PEG-P-0400 | Pump, Centrifugal, District 4 | WTR-PEG-P | Pump,Centrifugal | Pump |  | P | http://www.toronto.ca/TWONTO#00626
| WTR-PHL-P-0900 | Pump, Centrifugal, District 4 | WTR-PHL-P | Pump,Centrifugal | Pump |  | P | http://www.toronto.ca/TWONTO#00626
| WTR-PHL-P-1100 | Pump, Centrifugal, District 4 | WTR-PHL-P | Pump,Centrifugal | Pump |  | P | http://www.toronto.ca/TWONTO#00626
| WTR-PSC-P-1700 | Pump, Centrifugal, District 4 | WTR-PSC-P | Pump,Centrifugal | Pump |  | P | http://www.toronto.ca/TWONTO#00626
| WTR-PSC-P-2000 | Pump, Centrifugal, District 4 | WTR-PSC-P | Pump,Centrifugal | Pump |  | P | http://www.toronto.ca/TWONTO#00626
| WTR-PEG-P-0500 | Pump, Centrifugal, District 4 | WTR-PEG-P | Pump,Centrifugal | Pump |  | P | http://www.toronto.ca/TWONTO#00626
| WTR-PEG-P-0600 | Pump, Centrifugal, District 4 | WTR-PEG-P | Pump,Centrifugal | Pump |  | P | http://www.toronto.ca/TWONTO#00626
| WTR-PHL-P-1000 | Pump, Centrifugal, District 4 | WTR-PHL-P | Pump,Centrifugal | Pump |  | P | http://www.toronto.ca/TWONTO#00626
| WTR-PSC-P-1800 | Pump, Centrifugal, District 4 | WTR-PSC-P | Pump,Centrifugal | Pump |  | P | http://www.toronto.ca/TWONTO#00626
| WTR-PSC-P-1900 | Pump, Centrifugal, District 4 | WTR-PSC-P | Pump,Centrifugal | Pump |  | P | http://www.toronto.ca/TWONTO#00626
| WTR-PKL-P-0100 | Pump, Centrifugal, District 5 | WTR-PKL-P | Pump,Centrifugal | Pump |  | P | http://www.toronto.ca/TWONTO#00626
| WTR-PKL-P-0200 | Pump, Centrifugal, District 5 | WTR-PKL-P | Pump,Centrifugal | Pump |  | P | http://www.toronto.ca/TWONTO#00626
| WTR-PKL-P-0300 | Pump, Centrifugal, District 5 | WTR-PKL-P | Pump,Centrifugal | Pump |  | P | http://www.toronto.ca/TWONTO#00626
| WTR-PKL-P-0300S | Pump, Centrifugal, District 5 | WTR-PKL-P | Pump,Centrifugal | Pump | 38909 | P | x
| WTR-PMI-P-0100 | Pump, Centrifugal, District 5 & 6S, East Pump Room | WTR-PMI-P | Pump,Centrifugal | Pump |  | P | http://www.toronto.ca/TWONTO#00626
| WTR-PMI-P-0200 | Pump, Centrifugal, District 5 & 6S, East Pump Room | WTR-PMI-P | Pump,Centrifugal | Pump |  | P | http://www.toronto.ca/TWONTO#00626
| WTR-PMI-P-0300 | Pump, Centrifugal, District 5 & 6S, East Pump Room | WTR-PMI-P | Pump,Centrifugal | Pump |  | P | http://www.toronto.ca/TWONTO#00626
| WTR-PMI-P-0400 | Pump, Centrifugal, District 5, East Pump Room | WTR-PMI-P | Pump,Centrifugal | Pump |  | P | http://www.toronto.ca/TWONTO#00626
| WTR-PMI-P-0500 | Pump, Centrifugal, District 5,East Pump Room | WTR-PMI-P | Pump,Centrifugal | Pump |  | P | http://www.toronto.ca/TWONTO#00626
| WTR-PKL-P-0500 | Pump, Centrifugal, District 6 | WTR-PKL-P | Pump,Centrifugal | Pump |  | P | http://www.toronto.ca/TWONTO#00626
| WTR-PKL-P-0400 | Pump, Centrifugal, District 6 | WTR-PKL-P | Pump,Centrifugal | Pump |  | P | http://www.toronto.ca/TWONTO#00626
| WTR-PKL-P-0600 | Pump, Centrifugal, District 6 | WTR-PKL-P | Pump,Centrifugal | Pump |  | P | http://www.toronto.ca/TWONTO#00626
| WTR-PKL-P-0700 | Pump, Centrifugal, District 6 | WTR-PKL-P | Pump,Centrifugal | Pump |  | P | http://www.toronto.ca/TWONTO#00626
| THC-PRM-P-6330 | Pump, Centrifugal, Drain Isolation, SE Plant | THC-PRM-CLAR | Pump,Centrifugal | Pump |  | P | http://www.toronto.ca/TWONTO#00626
| THR-AER-P-0055 | Pump, Centrifugal, Drain, Aeration Tanks, Secondary Treatment, Aeration - North | THR-AER-DRN | Pump,Centrifugal | Pump |  | P | http://www.toronto.ca/TWONTO#00626
| THR-AER-P-0056 | Pump, Centrifugal, Drain, Aeration Tanks, Secondary Treatment, Aeration - North | THR-AER-DRN | Pump,Centrifugal | Pump |  | P | http://www.toronto.ca/TWONTO#00626
| COL-PCU-P-0002 | Pump, Centrifugal, Drain, Chamber #1, Cumber PS | COL-PCU | Pump | Pump |  | P | http://www.toronto.ca/TWONTO#00626
| COL-PCU-P-0002 | Pump, Centrifugal, Drain, Chamber #1, Cumber PS | COL-PCU-CH-0001 | Pump | Pump |  | P | http://www.toronto.ca/TWONTO#00626
| THR-FT-P-4626 | Pump, Centrifugal, Drain, Gallery T20N | THR-FT-DRN | Pump,Centrifugal | Pump |  | P | http://www.toronto.ca/TWONTO#00626
| THR-FT-P-4624 | Pump, Centrifugal, Drain, Gallery T20N | THR-FT-DRN | Pump,Centrifugal | Pump |  | P | http://www.toronto.ca/TWONTO#00626
| THR-FT-P-4625 | Pump, Centrifugal, Drain, Gallery T20N | THR-FT-DRN | Pump,Centrifugal | Pump |  | P | http://www.toronto.ca/TWONTO#00626
| THC-PRM-P-6130 | Pump, Centrifugal, Drain, SE Plant | THC-PRM-CLAR | Pump,Centrifugal | Pump |  | P | http://www.toronto.ca/TWONTO#00626
| THC-PRM-P-6530 | Pump, Centrifugal, Drain, SE Plant | THC-PRM-CLAR | Pump,Centrifugal | Pump |  | P | http://www.toronto.ca/TWONTO#00626
| THC-STR-P-1184 | Pump, Centrifugal, Drainage, Aeration Tanks, Phase IV | THC-STR | Pump,Centrifugal | Pump |  | P | http://www.toronto.ca/TWONTO#00626
| THC-STR-P-1186 | Pump, Centrifugal, Drainage, Aeration Tanks, Phase IV | THC-STR | Pump,Centrifugal | Pump |  | P | http://www.toronto.ca/TWONTO#00626
| TNT-CSO-P-0300 | Pump, Centrifugal, Dry Pit Sump, Dry Pit Pump Station | TNT-CSO | Pump,Centrifugal | Pump |  | P | http://www.toronto.ca/TWONTO#00626
| TAB-RSP-P-8057 | Pump, Centrifugal, Dry Well Sump, M-Building | TAB-RSP-P | Pump,Non Positive Displacement,Submersible | Pump |  | P | http://www.toronto.ca/TWONTO#00626
| TAB-RSP-P-8057B | Pump, Centrifugal, Dry Well Sump, M-Building | TAB-RSP-P | Pump,Non Positive Displacement,Submersible | Pump |  | P | http://www.toronto.ca/TWONTO#00626
| THR-BG-P-0902 | Pump, Centrifugal, East Dewatering System, Compressor Building, Digester and Natural Gas Supply System | THR-BG-P | Pump,Centrifugal | Pump |  | P | http://www.toronto.ca/TWONTO#00626
| FHA-WWW-P-0321 | Pump, Centrifugal, Effluent Tank to Heating System, RMF, S/W of Pilot Palnt | FHA-WWW-EFFL | Pump,Centrifugal | Pump |  | P | http://www.toronto.ca/TWONTO#00626
| FHA-WWW-P-0311 | Pump, Centrifugal, Effluent Tank to Heating System, RMF, S/W of Pilot Palnt | FHA-WWW-EFFL | Pump,Centrifugal | Pump |  | P | http://www.toronto.ca/TWONTO#00626
| THR-BG-P-1102 | Pump, Centrifugal, Engine Lubrication Oil System-Unit No 1, Engine-Generator & Heat Recovery System | THR-CG-ENG-1101 | Pump,Centrifugal | Pump |  | P | http://www.toronto.ca/TWONTO#00626
| THR-BG-P-1101 | Pump, Centrifugal, Engine Lubrication Oil System-Unit No 1, Engine-Generator & Heat Recovery System | THR-CG-ENG-1101 | Pump,Centrifugal | Pump |  | P | http://www.toronto.ca/TWONTO#00626
| FIS-FLT-P-0002 | Pump, Centrifugal, Filter Composite Sample, Filter Building, Pump Room East | FIS-FLT | Pump,Centrifugal | Pump |  | P | http://www.toronto.ca/TWONTO#00626
| FIS-FLT-P-0002 | Pump, Centrifugal, Filter Composite Sample, Filter Building, Pump Room East | FIS-FLT-COMP | Pump,Centrifugal | Pump |  | P | http://www.toronto.ca/TWONTO#00626
| FIS-FLT-P-0003 | Pump, Centrifugal, Filter Composite Sample, Filter Building, Pump Room East | FIS-FLT | Pump,Centrifugal | Pump |  | P | http://www.toronto.ca/TWONTO#00626
| FIS-FLT-P-0003 | Pump, Centrifugal, Filter Composite Sample, Filter Building, Pump Room East | FIS-FLT-COMP | Pump,Centrifugal | Pump |  | P | http://www.toronto.ca/TWONTO#00626
| THR-ACC-P-0530S | Pump, Centrifugal, Filtered Plant Water, East Maintenance Bsmt.,Gallery Ventilation, Zone 3A | THR-ACC-HCP2 | Pump,Centrifugal | Pump | 39019 | P | x
| THR-ACC-P-0530S | Pump, Centrifugal, Filtered Plant Water, East Maintenance Bsmt.,Gallery Ventilation, Zone 3A | THR-ACC-HCP4 | Pump,Centrifugal | Pump | 39019 | P | x
| THR-ACC-P-0540S | Pump, Centrifugal, Filtered Plant Water, East Maintenance Bsmt.,Gallery Ventilation, Zone 3A | THR-ACC-HCP2 | Pump,Centrifugal | Pump | 39020 | P | x
| THR-ACC-P-0540S | Pump, Centrifugal, Filtered Plant Water, East Maintenance Bsmt.,Gallery Ventilation, Zone 3A | THR-ACC-HCP4 | Pump,Centrifugal | Pump | 39020 | P | x
| FCL-FLT-P-0004A | Pump, Centrifugal, Filtered Water, Sampling Pumps | FCL-FLT-SAMP | Pump,Centrifugal | Pump |  | P | http://www.toronto.ca/TWONTO#00626
| FCL-FLT-P-0004B | Pump, Centrifugal, Filtered Water, Sampling Pumps | FCL-FLT-SAMP | Pump,Centrifugal | Pump |  | P | http://www.toronto.ca/TWONTO#00626
130411 | THR-ACC-PSL-0710 | Switch, Pressure, Low, Glycol Skid, Compressor Bldg Main Floor, Glycol System | THR-ACC-T-0710 | Switch,Pressure-Low | Switch |  | PSL | http://www.toronto.ca/TWONTO#00604 |  | Tank, Makeup, Glycol Skid, Compressor Bldg Main Floor, Glycol System
| THR-FPW-P-0018S | Pump, Centrifugal, Flushing Water, Gallery T14, Flushing Water Piping | THR-FPW-P | Pump,Centrifugal | Pump | 39427 | P | x
| THR-FPW-P-0010S | Pump, Centrifugal, Flushing Water, Gallery T21 | THR-FPW-P | Pump,Centrifugal | Pump | 40225 | P | x
| FHA-RSP-P-0101 | Pump, Centrifugal, For Sanitary Sump to Sewer | FHA-AUX-SAN | Pump,Centrifugal | Pump |  | P | http://www.toronto.ca/TWONTO#00626
| WTR-RRH-P-0102 | Pump, Centrifugal, Fountain, Rosehill Reservoir, Cascade Chamber | WTR-RRH-CH-0001 | Pump,Centrifugal | Pump |  | P | http://www.toronto.ca/TWONTO#00626
| THR-OCS-P-0002 | Pump, Centrifugal, Gallery Sump, Hypochlorite Storage Tanks, Plant Services, Odour Control System | THR-OCS-T | Pump,Centrifugal | Pump |  | P | http://www.toronto.ca/TWONTO#00626
| THR-OCS-P-0001 | Pump, Centrifugal, Gallery Sump, Hypochlorite Storage Tanks, Plant Services, Odour Control System | THR-OCS-T | Pump,Centrifugal | Pump |  | P | http://www.toronto.ca/TWONTO#00626
| THR-CG-P-1105 | Pump, Centrifugal, Glycol Circulating, Heat Recovery System, Engine-Gen 1101 | THR-CG-ENG-1101 |  | Pump |  | P | http://www.toronto.ca/TWONTO#00626
| THR-CG-P-1205 | Pump, Centrifugal, Glycol Circulating, Heat Recovery System, Engine-Gen 1201 | THR-CG-ENG-1201 |  | Pump |  | P | http://www.toronto.ca/TWONTO#00626
| THR-BG-P-1105 | Pump, Centrifugal, Glycol Circulating, Heat Recovery System-Unit No 1, Engine-Generator & Heat Recovery System | THR-CG-ENG-1101 | Pump,Centrifugal | Pump |  | P | http://www.toronto.ca/TWONTO#00626
| THR-BG-P-1205 | Pump, Centrifugal, Glycol Circulating, Heat Recovery System-Unit No 2, Engine-Generator & Heat Recovery System | THR-CG-ENG-1201 | Pump,Centrifugal | Pump |  | P | http://www.toronto.ca/TWONTO#00626
| TAB-ACC-P-6330 | Pump, Centrifugal, Glycol Circulating, Mechanical Room | TAB-ACC-HE-6301 | Pump,Centrifugal | Pump |  | P | http://www.toronto.ca/TWONTO#00626
| TAB-ACC-P-6320 | Pump, Centrifugal, Glycol Circulating, Mechanical Room, Dig 9-12 Control Building. | TAB-ACC-HE-6301 | Pump,Centrifugal | Pump |  | P | http://www.toronto.ca/TWONTO#00626
| THR-ACC-P-1100 | Pump, Centrifugal, Glycol Heating Skid, Engine Room Basement NW Wall | THR-ACC-T-1101 | Pump,Centrifugal | Pump |  | P | http://www.toronto.ca/TWONTO#00626
| THR-ACC-P-1101 | Pump, Centrifugal, Glycol Heating Skid, Engine Room Basement NW Wall | THR-ACC-T-1101 | Pump,Centrifugal | Pump |  | P | http://www.toronto.ca/TWONTO#00626
| THR-ACC-P-0201A | Pump, Centrifugal, Glycol Heating Supply to AHU-0001 | THR-ACC-AHU-0001 | Pump,Centrifugal | Pump |  | P | http://www.toronto.ca/TWONTO#00626
| THR-ACC-P-0201A | Pump, Centrifugal, Glycol Heating Supply to AHU-0001 | THR-ACC-FN-0001-FSA | Pump,Centrifugal | Pump |  | P | http://www.toronto.ca/TWONTO#00626
| THR-ACC-P-0201B | Pump, Centrifugal, Glycol Heating Supply to AHU-0001 | THR-ACC-AHU-0001 | Pump,Centrifugal | Pump |  | P | http://www.toronto.ca/TWONTO#00626
| THR-ACC-P-0201B | Pump, Centrifugal, Glycol Heating Supply to AHU-0001 | THR-ACC-FN-0001-FSA | Pump,Centrifugal | Pump |  | P | http://www.toronto.ca/TWONTO#00626
| THR-ACC-P-0202A | Pump, Centrifugal, Glycol Heating Supply to AHU-0002 | THR-ACC-AHU-0002 | Pump,Centrifugal | Pump |  | P | http://www.toronto.ca/TWONTO#00626
| THR-ACC-P-0202B | Pump, Centrifugal, Glycol Heating Supply to AHU-0002 | THR-ACC-AHU-0002 | Pump,Centrifugal | Pump |  | P | http://www.toronto.ca/TWONTO#00626
| THR-ACC-P-0203A | Pump, Centrifugal, Glycol Heating Supply to AHU-0003 | THR-ACC-AHU-0003 | Pump,Centrifugal | Pump |  | P | http://www.toronto.ca/TWONTO#00626
| THR-ACC-P-0203B | Pump, Centrifugal, Glycol Heating Supply to AHU-0003 | THR-ACC-AHU-0003 | Pump,Centrifugal | Pump |  | P | http://www.toronto.ca/TWONTO#00626
| THR-ACC-P-0204B | Pump, Centrifugal, Glycol Heating Supply to AHU-0004 | THR-ACC-AHU-0004 | Pump,Centrifugal | Pump |  | P | http://www.toronto.ca/TWONTO#00626
| THR-ACC-P-0204A | Pump, Centrifugal, Glycol Heating Supply to AHU-0004 | THR-ACC-AHU-0004 | Pump,Centrifugal | Pump |  | P | http://www.toronto.ca/TWONTO#00626
| TAB-ACC-P-6340 | Pump, Centrifugal, Glycol Makeup Pump Package, Mechanical Room, Dig 9-12 Control Building. | TAB-ACC-HE-6301 | Pump,Centrifugal | Pump |  | P | http://www.toronto.ca/TWONTO#00626
| TAB-SA-P-1701 | Pump, Centrifugal, Glycol Makeup, Auxiliary Systems Building, 2nd Floor | TAB-SA-T-1702 | Pump,Centrifugal | Pump |  | P | http://www.toronto.ca/TWONTO#00626
| TAB-ACC-P-4905 | Pump, Centrifugal, Glycol Makeup, Seawall Tunnel, East | TAB-ACC-T-4903 | Pump,Centrifugal | Pump |  | P | http://www.toronto.ca/TWONTO#00626
| THR-ACC-P-0500 | Pump, Centrifugal, Glycol Package, Engine Room Basement, Behind Elevator | THR-ACC-T-0501 | Pump,Centrifugal | Pump |  | P | http://www.toronto.ca/TWONTO#00626
| THR-ACC-P-0501 | Pump, Centrifugal, Glycol Package, Engine Room Basement, Behind Elevator | THR-ACC-T-0501 | Pump,Centrifugal | Pump |  | P | http://www.toronto.ca/TWONTO#00626
| THR-ACC-P-0505 | Pump, Centrifugal, Glycol Package, Engine Room Basement, West Wall, Beside Hot Water Pumps | THR-ACC-T-0801 | Pump,Centrifugal | Pump |  | P | http://www.toronto.ca/TWONTO#00626
| THR-ACC-P-0506 | Pump, Centrifugal, Glycol Package, Engine Room Basement, West Wall, Beside Hot Water Pumps | THR-ACC-T-0801 | Pump,Centrifugal | Pump |  | P | http://www.toronto.ca/TWONTO#00626
| THR-ACC-P-0758 | Pump, Centrifugal, Glycol Skid Digester Tank 7-8, Gallery Ventilation, 1A North | THR-ACC-T-0301 | Pump,Centrifugal | Pump |  | P | http://www.toronto.ca/TWONTO#00626
| THR-ACC-P-0758 | Pump, Centrifugal, Glycol Skid Digester Tank 7-8, Gallery Ventilation, 1A North | THR-ACC-AHU-01 | Pump,Centrifugal | Pump |  | P | http://www.toronto.ca/TWONTO#00626
| THR-ACC-P-0758 | Pump, Centrifugal, Glycol Skid Digester Tank 7-8, Gallery Ventilation, 1A North | THR-ACC-HCP2 | Pump,Centrifugal | Pump |  | P | http://www.toronto.ca/TWONTO#00626
| THR-ACC-P-0002A | Pump, Centrifugal, Glycol Skid, Digester Mezzanine North, AHU-02 | THR-ACC-T-0002 | Pump,Centrifugal | Pump |  | P | http://www.toronto.ca/TWONTO#00626
| THR-ACC-P-0002B | Pump, Centrifugal, Glycol Skid, Digester Mezzanine North, AHU-02 | THR-ACC-T-0002 | Pump,Centrifugal | Pump |  | P | http://www.toronto.ca/TWONTO#00626
| THR-ACC-P-0001A | Pump, Centrifugal, Glycol Skid, Digester Mezzanine South, AHU-01 | THR-ACC-T-0001 | Pump,Centrifugal | Pump |  | P | http://www.toronto.ca/TWONTO#00626
| THR-ACC-P-0001B | Pump, Centrifugal, Glycol Skid, Digester Mezzanine South, AHU-01 | THR-ACC-T-0001 | Pump,Centrifugal | Pump |  | P | http://www.toronto.ca/TWONTO#00626
| THR-ACC-P-0601 | Pump, Centrifugal, Glycol Skid, Filtered Plant Water Building | THR-ACC-T-0611 | Pump,Centrifugal | Pump |  | P | http://www.toronto.ca/TWONTO#00626
| THR-ACC-P-0602 | Pump, Centrifugal, Glycol Skid, Filtered Plant Water Building | THR-ACC-T-0611 | Pump,Centrifugal | Pump |  | P | http://www.toronto.ca/TWONTO#00626
| THR-ACC-P-0201 | Pump, Centrifugal, Glycol, Digester Tank 1-4, Gallery Ventilation | THR-ACC-T-0301 | Pump,Centrifugal | Pump |  | P | http://www.toronto.ca/TWONTO#00626
| THR-ACC-P-0201 | Pump, Centrifugal, Glycol, Digester Tank 1-4, Gallery Ventilation | THR-ACC-AHU-02 | Pump,Centrifugal | Pump |  | P | http://www.toronto.ca/TWONTO#00626
| THC-ACC-P-5202 | Pump, Centrifugal, Glycol, Heating System, Fluid: 50% Propylene | THC-ACC-BLDG X | Air Handling Unit | Pump |  | P | http://www.toronto.ca/TWONTO#00626
| THC-ACC-P-0202 | Pump, Centrifugal, Glycol, Heating System, Fluid: 50% Propylene, WA2 Workshop | THC-GRK-STRC-0200 | Air Handling Unit | Pump |  | P | http://www.toronto.ca/TWONTO#00626
| THC-ACC-P-5203 | Pump, Centrifugal, Glycol, Radiant Heating, Fluid: Hot water | THC-ACC-BLDG X | Air Handling Unit | Pump |  | P | http://www.toronto.ca/TWONTO#00626
| THC-ACC-P-0203 | Pump, Centrifugal, Glycol, Radiant Heating, Fluid: Hot water, WA2 Workshop | THC-GRK-STRC-0200 | Air Handling Unit | Pump |  | P | http://www.toronto.ca/TWONTO#00626
| THR-ACC-P-0754 | Pump, Centrifugal, Glycol, RSPS T-20, Gallery Ventilation, Zone 3B | THR-ACC-AHU-0754S | Pump,Centrifugal | Pump |  | P | http://www.toronto.ca/TWONTO#00626
| THR-ACC-P-0754 | Pump, Centrifugal, Glycol, RSPS T-20, Gallery Ventilation, Zone 3B | THR-ACC-HCP2 | Pump,Centrifugal | Pump |  | P | http://www.toronto.ca/TWONTO#00626
| THR-ACC-P-0754 | Pump, Centrifugal, Glycol, RSPS T-20, Gallery Ventilation, Zone 3B | THR-ACC-T-0701 | Pump,Centrifugal | Pump |  | P | http://www.toronto.ca/TWONTO#00626
| THR-ACC-P-0755B | Pump, Centrifugal, Glycol, RSPS T-20, Gallery Ventilation, Zone 3B | THR-ACC-T-0701 | Pump,Centrifugal | Pump |  | P | http://www.toronto.ca/TWONTO#00626
| THR-ACC-P-0755B | Pump, Centrifugal, Glycol, RSPS T-20, Gallery Ventilation, Zone 3B | THR-ACC-AHU-0755S | Pump,Centrifugal | Pump |  | P | http://www.toronto.ca/TWONTO#00626
| THR-ACC-P-0755B | Pump, Centrifugal, Glycol, RSPS T-20, Gallery Ventilation, Zone 3B | THR-ACC-HCP2 | Pump,Centrifugal | Pump |  | P | http://www.toronto.ca/TWONTO#00626
| THR-ACC-P-0755B | Pump, Centrifugal, Glycol, RSPS T-20, Gallery Ventilation, Zone 3B | THR-ACC-T | Pump,Centrifugal | Pump |  | P | http://www.toronto.ca/TWONTO#00626
| THC-ACC-P-5204 | Pump, Centrifugal, Glycol, Snow melting, Fluid:50% Propylene | THC-ACC-BLDG X | Air Handling Unit | Pump |  | P | http://www.toronto.ca/TWONTO#00626
| THC-ACC-P-0204 | Pump, Centrifugal, Glycol, Snow melting, Fluid:50% Propylene, WA2 Workshop | THC-GRK-STRC-0200 | Air Handling Unit | Pump |  | P | http://www.toronto.ca/TWONTO#00626
| THR-ACC-P-0752 | Pump, Centrifugal, Glycol, T-17 East, Midway, Gallery Ventilation, Zone 2A, 2B and 2C | THR-ACC-HCP2 | Pump,Centrifugal | Pump |  | P | http://www.toronto.ca/TWONTO#00626
| THR-ACC-P-0753 | Pump, Centrifugal, Glycol, T-17 East, Midway, Gallery Ventilation, Zone 2A, 2B and 2C | THR-ACC-AHU-0753S | Pump,Centrifugal | Pump |  | P | http://www.toronto.ca/TWONTO#00626
| THR-ACC-P-0753 | Pump, Centrifugal, Glycol, T-17 East, Midway, Gallery Ventilation, Zone 2A, 2B and 2C | THR-ACC-HCP2 | Pump,Centrifugal | Pump |  | P | http://www.toronto.ca/TWONTO#00626
| THR-ACC-P-0752 | Pump, Centrifugal, Glycol, T-17 East, Midway, Gallery Ventilation, Zone 2A, 2B and 2C | THR-ACC-AHU-0752S | Pump,Centrifugal | Pump |  | P | http://www.toronto.ca/TWONTO#00626
| THR-ACC-P-0752 | Pump, Centrifugal, Glycol, T-17 East, Midway, Gallery Ventilation, Zone 2A, 2B and 2C | THR-ACC-T-0401S | Pump,Centrifugal | Pump |  | P | http://www.toronto.ca/TWONTO#00626
| THR-ACC-P-0753 | Pump, Centrifugal, Glycol, T-17 East, Midway, Gallery Ventilation, Zone 2A, 2B and 2C | THR-ACC-T-0401S | Pump,Centrifugal | Pump |  | P | http://www.toronto.ca/TWONTO#00626
| THR-ACC-P-0755A | Pump, Centrifugal, Glycol, T-23, Plant Services, Gallery Ventilation, Zone 3A | THR-ACC-T-0601 | Pump,Centrifugal | Pump |  | P | http://www.toronto.ca/TWONTO#00626
| THR-ACC-P-0756 | Pump, Centrifugal, Glycol, T-23, Plant Services, Gallery Ventilation, Zone 3A | THR-ACC-AHU-0756 | Pump,Centrifugal | Pump |  | P | http://www.toronto.ca/TWONTO#00626
| THR-ACC-P-0756 | Pump, Centrifugal, Glycol, T-23, Plant Services, Gallery Ventilation, Zone 3A | THR-ACC-T-0601 | Pump,Centrifugal | Pump |  | P | http://www.toronto.ca/TWONTO#00626
| THR-ACC-P-0755A | Pump, Centrifugal, Glycol, T-23, Plant Services, Gallery Ventilation, Zone 3A | THR-ACC-AHU-0756 | Pump,Centrifugal | Pump |  | P | http://www.toronto.ca/TWONTO#00626
| THR-ACC-P-0757 | Pump, Centrifugal, Glycol,T-23, Plant Services, Gallery Ventilation, Zone 3A | THR-ACC-AHU-0757 | Pump,Centrifugal | Pump |  | P | http://www.toronto.ca/TWONTO#00626
| THR-ACC-P-0757 | Pump, Centrifugal, Glycol,T-23, Plant Services, Gallery Ventilation, Zone 3A | THR-ACC-T-0601 | Pump,Centrifugal | Pump |  | P | http://www.toronto.ca/TWONTO#00626
| THR-EPS-P-0116 | Pump, Centrifugal, Grease for Pump, Centrifugal 0110, Plant Service, Effluent Pump, Centrifugaling | THR-EPS-P-0110 | Pump,Centrifugal | Pump |  | P | http://www.toronto.ca/TWONTO#00626
| THR-EPS-P-0216 | Pump, Centrifugal, Grease for Pump, Centrifugal 0210, Plant Service, Effluent Pump, Centrifugaling | THR-EPS-P-0210 | Pump,Centrifugal | Pump |  | P | http://www.toronto.ca/TWONTO#00626
| THR-EPS-P-0316 | Pump, Centrifugal, Grease for Pump, Centrifugal 0310, Plant Service, Effluent Pump, Centrifugaling | THR-EPS-P-0310 | Pump,Centrifugal | Pump |  | P | http://www.toronto.ca/TWONTO#00626
| THR-EPS-P-0416 | Pump, Centrifugal, Grease for Pump, Centrifugal 0410, Plant Service, Effluent Pump, Centrifugaling | THR-EPS-P-0410 | Pump,Centrifugal | Pump |  | P | http://www.toronto.ca/TWONTO#00626
| THC-STW-P-0011 | Pump, Centrifugal, Harvested Rainwater Circulation, Admin. Building Basement Mechanical Room | THC-STW |  | Pump |  | P | http://www.toronto.ca/TWONTO#00626
| THC-STW-P-0012 | Pump, Centrifugal, Harvested Rainwater Circulation, Admin. Building Basement Mechanical Room | THC-STW |  | Pump |  | P | http://www.toronto.ca/TWONTO#00626
| THR-FPW-P-0007 | Pump, Centrifugal, High Lift for Treated Plant Water | THR-FPW-P | Pump,Centrifugal | Pump |  | P | http://www.toronto.ca/TWONTO#00626
| THR-FPW-P-0008 | Pump, Centrifugal, High Lift for Treated Plant Water | THR-FPW-P | Pump,Centrifugal | Pump |  | P | http://www.toronto.ca/TWONTO#00626
| THR-FPW-P-0009 | Pump, Centrifugal, High Lift for Treated Plant Water | THR-FPW-P | Pump,Centrifugal | Pump |  | P | http://www.toronto.ca/TWONTO#00626
| THR-ACC-P-0502 | Pump, Centrifugal, Hot Water Booster, (SCADA HWBP-3) Digester Gas Compressor Bldg. | THR-ACC-HW | Pump,Centrifugal | Pump |  | P | http://www.toronto.ca/TWONTO#00626
| THR-ACC-P-0502 | Pump, Centrifugal, Hot Water Booster, (SCADA HWBP-3) Digester Gas Compressor Bldg. | THR-ACC-HCP1 | Pump,Centrifugal | Pump |  | P | http://www.toronto.ca/TWONTO#00626
| THR-ACC-P-0503 | Pump, Centrifugal, Hot Water Booster, (SCADA HWBP-4) Digester Gas Compressor Bldg. | THR-ACC-HCP1 | Pump,Centrifugal | Pump |  | P | http://www.toronto.ca/TWONTO#00626
| THR-ACC-P-0503 | Pump, Centrifugal, Hot Water Booster, (SCADA HWBP-4) Digester Gas Compressor Bldg. | THR-ACC-HW | Pump,Centrifugal | Pump |  | P | http://www.toronto.ca/TWONTO#00626
| YTF-CW-P-0003 | Pump, Centrifugal, Hot Water Circulation, RN131, City Water Heaters and Pumps | YTF-CW | Pump,Centrifugal | Pump |  | P | http://www.toronto.ca/TWONTO#00626
| YTF-CW-P-0001 | Pump, Centrifugal, Hot Water Circulation, RN168, City Water Heaters and Pumps | YTF-CW | Pump,Centrifugal | Pump |  | P | http://www.toronto.ca/TWONTO#00626
| YTF-CW-P-0002 | Pump, Centrifugal, Hot Water Circulation, RN168, City Water Heaters and Pumps | YTF-CW | Pump,Centrifugal | Pump |  | P | http://www.toronto.ca/TWONTO#00626
| TAB-ACC-P-4901 | Pump, Centrifugal, Hot Water Pump, Seawall Tunnel, East | TAB-ACC-4900 | Pump,Centrifugal | Pump |  | P | http://www.toronto.ca/TWONTO#00626
| TAB-ACC-P-4902 | Pump, Centrifugal, Hot Water Pump, Seawall Tunnel, East | TAB-ACC-4900 | Pump,Centrifugal | Pump |  | P | http://www.toronto.ca/TWONTO#00626
| TAB-DIG-P-1062 | Pump, Centrifugal, Hot Water Recirculation Pump for Digester 10, Digester 9-12 Control Building Basement | TAB-DIG-T-1000 | Pump,Centrifugal | Pump |  | P | http://www.toronto.ca/TWONTO#00626
| TAB-DIG-P-1063 | Pump, Centrifugal, Hot Water Recirculation Pump for Digester 10, Digester 9-12 Control Building Basement | TAB-DIG-T-1000 | Pump,Centrifugal | Pump |  | P | http://www.toronto.ca/TWONTO#00626
| TAB-DIG-P-1162 | Pump, Centrifugal, Hot Water Recirculation Pump for Digester 11 , Digester 9-12 Control Building Basement | TAB-DIG-HE-1150 | Pump,Centrifugal | Pump |  | P | http://www.toronto.ca/TWONTO#00626
| TAB-DIG-P-1163 | Pump, Centrifugal, Hot Water Recirculation Pump for Digester 11, Digester 9-12 Control Building Basement | TAB-DIG-HE-1150 | Pump,Centrifugal | Pump |  | P | http://www.toronto.ca/TWONTO#00626
| TAB-DIG-P-1262 | Pump, Centrifugal, Hot Water Recirculation Pump for Digester 12 , Digester 9-12 Control Building Basement | TAB-DIG-T-1200 | Pump,Centrifugal | Pump |  | P | http://www.toronto.ca/TWONTO#00626
| TAB-DIG-P-1263 | Pump, Centrifugal, Hot Water Recirculation Pump for Digester 12, Digester 9-12 Control Building Basement | TAB-DIG-T-1200 | Pump,Centrifugal | Pump |  | P | http://www.toronto.ca/TWONTO#00626
| TAB-DIG-P-0962 | Pump, Centrifugal, Hot Water Recirculation Pump for Digester 9, Digester 9-12 Control Building Basement | TAB-DIG-T-0900 | Pump,Centrifugal | Pump |  | P | http://www.toronto.ca/TWONTO#00626
| TAB-DIG-P-0963 | Pump, Centrifugal, Hot Water Recirculation Pump for Digester 9, Digester 9-12 Control Building Basement | TAB-DIG-T-0900 | Pump,Centrifugal | Pump |  | P | http://www.toronto.ca/TWONTO#00626
| THR-ACC-P-1800 | Pump, Centrifugal, Hot Water Recirculation, COGEN Basement | THR-ACC-HCP4 | Pump,Centrifugal | Pump |  | P | http://www.toronto.ca/TWONTO#00626
| THR-ACC-P-1801 | Pump, Centrifugal, Hot Water Recirculation, COGEN Basement | THR-ACC-HCP4 | Pump,Centrifugal | Pump |  | P | http://www.toronto.ca/TWONTO#00626
| THR-ACC-P-0585 | Pump, Centrifugal, Hot Water Recirculation, Hot Water System, Boiler Room, Grit Bldg. | THR-ACC-HW | Pump,Centrifugal | Pump |  | P | http://www.toronto.ca/TWONTO#00626
| THR-ACC-P-0584 | Pump, Centrifugal, Hot Water Recirculation, Hot Water System, Boiler Room, Grit Bldg. | THR-ACC-HCP2 | Pump,Centrifugal | Pump |  | P | http://www.toronto.ca/TWONTO#00626
| THR-ACC-P-0584 | Pump, Centrifugal, Hot Water Recirculation, Hot Water System, Boiler Room, Grit Bldg. | THR-ACC-HW | Pump,Centrifugal | Pump |  | P | http://www.toronto.ca/TWONTO#00626
| THR-ACC-P-0010S | Pump, Centrifugal, Hot Water Recirculation, KX533 | THR-ACC-HW | Pump,Centrifugal | Pump |  | P | http://www.toronto.ca/TWONTO#00626
| THR-ACC-P-0011S | Pump, Centrifugal, Hot Water Recirculation, KX534 | THR-ACC-HW | Pump,Centrifugal | Pump |  | P | http://www.toronto.ca/TWONTO#00626
| THR-DIG-P-4032 | Pump, Centrifugal, Hot Water Recirculation, Tank 0100 | THR-DIG-HE-4036 | Pump,Centrifugal | Pump |  | P | http://www.toronto.ca/TWONTO#00626
| THR-DIG-P-4031 | Pump, Centrifugal, Hot Water Recirculation, Tank 0100 | THR-DIG-HE-4036 | Pump,Centrifugal | Pump |  | P | http://www.toronto.ca/TWONTO#00626
| THR-DIG-P-4011 | Pump, Centrifugal, Hot Water Recirculation, Tank 0200 | THR-DIG-HE-4014 | Pump,Centrifugal | Pump |  | P | http://www.toronto.ca/TWONTO#00626
| THR-DIG-P-4012 | Pump, Centrifugal, Hot Water Recirculation, Tank 0200 | THR-DIG-HE-4014 | Pump,Centrifugal | Pump |  | P | http://www.toronto.ca/TWONTO#00626
| THR-DIG-P-4051 | Pump, Centrifugal, Hot Water Recirculation, Tank 0300 | THR-DIG-HE-4057 | Pump,Centrifugal | Pump |  | P | http://www.toronto.ca/TWONTO#00626
| THR-DIG-P-4052 | Pump, Centrifugal, Hot Water Recirculation, Tank 0300 | THR-DIG-HE-4057 | Pump,Centrifugal | Pump |  | P | http://www.toronto.ca/TWONTO#00626
| THR-DIG-P-4071 | Pump, Centrifugal, Hot Water Recirculation, Tank 0500 | THR-DIG-HE-4077 | Pump,Centrifugal | Pump |  | P | http://www.toronto.ca/TWONTO#00626
| THR-DIG-P-4072 | Pump, Centrifugal, Hot Water Recirculation, Tank 0500 | THR-DIG-HE-4077 | Pump,Centrifugal | Pump |  | P | http://www.toronto.ca/TWONTO#00626
| THR-DIG-P-4710 | Pump, Centrifugal, Hot Water Recirculation, Tank 0700 | THR-DIG-T-7-8 | Pump,Centrifugal | Pump |  | P | http://www.toronto.ca/TWONTO#00626
| THR-DIG-P-4711 | Pump, Centrifugal, Hot Water Recirculation, Tank 0700 | THR-DIG-T-7-8 | Pump,Centrifugal | Pump |  | P | http://www.toronto.ca/TWONTO#00626
| THR-DIG-P-4710 | Pump, Centrifugal, Hot Water Recirculation, Tank 0700 | THR-DIG-PD-0700 | Pump,Centrifugal | Pump |  | P | http://www.toronto.ca/TWONTO#00626
| THR-DIG-P-4711 | Pump, Centrifugal, Hot Water Recirculation, Tank 0700 | THR-DIG-PD-0700 | Pump,Centrifugal | Pump |  | P | http://www.toronto.ca/TWONTO#00626
| THR-DIG-P-4760 | Pump, Centrifugal, Hot Water Recirculation, Tank 0800 | THR-DIG-PD-0800 | Pump,Centrifugal | Pump |  | P | http://www.toronto.ca/TWONTO#00626
| THR-DIG-P-4760 | Pump, Centrifugal, Hot Water Recirculation, Tank 0800 | THR-DIG-T-7-8 | Pump,Centrifugal | Pump |  | P | http://www.toronto.ca/TWONTO#00626
| THR-DIG-P-4761 | Pump, Centrifugal, Hot Water Recirculation, Tank 0800 | THR-DIG-PD-0800 | Pump,Centrifugal | Pump |  | P | http://www.toronto.ca/TWONTO#00626
| THR-DIG-P-4761 | Pump, Centrifugal, Hot Water Recirculation, Tank 0800 | THR-DIG-T-7-8 | Pump,Centrifugal | Pump |  | P | http://www.toronto.ca/TWONTO#00626
| THR-DIG-P-4805 | Pump, Centrifugal, Hot Water Recirculation, Tank 0900 | THR-DIG-PD-0900 | Pump,Centrifugal | Pump |  | P | http://www.toronto.ca/TWONTO#00626
| THR-DIG-P-4806 | Pump, Centrifugal, Hot Water Recirculation, Tank 0900 | THR-DIG-PD-0900 | Pump,Centrifugal | Pump |  | P | http://www.toronto.ca/TWONTO#00626
| THR-DIG-P-4855 | Pump, Centrifugal, Hot Water Recirculation, Tank 1000 | THR-DIG-PD-1000 | Pump,Centrifugal | Pump |  | P | http://www.toronto.ca/TWONTO#00626
| THR-DIG-P-4856 | Pump, Centrifugal, Hot Water Recirculation, Tank 1000 | THR-DIG-PD-1000 | Pump,Centrifugal | Pump |  | P | http://www.toronto.ca/TWONTO#00626
| THR-FT-P-3210S | Pump, Centrifugal, Hot Water Return from Tank 3200, Secondary Treatment, Scum Pumping | THR-FT-T-3200S | Pump,Centrifugal | Pump | 39524 | P | x
| THR-FT-P-3240S | Pump, Centrifugal, Hot Water Return from Tank 3230, Secondary Treatment, Scum Pumping | THR-FT-T-3230S | Pump,Centrifugal | Pump | 40993 | P | x
| THR-FT-P-3510 | Pump, Centrifugal, Hot Water Return from Tank 3500, Secondary Treatment, Scum Pumping | THR-FT-T-3500 | Pump,Centrifugal | Pump |  | P | http://www.toronto.ca/TWONTO#00626
| THR-FT-P-3310 | Pump, Centrifugal, Hot Water Return, Tank 3300, Secondary Treatment, Scum Pumping - North | THR-FT-T-3300 | Pump,Centrifugal | Pump |  | P | http://www.toronto.ca/TWONTO#00626
| THR-PRM-P-3410 | Pump, Centrifugal, Hot Water Return, Tank 3400, Primary Treatment, Scum Pumping - North | THR-PRM-T-3400 | Pump,Centrifugal | Pump |  | P | http://www.toronto.ca/TWONTO#00626
| THR-FT-P-3410 | Pump, Centrifugal, Hot Water Return, Tank 3400, Secondary Treatment, Scum Pumping - North | THR-FT-T-3400 | Pump,Centrifugal | Pump |  | P | http://www.toronto.ca/TWONTO#00626
| THR-PRM-P-3510 | Pump, Centrifugal, Hot Water Return, Tank 3500, Scum Pumping - North | THR-PRM-T-3500 | Pump,Centrifugal | Pump |  | P | http://www.toronto.ca/TWONTO#00626
| THR-FT-P-3610 | Pump, Centrifugal, Hot Water Return, Tank 3600, Secondary Treatment, Scum Pumping - North | THR-FT-T-3600 | Pump,Centrifugal | Pump |  | P | http://www.toronto.ca/TWONTO#00626
| THR-FT-P-3710 | Pump, Centrifugal, Hot Water Return, Tank 3700, Secondary Treatment, Scum Pumping - North | THR-FT-T-3700 | Pump,Centrifugal | Pump |  | P | http://www.toronto.ca/TWONTO#00626
| TAB-ACC-P-7310 | Pump, Centrifugal, Hot Water, Boiler 0030, Plant Wide Heating System | TAB-ACC-BO 3 | Pump,Centrifugal | Pump |  | P | http://www.toronto.ca/TWONTO#00626
| THR-ACC-P-0510 | Pump, Centrifugal, Hot Water, Gallery Ventilation, Zone 2A, 2B and 2C | THR-ACC-AHU-0009 | Pump,Centrifugal | Pump | 34426 | P | x
| THR-ACC-P-0510 | Pump, Centrifugal, Hot Water, Gallery Ventilation, Zone 2A, 2B and 2C | THR-ACC-AHU-0017 | Pump,Centrifugal | Pump | 34426 | P | x
| THR-ACC-P-0520S | Pump, Centrifugal, Hot Water, Gallery Ventilation, Zone 2A, 2B and 2C | THR-ACC-AHU-0009 | Pump,Centrifugal | Pump | 39018 | P | x
| THR-ACC-P-0520S | Pump, Centrifugal, Hot Water, Gallery Ventilation, Zone 2A, 2B and 2C | THR-ACC-HCP2 | Pump,Centrifugal | Pump | 39018 | P | x
| THR-ACC-P-0510 | Pump, Centrifugal, Hot Water, Gallery Ventilation, Zone 2A, 2B and 2C | THR-ACC-HCP2 | Pump,Centrifugal | Pump | 34426 | P | x
| THR-ACC-P-0520S | Pump, Centrifugal, Hot Water, Gallery Ventilation, Zone 2A, 2B and 2C | THR-ACC-AHU-0017 | Pump,Centrifugal | Pump | 39018 | P | x
| THR-OCS-P-6382 | Pump, Centrifugal, Hypochlorite from Storage Tanks to Day Tanks, Plant Services, Odour Control System | THR-OCS-P | Pump,Centrifugal | Pump |  | P | http://www.toronto.ca/TWONTO#00626
| THR-OCS-P-6386 | Pump, Centrifugal, Hypochlorite from Storage Tanks to Day Tanks, Plant Services, Odour Control System | THR-OCS-P | Pump,Centrifugal | Pump |  | P | http://www.toronto.ca/TWONTO#00626
| THR-OCS-P-2927 | Pump, Centrifugal, Hypochlorite to Scrubber 0551, Plant Services, Odour Control System | THR-OCS-P | Pump,Centrifugal | Pump |  | P | http://www.toronto.ca/TWONTO#00626
| THR-OCS-P-2932 | Pump, Centrifugal, Hypochlorite To Scrubber 0551, Plant Services, Odour Control System | THR-OCS-P | Pump,Centrifugal | Pump |  | P | http://www.toronto.ca/TWONTO#00626
| WTR-RBV-P-0002 | Pump, Centrifugal, Line to Washroom and Water Fountain | WTR-RBV-AUX | Pump,Centrifugal | Pump |  | P | http://www.toronto.ca/TWONTO#00626
| THR-FPW-P-0001S | Pump, Centrifugal, Low Lift, Secondary Effluent enroute to Inlet Channel | THR-FPW-P | Pump,Centrifugal | Pump | 40255 | P | x
| THR-FPW-P-0002S | Pump, Centrifugal, Low Lift, Secondary Effluent enroute to Inlet Channel | THR-FPW-P | Pump,Centrifugal | Pump | 40256 | P | x
| THR-BG-P-0201 | Pump, Centrifugal, Lube Oil, Compressor 0201, High Pressure Gas System, Gas Compressor Bdg | THR-BG-C-0201 |  | Pump |  | P | http://www.toronto.ca/TWONTO#00626
| TAB-RSP-P-1110 | Pump, Centrifugal, M.T.I. Tank 1100 Unwatering | TAB-RSP-T-1100 | Pump,Centrifugal | Pump |  | P | http://www.toronto.ca/TWONTO#00626
| THR-EPS-P-0111 | Pump, Centrifugal, Mechanical, Oil for Pump, Centrifugal 0110, Plant Service, Effluent Pump, Centrifugaling | THR-EPS-P-0110 | Pump,Centrifugal | Pump |  | P | http://www.toronto.ca/TWONTO#00626
| THR-EPS-P-0211 | Pump, Centrifugal, Mechanical, Oil for Pump, Centrifugal 0210, Plant Service, Effluent Pump, Centrifugaling | THR-EPS-P-0210 | Pump,Centrifugal | Pump |  | P | http://www.toronto.ca/TWONTO#00626
| THR-EPS-P-0311 | Pump, Centrifugal, Mechanical, Oil for Pump, Centrifugal 0310, Plant Service, Effluent Pump, Centrifugaling | THR-EPS-P-0310 | Pump,Centrifugal | Pump |  | P | http://www.toronto.ca/TWONTO#00626
| THR-EPS-P-0411 | Pump, Centrifugal, Mechanical, Oil for Pump, Centrifugal 0410, Plant Service, Effluent Pump, Centrifugaling | THR-EPS-P-0410 | Pump,Centrifugal | Pump |  | P | http://www.toronto.ca/TWONTO#00626
| FIS-TRW-P-0003A | Pump, Centrifugal, Mid Reservoir Cell A, Sampling Pumps Metering Room, Lower Level | FIS-TRW OUTPUT | Pump,Centrifugal | Pump |  | P | http://www.toronto.ca/TWONTO#00626
| FIS-TRW-P-0003B | Pump, Centrifugal, Mid Reservoir Cell B, Sampling Pumps Metering Room, Lower Level | FIS-TRW OUTPUT | Pump,Centrifugal | Pump |  | P | http://www.toronto.ca/TWONTO#00626
| FIS-TRW-P-0002A | Pump, Centrifugal, Mid Reservoir Sampling Cell B, Chemical Sampling Building, Lower Level | FIS-TRW OUTPUT | Pump,Centrifugal | Pump |  | P | http://www.toronto.ca/TWONTO#00626
| FIS-TRW-P-0002B | Pump, Centrifugal, Mid Reservoir Sampling Cell B, Chemical Sampling Building, Lower Level | FIS-TRW OUTPUT | Pump,Centrifugal | Pump |  | P | http://www.toronto.ca/TWONTO#00626
| COL-PMM-P-0120 | Pump, Centrifugal, Mimico Pump #1 | COL-PMM | Pump,Centrifugal | Pump |  | P | http://www.toronto.ca/TWONTO#00626
| COL-PMM-P-0121 | Pump, Centrifugal, Mimico Pump #2 | COL-PMM | Pump,Centrifugal | Pump |  | P | http://www.toronto.ca/TWONTO#00626
| COL-PMM-P-0122 | Pump, Centrifugal, Mimico Pump #3 | COL-PMM | Pump,Centrifugal | Pump |  | P | http://www.toronto.ca/TWONTO#00626
| TAB-DIS-P-2704 | Pump, Centrifugal, NaOCl Transfer Pump A, Plant Water PS Building | TAB-DIS-T-2702 | Pump,Centrifugal | Pump |  | P | http://www.toronto.ca/TWONTO#00626
| TAB-DIS-P-2703 | Pump, Centrifugal, NaOCl Transfer Pump A, Plant Water PS Building | TAB-DIS-NAOCL | Pump,Centrifugal | Pump |  | P | http://www.toronto.ca/TWONTO#00626
| TAB-DIS-P-2703 | Pump, Centrifugal, NaOCl Transfer Pump A, Plant Water PS Building | TAB-DIS-T-2702 | Pump,Centrifugal | Pump |  | P | http://www.toronto.ca/TWONTO#00626
| THR-CG-P-1103 | Pump, Centrifugal, New Oil, Lube Oil System, Engine-Generator 1101 & 1201 | THR-CG-ENG-1101 |  | Pump |  | P | http://www.toronto.ca/TWONTO#00626
| THR-CG-P-1104 | Pump, Centrifugal, New Oil, Lube Oil System, Engine-Generator 1101 & 1201 | THR-CG-ENG-1101 |  | Pump |  | P | http://www.toronto.ca/TWONTO#00626
| THC-PRM-P-0980 | Pump, Centrifugal, Oil Tank 0970 | THC-PRM-T-0970 |  | Pump |  | P | http://www.toronto.ca/TWONTO#00626
| THC-PRM-P-0990 | Pump, Centrifugal, Oil Tank 0970 | THC-PRM-T-0970 |  | Pump |  | P | http://www.toronto.ca/TWONTO#00626
| THC-PRM-P-1080 | Pump, Centrifugal, Oil Tank 1070 | THC-PRM-T-1070 | Pump | Pump |  | P | http://www.toronto.ca/TWONTO#00626
| THC-PRM-P-1090 | Pump, Centrifugal, Oil Tank 1070 | THC-PRM-T-1070 | Pump | Pump |  | P | http://www.toronto.ca/TWONTO#00626
| THC-PRM-P-1180 | Pump, Centrifugal, Oil Tank 1170 | THC-PRM-T-1170 | Pump | Pump |  | P | http://www.toronto.ca/TWONTO#00626
| THC-PRM-P-1190 | Pump, Centrifugal, Oil Tank 1170 | THC-PRM-T-1170 | Pump | Pump |  | P | http://www.toronto.ca/TWONTO#00626
| THC-PRM-P-1280 | Pump, Centrifugal, Oil Tank 1270, Primary Clarifier 12 | THC-PRM-T-1270 | Pump | Pump |  | P | http://www.toronto.ca/TWONTO#00626
| THC-PRM-P-1290 | Pump, Centrifugal, Oil Tank 1270, Primary Clarifier 12 | THC-PRM-T-1270 | Pump | Pump |  | P | http://www.toronto.ca/TWONTO#00626
| THR-BG-P-1104 | Pump, Centrifugal, Oil, Engine Lubrication Oil System-Unit No 1, Engine-Generator & Heat Recovery System | THR-CG-ENG-1101 | Pump,Centrifugal | Pump |  | P | http://www.toronto.ca/TWONTO#00626
| THR-BG-P-1103 | Pump, Centrifugal, Oil, Engine Lubrication Oil System-Unit No 1, Engine-Generator & Heat Recovery System | THR-CG-ENG-1101 | Pump,Centrifugal | Pump |  | P | http://www.toronto.ca/TWONTO#00626
| THR-DIS-P-1410 | Pump, Centrifugal, Plant Sample to AIT-1430 & AIT-1440, Disinfection, Plant Outfall Palace Pier | THR-DIS-T-1400 | Pump,Centrifugal | Pump |  | P | http://www.toronto.ca/TWONTO#00626
| THR-DIS-P-1420 | Pump, Centrifugal, Plant Sample to AIT-1430 & AIT-1440, Disinfection, Plant Outfall Palace Pier | THR-DIS-T-1400 | Pump,Centrifugal | Pump |  | P | http://www.toronto.ca/TWONTO#00626
| TAB-PWA-P-0960 | Pump, Centrifugal, Plant Water | TAB-PWA-PUMPS | Pump | Pump |  | P | http://www.toronto.ca/TWONTO#00626
| TAB-PWA-P-2510 | Pump, Centrifugal, Plant Water Pumping and Distribution- | TAB-PWA | Pump,Centrifugal | Pump |  | P | http://www.toronto.ca/TWONTO#00626
| TAB-PWA-P-2520 | Pump, Centrifugal, Plant Water Pumping and Distribution- | TAB-PWA | Pump,Centrifugal | Pump |  | P | http://www.toronto.ca/TWONTO#00626
| TAB-PWA-P-2550 | Pump, Centrifugal, Plant Water Pumping and Distribution- | TAB-PWA | Pump,Centrifugal | Pump |  | P | http://www.toronto.ca/TWONTO#00626
| TAB-PWA-P-2530 | Pump, Centrifugal, Plant Water Pumping and Distribution- | TAB-PWA | Pump,Centrifugal | Pump |  | P | http://www.toronto.ca/TWONTO#00626
| TAB-PWA-P-2540 | Pump, Centrifugal, Plant Water Pumping and Distribution- | TAB-PWA | Pump,Centrifugal | Pump |  | P | http://www.toronto.ca/TWONTO#00626
| TAB-PWA-P-2560 | Pump, Centrifugal, Plant Water Pumping and Distribution- | TAB-PWA | Pump,Centrifugal | Pump |  | P | http://www.toronto.ca/TWONTO#00626
| THC-INC-P-0300 | Pump, Centrifugal, Portable Sump, Heat Treatment, Incin. Building | THC-GRK-SUMP PUMP |  | Pump |  | P | http://www.toronto.ca/TWONTO#00626
| FIS-FLT-P-0001-SUS | Pump, Centrifugal, Potable Water, Surface Wash Supply, Backwash Pumps | FIS-FLT | Pump,Centrifugal | Pump | 38237 | P | x
| FIS-FLT-P-0001-SUS | Pump, Centrifugal, Potable Water, Surface Wash Supply, Backwash Pumps | FIS-SUSPENDED | Pump,Centrifugal | Pump | 38237 | P | x
| THR-BG-P-0101 | Pump, Centrifugal, Prelube Oil for Fuel Gas Compressor 0101, Compressor Building, Gas Compressor (And Dryer) Tag-THR-BG-P-0101 | THR-BG-C-0101 | Pump,Centrifugal | Pump |  | P | http://www.toronto.ca/TWONTO#00626
| THR-BG-P-0401 | Pump, Centrifugal, Prelube Oil for Fuel Gas Compressor 1401, Compressor Building, Gas Compressor (And Dryer) Tag-THR-BG-P-0401 | THR-BG-C-0401 | Pump,Centrifugal | Pump |  | P | http://www.toronto.ca/TWONTO#00626
| FHO-PLT-P-0101 | Pump, Centrifugal, Pretreatment Chemical Dispersion,Ozone Building, S2, Ozone Pipe Gallery #2 | FHO-PLT | Pump,Centrifugal | Pump |  | P | http://www.toronto.ca/TWONTO#00626
| FHO-PLT-P-0201 | Pump, Centrifugal, Pretreatment Chemical Dispersion,Ozone Building, S2, Ozone Pipe Gallery #2 | FHO-PLT | Pump,Centrifugal | Pump |  | P | http://www.toronto.ca/TWONTO#00626
| THR-ACC-P-2301 | Pump, Centrifugal, Primary Loop Hot Water Recirculation, Plant Central Hot Water System, | THR-ACC-HW | Pump,Centrifugal | Pump |  | P | http://www.toronto.ca/TWONTO#00626
| THR-ACC-P-2401 | Pump, Centrifugal, Primary Loop Hot Water Recirculation, Plant Central Hot Water System, | THR-ACC-HW | Pump,Centrifugal | Pump |  | P | http://www.toronto.ca/TWONTO#00626
| THR-ACC-P-2101 | Pump, Centrifugal, Primary Loop Hot Water Recirculation, Plant Central Hot Water System, | THR-ACC-HW | Pump,Centrifugal | Pump |  | P | http://www.toronto.ca/TWONTO#00626
| THR-ACC-P-2201 | Pump, Centrifugal, Primary Loop Hot Water Recirculation, Plant Central Hot Water System, | THR-ACC-HW | Pump,Centrifugal | Pump |  | P | http://www.toronto.ca/TWONTO#00626
| THR-ACC-P-2501 | Pump, Centrifugal, Primary Loop Hot Water Recirculation, Plant Central Hot Water System, | THR-ACC-HW | Pump,Centrifugal | Pump |  | P | http://www.toronto.ca/TWONTO#00626
| THR-ACC-P-2601 | Pump, Centrifugal, Primary Loop Hot Water Recirculation, Plant Central Hot Water System, | THR-ACC-HW | Pump,Centrifugal | Pump |  | P | http://www.toronto.ca/TWONTO#00626
| THC-PRM-P-1160 | Pump, Centrifugal, Primary Sludge P-1160, NW Plant | THC-PRM-T-1100 | Pump,Non Positive Displacement | Pump |  | P | http://www.toronto.ca/TWONTO#00626
| THC-PRM-P-1170 | Pump, Centrifugal, Primary Sludge P-1170, NW Plant | THC-PRM-T-1100 | Pump,Centrifugal | Pump |  | P | http://www.toronto.ca/TWONTO#00626
| THR-DIG-P-2264 | Pump, Centrifugal, Primary Sludge Recirculation Tank 0800 | THR-DIG-PD-0800 | Pump,Centrifugal | Pump |  | P | http://www.toronto.ca/TWONTO#00626
| THR-DIG-P-2265 | Pump, Centrifugal, Primary Sludge Recirculation Tank 0800 | THR-DIG-PD-0800 | Pump,Centrifugal | Pump |  | P | http://www.toronto.ca/TWONTO#00626
| THR-DIG-P-2214 | Pump, Centrifugal, Primary Sludge Recirculation to Tank 0700 | THR-DIG-PD-0700 | Pump,Centrifugal | Pump |  | P | http://www.toronto.ca/TWONTO#00626
| THR-DIG-P-2215 | Pump, Centrifugal, Primary Sludge Recirculation to Tank 0700 | THR-DIG-PD-0700 | Pump,Centrifugal | Pump |  | P | http://www.toronto.ca/TWONTO#00626
| THC-PRM-P-1160SP | Pump, Centrifugal, Primary Sludge, NW Plant | THC-PRM-T-1100 | Pump,Non Positive Displacement | Pump | 40794 | P | x
| THC-PRM-P-1260 | Pump, Centrifugal, Primary Sludge, NW Plant | THC-PRM-T-1200 | Pump,Centrifugal | Pump |  | P | http://www.toronto.ca/TWONTO#00626
| THC-PRM-P-1260SP | Pump, Centrifugal, Primary Sludge, NW Plant | THC-PRM-T-1200 | Pump,Centrifugal | Pump | 39038 | P | x
| THC-PRM-P-1270 | Pump, Centrifugal, Primary Sludge, NW Plant | THC-PRM-T-1200 | Pump,Centrifugal | Pump |  | P | http://www.toronto.ca/TWONTO#00626
| THC-PRM-P-1270SP | Pump, Centrifugal, Primary Sludge, NW Plant | THC-PRM-T-1200 | Pump,Centrifugal | Pump | 39037 | P | x
| THC-PRM-P-6730 | Pump, Centrifugal, Primary Sludge, SE Plant | THC-PRM-CLAR | Pump,Centrifugal | Pump |  | P | http://www.toronto.ca/TWONTO#00626
| THC-PRM-P-6730 | Pump, Centrifugal, Primary Sludge, SE Plant | THC-PRM-T-0800 | Pump,Centrifugal | Pump |  | P | http://www.toronto.ca/TWONTO#00626
| TAB-PRM-P-3601 | Pump, Centrifugal, PRS from Primary Tank 0900, Primary Treatment, Sludge Pumping | TAB-PRM-P-P | Pump,Centrifugal | Pump |  | P | http://www.toronto.ca/TWONTO#00626
| TAB-PRM-P-3602 | Pump, Centrifugal, PRS from Primary Tank 0900, Primary Treatment, Sludge Pumping | TAB-PRM-P-P | Pump,Centrifugal | Pump |  | P | http://www.toronto.ca/TWONTO#00626
| WTR-PHL-P-0200 | Pump, Centrifugal, Pump 0200 | WTR-PHL-P | Pump,Centrifugal | Pump | 33401 | P | x
| WTR-PJO-P-0300 | Pump, Centrifugal, Pump 0300 | WTR-PJO-P | Pump,Centrifugal | Pump |  | P | http://www.toronto.ca/TWONTO#00626
| COL-PRG-P-0100 | Pump, Centrifugal, Pump 1 | COL-PRG | Pump | Pump |  | P | http://www.toronto.ca/TWONTO#00626
| COL-PAB-P-0100 | Pump, Centrifugal, Pump 1 | COL-PAB | Pump | Pump |  | P | http://www.toronto.ca/TWONTO#00626
| COL-PNT-P-0120 | Pump, Centrifugal, Pump 1 | COL-PNT | Pump,Centrifugal | Pump |  | P | http://www.toronto.ca/TWONTO#00626
| COL-PAB-P-0200 | Pump, Centrifugal, Pump 2 | COL-PAB | Pump | Pump |  | P | http://www.toronto.ca/TWONTO#00626
| COL-PNT-P-0121 | Pump, Centrifugal, Pump 2 | COL-PNT | Pump,Centrifugal | Pump |  | P | http://www.toronto.ca/TWONTO#00626
| COL-PRG-P-0200 | Pump, Centrifugal, Pump 2 | COL-PRG | Pump | Pump |  | P | http://www.toronto.ca/TWONTO#00626
| COL-PNT-P-0122 | Pump, Centrifugal, Pump 3 | COL-PNT | Pump,Centrifugal | Pump |  | P | http://www.toronto.ca/TWONTO#00626
| THR-FT-P-2176S | Pump, Centrifugal, RAS from Drain Header to Mixed Liquor Conduit, RAS Pumping,Tunnel 20, South | THR-FT-RAS-P | Pump,Centrifugal | Pump | 39522 | P | x
| THR-FT-P-2176S | Pump, Centrifugal, RAS from Drain Header to Mixed Liquor Conduit, RAS Pumping,Tunnel 20, South | THR-FT-RAS-P-S | Pump,Centrifugal | Pump | 39522 | P | x
| THR-FT-P-2175S | Pump, Centrifugal, RAS from Drain Header to Mixed Liquor Conduit, RAS Pumping,Tunnel 20, South | THR-FT-RAS-P | Pump,Centrifugal | Pump | 39521 | P | x
| THR-FT-P-2175S | Pump, Centrifugal, RAS from Drain Header to Mixed Liquor Conduit, RAS Pumping,Tunnel 20, South | THR-FT-RAS-P-S | Pump,Centrifugal | Pump | 39521 | P | x
| THR-FT-P-4401 | Pump, Centrifugal, RAS, RAS Pumping Station - South | THR-FT-RAS-P-S | Pump,Centrifugal | Pump |  | P | http://www.toronto.ca/TWONTO#00626
| THR-FT-P-4402 | Pump, Centrifugal, RAS, RAS Pumping Station - South | THR-FT-RAS-P-S | Pump,Centrifugal | Pump |  | P | http://www.toronto.ca/TWONTO#00626
| THR-FT-P-4403 | Pump, Centrifugal, RAS, RAS Pumping Station - South | THR-FT-RAS-P-S | Pump,Centrifugal | Pump |  | P | http://www.toronto.ca/TWONTO#00626
| THR-FT-P-4404 | Pump, Centrifugal, RAS, RAS Pumping Station - South | THR-FT-RAS-P-S | Pump,Centrifugal | Pump |  | P | http://www.toronto.ca/TWONTO#00626
| THR-FT-P-4405 | Pump, Centrifugal, RAS, RAS Pumping Station - South | THR-FT-RAS-P-S | Pump,Centrifugal | Pump |  | P | http://www.toronto.ca/TWONTO#00626
| TAB-PLT-P-1460 | Pump, Centrifugal, Raw Sewage, Scren Channel Unwatering Area | TAB-PLT-SC-D | Pump,Centrifugal | Pump |  | P | http://www.toronto.ca/TWONTO#00626
| TAB-PLT-P-1460 | Pump, Centrifugal, Raw Sewage, Scren Channel Unwatering Area | TAB-PLT-T-1450 | Pump,Centrifugal | Pump |  | P | http://www.toronto.ca/TWONTO#00626
| TAB-PLT-P-1470 | Pump, Centrifugal, Raw Sewage, Scren Channel Unwatering Area | TAB-PLT-SC-D | Pump,Centrifugal | Pump |  | P | http://www.toronto.ca/TWONTO#00626
| TAB-PWA-P-0961 | Pump, Centrifugal, Raw Water | TAB-PWA-PUMPS | Pump | Pump |  | P | http://www.toronto.ca/TWONTO#00626
| TAB-PWA-P-0962 | Pump, Centrifugal, Raw Water | TAB-PWA-PUMPS | Pump | Pump |  | P | http://www.toronto.ca/TWONTO#00626
| FIS-RW-P-0601 | Pump, Centrifugal, Raw Water Sampling, Intake Valve Chamber, Lower Level | FIS-RW | Pump,Centrifugal | Pump |  | P | http://www.toronto.ca/TWONTO#00626
| FIS-RW-P-0701 | Pump, Centrifugal, Raw Water Sampling, Intake Valve Chamber, Lower Level | FIS-RW | Pump,Centrifugal | Pump |  | P | http://www.toronto.ca/TWONTO#00626
| FIS-RW-P-0601 | Pump, Centrifugal, Raw Water Sampling, Intake Valve Chamber, Lower Level | FIS-RW-SAMP | Pump,Centrifugal | Pump |  | P | http://www.toronto.ca/TWONTO#00626
| FIS-RW-P-0701 | Pump, Centrifugal, Raw Water Sampling, Intake Valve Chamber, Lower Level | FIS-RW-SAMP | Pump,Centrifugal | Pump |  | P | http://www.toronto.ca/TWONTO#00626
| FHA-RW-P-0801 | Pump, Centrifugal, Raw Water, Pump Building, Low Lift PS | FHA-RW-P | Pump,Centrifugal,single-Stage | Pump |  | P | http://www.toronto.ca/TWONTO#00626
| FHA-RW-P-0801 | Pump, Centrifugal, Raw Water, Pump Building, Low Lift PS | FHA-RW-P-0801-KQ | Pump,Centrifugal,single-Stage | Pump |  | P | http://www.toronto.ca/TWONTO#00626
| FHA-RW-P-0901 | Pump, Centrifugal, Raw Water, Pump Building, Low Lift PS | FHA-RW-P |  | Pump |  | P | http://www.toronto.ca/TWONTO#00626
| FHA-RW-P-1101 | Pump, Centrifugal, Raw Water, Pump Building, Low Lift PS | FHA-RW-P-1101-KQ |  | Pump |  | P | http://www.toronto.ca/TWONTO#00626
| FHA-RW-P-1201 | Pump, Centrifugal, Raw Water, Pump Building, Low Lift PS | FHA-RW-P |  | Pump |  | P | http://www.toronto.ca/TWONTO#00626
| FHA-RW-P-1301 | Pump, Centrifugal, Raw Water, Pump Building, Low Lift PS | FHA-RW-P-1301-KQ |  | Pump |  | P | http://www.toronto.ca/TWONTO#00626
| FHA-RW-P-0901 | Pump, Centrifugal, Raw Water, Pump Building, Low Lift PS | FHA-RW-P-0901-KQ |  | Pump |  | P | http://www.toronto.ca/TWONTO#00626
| FHA-RW-P-1001 | Pump, Centrifugal, Raw Water, Pump Building, Low Lift PS | FHA-RW-P |  | Pump |  | P | http://www.toronto.ca/TWONTO#00626
| FHA-RW-P-1001 | Pump, Centrifugal, Raw Water, Pump Building, Low Lift PS | FHA-RW-P-1001-KQ |  | Pump |  | P | http://www.toronto.ca/TWONTO#00626
| FHA-RW-P-1101 | Pump, Centrifugal, Raw Water, Pump Building, Low Lift PS | FHA-RW-P |  | Pump |  | P | http://www.toronto.ca/TWONTO#00626
| FHA-RW-P-1201 | Pump, Centrifugal, Raw Water, Pump Building, Low Lift PS | FHA-RW-P-1201-KQ |  | Pump |  | P | http://www.toronto.ca/TWONTO#00626
| FHA-RW-P-1301 | Pump, Centrifugal, Raw Water, Pump Building, Low Lift PS | FHA-RW-P |  | Pump |  | P | http://www.toronto.ca/TWONTO#00626
| TAB-OCS-P-8510 | Pump, Centrifugal, Recirculation, Biofilter Control Room | TAB-OCS-HU-8510 | Pump,Centrifugal | Pump |  | P | http://www.toronto.ca/TWONTO#00626
| TAB-OCS-P-8520 | Pump, Centrifugal, Recirculation, Biofilter Control Room | TAB-OCS-HU-8510 | Pump,Centrifugal | Pump |  | P | http://www.toronto.ca/TWONTO#00626
| TAB-OCS-P-8530 | Pump, Centrifugal, Recirculation, Biofilter Control Room | TAB-OCS-HU-8510 | Pump,Centrifugal | Pump |  | P | http://www.toronto.ca/TWONTO#00626
| WTR-RDF-P-0005 | Pump, Centrifugal, Recirculation, North Valve House | WTR-RDF-AUX | Pump,Centrifugal | Pump |  | P | http://www.toronto.ca/TWONTO#00626
| THR-OCS-P-6199 | Pump, Centrifugal, Recirculation, Scrubber 0551, Plant Services, Odour Control System | THR-OCS-SB-0551 | Pump,Centrifugal | Pump |  | P | http://www.toronto.ca/TWONTO#00626
| THR-OCS-P-6200 | Pump, Centrifugal, Recirculation, Scrubber 0551, Plant Services, Odour Control System | THR-OCS-SB-0551 | Pump,Centrifugal | Pump |  | P | http://www.toronto.ca/TWONTO#00626
| THR-OCS-P-6209 | Pump, Centrifugal, Recirculation, Scrubber 0551, Plant Services, Odour Control System | THR-OCS-SB-0551 | Pump,Centrifugal | Pump |  | P | http://www.toronto.ca/TWONTO#00626
| THR-OCS-P-6192 | Pump, Centrifugal, Recirculation, Scrubber 0551, Plant Services, Odour Control System | THR-OCS-SB-0551 | Pump,Centrifugal | Pump |  | P | http://www.toronto.ca/TWONTO#00626
| THR-OCS-P-6223 | Pump, Centrifugal, Recirculation, Scrubber 0552, Plant Services, Odour Control System | THR-OCS-SB-0552 | Pump,Centrifugal | Pump |  | P | http://www.toronto.ca/TWONTO#00626
| THR-OCS-P-6236 | Pump, Centrifugal, Recirculation, Scrubber 0552, Plant Services, Odour Control System | THR-OCS-SB-0552 | Pump,Centrifugal | Pump |  | P | http://www.toronto.ca/TWONTO#00626
| THR-OCS-P-6228 | Pump, Centrifugal, Recirculation, Scrubber 0552, Plant Services, Odour Control System | THR-OCS-SB-0552 | Pump,Centrifugal | Pump |  | P | http://www.toronto.ca/TWONTO#00626
| THR-OCS-P-6232 | Pump, Centrifugal, Recirculation, Scrubber 0552, Plant Services, Odour Control System | THR-OCS-SB-0552 | Pump,Centrifugal | Pump |  | P | http://www.toronto.ca/TWONTO#00626
| THR-OCS-P-6248 | Pump, Centrifugal, Recirculation, Scrubber 0553, Plant Services, Odour Control System | THR-OCS-SB-0553 | Pump,Centrifugal | Pump |  | P | http://www.toronto.ca/TWONTO#00626
| THR-OCS-P-6262 | Pump, Centrifugal, Recirculation, Scrubber 0553, Plant Services, Odour Control System | THR-OCS-SB-0553 | Pump,Centrifugal | Pump |  | P | http://www.toronto.ca/TWONTO#00626
| THR-OCS-P-6252 | Pump, Centrifugal, Recirculation, Scrubber 0553, Plant Services, Odour Control System | THR-OCS-SB-0553 | Pump,Centrifugal | Pump |  | P | http://www.toronto.ca/TWONTO#00626
| THR-OCS-P-6257 | Pump, Centrifugal, Recirculation, Scrubber 0553, Plant Services, Odour Control System | THR-OCS-SB-0553 | Pump,Centrifugal | Pump |  | P | http://www.toronto.ca/TWONTO#00626
| THR-OCS-P-6278 | Pump, Centrifugal, Recirculation, Scrubber 0554, Plant Services, Odour Control System | THR-OCS-SB-0554 | Pump,Centrifugal | Pump |  | P | http://www.toronto.ca/TWONTO#00626
| THR-OCS-P-6286 | Pump, Centrifugal, Recirculation, Scrubber 0554, Plant Services, Odour Control System | THR-OCS-SB-0554 | Pump,Centrifugal | Pump |  | P | http://www.toronto.ca/TWONTO#00626
| THR-OCS-P-6275 | Pump, Centrifugal, Recirculation, Scrubber 0554, Plant Services, Odour Control System | THR-OCS-SB-0554 | Pump,Centrifugal | Pump |  | P | http://www.toronto.ca/TWONTO#00626
| THR-OCS-P-6281 | Pump, Centrifugal, Recirculation, Scrubber 0554, Plant Services, Odour Control System | THR-OCS-SB-0554 | Pump,Centrifugal | Pump |  | P | http://www.toronto.ca/TWONTO#00626
| THR-OCS-P-6300 | Pump, Centrifugal, Recirculation, Scrubber 0555, Plant Services, Odour Control System | THR-OCS-SB-0555 | Pump,Centrifugal | Pump |  | P | http://www.toronto.ca/TWONTO#00626
| THR-OCS-P-6306 | Pump, Centrifugal, Recirculation, Scrubber 0555, Plant Services, Odour Control System | THR-OCS-SB-0555 | Pump,Centrifugal | Pump |  | P | http://www.toronto.ca/TWONTO#00626
| THR-OCS-P-6310 | Pump, Centrifugal, Recirculation, Scrubber 0555, Plant Services, Odour Control System | THR-OCS-SB-0555 | Pump,Centrifugal | Pump |  | P | http://www.toronto.ca/TWONTO#00626
| THR-OCS-P-6311 | Pump, Centrifugal, Recirculation, Scrubber 0555, Plant Services, Odour Control System | THR-OCS-SB-0555 | Pump,Centrifugal | Pump |  | P | http://www.toronto.ca/TWONTO#00626
| THR-FPW-P-0013 | Pump, Centrifugal, Residual Chlorine Analyzer | THR-FPW-P | Pump,Centrifugal | Pump |  | P | http://www.toronto.ca/TWONTO#00626
| FHO-RW-P-1801 | Pump, Centrifugal, RW Pump 1801. S9, RW Pump Room | FHO-RAW | Pump,Centrifugal | Pump |  | P | http://www.toronto.ca/TWONTO#00626
| FHO-RW-P-1801 | Pump, Centrifugal, RW Pump 1801. S9, RW Pump Room | FHO-RW-P-1801-KQ | Pump,Centrifugal | Pump |  | P | http://www.toronto.ca/TWONTO#00626
| FHO-RW-P-1901 | Pump, Centrifugal, RW Pump 1901. S9, RW Pump Room | FHO-RAW | Pump,Centrifugal | Pump |  | P | http://www.toronto.ca/TWONTO#00626
| FHO-RW-P-1901 | Pump, Centrifugal, RW Pump 1901. S9, RW Pump Room | FHO-RW-P-1901-KQ | Pump,Centrifugal | Pump |  | P | http://www.toronto.ca/TWONTO#00626
| FHO-RW-P-2101 | Pump, Centrifugal, RW Pump 2101. S9, RW Pump Room | FHO-RAW | Pump,Centrifugal | Pump |  | P | http://www.toronto.ca/TWONTO#00626
| FHO-RW-P-2201 | Pump, Centrifugal, RW Pump 2201. S9, RW Pump Room | FHO-RW-P-2201-KQ | Pump,Centrifugal | Pump |  | P | http://www.toronto.ca/TWONTO#00626
| FHO-RW-P-2201 | Pump, Centrifugal, RW Pump 2201. S9, RW Pump Room | FHO-RAW | Pump,Centrifugal | Pump |  | P | http://www.toronto.ca/TWONTO#00626
| FHO-RW-P-2301 | Pump, Centrifugal, RW Pump 2301. S9, RW Pump Room | FHO-RW-P-2301-KQ | Pump,Centrifugal | Pump |  | P | http://www.toronto.ca/TWONTO#00626
| FHO-RW-P-2301 | Pump, Centrifugal, RW Pump 2301. S9, RW Pump Room | FHO-RAW | Pump,Centrifugal | Pump |  | P | http://www.toronto.ca/TWONTO#00626
| FHO-RW-P-2401 | Pump, Centrifugal, RW Pump 2401. S9, RW Pump Room | FHO-RAW | Pump,Centrifugal | Pump |  | P | http://www.toronto.ca/TWONTO#00626
| FHO-RW-P-2601 | Pump, Centrifugal, RW Pump 2601. S9, RW Pump Room | FHO-RAW | Pump,Centrifugal | Pump |  | P | http://www.toronto.ca/TWONTO#00626
| FHO-RW-P-2601 | Pump, Centrifugal, RW Pump 2601. S9, RW Pump Room | FHO-RW-P-2601-KQ | Pump,Centrifugal | Pump |  | P | http://www.toronto.ca/TWONTO#00626
| FHO-RW-P-2701 | Pump, Centrifugal, RW Pump 2701. S9, RW Pump Room | FHO-RAW | Pump,Centrifugal | Pump |  | P | http://www.toronto.ca/TWONTO#00626
| FHO-RW-P-2701 | Pump, Centrifugal, RW Pump 2701. S9, RW Pump Room | FHO-RW-P-2701-KQ | Pump,Centrifugal | Pump |  | P | http://www.toronto.ca/TWONTO#00626
| FHA-WWW-P-0001 | Pump, Centrifugal, Sample, Diversion Chamber, RMF, Recycle Area, Upper Stairs | FHA-WWW-EFFL | Pump,Centrifugal | Pump |  | P | http://www.toronto.ca/TWONTO#00626
| FHA-WWW-P-0001 | Pump, Centrifugal, Sample, Diversion Chamber, RMF, Recycle Area, Upper Stairs | FHA-WWW-P-0001-KQ | Pump,Centrifugal | Pump |  | P | http://www.toronto.ca/TWONTO#00626
| FHA-WWW-P-0001A | Pump, Centrifugal, Sample, Diversion Chamber, RMF, Recycle Area, Upper Stairs | FHA-WWW-EFFL | Pump,Centrifugal | Pump |  | P | http://www.toronto.ca/TWONTO#00626
| FHA-WWW-P-0001A | Pump, Centrifugal, Sample, Diversion Chamber, RMF, Recycle Area, Upper Stairs | FHA-WWW-P-0001-KQ | Pump,Centrifugal | Pump |  | P | http://www.toronto.ca/TWONTO#00626
| FHA-WWW-P-0002 | Pump, Centrifugal, Sample, Effluent Tank, RMF, S/W of Pilot Plant | FHA-WWW-EFFL | Pump,Centrifugal | Pump |  | P | http://www.toronto.ca/TWONTO#00626
| FHA-WWW-P-0002 | Pump, Centrifugal, Sample, Effluent Tank, RMF, S/W of Pilot Plant | FHA-WWW-P-0002-KQ | Pump,Centrifugal | Pump |  | P | http://www.toronto.ca/TWONTO#00626
| FHA-WWW-P-0002A | Pump, Centrifugal, Sample, Effluent Tank, RMF, S/W of Pilot Plant | FHA-WWW-EFFL | Pump,Centrifugal | Pump |  | P | http://www.toronto.ca/TWONTO#00626
| FHA-WWW-P-0002A | Pump, Centrifugal, Sample, Effluent Tank, RMF, S/W of Pilot Plant | FHA-WWW-P-0002-KQ | Pump,Centrifugal | Pump |  | P | http://www.toronto.ca/TWONTO#00626
| FCL-DCL-P-0002A | Pump, Centrifugal, Sampling After SO2, Decant Liquor, Sampling Pumps | FCL-AFTER SO2 | Pump,Centrifugal | Pump |  | P | http://www.toronto.ca/TWONTO#00626
| FCL-DCL-P-0002B | Pump, Centrifugal, Sampling After SO2, Decant Liquor, Sampling Pumps | FCL-AFTER SO2 | Pump,Centrifugal | Pump |  | P | http://www.toronto.ca/TWONTO#00626
| FCL-DCL-P-0001A | Pump, Centrifugal, Sampling Before SO2, Decant Liquor, Sampling Pumps | FCL-BEFORE SO2 | Pump,Centrifugal | Pump |  | P | http://www.toronto.ca/TWONTO#00626
| FCL-DCL-P-0001B | Pump, Centrifugal, Sampling Before SO2, Decant Liquor, Sampling Pumps | FCL-BEFORE SO2 | Pump,Centrifugal | Pump |  | P | http://www.toronto.ca/TWONTO#00626
| FCL-RW-P-0701 | Pump, Centrifugal, Sampling Line 1A, Sampling Pumps Offshore, Low Lift PS Basement | FCL-RW-SAMP | Pump,Centrifugal | Pump |  | P | http://www.toronto.ca/TWONTO#00626
| FCL-RW-P-0801 | Pump, Centrifugal, Sampling Line 1B, Sampling Pumps Offshore, Low Lift PS Basement | FCL-RW-SAMP | Pump,Centrifugal | Pump |  | P | http://www.toronto.ca/TWONTO#00626
| FCL-RW-P-0901 | Pump, Centrifugal, Sampling Line 2, Sampling Pumps Onshore, Low Lift PS Basement | FCL-RW-SAMP | Pump,Centrifugal | Pump |  | P | http://www.toronto.ca/TWONTO#00626
| FCL-RW-P-1001 | Pump, Centrifugal, Sampling Line 2, Sampling Pumps Onshore, Low Lift PS Basement | FCL-RW-SAMP | Pump,Centrifugal | Pump |  | P | http://www.toronto.ca/TWONTO#00626
| THR-EPS-P-0210 | Pump, Centrifugal, Screw | THR-EPS-P | Pump,Screw | Pump |  | P | http://www.toronto.ca/TWONTO#00626
| THR-EPS-P-0110 | Pump, Centrifugal, Screw | THR-EPS-P | Pump,Screw | Pump |  | P | http://www.toronto.ca/TWONTO#00626
| THR-EPS-P-0310 | Pump, Centrifugal, Screw | THR-EPS-P | Pump,Screw | Pump |  | P | http://www.toronto.ca/TWONTO#00626
| THR-EPS-P-0410 | Pump, Centrifugal, Screw | THR-EPS-P | Pump,Screw | Pump |  | P | http://www.toronto.ca/TWONTO#00626
| TAB-PRM-P-4510 | Pump, Centrifugal, Seal Water Booster to Primary Sludge Pump, Primary Tank, T-0900 Gallery | TAB-PRM-P-P | Pump,Centrifugal | Pump |  | P | http://www.toronto.ca/TWONTO#00626
| TAB-PRM-P-4520 | Pump, Centrifugal, Seal Water Booster to Primary Sludge Pump, Primary Tank, T-0900 Gallery | TAB-PRM-T-4500 | Pump,Centrifugal | Pump |  | P | http://www.toronto.ca/TWONTO#00626
| TAB-PRM-P-4510 | Pump, Centrifugal, Seal Water Booster to Primary Sludge Pump, Primary Tank, T-0900 Gallery | TAB-PRM-T-4500 | Pump,Centrifugal | Pump |  | P | http://www.toronto.ca/TWONTO#00626
| THC-STR-P-0140 | Pump, Centrifugal, Secondary Sludge (RAS), P-0140, SE Plant | THC-STR-P-T-0100-02 | Pump,Centrifugal | Pump |  | P | http://www.toronto.ca/TWONTO#00626
| THC-STR-P-0840 | Pump, Centrifugal, Secondary Sludge, SE Plant, SE Plant Blowers Part 1 and Train #8 | THC-FT-T-0800 | Pump,Centrifugal | Pump |  | P | http://www.toronto.ca/TWONTO#00626
| THC-STR-P-0840 | Pump, Centrifugal, Secondary Sludge, SE Plant, SE Plant Blowers Part 1 and Train #8 | THC-STR-P-T-0700-08 | Pump,Centrifugal | Pump |  | P | http://www.toronto.ca/TWONTO#00626
| THC-STR-P-5440 | Pump, Centrifugal, Secondary Sludge, SE Plant, SE Plant Blowers Part 1 and Train #8 | THC-STR-P-T-0700-08 | Pump,Centrifugal | Pump |  | P | http://www.toronto.ca/TWONTO#00626
| THR-FT-P-2320 | Pump, Centrifugal, Secondary Treatment, RAS Pumping - North | THR-FT-RAS-P | Pump,Centrifugal | Pump |  | P | http://www.toronto.ca/TWONTO#00626
| THR-FT-P-2321 | Pump, Centrifugal, Secondary Treatment, RAS Pumping - North | THR-FT-RAS-P | Pump,Centrifugal | Pump |  | P | http://www.toronto.ca/TWONTO#00626
| THR-FT-P-2321 | Pump, Centrifugal, Secondary Treatment, RAS Pumping - North | THR-FT-RAS-P-N | Pump,Centrifugal | Pump |  | P | http://www.toronto.ca/TWONTO#00626
| THR-FT-P-2322 | Pump, Centrifugal, Secondary Treatment, RAS Pumping - North | THR-FT-RAS-P | Pump,Centrifugal | Pump |  | P | http://www.toronto.ca/TWONTO#00626
| THR-FT-P-2323 | Pump, Centrifugal, Secondary Treatment, RAS Pumping - North | THR-FT-RAS-P | Pump,Centrifugal | Pump |  | P | http://www.toronto.ca/TWONTO#00626
| THR-FT-P-2324 | Pump, Centrifugal, Secondary Treatment, RAS Pumping - North | THR-FT-RAS-P-N | Pump,Centrifugal | Pump |  | P | http://www.toronto.ca/TWONTO#00626
| THR-FT-P-2320 | Pump, Centrifugal, Secondary Treatment, RAS Pumping - North | THR-FT-RAS-P-N | Pump,Centrifugal | Pump |  | P | http://www.toronto.ca/TWONTO#00626
| THR-FT-P-2322 | Pump, Centrifugal, Secondary Treatment, RAS Pumping - North | THR-FT-RAS-P-N | Pump,Centrifugal | Pump |  | P | http://www.toronto.ca/TWONTO#00626
| THR-FT-P-2323 | Pump, Centrifugal, Secondary Treatment, RAS Pumping - North | THR-FT-RAS-P-N | Pump,Centrifugal | Pump |  | P | http://www.toronto.ca/TWONTO#00626
| THR-FT-P-2324 | Pump, Centrifugal, Secondary Treatment, RAS Pumping - North | THR-FT-RAS-P | Pump,Centrifugal | Pump |  | P | http://www.toronto.ca/TWONTO#00626
| THR-FT-P-2170S | Pump, Centrifugal, Secondary Treatment, RAS Pumping,Tunnel 20, - South | THR-FT-RAS-P | Pump,Centrifugal | Pump | 39980 | P | x
| THR-FT-P-2171S | Pump, Centrifugal, Secondary Treatment, RAS Pumping,Tunnel 20, - South | THR-FT-RAS-P | Pump,Centrifugal | Pump | 39517 | P | x
| THR-FT-P-2171S | Pump, Centrifugal, Secondary Treatment, RAS Pumping,Tunnel 20, - South | THR-FT-RAS-P-S | Pump,Centrifugal | Pump | 39517 | P | x
| THR-FT-P-2172S | Pump, Centrifugal, Secondary Treatment, RAS Pumping,Tunnel 20, - South | THR-FT-RAS-P | Pump,Centrifugal | Pump | 39518 | P | x
| THR-FT-P-2172S | Pump, Centrifugal, Secondary Treatment, RAS Pumping,Tunnel 20, - South | THR-FT-RAS-P-S | Pump,Centrifugal | Pump | 39518 | P | x
| THR-FT-P-2170S | Pump, Centrifugal, Secondary Treatment, RAS Pumping,Tunnel 20, - South | THR-FT-RAS-P-S | Pump,Centrifugal | Pump | 39980 | P | x
| THR-FT-P-2174S | Pump, Centrifugal, Secondary Treatment, RAS Pumping,Tunnel 20,- South | THR-FT-RAS-P | Pump,Centrifugal | Pump | 39520 | P | x
| THR-FT-P-2174S | Pump, Centrifugal, Secondary Treatment, RAS Pumping,Tunnel 20,- South | THR-FT-RAS-P-S | Pump,Centrifugal | Pump | 39520 | P | x
| THR-FT-P-2623 | Pump, Centrifugal, Secondary Treatment, Tunnel 23 East,RAS Pumping - North | THR-FT-RAS-P | Pump,Centrifugal | Pump |  | P | http://www.toronto.ca/TWONTO#00626
| THR-FT-P-2623 | Pump, Centrifugal, Secondary Treatment, Tunnel 23 East,RAS Pumping - North | THR-FT-RAS-P-N | Pump,Centrifugal | Pump |  | P | http://www.toronto.ca/TWONTO#00626
| THR-FT-P-2621 | Pump, Centrifugal, Secondary Treatment,Tunnel 23 East, RAS Pumping - North | THR-FT-RAS-P-N | Pump,Centrifugal | Pump |  | P | http://www.toronto.ca/TWONTO#00626
| THR-FT-P-2622 | Pump, Centrifugal, Secondary Treatment,Tunnel 23 East, RAS Pumping - North | THR-FT-RAS-P-N | Pump,Centrifugal | Pump |  | P | http://www.toronto.ca/TWONTO#00626
| THR-FT-P-2624 | Pump, Centrifugal, Secondary Treatment,Tunnel 23 East, RAS Pumping - North | THR-FT-RAS-P-N | Pump,Centrifugal | Pump |  | P | http://www.toronto.ca/TWONTO#00626
| THR-FT-P-2621 | Pump, Centrifugal, Secondary Treatment,Tunnel 23 East, RAS Pumping - North | THR-FT-RAS-P | Pump,Centrifugal | Pump |  | P | http://www.toronto.ca/TWONTO#00626
| THR-FT-P-2622 | Pump, Centrifugal, Secondary Treatment,Tunnel 23 East, RAS Pumping - North | THR-FT-RAS-P | Pump,Centrifugal | Pump |  | P | http://www.toronto.ca/TWONTO#00626
| THR-FT-P-2624 | Pump, Centrifugal, Secondary Treatment,Tunnel 23 East, RAS Pumping - North | THR-FT-RAS-P | Pump,Centrifugal | Pump |  | P | http://www.toronto.ca/TWONTO#00626
| THR-FT-P-2620 | Pump, Centrifugal, Secondary Treatment,Tunnel 23 East, RAS Pumping- North | THR-FT-RAS-P | Pump,Centrifugal | Pump |  | P | http://www.toronto.ca/TWONTO#00626
| THR-FT-P-2620 | Pump, Centrifugal, Secondary Treatment,Tunnel 23 East, RAS Pumping- North | THR-FT-RAS-P-N | Pump,Centrifugal | Pump |  | P | http://www.toronto.ca/TWONTO#00626
| THR-FT-P-2720 | Pump, Centrifugal, Secondary Treatment,Tunnel 23 North, RAS Pumping - North | THR-FT-RAS-P | Pump,Centrifugal | Pump |  | P | http://www.toronto.ca/TWONTO#00626
| THR-FT-P-2721 | Pump, Centrifugal, Secondary Treatment,Tunnel 23 North, RAS Pumping - North | THR-FT-RAS-P | Pump,Centrifugal | Pump |  | P | http://www.toronto.ca/TWONTO#00626
| THR-FT-P-2722 | Pump, Centrifugal, Secondary Treatment,Tunnel 23 North, RAS Pumping - North | THR-FT-RAS-P | Pump,Centrifugal | Pump |  | P | http://www.toronto.ca/TWONTO#00626
| THR-FT-P-2724 | Pump, Centrifugal, Secondary Treatment,Tunnel 23 North, RAS Pumping - North | THR-FT-RAS-P-N | Pump,Centrifugal | Pump |  | P | http://www.toronto.ca/TWONTO#00626
| THR-FT-P-2720 | Pump, Centrifugal, Secondary Treatment,Tunnel 23 North, RAS Pumping - North | THR-FT-RAS-P-N | Pump,Centrifugal | Pump |  | P | http://www.toronto.ca/TWONTO#00626
| THR-FT-P-2721 | Pump, Centrifugal, Secondary Treatment,Tunnel 23 North, RAS Pumping - North | THR-FT-RAS-P-N | Pump,Centrifugal | Pump |  | P | http://www.toronto.ca/TWONTO#00626
| THR-FT-P-2722 | Pump, Centrifugal, Secondary Treatment,Tunnel 23 North, RAS Pumping - North | THR-FT-RAS-P-N | Pump,Centrifugal | Pump |  | P | http://www.toronto.ca/TWONTO#00626
| THR-FT-P-2723 | Pump, Centrifugal, Secondary Treatment,Tunnel 23 North, RAS Pumping - North | THR-FT-RAS-P | Pump,Centrifugal | Pump |  | P | http://www.toronto.ca/TWONTO#00626
| THR-FT-P-2723 | Pump, Centrifugal, Secondary Treatment,Tunnel 23 North, RAS Pumping - North | THR-FT-RAS-P-N | Pump,Centrifugal | Pump |  | P | http://www.toronto.ca/TWONTO#00626
| THR-FT-P-2724 | Pump, Centrifugal, Secondary Treatment,Tunnel 23 North, RAS Pumping - North | THR-FT-RAS-P | Pump,Centrifugal | Pump |  | P | http://www.toronto.ca/TWONTO#00626
| THR-FT-P-2173S | Pump, Centrifugal, Secondary Treatment,Tunnel20, RAS Pumping - South | THR-FT-RAS-P | Pump,Centrifugal | Pump | 39519 | P | x
| THR-FT-P-2173S | Pump, Centrifugal, Secondary Treatment,Tunnel20, RAS Pumping - South | THR-FT-RAS-P-S | Pump,Centrifugal | Pump | 39519 | P | x
| FCL-SED-P-0301A(S) | Pump, Centrifugal, Sedimentation Drain | FCL-SED-SAMP | Pump,Centrifugal | Pump |  | P | http://www.toronto.ca/TWONTO#00626
| FCL-SED-P-0301B(S) | Pump, Centrifugal, Sedimentation Drain | FCL-SED-SAMP | Pump,Centrifugal | Pump |  | P | http://www.toronto.ca/TWONTO#00626
| WTR-RDF-P-0006 | Pump, Centrifugal, Service Water, North Valve House | WTR-RDF-CW | Pump,Centrifugal | Pump |  | P | http://www.toronto.ca/TWONTO#00626
| WTR-RDF-P-0501 | Pump, Centrifugal, Service Water, South Valve House | WTR-RDF-CW | Pump,Centrifugal | Pump |  | P | http://www.toronto.ca/TWONTO#00626
| FCL-SED-P-0001A | Pump, Centrifugal, Settled Water Sampling , Filter Building Drainage Pumping Station | FCL-SED-SAMP | Pump,Centrifugal | Pump |  | P | http://www.toronto.ca/TWONTO#00626
| FCL-SED-P-0001B | Pump, Centrifugal, Settled Water Sampling , Filter Building Drainage Pumping Station | FCL-SED-SAMP | Pump,Centrifugal | Pump |  | P | http://www.toronto.ca/TWONTO#00626
| THR-FT-P-4710 | Pump, Centrifugal, Sludge Cross Feed, RAS Pumping Station - South | THR-FT-RAS-P-S | Pump,Centrifugal | Pump |  | P | http://www.toronto.ca/TWONTO#00626
| THR-FT-P-4730 | Pump, Centrifugal, Sludge Cross Feed, RAS Pumping Station - South | THR-FT-RAS-P-S | Pump,Centrifugal | Pump |  | P | http://www.toronto.ca/TWONTO#00626
| THR-FT-P-4720 | Pump, Centrifugal, Sludge Cross Feed, RAS Pumping Station - South | THR-FT-RAS-P-S | Pump,Centrifugal | Pump |  | P | http://www.toronto.ca/TWONTO#00626
| THR-DIG-P-2531SPARE | Pump, Centrifugal, Sludge Recirculation (Spare Assembly) | THR-DIG-PD-0500 | Pump,Centrifugal | Pump |  | P | http://www.toronto.ca/TWONTO#00626
| TAB-DIG-P-1040 | Pump, Centrifugal, Sludge Recirculation Pump for Digester 10, Digester 9-12 Control Building Basement | TAB-DIG-T-1000 | Pump,Centrifugal | Pump |  | P | http://www.toronto.ca/TWONTO#00626
| TAB-DIG-P-1050 | Pump, Centrifugal, Sludge Recirculation Pump for Digester 10, Digester 9-12 Control Building Basement | TAB-DIG-T-1000 | Pump,Centrifugal | Pump | 45592 | P | x
| TAB-DIG-P-1140 | Pump, Centrifugal, Sludge Recirculation Pump for Digester 11, Digester 9-12 Control Building Basement | TAB-DIG-T-1100 | Pump,Centrifugal | Pump |  | P | http://www.toronto.ca/TWONTO#00626
| TAB-DIG-P-1130 | Pump, Centrifugal, Sludge Recirculation Pump for Digester 11, Digester 9-12 Control Building Basement | TAB-DIG-T-1100 | Pump,Centrifugal | Pump |  | P | http://www.toronto.ca/TWONTO#00626
| TAB-DIG-P-1230 | Pump, Centrifugal, Sludge Recirculation Pump for Digester 12, Digester 9-12 Control Building Basement | TAB-DIG-T-1000 | Pump,Centrifugal | Pump |  | P | http://www.toronto.ca/TWONTO#00626
| TAB-DIG-P-1230 | Pump, Centrifugal, Sludge Recirculation Pump for Digester 12, Digester 9-12 Control Building Basement | TAB-DIG-T-1200 | Pump,Centrifugal | Pump |  | P | http://www.toronto.ca/TWONTO#00626
| TAB-DIG-P-1240 | Pump, Centrifugal, Sludge Recirculation Pump for Digester 12, Digester 9-12 Control Building Basement | TAB-DIG-T-1200 | Pump,Centrifugal | Pump |  | P | http://www.toronto.ca/TWONTO#00626
| TAB-DIG-P-0940 | Pump, Centrifugal, Sludge Recirculation Pump for Digester 9, Digester 9-12 Control Building Basement | TAB-DIG-T-0900 | Pump,Centrifugal | Pump |  | P | http://www.toronto.ca/TWONTO#00626
| TAB-DIG-P-1030 | Pump, Centrifugal, Sludge Recirculation Pump for Digester 9, Digester 9-12 Control Building Basement | TAB-DIG-T-1000 | Pump,Centrifugal | Pump |  | P | http://www.toronto.ca/TWONTO#00626
| TAB-DIG-P-0930 | Pump, Centrifugal, Sludge Recirculation Pump for Digester 9, Digester 9-12 Control Building Basement | TAB-DIG-T-0900 | Pump,Centrifugal | Pump |  | P | http://www.toronto.ca/TWONTO#00626
| THR-DIG-P-2521SPARE | Pump, Centrifugal, Sludge Recirculation Spare | THR-DIG-PD-0300 | Pump,Centrifugal | Pump |  | P | http://www.toronto.ca/TWONTO#00626
| THR-DIG-P-2502 | Pump, Centrifugal, Sludge Recirculation, Tank 0100 | THR-DIG-PD-0100 | Pump,Centrifugal | Pump |  | P | http://www.toronto.ca/TWONTO#00626
| THR-DIG-P-2501 | Pump, Centrifugal, Sludge Recirculation, Tank 0100 | THR-DIG-PD-0100 | Pump,Centrifugal | Pump |  | P | http://www.toronto.ca/TWONTO#00626
| THR-DIG-P-2512 | Pump, Centrifugal, Sludge Recirculation, Tank 0200 | THR-DIG-PD-0200 | Pump,Centrifugal | Pump |  | P | http://www.toronto.ca/TWONTO#00626
| THR-DIG-P-2511 | Pump, Centrifugal, Sludge Recirculation, Tank 0200 | THR-DIG-PD-0200 | Pump,Centrifugal | Pump |  | P | http://www.toronto.ca/TWONTO#00626
| THR-DIG-P-2521 | Pump, Centrifugal, Sludge Recirculation, Tank 0300 | THR-DIG-PD-0300 | Pump,Centrifugal | Pump |  | P | http://www.toronto.ca/TWONTO#00626
| THR-DIG-P-2522 | Pump, Centrifugal, Sludge Recirculation, Tank 0300 | THR-DIG-PD-0300 | Pump,Centrifugal | Pump |  | P | http://www.toronto.ca/TWONTO#00626
| THR-DIG-P-2531 | Pump, Centrifugal, Sludge Recirculation, Tank 0500 | THR-DIG-PD-0500 | Pump,Centrifugal | Pump |  | P | http://www.toronto.ca/TWONTO#00626
| THR-DIG-P-2532 | Pump, Centrifugal, Sludge Recirculation, Tank 0500 | THR-DIG-PD-0500 | Pump,Centrifugal | Pump |  | P | http://www.toronto.ca/TWONTO#00626
| THR-DIG-P-2318 | Pump, Centrifugal, Sludge Recirculation, Tank 0900 | THR-DIG-PD-0900 | Pump,Centrifugal | Pump |  | P | http://www.toronto.ca/TWONTO#00626
| THR-DIG-P-2319 | Pump, Centrifugal, Sludge Recirculation, Tank 0900 | THR-DIG-PD-0900 | Pump,Centrifugal | Pump |  | P | http://www.toronto.ca/TWONTO#00626
| THR-DIG-P-2368 | Pump, Centrifugal, Sludge Recirculation, Tank 1000 | THR-DIG-PD-1000 | Pump,Centrifugal | Pump |  | P | http://www.toronto.ca/TWONTO#00626
| THR-DIG-P-2369 | Pump, Centrifugal, Sludge Recirculation, Tank 1000 | THR-DIG-PD-1000 | Pump,Centrifugal | Pump |  | P | http://www.toronto.ca/TWONTO#00626
| TAB-DEW-P-4035 | Pump, Centrifugal, Sludge Transfer #1 | TAB-DEW-EQUALIZATION | Pump,Centrifugal | Pump |  | P | http://www.toronto.ca/TWONTO#00626
| TAB-DEW-P-4036 | Pump, Centrifugal, Sludge Transfer #2 | TAB-DEW-EQUALIZATION | Pump,Centrifugal | Pump |  | P | http://www.toronto.ca/TWONTO#00626
| TAB-DIG-P-1473 | Pump, Centrifugal, Sludge Transfer (DX2621), Digester Tank 14 | TAB-DIG-T-1400 | Pump,Centrifugal | Pump |  | P | http://www.toronto.ca/TWONTO#00626
| TAB-DIG-P-1473 | Pump, Centrifugal, Sludge Transfer (DX2621), Digester Tank 14 | TAB-DIG-T-13-16 | Pump,Centrifugal | Pump |  | P | http://www.toronto.ca/TWONTO#00626
| TAB-DIG-P-1474 | Pump, Centrifugal, Sludge Transfer (DX2622), Digester Tank 14 | TAB-DIG-T-13-16 | Pump,Centrifugal | Pump |  | P | http://www.toronto.ca/TWONTO#00626
| TAB-DIG-P-1474 | Pump, Centrifugal, Sludge Transfer (DX2622), Digester Tank 14 | TAB-DIG-T-1400 | Pump,Centrifugal | Pump |  | P | http://www.toronto.ca/TWONTO#00626
| TAB-DIG-P-5050 | Pump, Centrifugal, Sludge Transfer Pump, Digester 9-12 Control Building Basement | TAB-DIG-P-TRANSF9-12 | Pump,Centrifugal | Pump |  | P | http://www.toronto.ca/TWONTO#00626
| TAB-DIG-P-5060 | Pump, Centrifugal, Sludge Transfer Pump, Digester 9-12 Control Building Basement | TAB-DIG-P-TRANSF9-12 | Pump,Centrifugal | Pump |  | P | http://www.toronto.ca/TWONTO#00626
| THR-DIG-P-3116 | Pump, Centrifugal, Sludge Transfer, Digester Tank 0700 | THR-DIG-PD-0700 | Pump,Centrifugal | Pump |  | P | http://www.toronto.ca/TWONTO#00626
| THR-DIG-P-3115 | Pump, Centrifugal, Sludge Transfer, Digester Tank 0700, | THR-DIG-PD-0700 | Pump,Centrifugal | Pump |  | P | http://www.toronto.ca/TWONTO#00626
| THR-DIG-P-3166 | Pump, Centrifugal, Sludge Transfer, Digester Tank 0800 | THR-DIG-PD-0800 | Pump,Centrifugal | Pump |  | P | http://www.toronto.ca/TWONTO#00626
| THR-DIG-P-3165 | Pump, Centrifugal, Sludge Transfer, Digester Tank 0800 | THR-DIG-PD-0800 | Pump,Centrifugal | Pump |  | P | http://www.toronto.ca/TWONTO#00626
| THR-DIG-P-3211 | Pump, Centrifugal, Sludge Transfer, Digester Tank 0900 | THR-DIG-PD-0900 | Pump,Centrifugal | Pump |  | P | http://www.toronto.ca/TWONTO#00626
| THR-DIG-P-3212 | Pump, Centrifugal, Sludge Transfer, Digester Tank 0900 | THR-DIG-PD-0900 | Pump,Centrifugal | Pump |  | P | http://www.toronto.ca/TWONTO#00626
| THR-DIG-P-3271 | Pump, Centrifugal, Sludge Transfer, Digester Tank 1000 | THR-DIG-PD-1000 | Pump,Centrifugal | Pump |  | P | http://www.toronto.ca/TWONTO#00626
| THR-DIG-P-3272 | Pump, Centrifugal, Sludge Transfer, Digester Tank 1000 | THR-DIG-PD-1000 | Pump,Centrifugal | Pump |  | P | http://www.toronto.ca/TWONTO#00626
| THR-DIG-P-2503 | Pump, Centrifugal, Sludge Transfer, Tank 0100 | THR-DIG-PD-0100 | Pump,Centrifugal | Pump |  | P | http://www.toronto.ca/TWONTO#00626
| THR-DIG-P-2504 | Pump, Centrifugal, Sludge Transfer, Tank 0100 | THR-DIG-PD-0100 | Pump,Centrifugal | Pump |  | P | http://www.toronto.ca/TWONTO#00626
| THR-DIG-P-2513 | Pump, Centrifugal, Sludge Transfer, Tank 0200 | THR-DIG-PD-0200 | Pump,Centrifugal | Pump |  | P | http://www.toronto.ca/TWONTO#00626
| THR-DIG-P-2514 | Pump, Centrifugal, Sludge Transfer, Tank 0200 | THR-DIG-PD-0200 | Pump,Centrifugal | Pump |  | P | http://www.toronto.ca/TWONTO#00626
| THR-DIG-P-2523 | Pump, Centrifugal, Sludge Transfer, Tank 0300 | THR-DIG-PD-0300 | Pump,Centrifugal | Pump |  | P | http://www.toronto.ca/TWONTO#00626
| THR-DIG-P-2524 | Pump, Centrifugal, Sludge Transfer, Tank 0300 | THR-DIG-PD-0300 | Pump,Centrifugal | Pump |  | P | http://www.toronto.ca/TWONTO#00626
| THR-DIG-P-2533 | Pump, Centrifugal, Sludge Transfer, Tank 0500 | THR-DIG-PD-0500 | Pump,Centrifugal | Pump |  | P | http://www.toronto.ca/TWONTO#00626
| THR-DIG-P-2534 | Pump, Centrifugal, Sludge Transfer, Tank 0500 | THR-DIG-PD-0500 | Pump,Centrifugal | Pump |  | P | http://www.toronto.ca/TWONTO#00626
| THR-PRM-P-2120 | Pump, Centrifugal, Sludge, Primary Station 1 | THR-PRM-SOUTH | Pump,Centrifugal | Pump |  | P | http://www.toronto.ca/TWONTO#00626
| THR-PRM-P-2121 | Pump, Centrifugal, Sludge, Primary Station 1 | THR-PRM-SOUTH | Pump,Centrifugal | Pump |  | P | http://www.toronto.ca/TWONTO#00626
| THR-PRM-P-2121 | Pump, Centrifugal, Sludge, Primary Station 1 | THR-PRM-STA-1 | Pump,Centrifugal | Pump |  | P | http://www.toronto.ca/TWONTO#00626
| THR-PRM-P-2120 | Pump, Centrifugal, Sludge, Primary Station 1 | THR-PRM-STA-1 | Pump,Centrifugal | Pump |  | P | http://www.toronto.ca/TWONTO#00626
| THR-PRM-P-2120 | Pump, Centrifugal, Sludge, Primary Station 1 | THR-PRM-T | Pump,Centrifugal | Pump |  | P | http://www.toronto.ca/TWONTO#00626
| THR-PRM-P-2121 | Pump, Centrifugal, Sludge, Primary Station 1 | THR-PRM-T | Pump,Centrifugal | Pump |  | P | http://www.toronto.ca/TWONTO#00626
| THR-PRM-P-SLDGS | Pump, Centrifugal, Sludge, Primary Station 1,2&3 | THR-PRM-STA-1 | Pump,Centrifugal | Pump | 40264 |  | x
| THR-PRM-P-2221 | Pump, Centrifugal, Sludge, South Primary Station 2 | THR-PRM-STA-2 | Pump,Centrifugal | Pump |  | P | http://www.toronto.ca/TWONTO#00626
| THR-PRM-P-2231 | Pump, Centrifugal, Sludge, South Primary Station 2 | THR-PRM-SOUTH | Pump,Centrifugal | Pump |  | P | http://www.toronto.ca/TWONTO#00626
| THR-PRM-P-2231 | Pump, Centrifugal, Sludge, South Primary Station 2 | THR-PRM-T | Pump,Centrifugal | Pump |  | P | http://www.toronto.ca/TWONTO#00626
| THR-PRM-P-2241 | Pump, Centrifugal, Sludge, South Primary Station 2 | THR-PRM-STA-2 | Pump,Centrifugal | Pump |  | P | http://www.toronto.ca/TWONTO#00626
| THR-PRM-P-2221 | Pump, Centrifugal, Sludge, South Primary Station 2 | THR-PRM-SOUTH | Pump,Centrifugal | Pump |  | P | http://www.toronto.ca/TWONTO#00626
| THR-PRM-P-2221 | Pump, Centrifugal, Sludge, South Primary Station 2 | THR-PRM-T | Pump,Centrifugal | Pump |  | P | http://www.toronto.ca/TWONTO#00626
| THR-PRM-P-2231 | Pump, Centrifugal, Sludge, South Primary Station 2 | THR-PRM-STA-2 | Pump,Centrifugal | Pump |  | P | http://www.toronto.ca/TWONTO#00626
| THR-PRM-P-2241 | Pump, Centrifugal, Sludge, South Primary Station 2 | THR-PRM-SOUTH | Pump,Centrifugal | Pump |  | P | http://www.toronto.ca/TWONTO#00626
| THR-PRM-P-2241 | Pump, Centrifugal, Sludge, South Primary Station 2 | THR-PRM-T | Pump,Centrifugal | Pump |  | P | http://www.toronto.ca/TWONTO#00626
| THR-PRM-P-2340 | Pump, Centrifugal, Sludge, South Primary Station 3 | THR-PRM-SOUTH | Pump,Centrifugal | Pump |  | P | http://www.toronto.ca/TWONTO#00626
| THR-PRM-P-2340 | Pump, Centrifugal, Sludge, South Primary Station 3 | THR-PRM-STA-3 | Pump,Centrifugal | Pump |  | P | http://www.toronto.ca/TWONTO#00626
| THR-PRM-P-2340 | Pump, Centrifugal, Sludge, South Primary Station 3 | THR-PRM-T | Pump,Centrifugal | Pump |  | P | http://www.toronto.ca/TWONTO#00626
| THR-PRM-P-2341 | Pump, Centrifugal, Sludge, South Primary Station 3 | THR-PRM-SOUTH | Pump,Centrifugal | Pump |  | P | http://www.toronto.ca/TWONTO#00626
| THR-PRM-P-2341 | Pump, Centrifugal, Sludge, South Primary Station 3 | THR-PRM-STA-3 | Pump,Centrifugal | Pump |  | P | http://www.toronto.ca/TWONTO#00626
| THR-PRM-P-2341 | Pump, Centrifugal, Sludge, South Primary Station 3 | THR-PRM-T | Pump,Centrifugal | Pump |  | P | http://www.toronto.ca/TWONTO#00626
| FCL-PAC-P-0301 | Pump, Centrifugal, Slurry, PAC Transfer, Dry Chemical Building PAC Tanks | FCL-PAC | Pump,Centrifugal | Pump |  | P | http://www.toronto.ca/TWONTO#00626
| FCL-PAC-P-0401 | Pump, Centrifugal, Slurry, PAC Transfer, Dry Chemical Building PAC Tanks | FCL-PAC | Pump,Centrifugal | Pump |  | P | http://www.toronto.ca/TWONTO#00626
| THR-FPW-P-0014 | Pump, Centrifugal, Sodium Hypochlorite | THR-FPW-P | Pump,Centrifugal | Pump |  | P | http://www.toronto.ca/TWONTO#00626
| THR-FPW-P-0014 | Pump, Centrifugal, Sodium Hypochlorite | THR-FPW-T-0002 | Pump,Centrifugal | Pump |  | P | http://www.toronto.ca/TWONTO#00626
| THR-FPW-P-0015 | Pump, Centrifugal, Sodium Hypochlorite | THR-FPW-P | Pump,Centrifugal | Pump |  | P | http://www.toronto.ca/TWONTO#00626
| THR-FPW-P-0015 | Pump, Centrifugal, Sodium Hypochlorite | THR-FPW-T-0002 | Pump,Centrifugal | Pump |  | P | http://www.toronto.ca/TWONTO#00626
| WTR-RMI-P-0001 | Pump, Centrifugal, Sprinkler System | WTR-RMI-CW | Pump,Centrifugal | Pump |  | P | http://www.toronto.ca/TWONTO#00626
| TAB-THK-P-0805 | Pump, Centrifugal, SUB, Flotation Tank 0800 | TAB-THK-P-RECYCLE | Pump,Centrifugal | Pump |  | P | http://www.toronto.ca/TWONTO#00626
| TAB-DIG-P-8062 | Pump, Centrifugal, Submersible Sump Pump, Digester 9-12 Control Building Basement | TAB-DIG-P-T9-12 | Pump,Centrifugal | Pump |  | P | http://www.toronto.ca/TWONTO#00626
| TAB-DIG-P-8063 | Pump, Centrifugal, Submersible Sump Pump, Digester 9-12 Control Building Basement | TAB-DIG-P-T9-12 | Pump,Centrifugal | Pump |  | P | http://www.toronto.ca/TWONTO#00626
| TAB-PLT-P-0122 | Pump, Centrifugal, Submersible, Grit Tank, T-0100, Grit Bldg., P Bldg. | TAB-PLT-T-0100 | Pump,Centrifugal | Pump |  | P | http://www.toronto.ca/TWONTO#00626
| FHO-DEW-P-2001 | Pump, Centrifugal, Submersible, Basement Drain Sump, Ozone Building, S2, Outside, North Wall | FHO-DEW | Pump,Centrifugal | Pump |  | P | http://www.toronto.ca/TWONTO#00626
| FHO-DEW-P-1601 | Pump, Centrifugal, Submersible, DeWatering Well, Standby Power Building, S4, Surge Tank Room | FHO-DEW | Pump,Centrifugal | Pump |  | P | http://www.toronto.ca/TWONTO#00626
| FHO-DEW-P-1701 | Pump, Centrifugal, Submersible, DeWatering Well, Standby Power Building, S4, Surge Tank Room | FHO-DEW | Pump,Centrifugal | Pump |  | P | http://www.toronto.ca/TWONTO#00626
| FHO-DEW-P-1801 | Pump, Centrifugal, Submersible, Foundation Drain Well, Ozone Building, S2, Outside, North Wall | FHO-DEW | Pump,Centrifugal | Pump |  | P | http://www.toronto.ca/TWONTO#00626
| FHO-DEW-P-1901 | Pump, Centrifugal, Submersible, Foundation Drain Well, Ozone Building, S2, Outside, North Wall | FHO-DEW | Pump,Centrifugal | Pump |  | P | http://www.toronto.ca/TWONTO#00626
| TAB-PLT-P-0121 | Pump, Centrifugal, Submersible, Grit Tank, T-0100, Grit Bldg., P Bldg. | TAB-PLT-T-0100 | Pump,Centrifugal | Pump |  | P | http://www.toronto.ca/TWONTO#00626
| TAB-PLT-P-0222 | Pump, Centrifugal, Submersible, Grit Tank, T-0200, Grit Bldg., P Bldg. | TAB-PLT-T-0200 | Pump,Centrifugal | Pump |  | P | http://www.toronto.ca/TWONTO#00626
| TAB-PLT-P-0221 | Pump, Centrifugal, Submersible, Grit Tank, T-0200, Grit Bldg., P Bldg. | TAB-PLT-T-0200 | Pump,Centrifugal | Pump |  | P | http://www.toronto.ca/TWONTO#00626
| TAB-PLT-P-0321 | Pump, Centrifugal, Submersible, Grit Tank, T-0300, Grit Bldg., P Bldg. | TAB-PLT-T-0300 | Pump,Centrifugal | Pump |  | P | http://www.toronto.ca/TWONTO#00626
| TAB-PLT-P-0322 | Pump, Centrifugal, Submersible, Grit Tank, T-0300, Grit Bldg., P Bldg. | TAB-PLT-T-0300 | Pump,Centrifugal | Pump |  | P | http://www.toronto.ca/TWONTO#00626
| TAB-PLT-P-0421 | Pump, Centrifugal, Submersible, Grit Tank, T-0400, Grit Bldg., P Bldg. | TAB-PLT-T-0400 | Pump,Centrifugal | Pump |  | P | http://www.toronto.ca/TWONTO#00626
| TAB-PLT-P-0422 | Pump, Centrifugal, Submersible, Grit Tank, T-0400, Grit Bldg., P Bldg. | TAB-PLT-T-0400 | Pump,Centrifugal | Pump |  | P | http://www.toronto.ca/TWONTO#00626
| TAB-PLT-P-0521 | Pump, Centrifugal, Submersible, Grit Tank, T-0500, Grit Bldg., P Bldg. | TAB-PLT-T-0500 | Pump,Centrifugal | Pump |  | P | http://www.toronto.ca/TWONTO#00626
| TAB-PLT-P-0522 | Pump, Centrifugal, Submersible, Grit Tank, T-0500, Grit Bldg., P Bldg. | TAB-PLT-T-0500 | Pump,Centrifugal | Pump |  | P | http://www.toronto.ca/TWONTO#00626
| TAB-PLT-P-0621 | Pump, Centrifugal, Submersible, Grit Tank, T-0600, Grit Bldg., P Bldg. | TAB-PLT-T-0600 | Pump,Centrifugal | Pump |  | P | http://www.toronto.ca/TWONTO#00626
| TAB-PLT-P-0622 | Pump, Centrifugal, Submersible, Grit Tank, T-0600, Grit Bldg., P Bldg. | TAB-PLT-T-0600 | Pump,Centrifugal | Pump |  | P | http://www.toronto.ca/TWONTO#00626
| TAB-PLT-P-5590 | Pump, Centrifugal, Submersible, Pump Chamber, Vacuum Truck Unloading Bay | TAB-PLT-VAC-TRK | Pump,Centrifugal | Pump |  | P | http://www.toronto.ca/TWONTO#00626
| TAB-PLT-P-5591 | Pump, Centrifugal, Submersible, Pump Chamber, Vacuum Truck Unloading Bay | TAB-PLT-VAC-TRK | Pump,Centrifugal | Pump |  | P | http://www.toronto.ca/TWONTO#00626
| TAB-PRM-P-5130 | Pump, Centrifugal, Submersible, Sump, Primary Tank, T-0900 Gallery | TAB-PRM-P-P | Pump,Submersible | Pump |  | P | http://www.toronto.ca/TWONTO#00626
| TAB-PRM-P-5131 | Pump, Centrifugal, Submersible, Sump, Primary Tank, T-0900 Gallery | TAB-PRM-P-P | Pump,Submersible | Pump |  | P | http://www.toronto.ca/TWONTO#00626
| TAB-PRM-P-5128 | Pump, Centrifugal, Submersible, Sump, Unwatering Pump Room, South East of Grit Tanks | TAB-PRM-P-P | Pump,Centrifugal | Pump |  | P | http://www.toronto.ca/TWONTO#00626
| TAB-PRM-P-5129 | Pump, Centrifugal, Submersible, Sump, Unwatering Pump Room, South East of Grit Tanks | TAB-PRM-P-P | Pump,Centrifugal | Pump |  | P | http://www.toronto.ca/TWONTO#00626
| WTR-PPD-P-0601S | Pump, Centrifugal, Sump | WTR-PPD-AUX | Pump,Centrifugal | Pump | 38845 | P | x
| THR-ELS-P-3619A | Pump, Centrifugal, Sump, Administration Building, Plant Services, Flood Monitoring System | THR-ELS-ADM | Pump,Centrifugal | Pump |  | P | http://www.toronto.ca/TWONTO#00626
| THR-ELS-P-3619B | Pump, Centrifugal, Sump, Administration Building, Plant Services, Flood Monitoring System | THR-ELS-ADM | Pump,Centrifugal | Pump |  | P | http://www.toronto.ca/TWONTO#00626
| THR-PRS-P-0057S | Pump, Centrifugal, Sump, Chemical Building, Secondary Treatment, Phosphorous Removal | THR-PRS-DRN | Pump,Centrifugal | Pump | 39834 | P | x
| THC-INC-P-0313 | Pump, Centrifugal, Sump, Decant, Incinerator Building | THC-GRK-SUMP PUMP | Pump,Centrifugal | Pump |  | P | http://www.toronto.ca/TWONTO#00626
| THC-INC-P-0314 | Pump, Centrifugal, Sump, Decant, Incinerator Building | THC-GRK-SUMP PUMP | Pump,Centrifugal | Pump |  | P | http://www.toronto.ca/TWONTO#00626
| THR-FT-P-4880 | Pump, Centrifugal, Sump, Gallery T19 | THR-FT-DRN | Pump,Centrifugal | Pump |  | P | http://www.toronto.ca/TWONTO#00626
| THC-INC-P-0310SU | Pump, Centrifugal, Sump, Heat Treatment, Incin. Building | THC-OBSOLETE-WA1 | Pump,Centrifugal | Pump |  | P | http://www.toronto.ca/TWONTO#00626
| THC-INC-P-0310SU | Pump, Centrifugal, Sump, Heat Treatment, Incin. Building | THC-GRK-SUMP PUMP | Pump,Centrifugal | Pump |  | P | http://www.toronto.ca/TWONTO#00626
| WTR-RDF-P-0007 | Pump, Centrifugal, Sump, North Valve House | WTR-RDF-AUX | Pump,Centrifugal | Pump |  | P | http://www.toronto.ca/TWONTO#00626
| WTR-RDF-P-0008 | Pump, Centrifugal, Sump, North Valve House | WTR-RDF-AUX | Pump,Centrifugal | Pump |  | P | http://www.toronto.ca/TWONTO#00626
| THR-OCS-P-3970A | Pump, Centrifugal, Sump, Odour Control System | THR-OCS-P | Pump,Centrifugal | Pump |  | P | http://www.toronto.ca/TWONTO#00626
| THR-OCS-P-3970B | Pump, Centrifugal, Sump, Odour Control System | THR-OCS-P | Pump,Centrifugal | Pump |  | P | http://www.toronto.ca/TWONTO#00626
| THR-FPW-P-0012 | Pump, Centrifugal, Sump, Plant Water Building, Plant Services, Flood Monitoring System | THR-FPW-P | Pump,Centrifugal | Pump |  | P | http://www.toronto.ca/TWONTO#00626
| COL-PCU-P-0001 | Pump, Centrifugal, Sump, Pump Floor, Cumber PS | COL-PCU | Pump | Pump |  | P | http://www.toronto.ca/TWONTO#00626
| COL-PCU-P-0001 | Pump, Centrifugal, Sump, Pump Floor, Cumber PS | COL-PCU-AUX-MECH | Pump | Pump |  | P | http://www.toronto.ca/TWONTO#00626
| COL-PCU-P-0001 | Pump, Centrifugal, Sump, Pump Floor, Cumber PS | COL-PCU-MISC | Pump | Pump |  | P | http://www.toronto.ca/TWONTO#00626
| COL-PWR-P-0001 | Pump, Centrifugal, Sump, Pump Floor, West Rouge PS | COL-PWR | Pump,Submersible | Pump |  | P | http://www.toronto.ca/TWONTO#00626
| COL-PWR-P-0001 | Pump, Centrifugal, Sump, Pump Floor, West Rouge PS | COL-PWR-AUX-MECH | Pump,Submersible | Pump |  | P | http://www.toronto.ca/TWONTO#00626
| COL-PWR-P-0001 | Pump, Centrifugal, Sump, Pump Floor, West Rouge PS | COL-PWR-MISC | Pump,Submersible | Pump |  | P | http://www.toronto.ca/TWONTO#00626
| WTR-RDF-P-0301 | Pump, Centrifugal, Sump, South Valve House | WTR-RDF-AUX | Pump,Centrifugal | Pump |  | P | http://www.toronto.ca/TWONTO#00626
| WTR-RDF-P-0302 | Pump, Centrifugal, Sump, South Valve House | WTR-RDF-AUX | Pump,Centrifugal | Pump |  | P | http://www.toronto.ca/TWONTO#00626
| THR-FT-P-4861 | Pump, Centrifugal, Sump, Sump Pit No. 31,SP RAS PS | THR-FT-DRN | Pump,Submersible | Pump |  | P | http://www.toronto.ca/TWONTO#00626
| THR-AER-P-4801 | Pump, Centrifugal, Sump, T14S | THR-AER-DRN | Pump,Centrifugal | Pump |  | P | http://www.toronto.ca/TWONTO#00626
| THR-AER-P-4810 | Pump, Centrifugal, Sump, T14S | THR-AER-DRN | Pump,Centrifugal | Pump |  | P | http://www.toronto.ca/TWONTO#00626
| THR-AER-P-4811 | Pump, Centrifugal, Sump, T14S | THR-AER-DRN | Pump,Centrifugal | Pump |  | P | http://www.toronto.ca/TWONTO#00626
| THR-AER-P-4800 | Pump, Centrifugal, Sump, T14S | THR-AER-DRN | Pump,Centrifugal | Pump |  | P | http://www.toronto.ca/TWONTO#00626
| THR-FT-P-4840 | Pump, Centrifugal, Sump, T15 | THR-FT-DRN | Pump,Submersible | Pump |  | P | http://www.toronto.ca/TWONTO#00626
| THR-FT-P-4841 | Pump, Centrifugal, Sump, T15 | THR-FT-DRN | Pump,Submersible | Pump |  | P | http://www.toronto.ca/TWONTO#00626
| THR-AER-P-4890 | Pump, Centrifugal, Sump, T17E | THR-AER-DRN | Pump,Centrifugal | Pump |  | P | http://www.toronto.ca/TWONTO#00626
| THR-AER-P-4891 | Pump, Centrifugal, Sump, T17E | THR-AER-DRN | Pump,Centrifugal | Pump |  | P | http://www.toronto.ca/TWONTO#00626
| THR-FT-P-4881 | Pump, Centrifugal, Sump, T19 | THR-FT-DRN | Pump,Centrifugal | Pump |  | P | http://www.toronto.ca/TWONTO#00626
| THR-FT-P-4870 | Pump, Centrifugal, Sump, T20N | THR-FT-DRN | Pump,Centrifugal | Pump |  | P | http://www.toronto.ca/TWONTO#00626
| THR-FT-P-4871 | Pump, Centrifugal, Sump, T20N | THR-FT-DRN | Pump,Centrifugal | Pump |  | P | http://www.toronto.ca/TWONTO#00626
| THR-FT-P-4820 | Pump, Centrifugal, Sump, T20s | THR-FT-DRN | Pump,Submersible | Pump |  | P | http://www.toronto.ca/TWONTO#00626
| THR-FT-P-4821 | Pump, Centrifugal, Sump, T20s | THR-FT-DRN | Pump,Submersible | Pump |  | P | http://www.toronto.ca/TWONTO#00626
| THR-ELS-P-6828A | Pump, Centrifugal, Sump, West Substation, Plant Services, Flood Monitoring System | THR-ELS-WS | Pump,Centrifugal | Pump |  | P | http://www.toronto.ca/TWONTO#00626
| THR-FT-P-4851 | Pump, Centrifugal, Sump,Sump Pit No. 31, SP RAS PS | THR-FT-DRN | Pump,Submersible | Pump |  | P | http://www.toronto.ca/TWONTO#00626
| THR-FT-P-4850 | Pump, Centrifugal, Sump,Sump Pit No. 31,SP RAS PS | THR-FT-DRN | Pump,Submersible | Pump |  | P | http://www.toronto.ca/TWONTO#00626
| THR-FT-P-4860 | Pump, Centrifugal, Sump,Sump pit#30, SP RAS PS, | THR-FT-DRN | Pump,Submersible | Pump |  | P | http://www.toronto.ca/TWONTO#00626
| THR-FT-P-2402S | Pump, Centrifugal, Tank 1500, RAS Pumping,Tunnel 20 East of T-15, South | THR-FT-RAS-P | Pump,Centrifugal | Pump | 39523 | P | x
| THR-FT-P-2402S | Pump, Centrifugal, Tank 1500, RAS Pumping,Tunnel 20 East of T-15, South | THR-FT-RAS-P-S | Pump,Centrifugal | Pump | 39523 | P | x
| THR-FT-P-2401 | Pump, Centrifugal, Tank 1500, RAS Pumping,Tunnel 20 East of T-15,South | THR-FT-RAS-P | Pump,Centrifugal | Pump |  | P | http://www.toronto.ca/TWONTO#00626
| THR-FT-P-2401 | Pump, Centrifugal, Tank 1500, RAS Pumping,Tunnel 20 East of T-15,South | THR-FT-RAS-P-S | Pump,Centrifugal | Pump |  | P | http://www.toronto.ca/TWONTO#00626
| THR-FT-P-2521 | Pump, Centrifugal, Tank 1600 & 1700, RAS Pumping,Tunnel 23, South | THR-FT-RAS-P | Pump,Centrifugal | Pump |  | P | http://www.toronto.ca/TWONTO#00626
| THR-FT-P-2521 | Pump, Centrifugal, Tank 1600 & 1700, RAS Pumping,Tunnel 23, South | THR-FT-RAS-P-S | Pump,Centrifugal | Pump |  | P | http://www.toronto.ca/TWONTO#00626
| THR-FT-P-2522 | Pump, Centrifugal, Tank 1600 & 1700, RAS Pumping,Tunnel 23, South | THR-FT-RAS-P-S | Pump,Centrifugal | Pump |  | P | http://www.toronto.ca/TWONTO#00626
| THR-FT-P-2524 | Pump, Centrifugal, Tank 1600 & 1700, RAS Pumping,Tunnel 23, South | THR-FT-RAS-P | Pump,Centrifugal | Pump |  | P | http://www.toronto.ca/TWONTO#00626
| THR-FT-P-2524 | Pump, Centrifugal, Tank 1600 & 1700, RAS Pumping,Tunnel 23, South | THR-FT-RAS-P-S | Pump,Centrifugal | Pump |  | P | http://www.toronto.ca/TWONTO#00626
| THR-FT-P-2520 | Pump, Centrifugal, Tank 1600 & 1700, RAS Pumping,Tunnel 23, South | THR-FT-RAS-P | Pump,Centrifugal | Pump |  | P | http://www.toronto.ca/TWONTO#00626
| THR-FT-P-2520 | Pump, Centrifugal, Tank 1600 & 1700, RAS Pumping,Tunnel 23, South | THR-FT-RAS-P-S | Pump,Centrifugal | Pump |  | P | http://www.toronto.ca/TWONTO#00626
| THR-FT-P-2522 | Pump, Centrifugal, Tank 1600 & 1700, RAS Pumping,Tunnel 23, South | THR-FT-RAS-P | Pump,Centrifugal | Pump |  | P | http://www.toronto.ca/TWONTO#00626
| THR-FT-P-2523 | Pump, Centrifugal, Tank 1600 & 1700, RAS Pumping,Tunnel 23,South | THR-FT-RAS-P | Pump,Centrifugal | Pump |  | P | http://www.toronto.ca/TWONTO#00626
| THR-FT-P-2523 | Pump, Centrifugal, Tank 1600 & 1700, RAS Pumping,Tunnel 23,South | THR-FT-RAS-P-S | Pump,Centrifugal | Pump |  | P | http://www.toronto.ca/TWONTO#00626
| WTR-PAH-P-0200 | Pump, Centrifugal, To District 5 | WTR-PAH-P | Pump | Pump |  | P | http://www.toronto.ca/TWONTO#00626
| WTR-PAH-P-0300 | Pump, Centrifugal, To District 5 | WTR-PAH-P | Pump,Centrifugal | Pump |  | P | http://www.toronto.ca/TWONTO#00626
| WTR-PAH-P-0300S | Pump, Centrifugal, To District 5 | WTR-PAH-P | Pump,Centrifugal | Pump | 38908 | P | x
| WTR-PAH-P-0300S | Pump, Centrifugal, To District 5 | WTR-SUSPENDED | Pump,Centrifugal | Pump | 38908 | P | x
| WTR-PAH-P-0100 | Pump, Centrifugal, To District 5 | WTR-PAH-P | Pump | Pump |  | P | http://www.toronto.ca/TWONTO#00626
| WTR-PJS-P-0400 | Pump, Centrifugal, To DLWC | WTR-PJS-P | Pump,Centrifugal | Pump |  | P | http://www.toronto.ca/TWONTO#00626
| WTR-PJS-P-0100 | Pump, Centrifugal, To DLWC | WTR-PJS-P | Pump,Centrifugal | Pump |  | P | http://www.toronto.ca/TWONTO#00626
| WTR-PJS-P-0200 | Pump, Centrifugal, To DLWC | WTR-PJS-P | Pump,Centrifugal | Pump |  | P | http://www.toronto.ca/TWONTO#00626
| WTR-PJS-P-0300 | Pump, Centrifugal, To DLWC | WTR-PJS-P | Pump,Centrifugal | Pump |  | P | http://www.toronto.ca/TWONTO#00626
| WTR-PJS-P-0500 | Pump, Centrifugal, To DLWC | WTR-PJS-P | Pump,Centrifugal | Pump |  | P | http://www.toronto.ca/TWONTO#00626
| WTR-PWT-P-1030 | Pump, Centrifugal, Transfer, Fuel Bulk Storage Tank | WTR-PWT-T-1010 | Pump,Centrifugal | Pump |  | P | http://www.toronto.ca/TWONTO#00626
| WTR-PWT-P-1020 | Pump, Centrifugal, Transfer, Fuel Bulk Storage Tank | WTR-PWT-T-1010 | Pump,Centrifugal | Pump |  | P | http://www.toronto.ca/TWONTO#00626
| FIS-ELS-P-2101B | Pump, Centrifugal, Transfer, Storage Tank T-2101 to Day Tank 2102, Workshop Building, Pump Room | FIS-ELS-GEN-2100 |  | Pump |  | P | http://www.toronto.ca/TWONTO#00626
| FIS-ELS-P-2101A | Pump, Centrifugal, Transfer, Storage Tank T-2101 to Day Tank 2102, Workshop Building, Pump Room | FIS-ELS-GEN-2100 |  | Pump |  | P | http://www.toronto.ca/TWONTO#00626
| FIS-ELS-P-2201B | Pump, Centrifugal, Transfer, Storage Tank T-2201 to Day Tank 2102, Workshop Building, Pump Room | FIS-ELS-GEN-2200 |  | Pump |  | P | http://www.toronto.ca/TWONTO#00626
| FIS-ELS-P-2201A | Pump, Centrifugal, Transfer, Storage Tank T-2201 to Day Tank 2102, Workshop Building, Pump Room | FIS-ELS-GEN-2200 |  | Pump |  | P | http://www.toronto.ca/TWONTO#00626
| FHO-TRW-P-0300 | Pump, Centrifugal, Treated Water Building, S3, Treated Water Pump Room | FHO TRW PUMPING | Pump,Centrifugal | Pump |  | P | http://www.toronto.ca/TWONTO#00626
| FHO-TRW-P-0300 | Pump, Centrifugal, Treated Water Building, S3, Treated Water Pump Room | FHO-TRW-P-0300-KQ | Pump,Centrifugal | Pump |  | P | http://www.toronto.ca/TWONTO#00626
| FHO-TRW-P-0400 | Pump, Centrifugal, Treated Water Building, S3, Treated Water Pump Room | FHO TRW PUMPING | Pump,Centrifugal | Pump |  | P | http://www.toronto.ca/TWONTO#00626
| FHO-TRW-P-0500 | Pump, Centrifugal, Treated Water Building, S3, Treated Water Pump Room | FHO-TRW-P-0500-KQ | Pump,Centrifugal | Pump |  | P | http://www.toronto.ca/TWONTO#00626
| FHO-TRW-P-0600 | Pump, Centrifugal, Treated Water Building, S3, Treated Water Pump Room | FHO TRW PUMPING | Pump,Centrifugal | Pump |  | P | http://www.toronto.ca/TWONTO#00626
| FHO-TRW-P-0600 | Pump, Centrifugal, Treated Water Building, S3, Treated Water Pump Room | FHO-TRW-P-1100-KQ | Pump,Centrifugal | Pump |  | P | http://www.toronto.ca/TWONTO#00626
| FHO-TRW-P-0800 | Pump, Centrifugal, Treated Water Building, S3, Treated Water Pump Room | FHO TRW PUMPING | Pump,Centrifugal | Pump |  | P | http://www.toronto.ca/TWONTO#00626
| FHO-TRW-P-0800 | Pump, Centrifugal, Treated Water Building, S3, Treated Water Pump Room | FHO-TRW-P-0800-KQ | Pump,Centrifugal | Pump |  | P | http://www.toronto.ca/TWONTO#00626
| FHO-TRW-P-1000 | Pump, Centrifugal, Treated Water Building, S3, Treated Water Pump Room | FHO TRW PUMPING | Pump,Centrifugal | Pump |  | P | http://www.toronto.ca/TWONTO#00626
| FHO-TRW-P-1000 | Pump, Centrifugal, Treated Water Building, S3, Treated Water Pump Room | FHO-TRW-P-1000-KQ | Pump,Centrifugal | Pump |  | P | http://www.toronto.ca/TWONTO#00626
| FHO-TRW-P-3000 | Pump, Centrifugal, Treated Water Building, S3, Treated Water Pump Room | FHO-TRW-P-3000-KQ | Pump,Centrifugal | Pump |  | P | http://www.toronto.ca/TWONTO#00626
| FHO-TRW-P-0100 | Pump, Centrifugal, Treated Water Building, S3, Treated Water Pump Room | FHO TRW PUMPING | Pump,Centrifugal | Pump |  | P | http://www.toronto.ca/TWONTO#00626
| FHO-TRW-P-0100 | Pump, Centrifugal, Treated Water Building, S3, Treated Water Pump Room | FHO-TRW-P-0100-KQ | Pump,Centrifugal | Pump |  | P | http://www.toronto.ca/TWONTO#00626
| FHO-TRW-P-0500 | Pump, Centrifugal, Treated Water Building, S3, Treated Water Pump Room | FHO TRW PUMPING | Pump,Centrifugal | Pump |  | P | http://www.toronto.ca/TWONTO#00626
| FHO-TRW-P-2900 | Pump, Centrifugal, Treated Water Building, S3, Treated Water Pump Room | FHO TRW PUMPING | Pump,Centrifugal | Pump |  | P | http://www.toronto.ca/TWONTO#00626
| FHO-TRW-P-3000 | Pump, Centrifugal, Treated Water Building, S3, Treated Water Pump Room | FHO TRW PUMPING | Pump,Centrifugal | Pump |  | P | http://www.toronto.ca/TWONTO#00626
| FIS-TRW-P-0002 | Pump, Centrifugal, Treated Water From Clearwell, Sampling Building, Lower Floor, East | FIS-TRW OUTPUT | Pump,Centrifugal | Pump |  | P | http://www.toronto.ca/TWONTO#00626
| FIS-TRW-P-0001A | Pump, Centrifugal, Treated Water Output Sampling, Chemical Sampling Building, Lower Level | FIS-TRW OUTPUT | Pump,Centrifugal | Pump |  | P | http://www.toronto.ca/TWONTO#00626
| FIS-TRW-P-0001B | Pump, Centrifugal, Treated Water Output Sampling, Chemical Sampling Building, Lower Level | FIS-TRW OUTPUT | Pump,Centrifugal | Pump |  | P | http://www.toronto.ca/TWONTO#00626
| FHA-TRW-P-0100 | Pump, Centrifugal, Treated Water to Dist #1 Rosehill Reservoir, Pump Building, High Lift Pump Room | FHA-TRW-TWP | Pump,Gear | Pump |  | P | http://www.toronto.ca/TWONTO#00626
| FHA-TRW-P-0100 | Pump, Centrifugal, Treated Water to Dist #1 Rosehill Reservoir, Pump Building, High Lift Pump Room | FHA-TRW-P-0100-KQ | Pump,Gear | Pump |  | P | http://www.toronto.ca/TWONTO#00626
| FHA-TRW-P-0200 | Pump, Centrifugal, Treated Water to Dist #1 Rosehill Reservoir, Pump Building, High Lift Pump Room | FHA-TRW-P-0200-KQ |  | Pump |  | P | http://www.toronto.ca/TWONTO#00626
| FHA-TRW-P-0200 | Pump, Centrifugal, Treated Water to Dist #1 Rosehill Reservoir, Pump Building, High Lift Pump Room | FHA-TRW-TWP |  | Pump |  | P | http://www.toronto.ca/TWONTO#00626
| FIS-TRW-P-0400-SUS | Pump, Centrifugal, Treated Water to Island Distribution System, High Lift Pumping Station | FIS-SUSPENDED | Pump,Centrifugal | Pump | 38440 | P | x
| FIS-TRW-P-0600-SUS | Pump, Centrifugal, Treated Water to Island Distribution System, High Lift Pumping Station | FIS-SUSPENDED | Pump,Centrifugal | Pump | 38441 | P | x
| FIS-TRW-P-0400-SUS | Pump, Centrifugal, Treated Water to Island Distribution System, High Lift Pumping Station | FIS-TRW-PUMPING | Pump,Centrifugal | Pump | 38440 | P | x
| FIS-TRW-P-0600-SUS | Pump, Centrifugal, Treated Water to Island Distribution System, High Lift Pumping Station | FIS-TRW-PUMPING | Pump,Centrifugal | Pump | 38441 | P | x
| FIS-TRW-P-0100 | Pump, Centrifugal, Treated Water to Island Distribution System, Workshop Building, High Lift PS | FIS-TRW-PUMPING | Pump,Centrifugal | Pump |  | P | http://www.toronto.ca/TWONTO#00626
| FIS-TRW-P-0300 | Pump, Centrifugal, Treated Water to Island Distribution System, Workshop Building, High Lift PS | FIS-TRW-PUMPING | Pump,Centrifugal | Pump |  | P | http://www.toronto.ca/TWONTO#00626
| FIS-TRW-P-0500 | Pump, Centrifugal, Treated Water to Island Distribution System, Workshop Building, High Lift PS | FIS-TRW-PUMPING | Pump,Centrifugal | Pump |  | P | http://www.toronto.ca/TWONTO#00626
| FHA-TRW-P-1400 | Pump, Centrifugal, Treated Water to Scarborough. Pump Building, High Lift Pump Room #2 | FHA-TRW-TWP |  | Pump |  | P | http://www.toronto.ca/TWONTO#00626
| FHA-TRW-P-1500 | Pump, Centrifugal, Treated Water to Scarborough. Pump Building, High Lift Pump Room #2 | FHA-TRW-P-1500-KQ |  | Pump |  | P | http://www.toronto.ca/TWONTO#00626
| FHA-TRW-P-1500 | Pump, Centrifugal, Treated Water to Scarborough. Pump Building, High Lift Pump Room #2 | FHA-TRW-TWP |  | Pump |  | P | http://www.toronto.ca/TWONTO#00626
| FHA-TRW-P-1600 | Pump, Centrifugal, Treated Water to Scarborough. Pump Building, High Lift Pump Room #2 | FHA-TRW-TWP |  | Pump |  | P | http://www.toronto.ca/TWONTO#00626
| FHA-TRW-P-0400A | Pump, Centrifugal, Treated Water to to Dist #2 Eglin ton Reservoir,Pump Building,High Lift Pump Room | FHA-TRW-TWP |  | Pump |  | P | http://www.toronto.ca/TWONTO#00626
| FHA-TRW-P-0400A | Pump, Centrifugal, Treated Water to to Dist #2 Eglin ton Reservoir,Pump Building,High Lift Pump Room | FHA-TRW-P-0400A-KQ |  | Pump |  | P | http://www.toronto.ca/TWONTO#00626
| FHA-TRW-P-0400B | Pump, Centrifugal, Treated Water to to Dist #2 St. Clair Reservoir,Pump Building,High Lift Pump Room | FHA-TRW-P-0400B-KQ |  | Pump |  | P | http://www.toronto.ca/TWONTO#00626
| FHA-TRW-P-0400B | Pump, Centrifugal, Treated Water to to Dist #2 St. Clair Reservoir,Pump Building,High Lift Pump Room | FHA-TRW-TWP |  | Pump |  | P | http://www.toronto.ca/TWONTO#00626
| FHO-TRW-P-0101C | Pump, Centrifugal, TRW Output Sampling, S2, Ozone Bldg,West End,Inside Secondary TRW Suction Channel | FHO TRW OUTPUT |  | Pump |  | P | http://www.toronto.ca/TWONTO#00626
| THR-PLT-P-2301 | Pump, Centrifugal, Unwatering, Preliminary Treatment, Grit Removal - Grit Tanks - North Plant | THR-PLT-DRN | Pump,Centrifugal | Pump |  | P | http://www.toronto.ca/TWONTO#00626
| THR-PLT-P-2300 | Pump, Centrifugal, Unwatering, Preliminary Treatment, Grit Removal - Grit Tanks - North Plant | THR-PLT-DRN | Pump,Centrifugal | Pump |  | P | http://www.toronto.ca/TWONTO#00626
| THR-BG-P-1204 | Pump, Centrifugal, Used Oil, Engine Lubrication Oil System-Unit No 2, Engine-Generator & Heat Recovery System | THR-CG-ENG-1201 | Pump,Centrifugal | Pump |  | P | http://www.toronto.ca/TWONTO#00626
| THR-BG-P-1203 | Pump, Centrifugal, Used Oil, Engine Lubrication Oil System-Unit No 2, Engine-Generator & Heat Recovery System | THR-CG-ENG-1201 | Pump,Centrifugal | Pump |  | P | http://www.toronto.ca/TWONTO#00626
| THR-CG-P-1203 | Pump, Centrifugal, Used Oil, Lube Oil System, Engine-Generator 1101 & 1201 | THR-CG-ENG-1201 |  | Pump |  | P | http://www.toronto.ca/TWONTO#00626
| THR-CG-P-1204 | Pump, Centrifugal, Used Oil, Lube Oil System, Engine-Generator 1101 & 1201 | THR-CG-ENG-1201 |  | Pump |  | P | http://www.toronto.ca/TWONTO#00626
| WTR-PJS-P-1001 | Pump, Centrifugal, Vacuum | WTR-PJS-C-1101 | Pump,Centrifugal | Pump |  | P | http://www.toronto.ca/TWONTO#00946
| WTR-PJS-P-1002 | Pump, Centrifugal, Vacuum | WTR-PJS-C-1101 | Pump,Centrifugal | Pump |  | P | http://www.toronto.ca/TWONTO#00946
| FHO-MCS-P-0101 | Pump, Centrifugal, Vacuum Tanks T-0101&0201, S3, Compressor Room | FHO-MCS-P-0101-KQ | Pump,Centrifugal,Vacuum | Pump |  | P | http://www.toronto.ca/TWONTO#00946
| FHO-MCS-P-0101 | Pump, Centrifugal, Vacuum Tanks T-0101&0201, S3, Compressor Room | FHO-TRW-VP | Pump,Centrifugal,Vacuum | Pump |  | P | http://www.toronto.ca/TWONTO#00946
| FHO-MCS-P-0201 | Pump, Centrifugal, Vacuum Tanks T-0101&0201, S3, Compressor Room | FHO-MCS-P-0201-KQ | Pump,Centrifugal,Vacuum | Pump |  | P | http://www.toronto.ca/TWONTO#00946
| FHO-MCS-P-0201 | Pump, Centrifugal, Vacuum Tanks T-0101&0201, S3, Compressor Room | FHO-TRW-VP | Pump,Centrifugal,Vacuum | Pump |  | P | http://www.toronto.ca/TWONTO#00946
| FHO-MCS-P-0301 | Pump, Centrifugal, Vacuum Tanks T-0101&0201, S3, Compressor Room | FHO-MCS-P-0301-KQ | Pump,Centrifugal,Vacuum | Pump |  | P | http://www.toronto.ca/TWONTO#00946
| FHO-MCS-P-0301 | Pump, Centrifugal, Vacuum Tanks T-0101&0201, S3, Compressor Room | FHO-TRW-VP | Pump,Centrifugal,Vacuum | Pump |  | P | http://www.toronto.ca/TWONTO#00946
| THR-PRM-P-2420 | Pump, Centrifugal, VFD, PT #09 - sludge pump 1 | THR-PRM-NORTH | Pump,Centrifugal | Pump |  | P | http://www.toronto.ca/TWONTO#00626
| THR-PRM-P-2420 | Pump, Centrifugal, VFD, PT #09 - sludge pump 1 | THR-PRM-SLP-N | Pump,Centrifugal | Pump |  | P | http://www.toronto.ca/TWONTO#00626
| THR-PRM-P-2430 | Pump, Centrifugal, VFD, PT #09 - sludge pump 2 | THR-PRM-NORTH | Pump,Centrifugal | Pump |  | P | http://www.toronto.ca/TWONTO#00626
| THR-PRM-P-2430 | Pump, Centrifugal, VFD, PT #09 - sludge pump 2 | THR-PRM-SLP-N | Pump,Centrifugal | Pump |  | P | http://www.toronto.ca/TWONTO#00626
| THR-PRM-P-2520 | Pump, Centrifugal, VFD, PT #10 - sludge pump 1 | THR-PRM-NORTH | Pump,Centrifugal | Pump |  | P | http://www.toronto.ca/TWONTO#00626
| THR-PRM-P-2520 | Pump, Centrifugal, VFD, PT #10 - sludge pump 1 | THR-PRM-SLP-N | Pump,Centrifugal | Pump |  | P | http://www.toronto.ca/TWONTO#00626
| THR-PRM-P-2530 | Pump, Centrifugal, VFD, PT #10 - sludge pump 2 | THR-PRM-SLP-N | Pump,Centrifugal | Pump |  | P | http://www.toronto.ca/TWONTO#00626
| THR-PRM-P-2530 | Pump, Centrifugal, VFD, PT #10 - sludge pump 2 | THR-PRM-NORTH | Pump,Centrifugal | Pump |  | P | http://www.toronto.ca/TWONTO#00626
| THR-PRM-P-2620 | Pump, Centrifugal, VFD, PT #11 - sludge pump 1 | THR-PRM-SLP-N | Pump,Centrifugal | Pump |  | P | http://www.toronto.ca/TWONTO#00626
| THR-PRM-P-2620 | Pump, Centrifugal, VFD, PT #11 - sludge pump 1 | THR-PRM-NORTH | Pump,Centrifugal | Pump |  | P | http://www.toronto.ca/TWONTO#00626
| THR-PRM-P-2630 | Pump, Centrifugal, VFD, PT #11 - sludge pump 2 | THR-PRM-NORTH | Pump,Centrifugal | Pump |  | P | http://www.toronto.ca/TWONTO#00626
| THR-PRM-P-2630 | Pump, Centrifugal, VFD, PT #11 - sludge pump 2 | THR-PRM-SLP-N | Pump,Centrifugal | Pump |  | P | http://www.toronto.ca/TWONTO#00626
| THR-FT-P-4501 | Pump, Centrifugal, WAS, RAS Pumping Station - South | THR-FT-WAS-P-S | Pump,Submersible | Pump |  | P | http://www.toronto.ca/TWONTO#00626
| THR-FT-P-4502 | Pump, Centrifugal, WAS, RAS Pumping Station - South | THR-FT-WAS-P-S | Pump,Submersible | Pump |  | P | http://www.toronto.ca/TWONTO#00626
| THR-FT-P-4063 | Pump, Centrifugal, WAS, Secondary Treatment, WAS Pumping | THR-S-E | Pump,Centrifugal | Pump | 33900 | P | x
| THR-FT-P-4064 | Pump, Centrifugal, WAS, Secondary Treatment, WAS Pumping | THR-FT-WAS-P | Pump,Centrifugal | Pump | 33901 | P | x
| THR-FT-P-4065 | Pump, Centrifugal, WAS, Secondary Treatment, WAS Pumping | THR-S-E | Pump,Centrifugal | Pump | 33902 | P | x
| THR-FT-P-4066 | Pump, Centrifugal, WAS, Secondary Treatment, WAS Pumping | THR-FT-WAS-P | Pump,Centrifugal | Pump | 33903 | P | x
| THR-FT-P-4054S | Pump, Centrifugal, WAS, Secondary Treatment, WAS Pumping | THR-FT-WAS-P | Pump,Centrifugal | Pump | 40092 | P | x
| THR-FT-P-4063 | Pump, Centrifugal, WAS, Secondary Treatment, WAS Pumping | THR-FT-WAS-P | Pump,Centrifugal | Pump | 33900 | P | x
| THR-FT-P-4064 | Pump, Centrifugal, WAS, Secondary Treatment, WAS Pumping | THR-S-E | Pump,Centrifugal | Pump | 33901 | P | x
| THR-FT-P-4065 | Pump, Centrifugal, WAS, Secondary Treatment, WAS Pumping | THR-FT-WAS-P | Pump,Centrifugal | Pump | 33902 | P | x
| THR-FT-P-4066 | Pump, Centrifugal, WAS, Secondary Treatment, WAS Pumping | THR-S-E | Pump,Centrifugal | Pump | 33903 | P | x
| THR-FT-P-4053S | Pump, Centrifugal, WAS, Secondary Treatment, WAS Pumping (NIS) | THR-FT-WAS-P | Pump,Centrifugal | Pump | 38036 | P | x
| THR-FT-P-4100S | Pump, Centrifugal, WAS, Tank 0100, South, Secondary Treatment, WAS Pumping | THR-FT-T-0100 | Pump,Centrifugal | Pump | 38037 | P | x
| THR-FT-P-4100S | Pump, Centrifugal, WAS, Tank 0100, South, Secondary Treatment, WAS Pumping | THR-FT-WAS-P | Pump,Centrifugal | Pump | 38037 | P | x
| THR-FT-P-4101S | Pump, Centrifugal, WAS, Tank 0200, South, Secondary Treatment, WAS Pumping | THR-FT-T-0200 | Pump,Centrifugal | Pump | 37992 | P | x
| THR-FT-P-4101S | Pump, Centrifugal, WAS, Tank 0200, South, Secondary Treatment, WAS Pumping | THR-FT-WAS-P | Pump,Centrifugal | Pump | 37992 | P | x
| THR-FT-P-4102S | Pump, Centrifugal, WAS, Tank 0300, South, Secondary Treatment, WAS Pumping | THR-FT-T-0300 | Pump,Centrifugal | Pump | 38038 | P | x
| THR-FT-P-4102S | Pump, Centrifugal, WAS, Tank 0300, South, Secondary Treatment, WAS Pumping | THR-FT-WAS-P | Pump,Centrifugal | Pump | 38038 | P | x
| THR-FT-P-4103S | Pump, Centrifugal, WAS, Tank 0400, South, Secondary Treatment, WAS Pumping | THR-FT-T-0400 | Pump,Centrifugal | Pump | 37991 | P | x
| THR-FT-P-4103S | Pump, Centrifugal, WAS, Tank 0400, South, Secondary Treatment, WAS Pumping | THR-FT-WAS-P | Pump,Centrifugal | Pump | 37991 | P | x
| THR-FT-P-4110S | Pump, Centrifugal, WAS, Tank 0500, South, Secondary Treatment, WAS Pumping | THR-FT-T-0500S | Pump,Centrifugal | Pump | 39309 | P | x
| THR-FT-P-4110S | Pump, Centrifugal, WAS, Tank 0500, South, Secondary Treatment, WAS Pumping | THR-FT-WAS-P | Pump,Centrifugal | Pump | 39309 | P | x
| THR-FT-P-4111S | Pump, Centrifugal, WAS, Tank 0600, South, Secondary Treatment, WAS Pumping | THR-FT-T-0600S | Pump,Centrifugal | Pump | 39986 | P | x
| THR-FT-P-4111S | Pump, Centrifugal, WAS, Tank 0600, South, Secondary Treatment, WAS Pumping | THR-FT-WAS-P | Pump,Centrifugal | Pump | 39986 | P | x
| THR-FT-P-4112S | Pump, Centrifugal, WAS, Tank 0700, South, Secondary Treatment, WAS Pumping | THR-FT-T-0700S | Pump,Centrifugal | Pump | 39308 | P | x
| THR-FT-P-4112S | Pump, Centrifugal, WAS, Tank 0700, South, Secondary Treatment, WAS Pumping | THR-FT-WAS-P | Pump,Centrifugal | Pump | 39308 | P | x
| THR-FT-P-4113SUSP | Pump, Centrifugal, WAS, Tank 0800, South, Secondary Treatment, WAS Pumping | THR-FT-T-0600S | Pump,Centrifugal | Pump | 39310 | P | x
| THR-FT-P-4113S | Pump, Centrifugal, WAS, Tank 0800, South, Secondary Treatment, WAS Pumping | THR-FT-T-0800S | Pump,Centrifugal | Pump | 38039 | P | x
| THR-FT-P-4113S | Pump, Centrifugal, WAS, Tank 0800, South, Secondary Treatment, WAS Pumping | THR-FT-WAS-P | Pump,Centrifugal | Pump | 38039 | P | x
| THR-FT-P-4113SUSP | Pump, Centrifugal, WAS, Tank 0800, South, Secondary Treatment, WAS Pumping | THR-FT-T-0800S | Pump,Centrifugal | Pump | 39310 | P | x
| THR-FT-P-4120S | Pump, Centrifugal, WAS, Tank 0900, South, Secondary Treatment, WAS Pumping | THR-FT-T-0900S | Pump,Centrifugal | Pump | 39311 | P | x
| THR-FT-P-4120S | Pump, Centrifugal, WAS, Tank 0900, South, Secondary Treatment, WAS Pumping | THR-FT-WAS-P | Pump,Centrifugal | Pump | 39311 | P | x
| THR-FT-P-4121S | Pump, Centrifugal, WAS, Tank 1000, South, Secondary Treatment, WAS Pumping | THR-FT-T-1000S | Pump,Centrifugal | Pump | 39312 | P | x
| THR-FT-P-4121S | Pump, Centrifugal, WAS, Tank 1000, South, Secondary Treatment, WAS Pumping | THR-FT-WAS-P | Pump,Centrifugal | Pump | 39312 | P | x
| THR-FT-P-4122S | Pump, Centrifugal, WAS, Tank 1100, South, Secondary Treatment, WAS Pumping | THR-FT-T-1100S | Pump,Centrifugal | Pump | 39313 | P | x
| THR-FT-P-4122S | Pump, Centrifugal, WAS, Tank 1100, South, Secondary Treatment, WAS Pumping | THR-FT-WAS-P | Pump,Centrifugal | Pump | 39313 | P | x
| THR-FT-P-4123S | Pump, Centrifugal, WAS, Tank 1200, South, Secondary Treatment, WAS Pumping | THR-FT-T-1200S | Pump,Centrifugal | Pump | 39314 | P | x
| THR-FT-P-4123S | Pump, Centrifugal, WAS, Tank 1200, South, Secondary Treatment, WAS Pumping | THR-FT-WAS-P | Pump,Centrifugal | Pump | 39314 | P | x
| THR-FT-P-4130 | Pump, Centrifugal, WAS, Tank 1300, North, Secondary Treatment, WAS Pumping | THR-FT-WAS-P | Pump,Centrifugal | Pump |  | P | http://www.toronto.ca/TWONTO#00626
| THR-FT-P-4130 | Pump, Centrifugal, WAS, Tank 1300, North, Secondary Treatment, WAS Pumping | THR-FT-T-1300 | Pump,Centrifugal | Pump |  | P | http://www.toronto.ca/TWONTO#00626
| THR-FT-P-4131 | Pump, Centrifugal, WAS, Tank 1400, North, Secondary Treatment, WAS Pumping | THR-FT-WAS-P | Pump,Centrifugal | Pump |  | P | http://www.toronto.ca/TWONTO#00626
| THR-FT-P-4131 | Pump, Centrifugal, WAS, Tank 1400, North, Secondary Treatment, WAS Pumping | THR-FT-T-1400 | Pump,Centrifugal | Pump |  | P | http://www.toronto.ca/TWONTO#00626
| THR-FT-P-4124S | Pump, Centrifugal, WAS, Tank 1500, South, Secondary Treatment, WAS Pumping | THR-FT-WAS-P | Pump,Centrifugal | Pump | 39315 | P | x
| THR-FT-P-4124S | Pump, Centrifugal, WAS, Tank 1500, South, Secondary Treatment, WAS Pumping | THR-FT-T-1500 | Pump,Centrifugal | Pump | 39315 | P | x
| THR-FT-P-4125 | Pump, Centrifugal, WAS, Tank 1600, South, Secondary Treatment, WAS Pumping | THR-FT-WAS-P | Pump,Centrifugal | Pump |  | P | http://www.toronto.ca/TWONTO#00626
| THR-FT-P-4125 | Pump, Centrifugal, WAS, Tank 1600, South, Secondary Treatment, WAS Pumping | THR-FT-T-1600 | Pump,Centrifugal | Pump |  | P | http://www.toronto.ca/TWONTO#00626
| THR-FT-P-4125 | Pump, Centrifugal, WAS, Tank 1600, South, Secondary Treatment, WAS Pumping | THR-FT-T-1700 | Pump,Centrifugal | Pump |  | P | http://www.toronto.ca/TWONTO#00626
| THR-FT-P-4126 | Pump, Centrifugal, WAS, Tank 1700, South, Secondary Treatment, WAS Pumping | THR-FT-T-1700 | Pump,Centrifugal | Pump |  | P | http://www.toronto.ca/TWONTO#00626
| THR-FT-P-4126 | Pump, Centrifugal, WAS, Tank 1700, South, Secondary Treatment, WAS Pumping | THR-FT-WAS-P | Pump,Centrifugal | Pump |  | P | http://www.toronto.ca/TWONTO#00626
| THR-FT-P-4126 | Pump, Centrifugal, WAS, Tank 1700, South, Secondary Treatment, WAS Pumping | THR-FT-T-1600 | Pump,Centrifugal | Pump |  | P | http://www.toronto.ca/TWONTO#00626
| THR-FT-P-4140 | Pump, Centrifugal, WAS, Tank 1800, North, Secondary Treatment, WAS Pumping | THR-FT-T-1800 | Pump,Centrifugal | Pump |  | P | http://www.toronto.ca/TWONTO#00626
| THR-FT-P-4140 | Pump, Centrifugal, WAS, Tank 1800, North, Secondary Treatment, WAS Pumping | THR-FT-WAS-P | Pump,Centrifugal | Pump |  | P | http://www.toronto.ca/TWONTO#00626
| THR-FT-P-4150 | Pump, Centrifugal, WAS, Tank 1900, North, Secondary Treatment, WAS Pumping | THR-FT-WAS-P | Pump,Centrifugal | Pump |  | P | http://www.toronto.ca/TWONTO#00626
| THR-FT-P-4150 | Pump, Centrifugal, WAS, Tank 1900, North, Secondary Treatment, WAS Pumping | THR-FT-T-1900 | Pump,Centrifugal | Pump |  | P | http://www.toronto.ca/TWONTO#00626
| THR-FT-P-4151 | Pump, Centrifugal, WAS, Tank 2000, North, Secondary Treatment, WAS Pumping | THR-FT-T-2000 | Pump,Centrifugal | Pump |  | P | http://www.toronto.ca/TWONTO#00626
| THR-FT-P-4151 | Pump, Centrifugal, WAS, Tank 2000, North, Secondary Treatment, WAS Pumping | THR-FT-WAS-P | Pump,Centrifugal | Pump |  | P | http://www.toronto.ca/TWONTO#00626
| THR-FT-P-4141 | Pump, Centrifugal, WAS, Tank 2100, North, Secondary Treatment, WAS Pumping | THR-FT-T-2100 | Pump,Centrifugal | Pump |  | P | http://www.toronto.ca/TWONTO#00626
| THR-FT-P-4141 | Pump, Centrifugal, WAS, Tank 2100, North, Secondary Treatment, WAS Pumping | THR-FT-WAS-P | Pump,Centrifugal | Pump |  | P | http://www.toronto.ca/TWONTO#00626
| FCL-WWW-P-1120 | Pump, Centrifugal, Washdown, Clarifier T-1100, Clarification Facility | FCL-WWW-T-1100 | Pump,Centrifugal | Pump |  | P | http://www.toronto.ca/TWONTO#00626
| FCL-WWW-P-1220 | Pump, Centrifugal, Washdown, Clarifier T-1200, Clarification Facility | FCL-WWW-T-1200 | Pump,Centrifugal | Pump |  | P | http://www.toronto.ca/TWONTO#00626
| FHO-WWW-P-1101 | Pump, Centrifugal, Waste Water Transfer, S4, Waste Water Pump Room | FHO-WWW | Pump,Centrifugal | Pump |  | P | http://www.toronto.ca/TWONTO#00626
| FHO-WWW-P-1201 | Pump, Centrifugal, Waste Water Transfer,S4, Waste Water Pump Room | FHO-WWW | Pump,Centrifugal | Pump |  | P | http://www.toronto.ca/TWONTO#00626
| FHO-WWW-P-1301 | Pump, Centrifugal, Waste Water Transfer,S4, Waste Water Pump Room | FHO-WWW | Pump,Centrifugal | Pump |  | P | http://www.toronto.ca/TWONTO#00626
| FCL-AM-P-0001 | Pump, Centrifugal, Waste Water, Scrubber, Aqua Ammonia Scrubber System | FCL-AM | Pump,Centrifugal | Pump |  | P | http://www.toronto.ca/TWONTO#00626
| FCL-AM-P-0001 | Pump, Centrifugal, Waste Water, Scrubber, Aqua Ammonia Scrubber System | FCL-AM-SCRUBBER | Pump,Centrifugal | Pump |  | P | http://www.toronto.ca/TWONTO#00626
| WTR-PEL-P-0300 | Pump, Centrifugal, Water | WTR-PEL-P | Pump,Centrifugal | Pump |  | P | http://www.toronto.ca/TWONTO#00626
| WTR-PEL-P-0400 | Pump, Centrifugal, Water | WTR-PEL-P | Pump,Centrifugal | Pump |  | P | http://www.toronto.ca/TWONTO#00626
| WTR-PEL-P-0800 | Pump, Centrifugal, Water | WTR-PEL-P | Pump,Centrifugal | Pump |  | P | http://www.toronto.ca/TWONTO#00626
| WTR-PEL-P-0200 | Pump, Centrifugal, Water | WTR-PEL-P | Pump,Centrifugal | Pump |  | P | http://www.toronto.ca/TWONTO#00626
| WTR-PEL-P-0500 | Pump, Centrifugal, Water | WTR-PEL-P | Pump,Centrifugal | Pump |  | P | http://www.toronto.ca/TWONTO#00626
| WTR-PEL-P-0600 | Pump, Centrifugal, Water | WTR-PEL-P | Pump,Centrifugal | Pump |  | P | http://www.toronto.ca/TWONTO#00626
| WTR-PEL-P-0700 | Pump, Centrifugal, Water | WTR-PEL-P | Pump,Centrifugal | Pump |  | P | http://www.toronto.ca/TWONTO#00626
| WTR-PEL-P-0900 | Pump, Centrifugal, Water | WTR-PEL-P | Pump,Centrifugal | Pump |  | P | http://www.toronto.ca/TWONTO#00626
| FCL-BW-P-0201 | Pump, Centrifugal, Water Back Wash, | FCL-ELS-BUS-00B2 | Pump,Centrifugal | Pump |  | P | http://www.toronto.ca/TWONTO#00626
| FCL-BW-P-0301 | Pump, Centrifugal, Water Back Wash, | FCL-BW | Pump,Centrifugal | Pump |  | P | http://www.toronto.ca/TWONTO#00626
| FCL-BW-P-0401 | Pump, Centrifugal, Water Back Wash, | FCL-BW | Pump,Centrifugal | Pump |  | P | http://www.toronto.ca/TWONTO#00626
| FCL-BW-P-0401 | Pump, Centrifugal, Water Back Wash, | FCL-ELS-BUS-00B2 | Pump,Centrifugal | Pump |  | P | http://www.toronto.ca/TWONTO#00626
| FCL-BW-P-0201 | Pump, Centrifugal, Water Back Wash, | FCL-BW | Pump,Centrifugal | Pump |  | P | http://www.toronto.ca/TWONTO#00626
| FCL-BW-P-0301 | Pump, Centrifugal, Water Back Wash, | FCL-ELS-BUS-00B1 | Pump,Centrifugal | Pump |  | P | http://www.toronto.ca/TWONTO#00626
| FCL-BW-P-0301 | Pump, Centrifugal, Water Back Wash, | FCL-RW | Pump,Centrifugal | Pump |  | P | http://www.toronto.ca/TWONTO#00626
| FCL-BW-P-0101 | Pump, Centrifugal, Water Back Wash,High Lift Bu | FCL-ELS-BUS-00B1 | Pump,Centrifugal | Pump |  | P | http://www.toronto.ca/TWONTO#00626
| FCL-BW-P-0101 | Pump, Centrifugal, Water Back Wash,High Lift Bu | FCL-RW | Pump,Centrifugal | Pump |  | P | http://www.toronto.ca/TWONTO#00626
| FCL-BW-P-0101 | Pump, Centrifugal, Water Back Wash,High Lift Bu | FCL-BW | Pump,Centrifugal | Pump |  | P | http://www.toronto.ca/TWONTO#00626
| THC-STW-P-0013 | Pump, Centrifugal, Water Feature Circultion, Admin. Building Basement Mechanical Room | THC-STW |  | Pump |  | P | http://www.toronto.ca/TWONTO#00626
| WTR-RRH-P-0301 | Pump, Centrifugal, Water to Sprinkler System, Rosehill Reservoir, Valve House | WTR-RRH-CW | Pump,Centrifugal | Pump |  | P | http://www.toronto.ca/TWONTO#00626
| WTR-RRH-P-0302 | Pump, Centrifugal, Water to Sprinkler System, Rosehill Reservoir, Valve House | WTR-RRH-CW | Pump,Centrifugal | Pump |  | P | http://www.toronto.ca/TWONTO#00626
| WTR-RDF-P-0401 | Pump, Centrifugal, Water to Sprinkler System, South Valve House | WTR-RDF-CW | Pump,Centrifugal | Pump |  | P | http://www.toronto.ca/TWONTO#00626
| WTR-PMI-P-1000 | Pump, Centrifugal, Water Transmission (VFD), West Pump Room | WTR-PMI-P | Pump,Centrifugal | Pump |  | P | http://www.toronto.ca/TWONTO#00626
| WTR-PMI-P-1200 | Pump, Centrifugal, Water Transmission (VFD), West Pump Room | WTR-PMI-P | Pump,Centrifugal | Pump |  | P | http://www.toronto.ca/TWONTO#00626
| WTR-PMI-P-0700 | Pump, Centrifugal, Water Transmission (VFD), West Pump Room | WTR-PMI-P | Pump,Centrifugal | Pump |  | P | http://www.toronto.ca/TWONTO#00626
| WTR-PTH-P-0200 | Pump, Centrifugal, Water Transmission to District 5 | WTR-PTH-P | Pump,Centrifugal | Pump |  | P | http://www.toronto.ca/TWONTO#00626
| WTR-PTH-P-0100 | Pump, Centrifugal, Water Transmission to District 5 | WTR-PTH-P | Pump,Centrifugal | Pump |  | P | http://www.toronto.ca/TWONTO#00626
| WTR-PMI-P-0600 | Pump, Centrifugal, Water Transmission, West Pump Room | WTR-PMI-P | Pump,Centrifugal | Pump |  | P | http://www.toronto.ca/TWONTO#00626
| WTR-PMI-P-0800 | Pump, Centrifugal, Water Transmission, West Pump Room | WTR-PMI-P | Pump,Centrifugal | Pump |  | P | http://www.toronto.ca/TWONTO#00626
| WTR-PMI-P-1100 | Pump, Centrifugal, Water Transmission, West Pump Room | WTR-PMI-P | Pump,Centrifugal | Pump |  | P | http://www.toronto.ca/TWONTO#00626
| TAB-PLT-P-6001 | Pump, Centrifugal, Water, Humidification Unit, Biofilter Area | TAB-PLT-HU-6000 | Pump | Pump |  | P | http://www.toronto.ca/TWONTO#00626
| TAB-PLT-P-6002 | Pump, Centrifugal, Water, Humidification Unit, Biofilter Area | TAB-PLT-HU-6000 | Pump | Pump |  | P | http://www.toronto.ca/TWONTO#00626
| THR-BG-P-0901 | Pump, Centrifugal, West Dewatering System, Compressor Building, Digester and Natural Gas Supply System | THR-BG-P | Pump,Centrifugal | Pump |  | P | http://www.toronto.ca/TWONTO#00626
| FHO-TRW-P-0202 | Pump, Centrifugal, Wet Pit, Sampling, East Chemical Mixing Conduit, S3 Level | FHO-TRW | Pump,Centrifugal | Pump |  | P | http://www.toronto.ca/TWONTO#00626
| FHO-TRW-P-0201 | Pump, Centrifugal, Wet Pit, Sampling, Secondary Treated Water Suction Channel, S3 Level | FHO-TRW | Pump,Centrifugal | Pump |  | P | http://www.toronto.ca/TWONTO#00626
| FCL-DEW-P-0501B(S) | Pump, Centrifugal, Wet Well Tank, Dewatering & Sump Pumps@Settling Tanks | FCL-DEW | Pump,Centrifugal | Pump | 33462 | P | x
| FCL-DEW-P-0501B(S) | Pump, Centrifugal, Wet Well Tank, Dewatering & Sump Pumps@Settling Tanks | FCL-OBSOLETE | Pump,Centrifugal | Pump | 33462 | P | x
| FCL-DEW-P-0501A(S) | Pump, Centrifugal, Wet Well Tank, Dewatering & Sump Pumps@Settling Tanks | FCL-DEW | Pump,Centrifugal | Pump | 33461 | P | x
| FCL-DEW-P-0501A(S) | Pump, Centrifugal, Wet Well Tank, Dewatering & Sump Pumps@Settling Tanks | FCL-OBSOLETE | Pump,Centrifugal | Pump | 33461 | P | x
| TNT-DIS-P-0301 | Pump, Centrifugal,Chlorine Tank Wash down | TNT-DIS-T-0100 | Pump,Centrifugal | Pump |  | P | http://www.toronto.ca/TWONTO#00626
| TNT-DIS-P-0401 | Pump, Centrifugal,Drain Sump | TNT-DIS-T-0200 | Pump,Centrifugal | Pump |  | P | http://www.toronto.ca/TWONTO#00626
| TAB-PLT-P-2300 | Pump, Centrifugal,Grit Slury, West Grit Gallery | TAB-PLT-T-1401 | Pump | Pump |  | P | http://www.toronto.ca/TWONTO#00626
| TAB-PLT-P-2400 | Pump, Centrifugal,Grit Slury, West Grit Gallery | TAB-PLT-T-1401 | Pump | Pump |  | P | http://www.toronto.ca/TWONTO#00626
| TAB-PLT-P-2500 | Pump, Centrifugal,Grit Slury, West Grit Gallery | TAB-PLT-T-1501 | Pump | Pump |  | P | http://www.toronto.ca/TWONTO#00626
| TAB-PLT-P-2600 | Pump, Centrifugal,Grit Slury, West Grit Gallery | TAB-PLT-T-1501 | Pump | Pump |  | P | http://www.toronto.ca/TWONTO#00626
| TAB-PLT-P-2700 | Pump, Centrifugal,Grit Slury, West Grit Gallery | TAB-PLT-T-1601 | Pump | Pump |  | P | http://www.toronto.ca/TWONTO#00626
| TAB-PLT-P-2100 | Pump, Centrifugal,Grit Slury, West Grit Gallery | TAB-PLT-T-1301 | Pump | Pump |  | P | http://www.toronto.ca/TWONTO#00626
| TAB-PLT-P-2200 | Pump, Centrifugal,Grit Slury, West Grit Gallery | TAB-PLT-T-1301 | Pump | Pump |  | P | http://www.toronto.ca/TWONTO#00626
| TAB-PLT-P-2800 | Pump, Centrifugal,Grit Slury, West Grit Gallery | TAB-PLT-T-1601 | Pump | Pump |  | P | http://www.toronto.ca/TWONTO#00626
| THC-DEW-P-2002 | Pump, Centrifugal,Polymer Solution,Emulsion Polymer Skid,Solid Treatment | THC-DEW-CP-2001 |  | Pump |  | P | http://www.toronto.ca/TWONTO#00626
| THR-AER-P-3502 | Pump, Centrifugal,Sump,T14 | THR-AER-DRN | Pump,Centrifugal | Pump |  | P | http://www.toronto.ca/TWONTO#00626
| THR-AER-P-3505 | Pump, Centrifugal,Sump,T14 | THR-AER-DRN | Pump,Centrifugal | Pump |  | P | http://www.toronto.ca/TWONTO#00626
| THR-AER-P-3506 | Pump, Centrifugal,Sump,T14 | THR-AER-DRN | Pump,Centrifugal | Pump |  | P | http://www.toronto.ca/TWONTO#00626
| THR-AER-P-3618 | Pump, Centrifugal,Sump,T14 | THR-AER-DRN | Pump,Centrifugal | Pump |  | P | http://www.toronto.ca/TWONTO#00626
| TNT-CSO-P-0100 | Pump, Centrifugal,Tank Drain, Dry Pit Pump Station | TNT-CSO | Pump,Centrifugal | Pump |  | P | http://www.toronto.ca/TWONTO#00626
| TNT-CSO-P-0200 | Pump, Centrifugal,Tank Drain, Dry Pit Pump Station | TNT-CSO | Pump,Centrifugal | Pump |  | P | http://www.toronto.ca/TWONTO#00626
| FHA-TRW-P-0300B | Pump, Centrifugal,Treated Water to to Dist #2 St. Clair Reservoir,Pump Building,High Lift Pump Room | FHA-TRW-P-0300B-KQ |  | Pump |  | P | http://www.toronto.ca/TWONTO#00626
| FHA-TRW-P-0300B | Pump, Centrifugal,Treated Water to to Dist #2 St. Clair Reservoir,Pump Building,High Lift Pump Room | FHA-TRW-TWP |  | Pump |  | P | http://www.toronto.ca/TWONTO#00626
| FHA-TRW-P-0300A | Pump, Centrifugal,Treated Water to to Dist #2 St. Clair Reservoir,Pump Building,High Lift Pump Room | FHA-TRW-P-0300A-KQ |  | Pump |  | P | http://www.toronto.ca/TWONTO#00626
| FHA-TRW-P-0300A | Pump, Centrifugal,Treated Water to to Dist #2 St. Clair Reservoir,Pump Building,High Lift Pump Room | FHA-TRW-TWP |  | Pump |  | P | http://www.toronto.ca/TWONTO#00626
| FCL-DEW-P-0301C | Pump, Centrifuge, Washdown Pumping, Sedimentation Tanks | FCL-DEW-SED | Pump,Centrifugal | Pump |  | P | http://www.toronto.ca/TWONTO#00626
| FCL-WWW-P-0301C | Pump, Centrifuge, Washdown Pumping, Sedimentation Tanks | FCL-DEW-SED | Pump,Centrifugal | Pump |  | P | http://www.toronto.ca/TWONTO#00626
| TAB-ACC-P-3602 | PUMP, CENTRIGUGAL, BASEMENT ADMIN BUILDING | TAB-ACC-AHU-3602 | Pump,Centrifugal | Pump |  | P | http://www.toronto.ca/TWONTO#00626
| TAB-ACC-P-3602 | PUMP, CENTRIGUGAL, BASEMENT ADMIN BUILDING | TAB-ADM-STRC | Pump,Centrifugal | Pump |  | P | http://www.toronto.ca/TWONTO#00626
| FPP-CCS-P-0001 | Pump, Chemical dosing, Phosphate (Duty) | FHA-FPP | Pump,Positive Displacement,Gear | Pump |  | P | http://www.toronto.ca/TWONTO#00626
| FPP-CCS-P-0001 | Pump, Chemical dosing, Phosphate (Duty) | FPP-LPL-PIP-0001 | Pump,Positive Displacement,Gear | Pump |  | P | http://www.toronto.ca/TWONTO#00626
| FPP-CCS-P-0002 | Pump, Chemical dosing, Phosphate (Duty) | FHA-FPP | Pump,Positive Displacement,Gear | Pump |  | P | http://www.toronto.ca/TWONTO#00626
| FPP-CCS-P-0002 | Pump, Chemical dosing, Phosphate (Duty) | FPP-LPL-PIP-0001 | Pump,Positive Displacement,Gear | Pump |  | P | http://www.toronto.ca/TWONTO#00626
| TAB-PRS-P-3120 | Pump, Chemical Dosing, Secondary Dosing | TAB-PRS-P-FECL2 | Pump | Pump |  | P | http://www.toronto.ca/TWONTO#00626
| TAB-PRS-P-3210 | Pump, Chemical Dosing, Secondary Dosing | TAB-PRS-P-FECL2 | Pump | Pump |  | P | http://www.toronto.ca/TWONTO#00626
| TAB-PRS-P-3230 | Pump, Chemical Dosing, Secondary Dosing | TAB-PRS-P-FECL2 | Pump | Pump |  | P | http://www.toronto.ca/TWONTO#00626
| TAB-PRS-P-3240 | Pump, Chemical Dosing, Secondary Dosing | TAB-PRS-P-FECL2 | Pump | Pump |  | P | http://www.toronto.ca/TWONTO#00626
| TAB-PRS-P-3320 | Pump, Chemical Dosing, Secondary Dosing | TAB-PRS-P-FECL2 | Pump | Pump |  | P | http://www.toronto.ca/TWONTO#00626
| TAB-PRS-P-3010 | Pump, Chemical Dosing, Secondary Dosing | TAB-PRS-P-FECL2 | Pump | Pump |  | P | http://www.toronto.ca/TWONTO#00626
| TAB-PRS-P-3020 | Pump, Chemical Dosing, Secondary Dosing | TAB-PRS-P-FECL2 | Pump | Pump |  | P | http://www.toronto.ca/TWONTO#00626
| TAB-PRS-P-3030 | Pump, Chemical Dosing, Secondary Dosing | TAB-PRS-P-FECL2 | Pump | Pump |  | P | http://www.toronto.ca/TWONTO#00626
| TAB-PRS-P-3040 | Pump, Chemical Dosing, Secondary Dosing | TAB-PRS-P-FECL2 | Pump | Pump |  | P | http://www.toronto.ca/TWONTO#00626
| TAB-PRS-P-3110 | Pump, Chemical Dosing, Secondary Dosing | TAB-PRS-P-FECL2 | Pump | Pump |  | P | http://www.toronto.ca/TWONTO#00626
| TAB-PRS-P-3130 | Pump, Chemical Dosing, Secondary Dosing | TAB-PRS-P-FECL2 | Pump | Pump |  | P | http://www.toronto.ca/TWONTO#00626
| TAB-PRS-P-3140 | Pump, Chemical Dosing, Secondary Dosing | TAB-PRS-P-FECL2 | Pump | Pump |  | P | http://www.toronto.ca/TWONTO#00626
| TAB-PRS-P-3220 | Pump, Chemical Dosing, Secondary Dosing | TAB-PRS-P-FECL2 | Pump | Pump |  | P | http://www.toronto.ca/TWONTO#00626
| TAB-PRS-P-3310 | Pump, Chemical Dosing, Secondary Dosing | TAB-PRS-P-FECL2 | Pump | Pump |  | P | http://www.toronto.ca/TWONTO#00626
| TAB-PRS-P-3330 | Pump, Chemical Dosing, Secondary Dosing | TAB-PRS-P-FECL2 | Pump | Pump |  | P | http://www.toronto.ca/TWONTO#00626
| TAB-PRS-P-3110? | Pump, Chemical Feed | TAB-PRS-P-FECL2 | Pump,Positive Displacement,Progressive Cavity | Pump | 46111 | P | x
| TAB-PRS-P-3130? | Pump, Chemical Feed | TAB-PRS-P-FECL2 | Pump,Positive Displacement,Progressive Cavity | Pump | 46113 | P | x
| TAB-PRS-P-3130? | Pump, Chemical Feed | TAB-SUSPENDED ENTITY | Pump,Positive Displacement,Progressive Cavity | Pump | 46113 | P | x
| TAB-PRS-P-3210? | Pump, Chemical Feed | TAB-PRS-P-FECL2 | Pump,Positive Displacement,Progressive Cavity | Pump | 46115 | P | x
| TAB-PRS-P-3210? | Pump, Chemical Feed | TAB-SUSPENDED ENTITY | Pump,Positive Displacement,Progressive Cavity | Pump | 46115 | P | x
| TAB-PRS-P-3220? | Pump, Chemical Feed | TAB-PRS-P-FECL2 | Pump,Positive Displacement,Progressive Cavity | Pump | 46116 | P | x
| TAB-PRS-P-3230? | Pump, Chemical Feed | TAB-SUSPENDED ENTITY | Pump,Positive Displacement,Progressive Cavity | Pump | 46117 | P | x
| TAB-PRS-P-3240? | Pump, Chemical Feed | TAB-SUSPENDED ENTITY | Pump,Positive Displacement,Progressive Cavity | Pump | 46118 | P | x
| TAB-PRS-P-3310? | Pump, Chemical Feed | TAB-PRS-P-FECL2 | Pump,Positive Displacement,Progressive Cavity | Pump | 46119 | P | x
| TAB-PRS-P-3320? | Pump, Chemical Feed | TAB-SUSPENDED ENTITY | Pump,Positive Displacement,Progressive Cavity | Pump | 46120 | P | x
| TAB-PRS-P-3330? | Pump, Chemical Feed | TAB-PRS-P-FECL2 | Pump,Positive Displacement,Progressive Cavity | Pump | 46121 | P | x
| TAB-PRS-P-3430 | Pump, Chemical Feed | TAB-PRS-P-FECL2 | Pump,Positive Displacement,Progressive Cavity | Pump |  | P | http://www.toronto.ca/TWONTO#00626
| TAB-PRS-P-3440 | Pump, Chemical Feed | TAB-PRS-P-FECL2 | Pump,Positive Displacement,Progressive Cavity | Pump |  | P | http://www.toronto.ca/TWONTO#00626
| TAB-PRS-P-3110? | Pump, Chemical Feed | TAB-SUSPENDED ENTITY | Pump,Positive Displacement,Progressive Cavity | Pump | 46111 | P | x
| TAB-PRS-P-3120? | Pump, Chemical Feed | TAB-PRS-P-FECL2 | Pump,Positive Displacement,Progressive Cavity | Pump | 46112 | P | x
| TAB-PRS-P-3120? | Pump, Chemical Feed | TAB-SUSPENDED ENTITY | Pump,Positive Displacement,Progressive Cavity | Pump | 46112 | P | x
| TAB-PRS-P-3220? | Pump, Chemical Feed | TAB-SUSPENDED ENTITY | Pump,Positive Displacement,Progressive Cavity | Pump | 46116 | P | x
| TAB-PRS-P-3230? | Pump, Chemical Feed | TAB-PRS-P-FECL2 | Pump,Positive Displacement,Progressive Cavity | Pump | 46117 | P | x
| TAB-PRS-P-3240? | Pump, Chemical Feed | TAB-PRS-P-FECL2 | Pump,Positive Displacement,Progressive Cavity | Pump | 46118 | P | x
| TAB-PRS-P-3310? | Pump, Chemical Feed | TAB-SUSPENDED ENTITY | Pump,Positive Displacement,Progressive Cavity | Pump | 46119 | P | x
| TAB-PRS-P-3320? | Pump, Chemical Feed | TAB-PRS-P-FECL2 | Pump,Positive Displacement,Progressive Cavity | Pump | 46120 | P | x
| TAB-PRS-P-3330? | Pump, Chemical Feed | TAB-SUSPENDED ENTITY | Pump,Positive Displacement,Progressive Cavity | Pump | 46121 | P | x
| TAB-PRS-P-3340? | Pump, Chemical Feed | TAB-PRS-P-FECL2 | Pump,Positive Displacement,Progressive Cavity | Pump | 46122 | P | x
| TAB-PRS-P-3340? | Pump, Chemical Feed | TAB-SUSPENDED ENTITY | Pump,Positive Displacement,Progressive Cavity | Pump | 46122 | P | x
| TAB-PRS-P-3410 | Pump, Chemical Feed | TAB-PRS-P-FECL2 | Pump,Positive Displacement,Progressive Cavity | Pump |  | P | http://www.toronto.ca/TWONTO#00626
| TAB-PRS-P-3420 | Pump, Chemical Feed | TAB-PRS-P-FECL2 | Pump,Positive Displacement,Progressive Cavity | Pump |  | P | http://www.toronto.ca/TWONTO#00626
| FHO-AM-P-0101 | Pump, Chemical Feed, Ammonia Skid 1, S4, Ammonia Room | FHO-AM | Pump,Positive Displacement,Gear | Pump |  | P | http://www.toronto.ca/TWONTO#00626
| FHO-AM-P-0101 | Pump, Chemical Feed, Ammonia Skid 1, S4, Ammonia Room | FHO-AM-P-0101-KQ | Pump,Positive Displacement,Gear | Pump |  | P | http://www.toronto.ca/TWONTO#00626
| FHO-AM-P-0201 | Pump, Chemical Feed, Ammonia Skid 2, S4, Ammonia Room | FHO-AM | Pump,Positive Displacement,Gear | Pump |  | P | http://www.toronto.ca/TWONTO#00626
| FHO-AM-P-0201 | Pump, Chemical Feed, Ammonia Skid 2, S4, Ammonia Room | FHO-AM-P-0201-KQ | Pump,Positive Displacement,Gear | Pump |  | P | http://www.toronto.ca/TWONTO#00626
| THC-ACC-P-0132 | Pump, Chemical Feed, Building A | THC-ACC-BLDG A | Pump | Pump |  | P | http://www.toronto.ca/TWONTO#00626
| THC-ACC-P-0101 | Pump, Chemical Feed, Building E | THC-ACC-BLDG E | Pump,Centrifugal | Pump |  | P | http://www.toronto.ca/TWONTO#00626
| FHO-FL-P-0101 | Pump, Chemical Feed, Fluoride Skid 1, S4, Fluoride Room | FHO-FL | Pump,Gear | Pump |  | P | http://www.toronto.ca/TWONTO#00626
| FHO-FL-P-0101 | Pump, Chemical Feed, Fluoride Skid 1, S4, Fluoride Room | FHO-FL-P-0101-KQ | Pump,Gear | Pump |  | P | http://www.toronto.ca/TWONTO#00626
| FHO-FL-P-0201 | Pump, Chemical Feed, Fluoride Skid 2, S4, Fluoride Room | FHO-FL | Pump,Gear | Pump |  | P | http://www.toronto.ca/TWONTO#00626
| FHO-FL-P-0201 | Pump, Chemical Feed, Fluoride Skid 2, S4, Fluoride Room | FHO-FL-P-0201-KQ | Pump,Gear | Pump |  | P | http://www.toronto.ca/TWONTO#00626
| TAB-PRS-P-3140? | Pump, Chemical Feed, Spare | TAB-SUSPENDED ENTITY | Pump,Positive Displacement,Progressive Cavity | Pump | 46114 | P | x
| TAB-PRS-P-3140? | Pump, Chemical Feed, Spare | TAB-PRS-P-FECL2 | Pump,Positive Displacement,Progressive Cavity | Pump | 46114 | P | x
| THR-ACC-FD-0010 | Pump, Chemical Feeder, Boiler Descaler, Boiler Room, Grit Bldg. | THR-ACC-BO | Pump,Diaphragm | Pump |  | FD | http://www.toronto.ca/TWONTO#00626
| TAB-ACC-P-8804 | Pump, Chemical Metering | TAB-ACC-T-8802 | Pump,Positive Displacement,Metering | Pump |  | P | http://www.toronto.ca/TWONTO#00626
| TAB-ACC-P-8904 | Pump, Chemical Metering | TAB-ACC-T-8902 | Pump,Positive Displacement,Metering | Pump |  | P | http://www.toronto.ca/TWONTO#00626
| TAB-ACC-P-8904 | Pump, Chemical Metering | TAB-HRS-P | Pump,Positive Displacement,Metering | Pump |  | P | http://www.toronto.ca/TWONTO#00626
| TAB-PWA-P-2711 | Pump, Chemical Metering | TAB-DIS-NAOCL | Pump,Positive Displacement,Metering | Pump |  | P | http://www.toronto.ca/TWONTO#00626
| TAB-PWA-P-2721 | Pump, Chemical Metering | TAB-DIS-NAOCL | Pump,Positive Displacement,Metering | Pump |  | P | http://www.toronto.ca/TWONTO#00626
| TAB-ACC-P-8804 | Pump, Chemical Metering | TAB-HRS-P | Pump,Positive Displacement,Metering | Pump |  | P | http://www.toronto.ca/TWONTO#00626
| TAB-PWA-P-2731 | Pump, Chemical Metering | TAB-DIS-NAOCL | Pump,Positive Displacement,Metering | Pump |  | P | http://www.toronto.ca/TWONTO#00626
| TAB-PWA-P-2741 | Pump, Chemical Metering | TAB-DIS-NAOCL | Pump,Positive Displacement,Metering | Pump |  | P | http://www.toronto.ca/TWONTO#00626
| TAB-PWA-P-2751 | Pump, Chemical Metering | TAB-DIS-NAOCL | Pump,Positive Displacement,Metering | Pump |  | P | http://www.toronto.ca/TWONTO#00626
| TAB-PWA-P-2761S | Pump, Chemical Metering | TAB-DIS-NAOCL | Pump,Positive Displacement,Metering | Pump | 46642 | P | x
| TAB-PWA-P-2761S | Pump, Chemical Metering | TAB-SUSPENDED ENTITY | Pump,Positive Displacement,Metering | Pump | 46642 | P | x
| WTR-PSC-P-0001 | Pump, Chemical, for Chlorination | WTR-PSC-AUX | Pump,Metering | Pump |  | P | http://www.toronto.ca/TWONTO#00626
| THC-ACC-P-0193 | Pump, Chilled Water Circulating, Building A | THC-ACC-BLDG A | Pump | Pump |  | P | http://www.toronto.ca/TWONTO#00626
| TAB-DIG-P-9726 | Pump, Chilled Water Circulating, CWCP-1, Digester Gas Control Build, Basement | TAB-DIG-P-CW | Pump,Non Positive Displacement | Pump |  | P | http://www.toronto.ca/TWONTO#00626
| TAB-DIG-P-9727 | Pump, Chilled Water Circulating, CWCP-2, Digester Gas Control Build, Basement | TAB-DIG-P-CW | Pump,Non Positive Displacement | Pump |  | P | http://www.toronto.ca/TWONTO#00626
| DP0154A | Pump, Chilled Water Circulating, for centrifuges | TAB-ACC-CI | Pump,Centrifugal | Pump |  |  | http://www.toronto.ca/TWONTO#00626
| DP0155A | Pump, Chilled Water Circulating, for centrifuges | TAB-ACC-CI | Pump,Centrifugal | Pump |  |  | http://www.toronto.ca/TWONTO#00626
| DP0156A | Pump, Chilled Water Circulating, for centrifuges | TAB-ACC-CI | Pump,Centrifugal | Pump |  |  | http://www.toronto.ca/TWONTO#00626
| DP0157A | Pump, Chilled Water Circulating, for centrifuges | TAB-ACC-CI | Pump,Centrifugal | Pump |  |  | http://www.toronto.ca/TWONTO#00626
| DP0154A | Pump, Chilled Water Circulating, for centrifuges | TAB-DEW CENTRIFUGES | Pump,Centrifugal | Pump |  |  | http://www.toronto.ca/TWONTO#00626
| DP0155A | Pump, Chilled Water Circulating, for centrifuges | TAB-DEW CENTRIFUGES | Pump,Centrifugal | Pump |  |  | http://www.toronto.ca/TWONTO#00626
| DP0156A | Pump, Chilled Water Circulating, for centrifuges | TAB-DEW CENTRIFUGES | Pump,Centrifugal | Pump |  |  | http://www.toronto.ca/TWONTO#00626
| DP0157A | Pump, Chilled Water Circulating, for centrifuges | TAB-DEW CENTRIFUGES | Pump,Centrifugal | Pump |  |  | http://www.toronto.ca/TWONTO#00626
| NX2348A | Pump, Chilled Water Supply 2 -Z Bldg | TAB-ACC-CI | Pump | Pump |  |  | http://www.toronto.ca/TWONTO#00626
| NX2347A | Pump, Chilled Water Supply-Z Bldg | TAB-ACC-CI | Pump | Pump |  |  | http://www.toronto.ca/TWONTO#00626
| FCL-ACC-P-0401 | Pump, Chilled Water Systm, CI-0401, High Lift Heating & Ventilation Room | FCL-ACC |  | Pump |  | P | http://www.toronto.ca/TWONTO#00626
| FCL-ACC-P-0401 | Pump, Chilled Water Systm, CI-0401, High Lift Heating & Ventilation Room | FCL-ACC-AHU-0401 |  | Pump |  | P | http://www.toronto.ca/TWONTO#00626
| FCL-ACC-P-0402 | Pump, Chilled Water Systm, CI-0401, High Lift Heating & Ventilation Room | FCL-ACC |  | Pump |  | P | http://www.toronto.ca/TWONTO#00626
| FCL-ACC-P-0402 | Pump, Chilled Water Systm, CI-0401, High Lift Heating & Ventilation Room | FCL-ACC-AHU-0401 |  | Pump |  | P | http://www.toronto.ca/TWONTO#00626
| THR-ACC-P-0571 | Pump, Chilled Water, Recirculating, Cooling System, Basement Behind Elevator | THR-ACC-CI-0500B | Pump,Centrifugal | Pump |  | P | http://www.toronto.ca/TWONTO#00626
| THR-ACC-P-0571 | Pump, Chilled Water, Recirculating, Cooling System, Basement Behind Elevator | THR-ACC-NX-500 | Pump,Centrifugal | Pump |  | P | http://www.toronto.ca/TWONTO#00626
| THR-ACC-P-0572 | Pump, Chilled Water, Recirculating, Cooling System, Basement Behind Elevator | THR-ACC-CI-0500B | Pump,Centrifugal | Pump |  | P | http://www.toronto.ca/TWONTO#00626
| THR-ACC-P-0573 | Pump, Chilled Water, Recirculating, Cooling System, Basement Behind Elevator | THR-ACC-CI-0500B | Pump,Centrifugal | Pump |  | P | http://www.toronto.ca/TWONTO#00626
| THR-ACC-P-0572 | Pump, Chilled Water, Recirculating, Cooling System, Basement Behind Elevator | THR-ACC-NX-500 | Pump,Centrifugal | Pump |  | P | http://www.toronto.ca/TWONTO#00626
| THR-ACC-P-0573 | Pump, Chilled Water, Recirculating, Cooling System, Basement Behind Elevator | THR-ACC-NX-500 | Pump,Centrifugal | Pump |  | P | http://www.toronto.ca/TWONTO#00626
| THR-ACC-P-0574 | Pump, Chilled Water, Recirculating, Cooling System, Basement Behind Elevator | THR-ACC-CI-0500B | Pump,Centrifugal | Pump |  | P | http://www.toronto.ca/TWONTO#00626
| THR-ACC-P-0574 | Pump, Chilled Water, Recirculating, Cooling System, Basement Behind Elevator | THR-ACC-NX-500 | Pump,Centrifugal | Pump |  | P | http://www.toronto.ca/TWONTO#00626
| THR-ACC-P-0575 | Pump, Chilled Water, Return, Cooling System, Basement Behind Elevator | THR-ACC-NX-500 | Pump,Centrifugal | Pump |  | P | http://www.toronto.ca/TWONTO#00626
| THR-ACC-P-0576 | Pump, Chilled Water, Return, Cooling System, Basement Behind Elevator | THR-ACC-NX-500 | Pump,Centrifugal | Pump |  | P | http://www.toronto.ca/TWONTO#00626
| THR-ACC-P-0575 | Pump, Chilled Water, Return, Cooling System, Basement Behind Elevator | THR-ACC-CI-0500B | Pump,Centrifugal | Pump |  | P | http://www.toronto.ca/TWONTO#00626
| THR-ACC-P-0576 | Pump, Chilled Water, Return, Cooling System, Basement Behind Elevator | THR-ACC-CI-0500B | Pump,Centrifugal | Pump |  | P | http://www.toronto.ca/TWONTO#00626
| THR-ACC-P-0577 | Pump, Chilled Water, Return, Cooling System, Basement Behind Elevator | THR-ACC-CI-0500B | Pump,Centrifugal | Pump |  | P | http://www.toronto.ca/TWONTO#00626
| THR-ACC-P-0577 | Pump, Chilled Water, Return, Cooling System, Basement Behind Elevator | THR-ACC-NX-500 | Pump,Centrifugal | Pump |  | P | http://www.toronto.ca/TWONTO#00626
| TAB-PWA-P-0090 | Pump, Chiller Cir. | TAB-PWA-PUMPS | Pump,Centrifugal | Pump |  | P | http://www.toronto.ca/TWONTO#00626
| TAB-PWA-P-0090 | Pump, Chiller Cir. | TAB-ACC-CI | Pump,Centrifugal | Pump |  | P | http://www.toronto.ca/TWONTO#00626
| FPP-SBS-P-0200 | Pump, Chlorine | FHA-FPP | Pump,Peristaltic | Pump |  | P | http://www.toronto.ca/TWONTO#00626
| FPP-CLB-P-0100 | Pump, Chlorine | FHA-FPP | Pump,Peristaltic | Pump |  | P | http://www.toronto.ca/TWONTO#00626
| THC-STW-P-0021 | Pump, Chlorine Metering, Feature Treatment Loop, Storm Water System, Admin. Building | THC-STW |  | Pump |  | P | http://www.toronto.ca/TWONTO#00626
| THC-STW-P-0022 | Pump, Chlorine Metering, Filteration/Chlorination, Storm Water System, Admin. Building | THC-STW |  | Pump |  | P | http://www.toronto.ca/TWONTO#00626
| P51224 | Pump, Chlorine Residual | TAB-DIS-SS-25 | Pump,Centrifugal | Pump |  |  | http://www.toronto.ca/TWONTO#00626
| P51216 | Pump, Chlorine Residual | TAB-DIS-SS-25 | Pump,Centrifugal | Pump |  |  | http://www.toronto.ca/TWONTO#00626
| TAB-DIS-P-3008 | Pump, Chlorine Sampling | TAB-DIS-SP | Pump | Pump |  | P | http://www.toronto.ca/TWONTO#00626
| TAB-DIS-P-3501 | Pump, Chlorine Sampling, | TAB-DIS-SP | Pump | Pump |  | P | http://www.toronto.ca/TWONTO#00626
| TAB-DIS-P-3503 | Pump, Chlorine Sampling, | TAB-DIS-SP | Pump | Pump |  | P | http://www.toronto.ca/TWONTO#00626
| TAB-DIS-P-3506 | Pump, Chlorine Sampling, | TAB-DIS-SP | Pump | Pump |  | P | http://www.toronto.ca/TWONTO#00626
| TAB-DIS-P-3007 | Pump, Chlorine Sampling, | TAB-DIS-SP | Pump | Pump |  | P | http://www.toronto.ca/TWONTO#00626
| TAB-DIS-P-3502 | Pump, Chlorine Sampling, | TAB-DIS-SP | Pump | Pump |  | P | http://www.toronto.ca/TWONTO#00626
| TAB-DIS-P-3504 | Pump, Chlorine Sampling, | TAB-DIS-SP | Pump | Pump |  | P | http://www.toronto.ca/TWONTO#00626
| TAB-DIS-P-3505 | Pump, Chlorine Sampling, | TAB-DIS-SP | Pump | Pump |  | P | http://www.toronto.ca/TWONTO#00626
| THR-DIS-P-1510 | Pump, Chlorine Solution, Chlorination Building, Disinfection, Chlorination System | THR-DIS-P-S | Pump,Centrifugal | Pump |  | P | http://www.toronto.ca/TWONTO#00626
| THR-DIS-P-1510 | Pump, Chlorine Solution, Chlorination Building, Disinfection, Chlorination System | THR-DIS-P-SUS | Pump,Centrifugal | Pump |  | P | http://www.toronto.ca/TWONTO#00626
| FPP-SBS-P-0100 | Pump, Chlorine, Raw Water | FHA-FPP | Pump,Peristaltic | Pump |  | P | http://www.toronto.ca/TWONTO#00626
| CX2002A | Pump, Circulating | TAB-DIS-SS-25 | Pump | Pump |  |  | http://www.toronto.ca/TWONTO#00626
| CX2001A | Pump, Circulating | TAB-DIS-SS-25 | Pump | Pump |  |  | http://www.toronto.ca/TWONTO#00626
| CX2003A | Pump, Circulating | TAB-DIS-SS-25 | Pump | Pump |  |  | http://www.toronto.ca/TWONTO#00626
| TAB-ACC-P-3881 | Pump, Circulating, Glycol, PG29/30/31-1 | TAB-ACC-3800 | Pump,Centrifugal | Pump |  | P | http://www.toronto.ca/TWONTO#00626
| TAB-ACC-P-5050 | Pump, Circulating, Glycol, HWCP -3, New Gas Control Building Basement, Mid Section | TAB-ACC-5000 | Pump,Centrifugal | Pump |  | P | http://www.toronto.ca/TWONTO#00626
| TAB-ACC-P-5051 | Pump, Circulating, Glycol, HWCP -4, New Gas Control Building Basement, Mid Section | TAB-ACC-5000 | Pump,Centrifugal | Pump |  | P | http://www.toronto.ca/TWONTO#00626
| TAB-ACC-P-5211 | Pump, Circulating, Hot Water , Dig 13-16 Space Heating, P13-1, | TAB-ACC-5200 | Pump,Centrifugal | Pump |  | P | http://www.toronto.ca/TWONTO#00626
| TAB-ACC-P-5010 | Pump, Circulating, Hot Water , P15-1, New Gas Control Building Basement, Mid Section | TAB-ACC-5000 | Pump,Centrifugal | Pump |  | P | http://www.toronto.ca/TWONTO#00626
| TAB-ACC-P-3611 | Pump, Circulating, Hot Water , Secondary Loop 5, Old Admin Bldg, P5-1, | TAB-ACC-3600 | Pump,Centrifugal | Pump |  | P | http://www.toronto.ca/TWONTO#00626
| TAB-ACC-P-4812 | Pump, Circulating, Hot Water ,Dig 19-22 Sludge Heating,P17-2, | TAB-ACC-4800 | Pump,Centrifugal | Pump |  | P | http://www.toronto.ca/TWONTO#00626
| TAB-ACC-P-3810 | Pump, Circulating, Hot Water ,P29/30/31-1 | TAB-ACC-3800 | Pump,Centrifugal | Pump |  | P | http://www.toronto.ca/TWONTO#00626
| TAB-ACC-P-6012 | Pump, Circulating, Hot Water,Dig 13-16 Sludge Heating, P14-2, | TAB-ACC-6000 | Pump,Centrifugal | Pump |  | P | http://www.toronto.ca/TWONTO#00626
| TAB-ACC-P-3412 | Pump, Circulating, Hot Water,Filter Bldg, S-6 & S-7, P38-2, | TAB-ACC-3400 | Pump,Centrifugal | Pump |  | P | http://www.toronto.ca/TWONTO#00626
| TAB-ACC-P-4612 | Pump, Circulating, Hot Water. Dig 19-22 Space Heating,P16-2, | TAB-ACC-4600 | Pump,Centrifugal | Pump |  | P | http://www.toronto.ca/TWONTO#00626
| TAB-ACC-P-8220 | Pump, Circulating, M Bldg | TAB-ACC-8200 | Pump,Non Positive Displacement,Submersible | Pump |  | P | http://www.toronto.ca/TWONTO#00626
| TAB-ACC-P-8220 | Pump, Circulating, M Bldg | TAB-ACC-BO-8002 | Pump,Non Positive Displacement,Submersible | Pump |  | P | http://www.toronto.ca/TWONTO#00626
| TAB-ACC-P-0211 | Pump, Circulating, Primary Hot Water,Heat Exchanger | TAB-ACC-0200 | Pump | Pump |  | P | http://www.toronto.ca/TWONTO#00626
| WTR-PRH-P-0005 | Pump, Circulating, Pump Skid, Basement | WTR-PRH-ELS | Pump,Centrifugal,Multi-Stage | Pump |  | P | http://www.toronto.ca/TWONTO#00626
| TAB-ACC-P-8221 | Pump, Circulating,Glycol, P-8, M Bldg, Heating and Ventilation | TAB-ACC-8200 | Pump,Non Positive Displacement,Submersible | Pump |  | P | http://www.toronto.ca/TWONTO#00626
| TAB-ACC-P-2050 | Pump, Circulating,Glycol,Aeration and Chemical Gallery,PG37-1 | TAB-ACC-2000 | Pump,Centrifugal | Pump |  | P | http://www.toronto.ca/TWONTO#00626
| TAB-ACC-P-2051 | Pump, Circulating,Glycol,Aeration and Chemical Gallery,PG37-2 | TAB-ACC-2000 | Pump,Centrifugal | Pump |  | P | http://www.toronto.ca/TWONTO#00626
| TAB-ACC-P-5212 | Pump, Circulating,Hot Water Dig 13-16 Space Heating,P13-2, | TAB-ACC-5200 | Pump,Centrifugal | Pump |  | P | http://www.toronto.ca/TWONTO#00626
| TAB-ACC-P-3811 | Pump, Circulating,Hot Water ,P29/30/31-2 | TAB-ACC-3800 | Pump,Centrifugal | Pump |  | P | http://www.toronto.ca/TWONTO#00626
| TAB-ACC-P-4811 | Pump, Circulating,Hot Water,Dig 19-22 Sludge Heating, P17-1, | TAB-ACC-4800 | Pump,Centrifugal | Pump |  | P | http://www.toronto.ca/TWONTO#00626
| TAB-ACC-P-3650 | Pump, Circulation Glycol | TAB-ACC-HE-3650 | Pump,Centrifugal | Pump |  | P | http://www.toronto.ca/TWONTO#00626
| TAB-ACC-P-3651 | Pump, Circulation Glycol | TAB-ACC-HE-3650 | Pump,Centrifugal | Pump |  | P | http://www.toronto.ca/TWONTO#00626
| THR-CG-P-1114 | Pump, Circulation, Jacket Water Heater, Heat Recovery System, Engine-Gen 1101 | THR-CG-ENG-1101 |  | Pump |  | P | http://www.toronto.ca/TWONTO#00626
| THR-CG-P-1214 | Pump, Circulation, Jacket Water Heater, Heat Recovery System, Engine-Gen 1201 | THR-CG-ENG-1201 |  | Pump |  | P | http://www.toronto.ca/TWONTO#00626
| THR-CG-P-1113 | Pump, Circulation, Jacket Water, Heat Recovery System, Engine-Gen 1101 | THR-CG-ENG-1101 |  | Pump |  | P | http://www.toronto.ca/TWONTO#00626
| THR-CG-P-1213 | Pump, Circulation, Jacket Water, Heat Recovery System, Engine-Gen 1201 | THR-CG-ENG-1201 |  | Pump |  | P | http://www.toronto.ca/TWONTO#00626
| OX2058A | Pump, City Water Booster | TAB-DEW-SERVICES | Pump | Pump |  |  | http://www.toronto.ca/TWONTO#00626
| OX2059A | Pump, City Water Booster | TAB-DEW-SERVICES | Pump | Pump |  |  | http://www.toronto.ca/TWONTO#00626
| FHO-DOZ-P-5010 | Pump, Closed Loop Cooling Water Pump, Ozone Building, L1, Ozone Equipment Room | FHO-DOZ-CL-CW | Pump,Centrifugal | Pump |  | P | http://www.toronto.ca/TWONTO#00626
| FHO-DOZ-P-5020 | Pump, Closed Loop Cooling Water Pump, Ozone Building, L1, Ozone Equipment Room | FHO-DOZ-CL-CW | Pump,Centrifugal | Pump |  | P | http://www.toronto.ca/TWONTO#00626
| FHO-DOZ-P-5030 | Pump, Closed Loop Cooling Water Pump, Ozone Building, L1, Ozone Equipment Room | FHO-DOZ-CL-CW | Pump,Centrifugal | Pump |  | P | http://www.toronto.ca/TWONTO#00626
| FHO-ACC-P-0501-SUS | Pump, Condensate Return | FHO-MCS-HVAC |  | Pump | 37510 | P | x
| FHO-ACC-P-0501-SUS | Pump, Condensate Return | FHO-SUSPENDED |  | Pump | 37510 | P | x
| KX2409A | Pump, Condensate, D Bldg | TAB-HRS-P-DEA | Pump | Pump |  |  | http://www.toronto.ca/TWONTO#00626
| KX2134A | Pump, Condensate, New PS | TAB-HRS-P-CON | Pump | Pump |  |  | http://www.toronto.ca/TWONTO#00626
| THC-ACC-P-0194 | Pump, Condenser (P4), Building A | THC-ACC-BLDG A | Pump | Pump |  | P | http://www.toronto.ca/TWONTO#00626
| FHO-ACC-P-0105 | Pump, Cooling Tower HE-0100 Recirculation, Admin Building, S1, Boiler Room | FHO-ACC-HE-0100 |  | Pump |  | P | http://www.toronto.ca/TWONTO#00626
| WTR-PMI-P-2100 | Pump, Cooling Water Circulating | WTR-PMI-ACC |  | Pump |  | P | http://www.toronto.ca/TWONTO#00626
| FHO-ACC-P-0103 | Pump, Cooling Water to AHU-0103, Admin Building, S1, Boiler Room | FHO-ACC-AC-0501 |  | Pump |  | P | http://www.toronto.ca/TWONTO#00626
| FHO-ACC-P-0104 | Pump, Cooling Water to AHU-0103, Admin Building, S1, Boiler Room | FHO-ACC-AC-0501 |  | Pump |  | P | http://www.toronto.ca/TWONTO#00626
| FHO-ACC-P-0101 | Pump, Cooling Water to Chillers, Admin Building, S1, Boiler Room | FHO-ACC-AC-0501 | Pump,Non Positive Displacement | Pump |  | P | http://www.toronto.ca/TWONTO#00626
| FHO-ACC-P-0102 | Pump, Cooling Water to Chillers, Admin Building, S1, Boiler Room | FHO-ACC-AC-0501 |  | Pump |  | P | http://www.toronto.ca/TWONTO#00626
| FHO-ACC-P-1501 | Pump, Cooling Water, Ozone Building, S2, Raw Water Process Room, South | FHO-ACC-AC-0501 |  | Pump |  | P | http://www.toronto.ca/TWONTO#00626
| FHO-ACC-P-1502 | Pump, Cooling Water, Ozone Building, S2, Raw Water Process Room, South | FHO-ACC-AC-0501 |  | Pump |  | P | http://www.toronto.ca/TWONTO#00626
| TAB-DIG-P-9722 | Pump, CWP-1, Digester Cooling System | TAB-DIG-P-CW | Pump | Pump |  | P | http://www.toronto.ca/TWONTO#00626
| TAB-DIG-P-9723 | Pump, CWP-2, Digester Cooling System | TAB-DIG-P-CW | Pump | Pump |  | P | http://www.toronto.ca/TWONTO#00626
| TAB-DIG-P-9724 | Pump, CWP-3, Chill Water ReCirc. | TAB-DIG-P-CW | Pump | Pump |  | P | http://www.toronto.ca/TWONTO#00626
| TAB-DIG-P-9725 | Pump, CWP-4, Chill water Recirc. | TAB-DIG-P-CW | Pump,Non Positive Displacement | Pump |  | P | http://www.toronto.ca/TWONTO#00626
| TAB-ACC-P-7403 | Pump, Deaerator | TAB-HRS-P-DEA | Pump | Pump |  | P | http://www.toronto.ca/TWONTO#00626
| TAB-ACC-P-8801 | Pump, Deaerator | TAB-ACC-T-8801 | Pump,Centrifugal | Pump |  | P | http://www.toronto.ca/TWONTO#00626
| TAB-ACC-P-8801 | Pump, Deaerator | TAB-HRS-P-DEA | Pump,Centrifugal | Pump |  | P | http://www.toronto.ca/TWONTO#00626
| TAB-ACC-P-7403 | Pump, Deaerator | TAB-ACC-T-8901 | Pump | Pump |  | P | http://www.toronto.ca/TWONTO#00626
| TAB-ACC-P-7404 | Pump, Deaerator | TAB-ACC-T-8901 | Pump | Pump |  | P | http://www.toronto.ca/TWONTO#00626
| TAB-ACC-P-7404 | Pump, Deaerator | TAB-HRS-P-DEA | Pump | Pump |  | P | http://www.toronto.ca/TWONTO#00626
| TAB-ACC-P-7405 | Pump, Deaerator | TAB-ACC-T-8901 | Pump | Pump |  | P | http://www.toronto.ca/TWONTO#00626
| TAB-ACC-P-7405 | Pump, Deaerator | TAB-HRS-P-DEA | Pump | Pump |  | P | http://www.toronto.ca/TWONTO#00626
| TAB-ACC-P-8802 | Pump, Deaerator | TAB-ACC-T-8801 | Pump | Pump |  | P | http://www.toronto.ca/TWONTO#00626
| TAB-ACC-P-8802 | Pump, Deaerator | TAB-HRS-P-DEA | Pump | Pump |  | P | http://www.toronto.ca/TWONTO#00626
| TAB-ACC-P-8803 | Pump, Deaerator | TAB-ACC-T-8801 | Pump,Centrifugal | Pump |  | P | http://www.toronto.ca/TWONTO#00626
| TAB-ACC-P-8803 | Pump, Deaerator | TAB-HRS-P-DEA | Pump,Centrifugal | Pump |  | P | http://www.toronto.ca/TWONTO#00626
| TAB-DEW-P-3501 | Pump, Decant # 1,New Wet Well | TAB-DEW-WEL | Pump | Pump |  | P | http://www.toronto.ca/TWONTO#00626
| TAB-DEW-P-3502 | Pump, Decant #2 New Wet Well | TAB-DEW-WEL | Pump | Pump |  | P | http://www.toronto.ca/TWONTO#00626
| TAB-DEW-P-3503 | Pump, Decant #3, New Wet Well | TAB-DEW-WEL | Pump | Pump |  | P | http://www.toronto.ca/TWONTO#00626
| THR-DCL-P-0300 | Pump, Dechlorination Sample, Dechlorination Simulation Room | THR-DCL-P | Pump,Centrifugal | Pump |  | P | http://www.toronto.ca/TWONTO#00626
| THR-DCL-P-0400 | Pump, Dechlorination Sample, Dechlorination Simulation Room | THR-DCL | Pump,Centrifugal | Pump |  | P | http://www.toronto.ca/TWONTO#00626
| THR-DCL-P-0400 | Pump, Dechlorination Sample, Dechlorination Simulation Room | THR-DCL-P | Pump,Centrifugal | Pump |  | P | http://www.toronto.ca/TWONTO#00626
| THR-DCL-P-0300 | Pump, Dechlorination Sample, Dechlorination Simulation Room | THR-DCL | Pump,Centrifugal | Pump |  | P | http://www.toronto.ca/TWONTO#00626
| THR-DCL-P-0500 | Pump, Dechlorination Sample, Dechlorination Simulation Room | THR-DCL | Pump,Centrifugal | Pump |  | P | http://www.toronto.ca/TWONTO#00626
| THR-DCL-P-0500 | Pump, Dechlorination Sample, Dechlorination Simulation Room | THR-DCL-P | Pump,Centrifugal | Pump |  | P | http://www.toronto.ca/TWONTO#00626
147563 | YCM-TL-CSA-01 | Yard tools - Chainsaw | FAC-YCM-TOOLS |  | Tool |  | CSA | http://www.toronto.ca/TWONTO#00260 |  | Yard tools
| TAB-PRM-P-4100 | Pump, Density, Primary Sludge Line2 | TAB-PRM-P-OPS | Pump | Pump |  | P | http://www.toronto.ca/TWONTO#00626
| YX2413A | Pump, Dewatering, Old PS House #3 | TAB-PRM-P-SUMP | Pump,Non Positive Displacement | Pump |  |  | http://www.toronto.ca/TWONTO#00626
| THC-PLT-P-0610 | Pump, Dewatering, Screen and Bypass Channels, Pipe Gallery, Raw Sewage Screening | THC-PLT-SC-0150 | Pump,Centrifugal | Pump |  | P | http://www.toronto.ca/TWONTO#00626
| FCL-DEW-P-0701A | Pump, dewatering, surge tank dewatering pit,Surge tank basement | FCL-TRW-T-0001 |  | Pump |  | P | http://www.toronto.ca/TWONTO#00626
| FCL-DEW-P-0701B | Pump, dewatering, surge tank dewatering pit,Surge tank basement | FCL-TRW-T-0001 |  | Pump |  | P | http://www.toronto.ca/TWONTO#00626
| THC-PRM-P-6130SP | Pump, Dewatering, Tank 0100 & 0200, Primary Sludge Distribution | THC-PRM-T-0100 | Pump,Centrifugal | Pump | 39041 | P | x
| THC-PRM-P-6130SP | Pump, Dewatering, Tank 0100 & 0200, Primary Sludge Distribution | THC-PRM-CLAR | Pump,Centrifugal | Pump | 39041 | P | x
| THC-PRM-P-6330SP | Pump, Dewatering, Tank 0300 & 0400, Primary Sludge Distribution | THC-PRM-CLAR | Pump,Centrifugal | Pump | 39042 | P | x
| THC-PRM-P-6330SP | Pump, Dewatering, Tank 0300 & 0400, Primary Sludge Distribution | THC-PRM-T-0300 | Pump,Centrifugal | Pump | 39042 | P | x
| THC-PRM-P-6730SP | Pump, Dewatering, Tank 0700 & 0800, Primary Sludge Distribution | THC-PRM-T-0700 | Pump,Centrifugal | Pump | 39043 | P | x
| THC-PRM-P-6730SP | Pump, Dewatering, Tank 0700 & 0800, Primary Sludge Distribution | THC-PRM-CLAR | Pump,Centrifugal | Pump | 39043 | P | x
| THC-STR-P-0940 | Pump, Dewatering, Tank 0900, Secondary Clarifier, RAS/WAS | THC-STR | Pump,Centrifugal | Pump |  | P | http://www.toronto.ca/TWONTO#00626
| THC-STR-P-0940SP | Pump, Dewatering, Tank 0900, Secondary Clarifier, RAS/WAS | THC-STR-RAS/WAS-I-IV | Pump,Centrifugal | Pump | 46674 | P | x
| THC-STR-P-0940 | Pump, Dewatering, Tank 0900, Secondary Clarifier, RAS/WAS | THC-LQMT-SPARE | Pump,Centrifugal | Pump |  | P | http://www.toronto.ca/TWONTO#00626
| THC-STR-P-0940 | Pump, Dewatering, Tank 0900, Secondary Clarifier, RAS/WAS | THC-STR-RAS/WAS-I-IV | Pump,Centrifugal | Pump |  | P | http://www.toronto.ca/TWONTO#00626
| THC-STR-P-1040 | Pump, Dewatering, Tank 1000, Secondary Clarifier, RAS/WAS | THC-STR-RAS/WAS-I-IV | Pump,Centrifugal | Pump |  | P | http://www.toronto.ca/TWONTO#00626
| THC-STR-P-1040SP | Pump, Dewatering, Tank 1000, Secondary Clarifier, RAS/WAS | THC-STR-RAS/WAS-I-IV | Pump,Centrifugal | Pump | 46675 | P | x
| THC-STR-P-1140SP | Pump, Dewatering, Tank 1100, Secondary Clarifier, RAS/WAS | THC-STR-RAS/WAS-I-IV | Pump,Centrifugal | Pump | 46676 | P | x
| THC-STR-P-1140 | Pump, Dewatering, Tank 1100, Secondary Clarifier, RAS/WAS | THC-STR-RAS/WAS-I-IV | Pump,Centrifugal | Pump |  | P | http://www.toronto.ca/TWONTO#00626
| THC-STR-P-1240 | Pump, Dewatering, Tank 1200, Secondary Clarifier, RAS/WAS | THC-STR-RAS/WAS-I-IV | Pump,Centrifugal | Pump |  | P | http://www.toronto.ca/TWONTO#00626
| THC-STR-P-1240SP | Pump, Dewatering, Tank 1200, Secondary Clarifier, RAS/WAS | THC-STR-RAS/WAS-I-IV | Pump,Centrifugal | Pump | 46677 | P | x
| THC-STR-P-1340SP | Pump, Dewatering, Tank 1300, Secondary Clarifier, RAS/WAS | THC-STR-RAS/WAS-I-IV | Pump,Centrifugal | Pump | 46678 | P | x
| THC-STR-P-1440SP | Pump, Dewatering, Tank 1400, Secondary Clarifier, RAS/WAS | THC-STR-RAS/WAS-I-IV | Pump,Centrifugal | Pump | 46679 | P | x
| THC-STR-P-1540SP | Pump, Dewatering, Tank 1500, Secondary Clarifier, RAS/WAS | THC-STR-RAS/WAS-I-IV | Pump,Centrifugal | Pump | 46680 | P | x
| THC-STR-P-1640-SCRP | Pump, Dewatering, Tank 1600, Secondary Clarifier, RAS/WAS | THC-STR-RAS/WAS-I-IV | Pump,Centrifugal | Pump | 33919 | P | x
| THC-STR-P-1640-SCRP | Pump, Dewatering, Tank 1600, Secondary Clarifier, RAS/WAS | THC-SUSPENDED | Pump,Centrifugal | Pump | 33919 | P | x
| THC-STR-P-1640 | Pump, Dewatering, Tunnel T19 Phase IV Secondary | THC-STR-RAS/WAS-I-IV | Pump,Centrifugal | Pump |  | P | http://www.toronto.ca/TWONTO#00626
| TNT-PRS-P-0101 | Pump, Diaphragm Variable Speed, Ferrous Chloride - Pump 1, Phosphorus Removal System | TNT-PRS-T-0100 | Pump,Diaphragm | Pump |  | P | http://www.toronto.ca/TWONTO#00626
| TNT-PRS-P-0102 | Pump, Diaphragm Variable Speed, Ferrous Chloride - Pump 2, Phosphorus Removal System | TNT-PRS-T-0100 | Pump,Diaphragm | Pump |  | P | http://www.toronto.ca/TWONTO#00626
| TNT-PRS-P-0103 | Pump, Diaphragm Variable Speed, Ferrous Chloride - Pump 3, Phosphorus Removal System | TNT-PRS-T-0100 | Pump,Diaphragm | Pump |  | P | http://www.toronto.ca/TWONTO#00626
72906 | THR-DIS-PSL-0711 | Switch, Pressure, Low, Transfer Line, Transfer Pump P-0710, Disinfection Building Main Floor | THR-DIS-P-0710 | Switch,Pressure-Low | Switch |  | PSL | http://www.toronto.ca/TWONTO#00604 |  | Pump, Centrifugal, Chemical Transfer, Disinfection Building Main Floor
133995 | THR-DIS-PSL-0711 | Switch, Pressure, Low, Transfer Line, Transfer Pump P-0710, Disinfection Building Main Floor | THR-DIS-T-PP | Switch,Pressure-Low | Switch |  | PSL | http://www.toronto.ca/TWONTO#00604 |  | Disinfection, Tank, Palace Pier
133996 | THR-DIS-PSL-0721 | Switch, Pressure, Low, Transfer Line, Transfer Pump P-0720, Disinfection Building Main Floor | THR-DIS-T-PP | Switch,Pressure-Low | Switch |  | PSL | http://www.toronto.ca/TWONTO#00604 |  | Disinfection, Tank, Palace Pier
72907 | THR-DIS-PSL-0721 | Switch, Pressure, Low, Transfer Line, Transfer Pump P-0720, Disinfection Building Main Floor | THR-DIS-P-0720 | Switch,Pressure-Low | Switch |  | PSL | http://www.toronto.ca/TWONTO#00604 |  | Pump, Centrifugal, Chemical Transfer, Disinfection Building Main Floor
90871 | FHO-CLB-PSH-0101 | Switch, Pressure, Post ChlorinationTrain 1 Evaporator Inlet, Chemical Bldg, Main Floor, Machine Rm | FHO-CLB-CHL-0101-KQ | Switch,Pressure-High | Switch |  | PSH | http://www.toronto.ca/TWONTO#00604 |  | Post ChlorinationTrain 1
90870 | FHO-CLB-PSH-0101 | Switch, Pressure, Post ChlorinationTrain 1 Evaporator Inlet, Chemical Bldg, Main Floor, Machine Rm | FHO-CLB-CHL-0101 | Switch,Pressure-High | Switch |  | PSH | http://www.toronto.ca/TWONTO#00604 |  | Chlorinator, Post Chlorination Train 1 West, Chemical Building, L1, Evaporator Room
21123 | FHO-CLB-PSH-0201 | Switch, Pressure, Post ChlorinationTrain 2 Evaporator Inlet, Chemical Bldg, Main Floor, Machine Rm | FHO-CLB-CHL-0201 | Switch,Pressure-High | Switch |  | PSH | http://www.toronto.ca/TWONTO#00604 |  | Chlorinator, Post Chlorination Train 2 West, Chemical Building, L1, Evaporator Room
21124 | FHO-CLB-PSH-0201 | Switch, Pressure, Post ChlorinationTrain 2 Evaporator Inlet, Chemical Bldg, Main Floor, Machine Rm | FHO-CLB-CHL-0201-KQ | Switch,Pressure-High | Switch |  | PSH | http://www.toronto.ca/TWONTO#00604 |  | Post Chlorination Train 2
21122 | FHO-CLB-PSH-0201 | Switch, Pressure, Post ChlorinationTrain 2 Evaporator Inlet, Chemical Bldg, Main Floor, Machine Rm | FHO-CLB | Switch,Pressure-High | Switch |  | PSH | http://www.toronto.ca/TWONTO#00604 |  | Post Chlorination System
21128 | FHO-CLB-PSH-0301 | Switch, Pressure, Post ChlorinationTrain 3 Evapororator Inlet, Chemical Bldg, Main Floor, Machine Rm | FHO-CLC-CHL-0201-KQ | Switch,Pressure-High | Switch |  | PSH | http://www.toronto.ca/TWONTO#00604 |  | Trim ChlorinationTrain 2
90873 | FHO-CLB-PSH-0301 | Switch, Pressure, Post ChlorinationTrain 3 Evapororator Inlet, Chemical Bldg, Main Floor, Machine Rm | FHO-CLB | Switch,Pressure-High | Switch |  | PSH | http://www.toronto.ca/TWONTO#00604 |  | Post Chlorination System
90874 | FHO-CLB-PSH-0301 | Switch, Pressure, Post ChlorinationTrain 3 Evapororator Inlet, Chemical Bldg, Main Floor, Machine Rm | FHO-CLB-CHL-0301 | Switch,Pressure-High | Switch |  | PSH | http://www.toronto.ca/TWONTO#00604 |  | Chlorinator, Post Chlorination East Train 3, Chemical Building, L1, Evaporator Room
| THR-PRS-P-0200S | Pump, Diaphragm, Ferrous Chloride to Head house, Chemical Building, Secondary Treatment, Phosphorous Removal | THR-PRS-P | Pump,Centrifugal | Pump | 39835 | P | x
| THR-PRS-P-0210S | Pump, Diaphragm, Ferrous Chloride to Head house, Chemical Building, Secondary Treatment, Phosphorous Removal | THR-PRS-P | Pump,Centrifugal | Pump | 39836 | P | x
| THR-PRS-P-0230S | Pump, Diaphragm, Ferrous Chloride to Head house, Chemical Building, Secondary Treatment, Phosphorous Removal | THR-PRS-P | Pump,Centrifugal | Pump | 39838 | P | x
| THR-PRS-P-0220S | Pump, Diaphragm, Ferrous Chloride to Head house, Chemical Building, Secondary Treatment, Phosphorous Removal | THR-PRS-P | Pump,Centrifugal | Pump | 39837 | P | x
| THR-PRS-P-0240S | Pump, Diaphragm, Ferrous Chloride to Head house, Chemical Building, Secondary Treatment, Phosphorous Removal | THR-PRS-P | Pump,Centrifugal | Pump | 39839 | P | x
| THR-PRS-P-0400S | Pump, Diaphragm, Ferrous Chloride to North Aeration Tank 0600, Chemical Building, Secondary Treatment, Phosphorous Removal | THR-PRS-P | Pump,Centrifugal | Pump | 39848 | P | x
| THR-PRS-P-0435S | Pump, Diaphragm, Ferrous Chloride to North Aeration Tank 0700 & North Aeration Tank 0800, Chemical Building, Secondary Treatment, Phosphorous Removal | THR-PRS-P | Pump,Centrifugal | Pump | 39850 | P | x
| THR-PRS-P-0420S | Pump, Diaphragm, Ferrous Chloride to North Aeration Tank 0700, Chemical Building, Secondary Treatment, Phosphorous Removal | THR-PRS-P | Pump,Centrifugal | Pump | 39849 | P | x
| THR-PRS-P-0440S | Pump, Diaphragm, Ferrous Chloride to North Aeration Tank 0800, Chemical Building, Secondary Treatment, Phosphorous Removal | THR-PRS-P | Pump,Centrifugal | Pump | 39851 | P | x
| THR-PRS-P-0315S | Pump, Diaphragm, Ferrous Chloride to South Aeration Tank 0100 & Aeration Tank 0200, Chemical Building, Secondary Treatment, Phosphorous Removal | THR-PRS-P | Pump,Centrifugal | Pump | 39841 | P | x
| THR-PRS-P-0300S | Pump, Diaphragm, Ferrous Chloride to South Aeration Tank 0100, Chemical Building, Secondary Treatment, Phosphorous Removal | THR-PRS-P | Pump,Centrifugal | Pump | 39840 | P | x
| THR-PRS-P-0320S | Pump, Diaphragm, Ferrous Chloride to South Aeration Tank 0200, Chemical Building, Secondary Treatment, Phosphorous Removal | THR-PRS-P | Pump,Centrifugal | Pump | 39842 | P | x
| THR-PRS-P-0355S | Pump, Diaphragm, Ferrous Chloride to South Aeration Tank 0300 & Aeration Tank 0400, Chemical Building, Secondary Treatment, Phosphorous Removal | THR-PRS-P | Pump,Centrifugal | Pump | 39844 | P | x
| THR-PRS-P-0340S | Pump, Diaphragm, Ferrous Chloride to South Aeration Tank 0300, Chemical Building, Secondary Treatment, Phosphorous Removal | THR-PRS-P | Pump,Centrifugal | Pump | 39843 | P | x
| THR-PRS-P-0360S | Pump, Diaphragm, Ferrous Chloride to South Aeration Tank 0400, Chemical Building, Secondary Treatment, Phosphorous Removal | THR-PRS-P | Pump,Centrifugal | Pump | 39845 | P | x
| THR-PRS-P-0395S | Pump, Diaphragm, Ferrous Chloride to South Aeration Tank 0500 & North Aeration Tank 0600, Chemical Building, Secondary Treatment, Phosphorous Removal | THR-PRS-P | Pump,Centrifugal | Pump | 39847 | P | x
| THR-PRS-P-0380S | Pump, Diaphragm, Ferrous Chloride to South Aeration Tank 0500, Chemical Building, Secondary Treatment, Phosphorous Removal | THR-PRS-P | Pump,Centrifugal | Pump | 39846 | P | x
| TNT-DIG-P-1101 | Pump, Digested Sludge Pumping | TNT-DIG-DS | Pump,Positive Displacement,Piston | Pump |  | P | http://www.toronto.ca/TWONTO#00626
| TAB-DIG-P-4013 | Pump, Digester Mixing #1A | TAB-DIG-P-MIXING 1-4 | Pump,Centrifugal | Pump |  | P | http://www.toronto.ca/TWONTO#00626
| TAB-DIG-P-4013 | Pump, Digester Mixing #1A | TAB-DIG-T-01-04 | Pump,Centrifugal | Pump |  | P | http://www.toronto.ca/TWONTO#00626
| TAB-DIG-P-4014 | Pump, Digester Mixing #1B | TAB-DIG-P-MIXING 1-4 | Pump,Centrifugal | Pump |  | P | http://www.toronto.ca/TWONTO#00626
| TAB-DIG-P-4014 | Pump, Digester Mixing #1B | TAB-DIG-T-01-04 | Pump,Centrifugal | Pump |  | P | http://www.toronto.ca/TWONTO#00626
| TAB-DIG-P-4023 | Pump, Digester Mixing #2A | TAB-DIG-T-01-04 | Pump,Centrifugal | Pump |  | P | http://www.toronto.ca/TWONTO#00626
| TAB-DIG-P-4023 | Pump, Digester Mixing #2A | TAB-DIG-P-MIXING 1-4 | Pump,Centrifugal | Pump |  | P | http://www.toronto.ca/TWONTO#00626
| TAB-DIG-P-4024 | Pump, Digester Mixing #2B | TAB-DIG-P-MIXING 1-4 | Pump,Centrifugal | Pump |  | P | http://www.toronto.ca/TWONTO#00626
| TAB-DIG-P-4024 | Pump, Digester Mixing #2B | TAB-DIG-T-01-04 | Pump,Centrifugal | Pump |  | P | http://www.toronto.ca/TWONTO#00626
| TAB-DIG-P-4033 | Pump, Digester Mixing #3A | TAB-DIG-P-MIXING 1-4 | Pump,Centrifugal | Pump |  | P | http://www.toronto.ca/TWONTO#00626
| TAB-DIG-P-4033 | Pump, Digester Mixing #3A | TAB-DIG-T-01-04 | Pump,Centrifugal | Pump |  | P | http://www.toronto.ca/TWONTO#00626
| TAB-DIG-P-4034 | Pump, Digester Mixing #3B | TAB-DIG-P-MIXING 1-4 | Pump,Centrifugal | Pump |  | P | http://www.toronto.ca/TWONTO#00626
| TAB-DIG-P-4034 | Pump, Digester Mixing #3B | TAB-DIG-T-01-04 | Pump,Centrifugal | Pump |  | P | http://www.toronto.ca/TWONTO#00626
| TAB-DIG-P-4043 | Pump, Digester Mixing #4A | TAB-DIG-P-MIXING 1-4 | Pump,Centrifugal | Pump |  | P | http://www.toronto.ca/TWONTO#00626
| TAB-DIG-P-4043 | Pump, Digester Mixing #4A | TAB-DIG-T-01-04 | Pump,Centrifugal | Pump |  | P | http://www.toronto.ca/TWONTO#00626
| TAB-DIG-P-4044 | Pump, Digester Mixing #4B | TAB-DIG-P-MIXING 1-4 | Pump,Centrifugal | Pump |  | P | http://www.toronto.ca/TWONTO#00626
| TAB-DIG-P-4044 | Pump, Digester Mixing #4B | TAB-DIG-T-01-04 | Pump,Centrifugal | Pump |  | P | http://www.toronto.ca/TWONTO#00626
| COL-PEV-P-0100 | Pump, Discharge | COL-PEV |  | Pump |  | P | http://www.toronto.ca/TWONTO#00626
| COL-PHP-P-0100 | Pump, Discharge | COL-PHP |  | Pump |  | P | http://www.toronto.ca/TWONTO#00626
| COL-PKS-P-0200 | Pump, Discharge | COL-PKS |  | Pump |  | P | http://www.toronto.ca/TWONTO#00626
| COL-PRR-P-0100 | Pump, Discharge | COL-PRR |  | Pump |  | P | http://www.toronto.ca/TWONTO#00626
| COL-PRR-P-0200 | Pump, Discharge | COL-PRR |  | Pump |  | P | http://www.toronto.ca/TWONTO#00626
| COL-PSP-P-0100 | Pump, Discharge | COL-PSP |  | Pump |  | P | http://www.toronto.ca/TWONTO#00626
| COL-PSP-P-0200 | Pump, Discharge | COL-PSP |  | Pump |  | P | http://www.toronto.ca/TWONTO#00626
| COL-PSU-P-0100 | Pump, Discharge | COL-PSU |  | Pump |  | P | http://www.toronto.ca/TWONTO#00626
| COL-PVM-P-0100 | Pump, Discharge | COL-PVM |  | Pump |  | P | http://www.toronto.ca/TWONTO#00626
| COL-PVM-P-0200 | Pump, Discharge | COL-PVM |  | Pump |  | P | http://www.toronto.ca/TWONTO#00626
| COL-PEV-P-0200 | Pump, Discharge | COL-PEV |  | Pump |  | P | http://www.toronto.ca/TWONTO#00626
| COL-PHP-P-0200 | Pump, Discharge | COL-PHP |  | Pump |  | P | http://www.toronto.ca/TWONTO#00626
| COL-PKS-P-0100 | Pump, Discharge | COL-PKS |  | Pump |  | P | http://www.toronto.ca/TWONTO#00626
| COL-PSU-P-0200 | Pump, Discharge | COL-PSU |  | Pump |  | P | http://www.toronto.ca/TWONTO#00626
| SWM-PWI-P-0100 | Pump, Discharge | SWM-PWI |  | Pump |  | P | http://www.toronto.ca/TWONTO#00626
| SWM-PWI-P-0200 | Pump, Discharge | SWM-PWI |  | Pump |  | P | http://www.toronto.ca/TWONTO#00626
| FHO-WWW-P-0101-SU | Pump, Discharge to Clarifier Influent Header | FHO-WWW | Pump,Centrifugal | Pump | 32522 | P | x
| FHO-WWW-P-0101-SU | Pump, Discharge to Clarifier Influent Header | FHO-OBSOLETE | Pump,Centrifugal | Pump | 32522 | P | x
| FHO-WWW-P-0101-SU | Pump, Discharge to Clarifier Influent Header | FHO-WWW-P-0101-KQ | Pump,Centrifugal | Pump | 32522 | P | x
| FHO-WWW-P-0201 | Pump, Discharge to Clarifier Influent Header, Clarifier Building, S5, Waste Water Pump Room | FHO-WWW | Pump,Centrifugal | Pump |  | P | http://www.toronto.ca/TWONTO#00626
| FHO-WWW-P-0301 | Pump, Discharge to Clarifier Influent Header, Clarifier Building, S5, Waste Water Pump Room | FHO-WWW | Pump,Centrifugal | Pump |  | P | http://www.toronto.ca/TWONTO#00626
| FHO-WWW-P-0101 | Pump, Discharge to Clarifier Influent Header, Clarifier Building, S5, Waste Water Pump Room | FHO-WWW | Pump,Centrifugal | Pump |  | P | http://www.toronto.ca/TWONTO#00626
| FHO-WWW-P-0301-SU | Pump, Discharge to Clarifier Influent Header, WW Pump 3 | FHO-OBSOLETE | Pump,Centrifugal | Pump | 32523 | P | x
| FHO-WWW-P-0301-SU | Pump, Discharge to Clarifier Influent Header, WW Pump 3 | FHO-WWW-P-0301-KQ | Pump,Centrifugal | Pump | 32523 | P | x
| FHO-WWW-P-0301-SU | Pump, Discharge to Clarifier Influent Header, WW Pump 3 | FHO-WWW | Pump,Centrifugal | Pump | 32523 | P | x
| TAB-ACC-P-3603 | PUMP, DOMESTIC HOT WATER RECIRC, BASEMENT ADMIN BUILDING | TAB-ADM-STRC | Pump | Pump |  | P | http://www.toronto.ca/TWONTO#00626
| TAB-SLO-P-0201 | Pump, Double Piston, Sludge Cake Transfer, Schwing | TAB-SLO-T-0201 | Pump,Positive Displacement,Piston | Pump |  | P | http://www.toronto.ca/TWONTO#00626
| TAB-SLO-P-0202 | Pump, Double Piston, Sludge Cake Transfer, Schwing | TAB-SLO-T-0202 | Pump,Positive Displacement,Piston | Pump |  | P | http://www.toronto.ca/TWONTO#00626
| TAB-SLO-P-0203 | Pump, Double Piston, Sludge Cake Transfer, Schwing | TAB-SLO-T-0203 | Pump,Positive Displacement,Piston | Pump |  | P | http://www.toronto.ca/TWONTO#00626
| THR-THK-P-0555 | Pump, Drainage Sump, STB Outside, North West Side | THR-THK-P-SUMP | Pump,Submersible | Pump |  | P | http://www.toronto.ca/TWONTO#00626
| THR-THK-P-0556 | Pump, Drainage Sump, STB Outside, North West Side | THR-THK-P-SUMP | Pump,Submersible | Pump |  | P | http://www.toronto.ca/TWONTO#00626
| TNT-PLT-P-1102 | Pump, Drainage, Constant Speed | TNT-PLT-T-1100 | Pump,Centrifugal | Pump |  | P | http://www.toronto.ca/TWONTO#00626
| TNT-PLT-P-1101 | Pump, Drainage, Constant Speed | TNT-PLT-T-1100 | Pump,Centrifugal | Pump |  | P | http://www.toronto.ca/TWONTO#00626
| TNT-PLT-P-1110 | Pump, Drainage, Constant Speed | TNT-PLT-T-1100 | Pump,Centrifugal | Pump |  | P | http://www.toronto.ca/TWONTO#00626
| FCL-DEW-P-0101A | Pump, Dry Pit Submersible, Raw Water Process Dewatering, Raw Water Dewatering Pit | FCL-DEW-RW | Pump,Centrifugal | Pump |  | P | http://www.toronto.ca/TWONTO#00626
| FCL-DEW-P-0101A | Pump, Dry Pit Submersible, Raw Water Process Dewatering, Raw Water Dewatering Pit | FCL-DEW-T-0101-SUS | Pump,Centrifugal | Pump |  | P | http://www.toronto.ca/TWONTO#00626
| FCL-DEW-P-0101A | Pump, Dry Pit Submersible, Raw Water Process Dewatering, Raw Water Dewatering Pit | FCL-DEW | Pump,Centrifugal | Pump |  | P | http://www.toronto.ca/TWONTO#00626
| FCL-DEW-P-0101B | Pump, Dry Pit Submersible, Raw Water Process Dewatering, Raw Water Dewatering Pit | FCL-DEW-RW | Pump,Centrifugal | Pump |  | P | http://www.toronto.ca/TWONTO#00626
| FCL-DEW-P-0101B | Pump, Dry Pit Submersible, Raw Water Process Dewatering, Raw Water Dewatering Pit | FCL-DEW-T-0101-SUS | Pump,Centrifugal | Pump |  | P | http://www.toronto.ca/TWONTO#00626
| FCL-DEW-P-0601A | Pump, Dry Pit Submersible. High Lift PS Area Dewatering Pump, Treated Water Dewatering Pit | FCL-DEW | Pump,Centrifugal | Pump |  | P | http://www.toronto.ca/TWONTO#00626
| FCL-DEW-P-0601A | Pump, Dry Pit Submersible. High Lift PS Area Dewatering Pump, Treated Water Dewatering Pit | FCL-DEW-T-0601 | Pump,Centrifugal | Pump |  | P | http://www.toronto.ca/TWONTO#00626
| FCL-DEW-P-0601B | Pump, Dry Pit Submersible. High Lift PS Area Dewatering Pump, Treated Water Dewatering Pit | FCL-DEW | Pump,Centrifugal | Pump |  | P | http://www.toronto.ca/TWONTO#00626
| FCL-DEW-P-0601B | Pump, Dry Pit Submersible. High Lift PS Area Dewatering Pump, Treated Water Dewatering Pit | FCL-DEW-T-0601 | Pump,Centrifugal | Pump |  | P | http://www.toronto.ca/TWONTO#00626
| FCL-DEW-P-0601A | Pump, Dry Pit Submersible. High Lift PS Area Dewatering Pump, Treated Water Dewatering Pit | FCL-DEW-HLPS | Pump,Centrifugal | Pump |  | P | http://www.toronto.ca/TWONTO#00626
| FCL-DEW-P-0601B | Pump, Dry Pit Submersible. High Lift PS Area Dewatering Pump, Treated Water Dewatering Pit | FCL-DEW-HLPS | Pump,Centrifugal | Pump |  | P | http://www.toronto.ca/TWONTO#00626
| FCL-DEW-P-0401A | Pump, Dry Pit Submersible. Low Lift PS Area Dewatering, Raw Water Dewatering Pit | FCL-DEW-RW | Pump,Centrifugal | Pump |  | P | http://www.toronto.ca/TWONTO#00626
| FCL-DEW-P-0401B | Pump, Dry Pit Submersible. Low Lift PS Area Dewatering, Raw Water Dewatering Pit | FCL-DEW-RW | Pump,Submersible | Pump |  | P | http://www.toronto.ca/TWONTO#00626
| FCL-DEW-P-0501A | Pump, Dry Pit Submersible. Pre-Treatment Area Dewatering, Sedimentation Tank Dewatering Pit | FCL-DEW-SED | Pump,Centrifugal | Pump |  | P | http://www.toronto.ca/TWONTO#00626
| FCL-DEW-P-0501B | Pump, Dry Pit Submersible. Pre-Treatment Area Dewatering, Sedimentation Tank Dewatering Pit | FCL-DEW-SED | Pump,Centrifugal | Pump |  | P | http://www.toronto.ca/TWONTO#00626
| FCL-DEW-P-0501A | Pump, Dry Pit Submersible. Pre-Treatment Area Dewatering, Sedimentation Tank Dewatering Pit | FCL-DEW | Pump,Centrifugal | Pump |  | P | http://www.toronto.ca/TWONTO#00626
| FCL-DEW-P-0501B | Pump, Dry Pit Submersible. Pre-Treatment Area Dewatering, Sedimentation Tank Dewatering Pit | FCL-DEW | Pump,Centrifugal | Pump |  | P | http://www.toronto.ca/TWONTO#00626
| FCL-DEW-P-0301B | Pump, Dry Pit Submersible. Sedimentation Tanks Process Dewatering, Sedimentation Tank Dewatering Pit | FCL-DEW-SED | Pump,Centrifugal | Pump |  | P | http://www.toronto.ca/TWONTO#00626
| FCL-DEW-P-0301A | Pump, Dry Pit Submersible. Sedimentation Tanks Process Dewatering, Sedimentation Tank Dewatering Pit | FCL-DEW | Pump,Centrifugal | Pump |  | P | http://www.toronto.ca/TWONTO#00626
| FCL-DEW-P-0301A | Pump, Dry Pit Submersible. Sedimentation Tanks Process Dewatering, Sedimentation Tank Dewatering Pit | FCL-DEW-SED | Pump,Centrifugal | Pump |  | P | http://www.toronto.ca/TWONTO#00626
| FCL-DEW-P-0301B | Pump, Dry Pit Submersible. Sedimentation Tanks Process Dewatering, Sedimentation Tank Dewatering Pit | FCL-DEW | Pump,Centrifugal | Pump |  | P | http://www.toronto.ca/TWONTO#00626
| FCL-DEW-P-0201A | Pump, Dry Pit Submersible. Treated Water Process Dewatering, Treated Water Dewatering Pit | FCL-DEW | Pump,Centrifugal | Pump |  | P | http://www.toronto.ca/TWONTO#00626
| FCL-DEW-P-0201B | Pump, Dry Pit Submersible. Treated Water Process Dewatering, Treated Water Dewatering Pit | FCL-DEW-T-0201 | Pump,Centrifugal | Pump |  | P | http://www.toronto.ca/TWONTO#00626
| FCL-DEW-P-0201A | Pump, Dry Pit Submersible. Treated Water Process Dewatering, Treated Water Dewatering Pit | FCL-DEW-T-0201 | Pump,Centrifugal | Pump |  | P | http://www.toronto.ca/TWONTO#00626
| FCL-DEW-P-0201B | Pump, Dry Pit Submersible. Treated Water Process Dewatering, Treated Water Dewatering Pit | FCL-DEW | Pump,Centrifugal | Pump |  | P | http://www.toronto.ca/TWONTO#00626
| FCL-POL-P-4110 | Pump, Duty, Polymer Skid No.1, Polymer Feed to Thickener #1, Centrifuge Building Polymer Room | FCL-WWW-POL | Pump | Pump |  | P | http://www.toronto.ca/TWONTO#00626
| FCL-POL-P-4130 | Pump, Duty, Polymer Skid No.3, Polymer Feed to Thickener #2, Centrifuge Building Polymer Room | FCL-WWW-POL | Pump | Pump |  | P | http://www.toronto.ca/TWONTO#00626
| FCL-POL-P-4210 | Pump, Duty, Polymer Skid No.4, Polymer Feed to Centrifuge #1, Centrifuge Building Polymer Room | FCL-WWW-POL | Pump | Pump |  | P | http://www.toronto.ca/TWONTO#00626
| FCL-POL-P-4230 | Pump, Duty, Polymer Skid No.6, Polymer Feed to Centrifuge #2, Centrifuge Building Polymer Room | FCL-WWW-POL | Pump | Pump |  | P | http://www.toronto.ca/TWONTO#00626
| TAB-PWA-P-0555 | Pump, Effluent, Filtered, Plant Water | TAB-PWA-PUMPS | Pump,Centrifugal | Pump |  | P | http://www.toronto.ca/TWONTO#00626
| TAB-PWA-P-2600S | Pump, Effluent, No.1, PWPS | TAB-PWA-PUMPS | Pump,Centrifugal | Pump | 47617 | P | x
| TAB-PWA-P-2600S | Pump, Effluent, No.1, PWPS | TAB-SUSPENDED ENTITY | Pump,Centrifugal | Pump | 47617 | P | x
| TAB-PWA-P-2602S | Pump, Effluent, No.3,PWPS | TAB-PWA-PUMPS | Pump | Pump | 47626 | P | x
| TAB-PWA-P-2602S | Pump, Effluent, No.3,PWPS | TAB-SUSPENDED ENTITY | Pump | Pump | 47626 | P | x
| TAB-PWA-P-2603S | Pump, Effluent, No.6,PWPS | TAB-PWA-PUMPS | Pump | Pump | 47631 | P | x
| TAB-PWA-P-2603S | Pump, Effluent, No.6,PWPS | TAB-SUSPENDED ENTITY | Pump | Pump | 47631 | P | x
| TAB-PWA-P-2601S | Pump, Effluent,No.2, PWPS | TAB-PWA-PUMPS | Pump | Pump | 47621 | P | x
| TAB-PWA-P-2601S | Pump, Effluent,No.2, PWPS | TAB-SUSPENDED ENTITY | Pump | Pump | 47621 | P | x
| TAB-PWA-P-2604S | Pump, Effluent,No.7, PWPS | TAB-PWA-PUMPS | Pump | Pump | 47636 | P | x
| TAB-PWA-P-2604S | Pump, Effluent,No.7, PWPS | TAB-SUSPENDED ENTITY | Pump | Pump | 47636 | P | x
| TAB-PWA-P-2605S | Pump, Effluent,No.8, PWPS | TAB-PWA-PUMPS | Pump | Pump | 47643 | P | x
| TAB-PWA-P-2605S | Pump, Effluent,No.8, PWPS | TAB-SUSPENDED ENTITY | Pump | Pump | 47643 | P | x
| TAB-SLO-P-8086 | Pump, Elevator Sump | TAB-SLO-SP | Pump,Non Positive Displacement,Submersible | Pump |  | P | http://www.toronto.ca/TWONTO#00626
| TAB-SLO-P-8047 | Pump, Elevator Sump | TAB-SLO-SP | Pump,Non Positive Displacement,Submersible | Pump |  | P | http://www.toronto.ca/TWONTO#00626
| TAB-INC-P-8048 | Pump, Elevator Sump, | TAB-WA4-P-0001 | Pump | Pump |  | P | http://www.toronto.ca/TWONTO#00626
| TAB-ACC-P-6151 | Pump, Feed , Glycol Mixing Tank | TAB-ACC-T-6151 | Pump | Pump |  | P | http://www.toronto.ca/TWONTO#00626
| TAB-ACC-P-0010 | Pump, Feed Water, Hot Water Boiler #1,PB1-1 | TAB-ACC-BO 1 | Pump,Non Positive Displacement,Submersible | Pump |  | P | http://www.toronto.ca/TWONTO#00626
| TAB-ACC-P-0020 | Pump, Feed Water, Hot Water Boiler #2 | TAB-ACC-BO 2 | Pump,Non Positive Displacement,Submersible | Pump |  | P | http://www.toronto.ca/TWONTO#00626
| TAB-ACC-P-0030 | Pump, Feed Water, Hot Water Boiler #3 | TAB-ACC-BO 3 | Pump,Non Positive Displacement,Submersible | Pump |  | P | http://www.toronto.ca/TWONTO#00626
| TAB-ACC-P-0040 | Pump, Feed Water, Hot Water Boiler #4 | TAB-ACC-BO 4 | Pump,Non Positive Displacement,Submersible | Pump |  | P | http://www.toronto.ca/TWONTO#00626
| TAB-ACC-P-0060 | Pump, Feed Water, Plant Hot Water Boiler # 6, PB-6 | TAB-ACC-BO 6 |  | Pump |  | P | http://www.toronto.ca/TWONTO#00626
| TAB-PRS-P-1200 | Pump, Ferrous Chloride, D Bldg Distribution Channel | TAB-PRS | Pump,Positive Displacement | Pump |  | P | http://www.toronto.ca/TWONTO#00626
| TAB-PRS-P-1300 | Pump, Ferrous Chloride, D Bldg Distribution Channel | TAB-PRS | Pump,Positive Displacement | Pump |  | P | http://www.toronto.ca/TWONTO#00626
| TAB-PRS-P-1400 | Pump, Ferrous Chloride, D Bldg Distribution Channel | TAB-PRS | Pump,Positive Displacement | Pump |  | P | http://www.toronto.ca/TWONTO#00626
| TAB-PRS-P-1100 | Pump, Ferrous Chloride, D Bldg Distribution Channel | TAB-PRS | Pump,Positive Displacement | Pump |  | P | http://www.toronto.ca/TWONTO#00626
| TAB-PRS-P-2300 | Pump, Ferrous Chloride, P Bldg Distribution Channel | TAB-PRS | Pump,Positive Displacement | Pump |  | P | http://www.toronto.ca/TWONTO#00626
| TAB-PRS-P-2400 | Pump, Ferrous Chloride, P Bldg Distribution Channel | TAB-PRS | Pump,Positive Displacement | Pump |  | P | http://www.toronto.ca/TWONTO#00626
| TAB-PRS-P-2600 | Pump, Ferrous Chloride, P Bldg Distribution Channel | TAB-PRS | Pump,Positive Displacement | Pump |  | P | http://www.toronto.ca/TWONTO#00626
| TAB-PRS-P-2500 | Pump, Ferrous Chloride, P Bldg Distribution Channel | TAB-PRS | Pump,Positive Displacement | Pump |  | P | http://www.toronto.ca/TWONTO#00626
| THR-PRS-P-0053 | Pump, Ferrous Chloride, Primary Standby, Chemical Building | THR-PRS-P | Pump,Centrifugal | Pump |  | P | http://www.toronto.ca/TWONTO#00626
| THR-PRS-P-0052 | Pump, Ferrous Chloride, Primary, Chemical Building | THR-PRS-P | Pump,Centrifugal | Pump |  | P | http://www.toronto.ca/TWONTO#00626
| THR-PRS-P-0055 | Pump, Ferrous Chloride, Primary, Chemical Building | THR-PRS-P | Pump,Centrifugal | Pump |  | P | http://www.toronto.ca/TWONTO#00626
| THR-PRS-P-0054 | Pump, Ferrous Chloride, Primary, Chemical Building | THR-PRS-DRN | Pump,Centrifugal | Pump |  | P | http://www.toronto.ca/TWONTO#00626
| THR-PRS-P-0054 | Pump, Ferrous Chloride, Primary, Chemical Building | THR-PRS-P | Pump,Centrifugal | Pump |  | P | http://www.toronto.ca/TWONTO#00626
| THR-PRS-P-0057 | Pump, Ferrous Chloride, Secondary Standby, Chemical Building | THR-PRS-P | Pump,Centrifugal | Pump |  | P | http://www.toronto.ca/TWONTO#00626
| THR-PRS-P-0056 | Pump, Ferrous Chloride, Secondary Standby, Chemical Building | THR-PRS-P | Pump,Centrifugal | Pump |  | P | http://www.toronto.ca/TWONTO#00626
| THR-PRS-P-0051 | Pump, Ferrous Chloride,Drain, Chemical Building | THR-PRS-DRN | Pump,Centrifugal | Pump |  | P | http://www.toronto.ca/TWONTO#00626
| THR-PRS-P-0050 | Pump, Ferrous Chloride,Drain, Chemical Building | THR-PRS-DRN | Pump,Centrifugal | Pump |  | P | http://www.toronto.ca/TWONTO#00626
| TAB-ACC-P-0150 | Pump, Filter Feed, Primary Loop | TAB-PWH | Pump,Centrifugal | Pump |  | P | http://www.toronto.ca/TWONTO#00626
| FHA-WWW-P-5201 | Pump, Filter Ripening Flow Tank T-5001 (Future) | FHA-WWW-RIPENING | Pump | Pump |  | P | http://www.toronto.ca/TWONTO#00626
| FHA-WWW-P-5101 | Pump, Filter Ripening Flow Tank T-5001 (Future) | FHA-WWW-RIPENING | Pump | Pump |  | P | http://www.toronto.ca/TWONTO#00626
| FHO-CLB-P-0301-SPARE | Pump, Filtered Water Clearwell CLB-P-0301-Spare | FHO-CLB-P-0301-KQ | Pump,Positive Displacement,Rotary Vane | Pump |  | P | http://www.toronto.ca/TWONTO#00626
| FHO-CLB-P-0301-SPARE | Pump, Filtered Water Clearwell CLB-P-0301-Spare | FHO CLEARWELL | Pump,Positive Displacement,Rotary Vane | Pump |  | P | http://www.toronto.ca/TWONTO#00626
| FHO-CLB-P-0401-SPARE | Pump, Filtered Water Clearwell CLB-P-0401 | FHO-CLB-P-0401-KQ | Pump,Positive Displacement,Rotary Vane | Pump |  | P | http://www.toronto.ca/TWONTO#00626
| FHO-CLB-P-0401-SPARE | Pump, Filtered Water Clearwell CLB-P-0401 | FHO CLEARWELL | Pump,Positive Displacement,Rotary Vane | Pump |  | P | http://www.toronto.ca/TWONTO#00626
| FHA-FEQ-P-0001 | Pump, Fire Alarm System, RMF Building, Storage Room 1 | FHA-SES-FEQ-1 | Pump | Pump |  | P | http://www.toronto.ca/TWONTO#00626
| THC-ACC-P-0583 | Pump, Fire Standpipe and Sprinkler, Lower Basement, Biosolids Building East | THC-FEQ-FSP |  | Pump | 35589 | P | x
| THC-ACC-P-0583 | Pump, Fire Standpipe and Sprinkler, Lower Basement, Biosolids Building East | THC-SUSPENDED |  | Pump | 35589 | P | x
| FHO-FEQ-P-0801 | Pump, Fire System, Ozone Building, Fire Room | FHO-SES-FEQ-1000 |  | Pump |  | P | http://www.toronto.ca/TWONTO#00626
| THC-FEQ-P-0585 | Pump, Fire, Jockey, Standpipe and Sprinkler, Admin, Bldg. K | THC-FEQ-BLDG K | Fire Prevention,Sprinkler | Pump | 41270 | P | x
| THC-FEQ-P-0583 | Pump, Fire, Jockey, Standpipe and Sprinkler, Lower Basement, Biosolids Building East | THC-FEQ-BLDG M | Fire Prevention,Sprinkler | Pump | 41268 | P | x
| THC-FEQ-P-0586 | Pump, Fire, Jockey, Standpipe and Sprinkler, Sludge Storage Building, Bldg. D | THC-FEQ-BLDG D | Fire Prevention,Sprinkler | Pump | 41271 | P | x
| THC-FEQ-P-0586 | Pump, Fire, Jockey, Standpipe and Sprinkler, Sludge Storage Building, Bldg. D | THC-FEQ-BLDG K | Fire Prevention,Sprinkler | Pump | 41271 | P | x
| THC-FEQ-P-0584 | Pump, Fire, Jockey, Standpipe and Sprinkler, WA2 Workshop, Bldg. X | THC-FEQ-BLDG M | Fire Prevention,Sprinkler | Pump | 41269 | P | x
| THC-FEQ-P-0584 | Pump, Fire, Jockey, Standpipe and Sprinkler, WA2 Workshop, Bldg. X | THC-FEQ-BLDG X | Fire Prevention,Sprinkler | Pump | 41269 | P | x
| FHO-CCS-P-0202 | Pump, Flash Mixing, Phosphoric Acid Pre-Injection, East Conduit, Flocculation Gate Room, Basement | FHO-CCS |  | Pump |  | P | http://www.toronto.ca/TWONTO#00626
| FHO-CCS-P-0102 | Pump, Flash Mixing, Phosphoric Acid Pre-Injection, West Conduit, Flocculation Gate Room, Basement | FHO-CCS |  | Pump |  | P | http://www.toronto.ca/TWONTO#00626
| FHO-FL-P-0301 | Pump, Fluoride Sample, Sampling System, S2, Sluice Gate Hall East | FHO RESERVOIR | Pump,Centrifugal | Pump |  | P | http://www.toronto.ca/TWONTO#00626
| FHO-FL-P-0301 | Pump, Fluoride Sample, Sampling System, S2, Sluice Gate Hall East | FHO-FL-P-0301-KQ | Pump,Centrifugal | Pump |  | P | http://www.toronto.ca/TWONTO#00626
| FHO-FL-P-0301A | Pump, Fluoride Sample, Sampling System, S2, Sluice Gate Hall East | FHO RESERVOIR | Pump,Centrifugal | Pump |  | P | http://www.toronto.ca/TWONTO#00626
| FHO-FL-P-0301A | Pump, Fluoride Sample, Sampling System, S2, Sluice Gate Hall East | FHO-FL-P-0301A-KQ | Pump,Centrifugal | Pump |  | P | http://www.toronto.ca/TWONTO#00626
| GX3001A | Pump, Flygt, Submersible (portable) | TAB-STR-P-SUMP | Pump,Non Positive Displacement,Submersible | Pump |  |  | http://www.toronto.ca/TWONTO#00626
| THC-FT-P-0990SUSPEND | Pump, for Scum Pit Tank 0980, for final tank 0900, Secondary Clarifier | THC-FT-PHASE I-IV | Pump,Positive Displacement,Progressive Cavity | Pump | 35510 | P | x
| THC-FT-P-0990SUSPEND | Pump, for Scum Pit Tank 0980, for final tank 0900, Secondary Clarifier | THC-SUSPENDED | Pump,Positive Displacement,Progressive Cavity | Pump | 35510 | P | x
| THC-FT-P-0990 | Pump, for Scum Pit Tank 0980, for final tank 0900, Secondary Clarifier (New Spare ) | THC-FT-PHASE I-IV | Pump,Lobe | Pump |  | P | http://www.toronto.ca/TWONTO#00626
| THC-FT-P-1090SUSPENDED | Pump, for Scum Pit Tank 1080, for final tank 1000, Secondary Clarifier | THC-FT-PHASE I-IV | Pump,Positive Displacement,Progressive Cavity | Pump | 35511 | P | x
| THC-FT-P-1090SUSPENDED | Pump, for Scum Pit Tank 1080, for final tank 1000, Secondary Clarifier | THC-SUSPENDED | Pump,Positive Displacement,Progressive Cavity | Pump | 35511 | P | x
| THC-FT-P-1090 | Pump, for Scum Pit Tank 1080, for final tank 1000, Secondary Clarifier (New Spare ) | THC-FT-PHASE I-IV | Pump,Lobe | Pump |  | P | http://www.toronto.ca/TWONTO#00626
| THC-FT-P-1190SUSPENDED | Pump, for Scum Pit Tank 1180, for final tank 1100, Secondary Clarifier | THC-FT-PHASE I-IV | Pump,Positive Displacement,Progressive Cavity | Pump | 35512 | P | x
| THC-FT-P-1190SUSPENDED | Pump, for Scum Pit Tank 1180, for final tank 1100, Secondary Clarifier | THC-SUSPENDED | Pump,Positive Displacement,Progressive Cavity | Pump | 35512 | P | x
| THC-FT-P-1190 | Pump, for Scum Pit Tank 1180, for final tank 1100, Secondary Clarifier (New Spare ) | THC-FT-PHASE I-IV | Pump,Lobe | Pump |  | P | http://www.toronto.ca/TWONTO#00626
| THC-FT-P-1290SUSPENDED | Pump, for Scum Pit Tank 1280, for final tank 1200, Secondary Clarifier | THC-FT-PHASE I-IV | Pump,Positive Displacement,Progressive Cavity | Pump | 35513 | P | x
| THC-FT-P-1290SUSPENDED | Pump, for Scum Pit Tank 1280, for final tank 1200, Secondary Clarifier | THC-SUSPENDED | Pump,Positive Displacement,Progressive Cavity | Pump | 35513 | P | x
| THC-FT-P-1290 | Pump, for Scum Pit Tank 1280, for final tank 1200, Secondary Clarifier (New Spare ) | THC-FT-PHASE I-IV | Pump,Lobe | Pump |  | P | http://www.toronto.ca/TWONTO#00626
| THC-FT-P-1390 | Pump, for Scum Pit Tank 1380, for final tank 1300, Secondary Clarifier (New Spare ) | THC-FT-PHASE I-IV | Pump,Lobe | Pump |  | P | http://www.toronto.ca/TWONTO#00626
| THC-FT-P-1490 | Pump, for Scum Pit Tank 1480, for final tank 1400, Secondary Clarifier (New Spare ) | THC-FT-PHASE I-IV | Pump,Lobe | Pump |  | P | http://www.toronto.ca/TWONTO#00626
| THC-FT-P-1590-SCRP | Pump, for Scum Pit Tank 1580, for final tank 1500, Secondary Clarifier | THC-SUSPENDED | Pump,Positive Displacement,Progressive Cavity | Pump | 33921 | P | x
| THC-FT-P-1590-SCRP | Pump, for Scum Pit Tank 1580, for final tank 1500, Secondary Clarifier | THC-FT-PHASE I-IV | Pump,Positive Displacement,Progressive Cavity | Pump | 33921 | P | x
| THC-FT-P-1690-SCRP | Pump, for Scum Pit Tank 1680, for final tank 1600, Secondary Clarifier | THC-FT-PHASE I-IV | Pump,Positive Displacement,Progressive Cavity | Pump | 33920 | P | x
| THC-FT-P-1690-SCRP | Pump, for Scum Pit Tank 1680, for final tank 1600, Secondary Clarifier | THC-SUSPENDED | Pump,Positive Displacement,Progressive Cavity | Pump | 33920 | P | x
| WTR-PMI-P-1800 | Pump, Fuel Transfer | WTR-PMI-P |  | Pump |  | P | http://www.toronto.ca/TWONTO#00626
| WTR-PMI-P-1800 | Pump, Fuel Transfer | WTR-PMI-AUX |  | Pump |  | P | http://www.toronto.ca/TWONTO#00626
| WTR-PMI-P-1900 | Pump, Fuel Transfer | WTR-PMI-AUX |  | Pump |  | P | http://www.toronto.ca/TWONTO#00626
| WTR-PMI-P-1900 | Pump, Fuel Transfer | WTR-PMI-P |  | Pump |  | P | http://www.toronto.ca/TWONTO#00626
| WTR-PRH-P-0001 | Pump, Fuel Transfer, Fuel Vault Basement | WTR-PRH-ELS | Pump,Gear | Pump |  | P | http://www.toronto.ca/TWONTO#00626
| WTR-PRH-P-0002 | Pump, Fuel Transfer, Fuel Vault Basement | WTR-PRH-ELS | Pump,Gear | Pump |  | P | http://www.toronto.ca/TWONTO#00626
| TNT-ACC-P-5101 | Pump, Furnace Oil, to Boiler #5100 | TNT-ACC-OIL | Pump,Positive Displacement | Pump |  | P | http://www.toronto.ca/TWONTO#00626
| TNT-ACC-P-5201 | Pump, Furnace Oil, to Boiler #5200 | TNT-ACC-OIL | Pump,Positive Displacement | Pump |  | P | http://www.toronto.ca/TWONTO#00626
| TAB-DIG-P-6121 | Pump, Gas Scrubber, Gas Stream #1 | TAB-DIG-SB-6120 | Pump,Centrifugal | Pump |  | P | http://www.toronto.ca/TWONTO#00626
| TAB-DIG-P-9737 | Pump, Gas Scrubber, Gas Stream #2 | TAB-DIG-SB-9737 | Pump,Centrifugal | Pump |  | P | http://www.toronto.ca/TWONTO#00626
| TAB-DIG-P-9738 | Pump, Gas Scrubber, Gas Stream #3 | TAB-DIG-SB-9738 | Pump,Centrifugal | Pump |  | P | http://www.toronto.ca/TWONTO#00626
| FHO-SBS-P-0601 | Pump, Gear, Backup, SBS Ozone Quenching Skid #6, S4 Level, SBS Room, SE | FHO-SBS | Pump,Gear | Pump |  | P | http://www.toronto.ca/TWONTO#00626
| FHO-SBS-P-0701 | Pump, Gear, Backwash Dechlorination ,S4, SBS Room, Skid #7 | FHO-SBS | Pump,Gear | Pump |  | P | http://www.toronto.ca/TWONTO#00626
| FHO-SBS-P-0801 | Pump, Gear, Backwash Dechlorination ,S4, SBS Room, Skid #8 | FHO-SBS | Pump,Gear | Pump |  | P | http://www.toronto.ca/TWONTO#00626
| FCL-ELS-P-0100 | Pump, Gear, Fuel Oil Transfer Pump, Low Lift Building, Screen Room | FCL-ELS-PS-0003 | Pump,Gear | Pump |  | P | http://www.toronto.ca/TWONTO#00626
| FCL-ELS-P-0200 | Pump, Gear, Fuel Oil Transfer Pump, Low Lift Building, Screen Room | FCL-ELS-PS-0003 | Pump,Gear | Pump |  | P | http://www.toronto.ca/TWONTO#00626
| FCL-FL-P-0101 | Pump, Gear, Hydrofluosilicic Acid System | FCL-FL | Pump,Gear | Pump |  | P | http://www.toronto.ca/TWONTO#00626
| FCL-FL-P-0201 | Pump, Gear, Hydrofluosilicic Acid System | FCL-FL | Pump,Gear | Pump |  | P | http://www.toronto.ca/TWONTO#00626
| FIS-AM-P-0101 | Pump, Gear, Metering, Ammonia Skid 1, Ammonia Building, Feeder Room | FIS-AM | Pump,Metering | Pump |  | P | http://www.toronto.ca/TWONTO#00626
| FIS-AM-P-0201 | Pump, Gear, Metering, Ammonia Skid 2, Ammonia Building, Feeder Room | FIS-AM | Pump,Metering | Pump |  | P | http://www.toronto.ca/TWONTO#00626
| FCL-AM-P-0101 | Pump, Gear, Metering, Aqua Ammonia System | FCL-AM | Pump,Gear | Pump |  | P | http://www.toronto.ca/TWONTO#00626
| FCL-AM-P-0201 | Pump, Gear, Metering, Aqua Ammonia System | FCL-AM | Pump,Gear | Pump |  | P | http://www.toronto.ca/TWONTO#00626
| FIS-FL-P-0101 | Pump, Gear, Metering, Fluoride Skid 1, Ammonia & Fluoride Building, Access Room | FIS-FL | Pump,Metering | Pump |  | P | http://www.toronto.ca/TWONTO#00626
| FIS-FL-P-0201 | Pump, Gear, Metering, Fluoride Skid 2, Ammonia & Fluoride Building, Access Room | FIS-FL | Pump,Metering | Pump |  | P | http://www.toronto.ca/TWONTO#00626
| FHO-SBS-P-0301 | Pump, Gear, Ozone Quenching for Contact Tank T-2100, S4, SBS Room, Skid #3, SW | FHO-SBS | Pump,Gear | Pump |  | P | http://www.toronto.ca/TWONTO#00626
| FHO-SBS-P-0401 | Pump, Gear, Ozone Quenching for Contact Tank T-2200, S4, SBS Room, Skid #4 | FHO-SBS | Pump,Gear | Pump |  | P | http://www.toronto.ca/TWONTO#00626
| FHO-SBS-P-0501 | Pump, Gear, Ozone Quenching for Contact Tank T-2300, S4, SBS Room, Skid #4, NW Corner | FHO-SBS | Pump,Gear | Pump |  | P | http://www.toronto.ca/TWONTO#00626
| TAB-PRM-P-4501 | Pump, Gland Seal Water | TAB-SUSPENDED ENTITY | Pump | Pump | 34224 | P | x
| TAB-PRM-P-4602 | Pump, Gland Seal Water | TAB-PRM-T-4600 | Pump,Centrifugal | Pump |  | P | http://www.toronto.ca/TWONTO#00626
| TAB-PRM-P-4501 | Pump, Gland Seal Water | TAB-PRM-T-4500 | Pump | Pump | 34224 | P | x
| TAB-PRM-P-4502 | Pump, Gland Seal Water | TAB-PRM-T-4500 | Pump,Centrifugal | Pump | 34228 | P | x
| TAB-PRM-P-4502 | Pump, Gland Seal Water | TAB-SUSPENDED ENTITY | Pump,Centrifugal | Pump | 34228 | P | x
| TAB-PRM-P-4601 | Pump, Gland Seal Water | TAB-PRM-T-4600 | Pump | Pump |  | P | http://www.toronto.ca/TWONTO#00626
| DX2001A | Pump, Gland Water | TAB-DIG-P-TRANSF9-12 | Pump | Pump |  |  | http://www.toronto.ca/TWONTO#00626
| TAB-STR-P-7003 | Pump, Gland Water to RAS/WAS Pumps | TAB-STR-P-GLAND | Pump,Centrifugal | Pump |  | P | http://www.toronto.ca/TWONTO#00626
| TAB-STR-P-7001 | Pump, Gland Water to RAS/WAS Pumps | TAB-STR-P-GLAND | Pump,Centrifugal | Pump |  | P | http://www.toronto.ca/TWONTO#00626
| TAB-STR-P-7002 | Pump, Gland Water to RAS/WAS Pumps | TAB-STR-P-GLAND | Pump,Centrifugal | Pump |  | P | http://www.toronto.ca/TWONTO#00626
| TAB-ACC-P-3652 | Pump, Glycol | TAB-ACC-T-3652 | Pump,Centrifugal | Pump |  | P | http://www.toronto.ca/TWONTO#00626
| THC-ACC-P-3841 | Pump, Glycol Circulating, Building A | THC-ACC-BLDG A | Pump,Centrifugal | Pump |  | P | http://www.toronto.ca/TWONTO#00626
| THC-ACC-P-3842 | Pump, Glycol Circulating, Building A | THC-ACC-BLDG A | Pump,Centrifugal | Pump |  | P | http://www.toronto.ca/TWONTO#00626
| THC-ACC-P-4003 | Pump, Glycol Circulating, Building I | THC-ACC-BLDG I | Pump,Centrifugal | Pump |  | P | http://www.toronto.ca/TWONTO#00626
| THC-ACC-P-3336 | Pump, Glycol Circulating, Building M | THC-ACC-HEAT PUMPS | Pump,Centrifugal | Pump |  | P | http://www.toronto.ca/TWONTO#00626
| THC-ACC-P-3321 | Pump, Glycol Circulating, Building M | THC-ACC-HEAT PUMPS | Pump,Centrifugal | Pump |  | P | http://www.toronto.ca/TWONTO#00626
| THC-ACC-P-3326 | Pump, Glycol Circulating, Building M | THC-ACC-HEAT PUMPS | Pump,Centrifugal | Pump |  | P | http://www.toronto.ca/TWONTO#00626
| THC-ACC-P-3331 | Pump, Glycol Circulating, Building M | THC-ACC-HEAT PUMPS | Pump,Centrifugal | Pump |  | P | http://www.toronto.ca/TWONTO#00626
| TAB-ACC-P-0151 | Pump, Glycol Feed | TAB-ACC-T-0151 | Pump,Screw | Pump |  | P | http://www.toronto.ca/TWONTO#00626
| TAB-DIG-P-3001 | Pump, Glycol Feed | TAB-DIG-T-3000 | Pump | Pump |  | P | http://www.toronto.ca/TWONTO#00626
| TAB-DIG-P-3002 | Pump, Glycol Feed | TAB-DIG-T-3000 | Pump | Pump |  | P | http://www.toronto.ca/TWONTO#00626
| TAB-ACC-P-8212 | Pump, Glycol Feed, M Bldg | TAB-ACC-HE-8210 | Pump,Non Positive Displacement | Pump |  | P | http://www.toronto.ca/TWONTO#00626
| TAB-ACC-P-5884 | Pump, Glycol Make Up | TAB-ACC-P-5883 | Pump,Centrifugal | Pump |  | P | http://www.toronto.ca/TWONTO#00626
| THR-ACC-P-3412 | Pump, Glycol Recirculation,Plant water Building | THR-ACC-FPW | Pump,Centrifugal | Pump |  | P | http://www.toronto.ca/TWONTO#00626
| THR-ACC-P-3413 | Pump, Glycol Recirculation,Plant water Building | THR-ACC-FPW | Pump,Centrifugal | Pump |  | P | http://www.toronto.ca/TWONTO#00626
| THC-ACC-P-3416 | Pump, Glycol Return, Heating Recovery, Building M | THC-ACC-HEAT PUMPS | Pump,Centrifugal | Pump |  | P | http://www.toronto.ca/TWONTO#00626
| THC-ACC-P-3412 | Pump, Glycol Return, Heating Recovery, Building M | THC-ACC-HEAT PUMPS | Pump,Centrifugal | Pump |  | P | http://www.toronto.ca/TWONTO#00626
| THC-ACC-P-3407 | Pump, Glycol Return, Heating, Building M | THC-ACC-HEAT PUMPS | Pump,Centrifugal | Pump |  | P | http://www.toronto.ca/TWONTO#00626
| THC-ACC-P-3403 | Pump, Glycol Return, Heating, Building M | THC-ACC-HEAT PUMPS | Pump,Centrifugal | Pump |  | P | http://www.toronto.ca/TWONTO#00626
| THR-ACC-P-0205A | Pump, Glycol Skid Recirculation | THR-ACC-AHU-0005 | Pump,Centrifugal | Pump |  | P | http://www.toronto.ca/TWONTO#00626
| THR-ACC-P-0205A | Pump, Glycol Skid Recirculation | THR-ACC-HE-0601 | Pump,Centrifugal | Pump |  | P | http://www.toronto.ca/TWONTO#00626
| THR-ACC-P-0205A | Pump, Glycol Skid Recirculation | THR-ACC-T-0206 | Pump,Centrifugal | Pump |  | P | http://www.toronto.ca/TWONTO#00626
| THR-ACC-P-0205B | Pump, Glycol Skid Recirculation | THR-ACC-AHU-0005 | Pump,Centrifugal | Pump |  | P | http://www.toronto.ca/TWONTO#00626
| THR-ACC-P-0205B | Pump, Glycol Skid Recirculation | THR-ACC-HE-0601 | Pump,Centrifugal | Pump |  | P | http://www.toronto.ca/TWONTO#00626
| THR-ACC-P-0205B | Pump, Glycol Skid Recirculation | THR-ACC-T-0206 | Pump,Centrifugal | Pump |  | P | http://www.toronto.ca/TWONTO#00626
| THR-ACC-P-0205A | Pump, Glycol Skid Recirculation | THR-ACC-T-0003 | Pump,Centrifugal | Pump |  | P | http://www.toronto.ca/TWONTO#00626
| THR-ACC-P-0205B | Pump, Glycol Skid Recirculation | THR-ACC-T-0003 | Pump,Centrifugal | Pump |  | P | http://www.toronto.ca/TWONTO#00626
| THR-ACC-P-0759A | Pump, Glycol Skid, Digester 7-8, Gallery Ventilation 1A North | THR-ACC-AHU-001 | Pump,Centrifugal | Pump |  | P | http://www.toronto.ca/TWONTO#00626
| THR-ACC-P-0759A | Pump, Glycol Skid, Digester 7-8, Gallery Ventilation 1A North | THR-ACC-T-0301 | Pump,Centrifugal | Pump |  | P | http://www.toronto.ca/TWONTO#00626
| THR-ACC-P-0759A | Pump, Glycol Skid, Digester 7-8, Gallery Ventilation 1A North | THR-ACC-AHU-01 | Pump,Centrifugal | Pump |  | P | http://www.toronto.ca/TWONTO#00626
| THR-ACC-P-0759A | Pump, Glycol Skid, Digester 7-8, Gallery Ventilation 1A North | THR-ACC-HCP2 | Pump,Centrifugal | Pump |  | P | http://www.toronto.ca/TWONTO#00626
| THR-ACC-P-0750 | Pump, Glycol Skid, Grit Bldg, Old Stores, Gallery Ventilation, Zone 1A,1B | THR-ACC-HCP2 | Pump,Centrifugal | Pump |  | P | http://www.toronto.ca/TWONTO#00626
| THR-ACC-P-0751 | Pump, Glycol Skid, Grit Bldg, Old Stores, Gallery Ventilation, Zone 1A,1B | THR-ACC-AHU-0751 | Pump,Centrifugal | Pump |  | P | http://www.toronto.ca/TWONTO#00626
| THR-ACC-P-0751 | Pump, Glycol Skid, Grit Bldg, Old Stores, Gallery Ventilation, Zone 1A,1B | THR-ACC-HCP2 | Pump,Centrifugal | Pump |  | P | http://www.toronto.ca/TWONTO#00626
| THR-ACC-P-0750 | Pump, Glycol Skid, Grit Bldg, Old Stores, Gallery Ventilation, Zone 1A,1B | THR-ACC-AHU-0750 | Pump,Centrifugal | Pump |  | P | http://www.toronto.ca/TWONTO#00626
| THR-ACC-P-0750 | Pump, Glycol Skid, Grit Bldg, Old Stores, Gallery Ventilation, Zone 1A,1B | THR-ACC-T-0101 | Pump,Centrifugal | Pump |  | P | http://www.toronto.ca/TWONTO#00626
| THR-ACC-P-0751 | Pump, Glycol Skid, Grit Bldg, Old Stores, Gallery Ventilation, Zone 1A,1B | THR-ACC-T-0101 | Pump,Centrifugal | Pump |  | P | http://www.toronto.ca/TWONTO#00626
| THR-ACC-P-0760 | Pump, Glycol Skid, STB North Wall, Digesters 1-6, Gallery Ventilation, Zone 1A, 1B | THR-ACC-HCP2 | Pump,Centrifugal | Pump |  | P | http://www.toronto.ca/TWONTO#00626
| THR-ACC-P-0760 | Pump, Glycol Skid, STB North Wall, Digesters 1-6, Gallery Ventilation, Zone 1A, 1B | THR-ACC-T-0201 | Pump,Centrifugal | Pump |  | P | http://www.toronto.ca/TWONTO#00626
| THR-ACC-P-0761 | Pump, Glycol Skid, STB North Wall, Digesters 1-6, Gallery Ventilation, Zone 1A, 1B | THR-ACC-HCP2 | Pump,Centrifugal | Pump |  | P | http://www.toronto.ca/TWONTO#00626
| THR-ACC-P-0761 | Pump, Glycol Skid, STB North Wall, Digesters 1-6, Gallery Ventilation, Zone 1A, 1B | THR-ACC-T-0201 | Pump,Centrifugal | Pump |  | P | http://www.toronto.ca/TWONTO#00626
| THC-ACC-P-0320 | Pump, Glycol Transfer, Building M | THC-ACC-T-0003 | Pump,Positive Displacement,Gear | Pump |  | P | http://www.toronto.ca/TWONTO#00626
| THC-ACC-P-0316 | Pump, Glycol Transfer, Building M | THC-ACC-T-0002 | Pump,Positive Displacement,Gear | Pump |  | P | http://www.toronto.ca/TWONTO#00626
| THC-ACC-P-3840 | Pump, Glycol Transfer, Glycol Heating System, Building A | THC-ACC-BLDG A | Pump,Centrifugal | Pump |  | P | http://www.toronto.ca/TWONTO#00626
| TAB-ACC-P-2815 | Pump, Glycol, From Glycol Containers, New & Old Dewatering Bsmt | TAB-ACC-T-2813 | Pump | Pump |  | P | http://www.toronto.ca/TWONTO#00626
| TAB-ACC-P-5883 | Pump, Glycol, Recirculation, Bio-Solid Loading Bay | TAB-ACC-5800 | Pump,Centrifugal | Pump |  | P | http://www.toronto.ca/TWONTO#00626
| THC-PLT-P-0960 | Pump, Grit Slurry, Vortex Grit Pipe Gallery, Grit Removal | THC-PLT-CYC-0950 | Pump,Centrifugal | Pump |  | P | http://www.toronto.ca/TWONTO#00626
| THC-PLT-P-0980 | Pump, Grit Slurry, Vortex Grit Pipe Gallery, Grit Removal | THC-PLT-CYC-0970 | Pump,Centrifugal | Pump |  | P | http://www.toronto.ca/TWONTO#00626
| THC-PLT-P-0920 | Pump, Grit Slurry, Vortex Grit Pipe Gallery, Grit Removal | THC-PLT-CYC-0910 | Pump,Centrifugal | Pump |  | P | http://www.toronto.ca/TWONTO#00626
| THC-PLT-P-0940 | Pump, Grit Slurry, Vortex Grit Pipe Gallery, Grit Removal | THC-PLT-CYC-0930 | Pump,Centrifugal | Pump |  | P | http://www.toronto.ca/TWONTO#00626
| TAB-PLT-P-0287 | Pump, Grit Tank 1-6 Scrubber SB-0287 Chemical Circulating | TAB-PLT-T-0287 | Pump | Pump |  | P | http://www.toronto.ca/TWONTO#00626
| TAB-PLT-P-0288 | Pump, Grit Tank 1-6 Scrubber SB-0287 Chemical Circulating | TAB-PLT-T-0287 | Pump | Pump |  | P | http://www.toronto.ca/TWONTO#00626
| TAB-PLT-P-0184 | Pump, Grit tank 1-6 Srubber NACL Chemical Feed | TAB-PLT-T-0287 | Pump | Pump |  | P | http://www.toronto.ca/TWONTO#00626
| TAB-PLT-P-0162 | Pump, Grit Tank Unwatering | TAB-PLT-T | Pump | Pump |  | P | http://www.toronto.ca/TWONTO#00626
| TAB-PLT-P-0161 | Pump, Grit Tank Unwatering, | TAB-PLT-T | Pump | Pump |  | P | http://www.toronto.ca/TWONTO#00626
| TAB-PWA-P-5146 | Pump, Gutter Drain Sump | TAB-PWA-P | Pump,Submersible | Pump |  | P | http://www.toronto.ca/TWONTO#00626
| TAB-PWA-P-5147 | Pump, Gutter Drain Sump | TAB-PWA-P | Pump,Submersible | Pump |  | P | http://www.toronto.ca/TWONTO#00626
| TAB-PWA-P-5148 | Pump, Gutter Drain Sump | TAB-PWA-P | Pump,Submersible | Pump |  | P | http://www.toronto.ca/TWONTO#00626
| TAB-PWA-P-5149 | Pump, Gutter Drain Sump | TAB-PWA-P | Pump,Submersible | Pump |  | P | http://www.toronto.ca/TWONTO#00626
| TAB-ACC-P-8501 | Pump, Heat Exchanger Recirculation #1 , Primary Loop | TAB-HRS-HE | Pump,Centrifugal,single-Stage | Pump |  | P | http://www.toronto.ca/TWONTO#00626
| TAB-ACC-P-8601 | Pump, Heat exchanger Recirculation #2, Primary Loop | TAB-HRS-HE | Pump,Centrifugal,single-Stage | Pump |  | P | http://www.toronto.ca/TWONTO#00626
| DX8102A | Pump, Heat Exchanger, Cleaning System, Digester Gas Control Building | TAB-DIG-P-CW | Pump | Pump |  |  | http://www.toronto.ca/TWONTO#00626
| NX2218A | Pump, Heat,Polymer Bldg | TAB-ACC-HTR-POL | Pump | Pump |  |  | http://www.toronto.ca/TWONTO#00626
| NX2218A | Pump, Heat,Polymer Bldg | TAB-ACC-HTR | Pump | Pump |  |  | http://www.toronto.ca/TWONTO#00626
| FHA-CLA-P-0101 | Pump, Heating Water Feed to Evaporator EV-0101, Filter Building, Cl2/SO2 Storage Room | FHA-CLA-EV-0101 | Pump,Centrifugal,single-Stage | Pump |  | P | http://www.toronto.ca/TWONTO#00626
| FHA-CLB-P-0101 | Pump, Heating Water Feed to Evaporator EV-0101, Filter Building, Cl2/SO2 Storage Room | FHA-CLB-EV-0101 | Pump,Centrifugal,single-Stage | Pump |  | P | http://www.toronto.ca/TWONTO#00626
| FHA-CLA-P-0201 | Pump, Heating Water Feed to Evaporator EV-0201, Filter Building, Cl2/SO2 Storage Room | FHA-CLA-EV-0201 | Pump,Centrifugal,single-Stage | Pump |  | P | http://www.toronto.ca/TWONTO#00626
| FHA-CLB-P-0201 | Pump, Heating Water Feed to Evaporator EV-0201, Filter Building, Cl2/SO2 Storage Room | FHA-CLB-EV-0201 | Pump,Centrifugal,single-Stage | Pump |  | P | http://www.toronto.ca/TWONTO#00626
| FHA-CLA-P-0301 | Pump, Heating Water Feed to Evaporator EV-0301, Filter Building, Cl2/SO2 Storage Room | FHA-CLA-EV-0301 | Pump,Centrifugal,single-Stage | Pump |  | P | http://www.toronto.ca/TWONTO#00626
| TAB-ACC-P-8003 | Pump, Heating, M Bldg, Heating and Ventilation | TAB-ACC-8200 | Pump,Non Positive Displacement,Submersible | Pump |  | P | http://www.toronto.ca/TWONTO#00626
| TAB-ACC-P-8004 | Pump, Heating, M Bldg, Heating and Ventilation | TAB-ACC-8200 | Pump,Non Positive Displacement,Submersible | Pump |  | P | http://www.toronto.ca/TWONTO#00626
| TAB-ACC-P-8005 | Pump, Heating, M Bldg, Heating and Ventilation | TAB-ACC-8200 | Pump,Non Positive Displacement,Submersible | Pump |  | P | http://www.toronto.ca/TWONTO#00626
| TAB-ACC-P-8006 | Pump, Heating, M Bldg, Heating and Ventilation | TAB-ACC-8200 | Pump,Non Positive Displacement,Submersible | Pump |  | P | http://www.toronto.ca/TWONTO#00626
| TAB-ACC-P-8001 | Pump, Heating, M Bldg, Heating and Ventilation | TAB-ACC-8200 | Pump,Non Positive Displacement,Submersible | Pump |  | P | http://www.toronto.ca/TWONTO#00626
| TAB-ACC-P-8002 | Pump, Heating, M Bldg, Heating and Ventilation | TAB-ACC-8200 | Pump,Non Positive Displacement,Submersible | Pump |  | P | http://www.toronto.ca/TWONTO#00626
| TAB-ACC-P-8007 | Pump, Heating, M Bldg, Heating and Ventilation | TAB-ACC-8200 | Pump,Non Positive Displacement,Submersible | Pump |  | P | http://www.toronto.ca/TWONTO#00626
| TAB-ACC-P-8008 | Pump, Heating, M Bldg, Heating and Ventilation | TAB-ACC-8200 | Pump,Non Positive Displacement,Submersible | Pump |  | P | http://www.toronto.ca/TWONTO#00626
| TAB-ACC-P-8009 | Pump, Heating, M Bldg, Roof, Heating and Ventilation | TAB-ACC-AHU-8300 | Pump,Non Positive Displacement,Submersible | Pump |  | P | http://www.toronto.ca/TWONTO#00626
| TAB-ACC-P-8010 | Pump, Heating, M Bldg, Roof, Heating and Ventilation | TAB-ACC-AHU-8300 | Pump,Non Positive Displacement,Submersible | Pump |  | P | http://www.toronto.ca/TWONTO#00626
| TAB-ACC-P-9005 | Pump, Heating, T Bldg, Heating and Ventilation | TAB-ACC-8200 | Pump | Pump |  | P | http://www.toronto.ca/TWONTO#00626
| TAB-ACC-P-9001 | Pump, Heating, T Bldg, Heating and Ventilation | TAB-ACC-8200 | Pump | Pump |  | P | http://www.toronto.ca/TWONTO#00626
| TAB-ACC-P-9002 | Pump, Heating, T Bldg, Heating and Ventilation | TAB-ACC-8200 | Pump | Pump |  | P | http://www.toronto.ca/TWONTO#00626
| TAB-ACC-P-9003 | Pump, Heating, T Bldg, Heating and Ventilation | TAB-ACC-8200 | Pump | Pump |  | P | http://www.toronto.ca/TWONTO#00626
| TAB-ACC-P-9004 | Pump, Heating, T Bldg, Heating and Ventilation | TAB-ACC-8200 | Pump | Pump |  | P | http://www.toronto.ca/TWONTO#00626
| TAB-ACC-P-9006 | Pump, Heating, T Bldg, Heating and Ventilation | TAB-ACC-8200 | Pump | Pump |  | P | http://www.toronto.ca/TWONTO#00626
| NX2219A | Pump, Heat-Plymr Bldg | TAB-ACC-HTR | Pump | Pump |  |  | http://www.toronto.ca/TWONTO#00626
| NX2219A | Pump, Heat-Plymr Bldg | TAB-ACC-HTR-POL | Pump | Pump |  |  | http://www.toronto.ca/TWONTO#00626
| NX2217A | Pump, Heat-Polymer Bldg | TAB-ACC-HTR | Pump | Pump |  |  | http://www.toronto.ca/TWONTO#00626
| NX2217A | Pump, Heat-Polymer Bldg | TAB-ACC-HTR-POL | Pump | Pump |  |  | http://www.toronto.ca/TWONTO#00626
| FCL-WWW-P-1110 | Pump, Hose, Sample Pump, Inlet Cahmber, Clarification Facility | FCL-WWW-SAMP | Pump,Centrifugal | Pump |  | P | http://www.toronto.ca/TWONTO#00626
| FCL-WWW-P-1210 | Pump, Hose, Sample Pump, Inlet Cahmber, Clarification Facility | FCL-WWW-SAMP | Pump,Centrifugal | Pump |  | P | http://www.toronto.ca/TWONTO#00626
| THR-PRM-P-3515 | Pump, Hot Flushing Water Recirculation | THR-PRM-HW | Pump,Centrifugal | Pump |  | P | http://www.toronto.ca/TWONTO#00626
| THR-PRM-P-3525 | Pump, Hot Flushing Water Recirculation | THR-PRM-HW | Pump,Centrifugal | Pump |  | P | http://www.toronto.ca/TWONTO#00626
| THR-PRM-P-3535 | Pump, Hot Flushing Water Recirculation | THR-PRM-HW | Pump,Centrifugal | Pump |  | P | http://www.toronto.ca/TWONTO#00626
| THR-PRM-P-3415 | Pump, Hot Water Booster | THR-PRM-HW | Pump,Centrifugal | Pump |  | P | http://www.toronto.ca/TWONTO#00626
| THR-PRM-P-3425 | Pump, Hot Water Booster | THR-PRM-HW | Pump,Centrifugal | Pump |  | P | http://www.toronto.ca/TWONTO#00626
| THR-PRM-P-3435 | Pump, Hot Water Booster | THR-PRM-HW | Pump,Centrifugal | Pump |  | P | http://www.toronto.ca/TWONTO#00626
| TNT-ACC-P-2101 | Pump, Hot Water Circulating | TNT-ACC-HW | Pump,Centrifugal | Pump |  | P | http://www.toronto.ca/TWONTO#00626
| TNT-ACC-P-2201 | Pump, Hot Water Circulating | TNT-ACC-HW | Pump,Centrifugal | Pump |  | P | http://www.toronto.ca/TWONTO#00626
| TNT-ACC-P-3030 | Pump, Hot Water Circulating | TNT-ACC-HW | Pump,Centrifugal | Pump |  | P | http://www.toronto.ca/TWONTO#00626
| TNT-ACC-P-3040 | Pump, Hot Water Circulating | TNT-ACC-HW | Pump,Centrifugal | Pump |  | P | http://www.toronto.ca/TWONTO#00626
| TNT-ACC-P-3010 | Pump, Hot Water Circulating | TNT-ACC-HW | Pump,Centrifugal | Pump |  | P | http://www.toronto.ca/TWONTO#00626
| TNT-ACC-P-3020 | Pump, Hot Water Circulating | TNT-ACC-HW | Pump,Centrifugal | Pump |  | P | http://www.toronto.ca/TWONTO#00626
| TAB-ACC-P-5412 | Pump, Hot Water Circulating, P.W.P.S. Space Heating,P11-2, | TAB-ACC-5400 | Pump,Centrifugal | Pump |  | P | http://www.toronto.ca/TWONTO#00626
| TAB-ACC-P-2012 | Pump, Hot Water Circulating, Aeration and Chemical Gallery, P-37-3 | TAB-ACC-2000 | Pump,Centrifugal | Pump |  | P | http://www.toronto.ca/TWONTO#00626
| TAB-ACC-P-2010 | Pump, Hot Water Circulating, Aeration and Chemical Gallery,P37-1 | TAB-ACC-2000 | Pump,Centrifugal | Pump |  | P | http://www.toronto.ca/TWONTO#00626
| TAB-ACC-P-2011 | Pump, Hot Water Circulating, Aeration and Chemical Gallery,P37-2 | TAB-ACC-2000 | Pump,Centrifugal | Pump |  | P | http://www.toronto.ca/TWONTO#00626
| TAB-ACC-P-1810 | Pump, Hot Water Circulating, Blower Bldg,,P28-1 | TAB-ACC-1800 | Pump,Centrifugal | Pump |  | P | http://www.toronto.ca/TWONTO#00626
| TAB-ACC-P-1811 | Pump, Hot Water Circulating, Blower Bldg,,P28-1 | TAB-ACC-1800 | Pump,Centrifugal | Pump |  | P | http://www.toronto.ca/TWONTO#00626
| THC-ACC-P-0028 | Pump, Hot Water Circulating, Building A | THC-ACC-BLDG A | Pump,Centrifugal | Pump |  | P | http://www.toronto.ca/TWONTO#00626
| THC-ACC-P-3815 | Pump, Hot Water Circulating, Building A | THC-ACC-BLDG A | Pump,Centrifugal | Pump |  | P | http://www.toronto.ca/TWONTO#00626
| THC-ACC-P-3817 | Pump, Hot Water Circulating, Building A | THC-ACC-BLDG A | Pump,Centrifugal | Pump |  | P | http://www.toronto.ca/TWONTO#00626
| THC-ACC-P-0010 | Pump, Hot Water Circulating, Building H | THC-ACC-BLDG H | Pump,Centrifugal | Pump | 36063 | P | x
| THC-ACC-P-0010 | Pump, Hot Water Circulating, Building H | THC-SUSPENDED | Pump,Centrifugal | Pump | 36063 | P | x
| THC-ACC-P-3914 | Pump, Hot Water Circulating, Building I | THC-ACC-BLDG I | Pump,Centrifugal | Pump |  | P | http://www.toronto.ca/TWONTO#00626
| THC-ACC-P-3910 | Pump, Hot Water Circulating, Building I | THC-ACC-BLDG I | Pump,Centrifugal | Pump |  | P | http://www.toronto.ca/TWONTO#00626
| THC-ACC-P-3211 | Pump, Hot Water Circulating, Building J | THC-ACC-BLDG J | Pump,Centrifugal | Pump | 35361 | P | x
| THC-ACC-P-3211 | Pump, Hot Water Circulating, Building J | THC-SUSPENDED | Pump,Centrifugal | Pump | 35361 | P | x
| THC-ACC-P-3206 | Pump, Hot Water Circulating, Building J | THC-ACC-BLDG J | Pump,Centrifugal | Pump | 35360 | P | x
| THC-ACC-P-3206 | Pump, Hot Water Circulating, Building J | THC-SUSPENDED | Pump,Centrifugal | Pump | 35360 | P | x
| THC-ACC-P-3503 | Pump, Hot Water Circulating, Building K | THC-ACC-BLDG K | Pump,Centrifugal | Pump |  | P | http://www.toronto.ca/TWONTO#00626
| THC-ACC-P-3507 | Pump, Hot Water Circulating, Building K | THC-ACC-BLDG K | Pump,Centrifugal | Pump |  | P | http://www.toronto.ca/TWONTO#00626
| THC-ACC-P-0019 | Pump, Hot Water Circulating, Building S | THC-ACC-BLDG S | Pump,Centrifugal | Pump |  | P | http://www.toronto.ca/TWONTO#00626
| THC-ACC-P-0020 | Pump, Hot Water Circulating, Building S | THC-ACC-BLDG S | Pump,Centrifugal | Pump |  | P | http://www.toronto.ca/TWONTO#00626
| TAB-ACC-P-4540 | Pump, Hot Water Circulating, Digester 1~4 ,PXX-1 | TAB-ACC-4500 | Pump,Centrifugal | Pump |  | P | http://www.toronto.ca/TWONTO#00626
| TAB-ACC-P-4541 | Pump, Hot Water Circulating, Digester 1~4 ,PXX-2 | TAB-ACC-4500 | Pump,Centrifugal | Pump |  | P | http://www.toronto.ca/TWONTO#00626
| TAB-ACC-P-1210 | Pump, Hot Water Circulating, Floatation Bldg-P-25-1 | TAB-ACC-1200 | Pump,Centrifugal | Pump |  | P | http://www.toronto.ca/TWONTO#00626
| TAB-ACC-P-1211 | Pump, Hot Water Circulating, Floatation Bldg-P25-2 | TAB-ACC-1200 | Pump,Centrifugal | Pump |  | P | http://www.toronto.ca/TWONTO#00626
| TAB-ACC-P-5411 | Pump, Hot Water Circulating, P.W.P.S. Space Heating, P11-1 | TAB-ACC-5400 | Pump,Centrifugal | Pump |  | P | http://www.toronto.ca/TWONTO#00626
| KX6101A | Pump, Hot Water Circulating, P-1, M Bldg, Heating and Ventilation | TAB-ACC-BO-0000 | Pump,Non Positive Displacement,Submersible | Pump |  |  | http://www.toronto.ca/TWONTO#00626
| TAB-ACC-P-1712 | Pump, Hot Water Circulating, P19-2, Pri 1-6 & 7-9 Pro & Grit 1-8 Space Heat | TAB-ACC-1700 | Pump,Centrifugal | Pump |  | P | http://www.toronto.ca/TWONTO#00626
| TAB-ACC-P-1713 | Pump, Hot Water Circulating, P19-3, Pri 1-6 & 7-9 Pro & Grit 1-8 Space Heat | TAB-ACC-1700 | Pump,Centrifugal | Pump |  | P | http://www.toronto.ca/TWONTO#00626
| KX6102A | Pump, Hot Water Circulating, P-2, M Bldg, Heating and Ventilation | TAB-ACC-BO-0000 | Pump,Non Positive Displacement,Submersible | Pump |  |  | http://www.toronto.ca/TWONTO#00626
| TAB-ACC-P-1013 | Pump, Hot Water Circulating, P24-3, Pri Tank 10-12 & Grit Tank 13-16 Process and Space Heating | TAB-ACC-1000 | Pump,Centrifugal | Pump |  | P | http://www.toronto.ca/TWONTO#00626
| KX6105A | Pump, Hot Water Circulating, P-5, M Bldg, Heating and Ventilation | TAB-ACC-BO-0000 | Pump,Non Positive Displacement,Submersible | Pump |  |  | http://www.toronto.ca/TWONTO#00626
| KX6106A | Pump, Hot Water Circulating, P-6, M Bldg, Heating and Ventilation | TAB-ACC-BO-0000 | Pump,Non Positive Displacement,Submersible | Pump |  |  | http://www.toronto.ca/TWONTO#00626
| TAB-ACC-P-1014 | Pump, Hot Water Circulating, Pri Tank 10-12 & Grit Tank 13-16 Process and Space Heating | TAB-ACC-1000 | Pump,Centrifugal | Pump |  | P | http://www.toronto.ca/TWONTO#00626
| THC-ACC-P-4116 | Pump, Hot Water Circulating, Scum Heating, Tunel T19 | THC-ACC-TUNNEL | Pump,Centrifugal | Pump |  | P | http://www.toronto.ca/TWONTO#00626
| TAB-ACC-P-0812 | Pump, Hot Water Circulating, Secondary Loop 2, Admin Radiant Heating P2-2 | TAB-ACC-0800 | Pump | Pump |  | P | http://www.toronto.ca/TWONTO#00626
| TAB-ACC-P-0612 | Pump, Hot Water Circulating, Secondary Loop 3, Admin Reheat Coils-P3-2 | TAB-ACC-0600 | Pump,Centrifugal | Pump |  | P | http://www.toronto.ca/TWONTO#00626
| THC-ACC-P-0005 | Pump, Hot Water Circulating, Tunel T12 | THC-ACC-TUNNEL | Pump,Centrifugal | Pump |  | P | http://www.toronto.ca/TWONTO#00626
| TAB-ACC-P-2812 | Pump, Hot Water Circulating,, Secondary Loop 7, Dewatering Space Heating,P7-1 | TAB-ACC-2800 | Pump,Centrifugal | Pump |  | P | http://www.toronto.ca/TWONTO#00626
| TAB-ACC-P-3010 | Pump, Hot Water Circulating,Chlorination Bldg Space Heating,(P8-1) | TAB-ACC-3000 | Pump,Centrifugal | Pump |  | P | http://www.toronto.ca/TWONTO#00626
| TAB-ACC-P-3011 | Pump, Hot Water Circulating,Chlorination Bldg Space Heating,(P8-2) | TAB-ACC-3000 | Pump,Centrifugal | Pump |  | P | http://www.toronto.ca/TWONTO#00626
| TAB-ACC-P-0820A | Pump, Hot Water Circulating,Eqalizing tank Bldg Space Heating, | TAB-ACC-3200 | Pump,Centrifugal | Pump |  | P | http://www.toronto.ca/TWONTO#00626
| TAB-ACC-P-0820B | Pump, Hot Water Circulating,Eqalizing tank Bldg Space Heating, | TAB-ACC-3200 | Pump,Centrifugal | Pump |  | P | http://www.toronto.ca/TWONTO#00626
| THC-ACC-P-3307 | Pump, Hot Water Circulating/Supply for Bldg M, Building J | THC-ACC-BLDG J | Pump,Centrifugal | Pump |  | P | http://www.toronto.ca/TWONTO#00626
| THC-ACC-P-3303 | Pump, Hot Water Circulating/Supply for Bldg M, Building J | THC-ACC-BLDG J | Pump,Centrifugal | Pump |  | P | http://www.toronto.ca/TWONTO#00626
| KX2089A | Pump, Hot Water Circulation | TAB-DOM-HOTWTR | Pump | Pump |  |  | http://www.toronto.ca/TWONTO#00626
| KX2091A | Pump, Hot Water Circulation | TAB-DOM-HOTWTR | Pump | Pump |  |  | http://www.toronto.ca/TWONTO#00626
| KX2090A | Pump, Hot Water Circulation | TAB-DOM-HOTWTR | Pump | Pump |  |  | http://www.toronto.ca/TWONTO#00626
| KX2049 | Pump, Hot Water Circulation(TAB-ACC-P-0811) | TAB-DOM-HOTWTR | Pump | Pump |  |  | http://www.toronto.ca/TWONTO#00626
| TAB-PRM-P-2101 | Pump, Hot Water Recirculating | TAB-PRM-T-2100 | Pump,Centrifugal | Pump |  | P | http://www.toronto.ca/TWONTO#00626
| TAB-PRM-P-2201 | Pump, Hot Water Recirculating | TAB-PRM-T-2200 | Pump,Centrifugal | Pump |  | P | http://www.toronto.ca/TWONTO#00626
| TAB-PRM-P-2301 | Pump, Hot Water Recirculating | TAB-PRM-T-2300 | Pump,Centrifugal | Pump |  | P | http://www.toronto.ca/TWONTO#00626
| THC-ACC-P-3828 | Pump, Hot Water Recirculating, Building A | THC-ACC-BLDG A | Pump,Centrifugal | Pump |  | P | http://www.toronto.ca/TWONTO#00626
| THR-ACC-P-0101 | Pump, Hot Water Recirculation, STB Ground Floor | THR-ACC-HE-0601 | Pump,Centrifugal | Pump |  | P | http://www.toronto.ca/TWONTO#00626
| THR-ACC-P-0102 | Pump, Hot Water Recirculation, STB Ground Floor | THR-ACC-HE-0601 | Pump,Centrifugal | Pump |  | P | http://www.toronto.ca/TWONTO#00626
| THR-ACC-P-0101 | Pump, Hot Water Recirculation, STB Ground Floor | THR-ACC-HCP1 | Pump,Centrifugal | Pump |  | P | http://www.toronto.ca/TWONTO#00626
| THR-ACC-P-0102 | Pump, Hot Water Recirculation, STB Ground Floor | THR-ACC-HCP1 | Pump,Centrifugal | Pump |  | P | http://www.toronto.ca/TWONTO#00626
| THC-DIG-P-5248 | Pump, Hot Water, Digesters 0400-0700 | THC-DIG-DIGESTERS | Pump,Centrifugal | Pump |  | P | http://www.toronto.ca/TWONTO#00626
| THC-PLT-P-6140 | Pump, Hydraulic Pack 1 | THC-PLT-T-6100 | Pump,Positive Displacement,Piston | Pump | 40019 | P | x
| THC-PLT-P-6150 | Pump, Hydraulic Pack 1 | THC-PLT-T-6100 | Pump,Positive Displacement,Piston | Pump | 40020 | P | x
| THC-PLT-P-6240 | Pump, Hydraulic Pack 2 | THC-PLT-T-6200 | Pump,Positive Displacement,Piston | Pump | 40021 | P | x
| THR-PLT-P-0516 | Pump, Hydraulic Power Pack for Sparger Lift | THR-PLT-HPU-0511 | Pump,Gear | Pump | 34979 | P | x
| THR-PLT-P-0516 | Pump, Hydraulic Power Pack for Sparger Lift | THR-S-E | Pump,Gear | Pump | 34979 | P | x
| THR-PLT-P-0517 | Pump, Hydraulic Power Pack for Sparger Lift | THR-PLT-T-0511 | Pump,Gear | Pump | 34978 | P | x
| THR-PLT-P-0516 | Pump, Hydraulic Power Pack for Sparger Lift | THR-PLT-T-0511 | Pump,Gear | Pump | 34979 | P | x
| THR-PLT-P-0517 | Pump, Hydraulic Power Pack for Sparger Lift | THR-PLT-HPU-0511 | Pump,Gear | Pump | 34978 | P | x
| THR-PLT-P-0517 | Pump, Hydraulic Power Pack for Sparger Lift | THR-S-E | Pump,Gear | Pump | 34978 | P | x
| COL-120-P-0702 | Pump, Hydraulic, Gear, Hydraulic Power Unit, Coxwell Chamber CH-0700 | COL-MTI-CH-0700 | Pump | Pump |  | P | http://www.toronto.ca/TWONTO#00626
| COL-120-P-0701 | Pump, Hydraulic, Gear, Hydraulic Power Unit, Coxwell Chamber CH-0700 | COL-MTI-CH-0700 | Pump | Pump |  | P | http://www.toronto.ca/TWONTO#00626
| COL-MTI-P-2901 | Pump, Hydraulic, Gear, Hydraulic Power Unit, MTI Chamber CH-2900 | COL-MTI-CH-2900 | Pump | Pump |  | P | http://www.toronto.ca/TWONTO#00626
| COL-MTI-P-2902 | Pump, Hydraulic, Gear, Hydraulic Power Unit, MTI Chamber CH-2900 | COL-MTI-CH-2900 | Pump | Pump |  | P | http://www.toronto.ca/TWONTO#00626
| TAB-PLT-P-0170 | Pump, Hydrostal, Unwatering, Primary Tanks No. 7-9, Unwatering Pump Room, South East of Grit Tanks | TAB-PLT-T | Pump,Centrifugal | Pump |  | P | http://www.toronto.ca/TWONTO#00626
| TAB-PLT-P-0160 | Pump, Hydrostal, Unwatering, Primary Tanks No. 7-9, Unwatering Pump Room, South East of Grit Tanks | TAB-PLT-T | Pump,Centrifugal | Pump |  | P | http://www.toronto.ca/TWONTO#00626
| FHO-MCS-P-0600 | Pump, Inlet, Lobby Fountain External | FHO-MCS-FTN-EX | Pump,Centrifugal | Pump |  | P | http://www.toronto.ca/TWONTO#00626
| FHO-MCS-P-0600 | Pump, Inlet, Lobby Fountain External | FHO-MCS-PWA | Pump,Centrifugal | Pump |  | P | http://www.toronto.ca/TWONTO#00626
| FHO-MCS-P-0700 | Pump, Inlet, Lobby Fountain External | FHO-MCS-PWA | Pump,Centrifugal | Pump |  | P | http://www.toronto.ca/TWONTO#00626
| FHO-MCS-P-0700 | Pump, Inlet, Lobby Fountain External | FHO-MCS-FTN-IN | Pump,Centrifugal | Pump |  | P | http://www.toronto.ca/TWONTO#00626
| THC-ACC-P-4103 | Pump, Inline Verticle, Hot Water Booster, NW Plant | THC-ACC-TUNNEL | Pump,Centrifugal | Pump |  | P | http://www.toronto.ca/TWONTO#00626
| THC-ACC-P-4107 | Pump, Inline Verticle, Hot Water Booster, NW Plant | THC-ACC-TUNNEL | Pump,Centrifugal | Pump |  | P | http://www.toronto.ca/TWONTO#00626
| THC-ACC-P-3702 | Pump, Inline Verticle, Hot Water Booster, SW Plant | THC-ACC-TUNNEL | Pump | Pump |  | P | http://www.toronto.ca/TWONTO#00626
| THC-ACC-P-3706 | Pump, Inline Verticle, Hot Water Booster, SW Plant | THC-ACC-TUNNEL | Pump,Centrifugal | Pump |  | P | http://www.toronto.ca/TWONTO#00626
| FHA-WWW-P-6111 | Pump, Intake Screen Pumping Station, Outside East Of Screen Room, In Pump Pit | FHA-WWW-SCREEN | Pump | Pump |  | P | http://www.toronto.ca/TWONTO#00626
| FHA-WWW-P-6121 | Pump, Intake Screen Pumping Station, Outside East Of Screen Room, In Pump Pit | FHA-WWW-SCREEN | Pump | Pump |  | P | http://www.toronto.ca/TWONTO#00626
| FHA-WWW-P-0131 | Pump, Irigation System, RMF, North/East of Pilot Plant | FHA-WWW-IRRIG | Pump | Pump |  | P | http://www.toronto.ca/TWONTO#00626
| FHA-WWW-P-0111 | Pump, Irigation System, RMF, North/East of Pilot Plant | FHA-WWW-IRRIG | Pump | Pump |  | P | http://www.toronto.ca/TWONTO#00626
| FHA-WWW-P-0121 | Pump, Irigation System, RMF, North/East of Pilot Plant | FHA-WWW-IRRIG | Pump | Pump |  | P | http://www.toronto.ca/TWONTO#00626
| FIS-FEQ-P-4502 | Pump, Jockey, Sprinkler Jockey Pump for Marine Yard, Workshop Building | FIS-BLD-WS |  | Pump |  | P | http://www.toronto.ca/TWONTO#00626
| FIS-FEQ-P-4502 | Pump, Jockey, Sprinkler Jockey Pump for Marine Yard, Workshop Building | FIS-MARINE-BUILDING |  | Pump |  | P | http://www.toronto.ca/TWONTO#00626
| TAB-DIS-P-2201 | Pump, KOH Return from Scrubber #1 To Storage Tank | TAB-DIS-SB-2001 | Pump,Centrifugal | Pump |  | P | http://www.toronto.ca/TWONTO#00626
| TAB-DIS-P-2202 | Pump, KOH return from Scrubber #1 to Storage Tank | TAB-DIS-SB-2001 | Pump,Centrifugal | Pump |  | P | http://www.toronto.ca/TWONTO#00626
| TAB-DIS-P-2204 | Pump, KOH Return from Scrubber to Storge Tank | TAB-DIS-SB-2002 | Pump,Centrifugal | Pump |  | P | http://www.toronto.ca/TWONTO#00626
| FHA-SBS-P-0001 | Pump, Liquid SBS | FHA-SBS | Pump | Pump |  | P | http://www.toronto.ca/TWONTO#00626
| FPP-SBS-P-0400 | Pump, Liquid SBS | FHA-FPP | Pump,Peristaltic | Pump |  | P | http://www.toronto.ca/TWONTO#00626
| THR-FPW-P-0017 | Pump, Low lift, Centrifugal, Flushing Water, Gallery T20A | THR-FPW-P | Pump,Centrifugal | Pump |  | P | http://www.toronto.ca/TWONTO#00626
| THR-DIG-P-5240C | Pump, Lube Oil for C-5240, Gas Mixing System | THR-DIG-T-5240 | Pump,Centrifugal | Pump |  | P | http://www.toronto.ca/TWONTO#00626
| TAB-STR-P-4004R | Pump, Lube Oil Starting | TAB-STR-BL-4004 | Pump | Pump |  | P | http://www.toronto.ca/TWONTO#00626
| TAB-STR-P-4008R | Pump, Lube Oil Starting | TAB-STR-BL-4008 | Pump | Pump |  | P | http://www.toronto.ca/TWONTO#00626
| TAB-STR-P-4011R | Pump, Lube Oil Starting | TAB-STR-BL-4011 | Pump,Positive Displacement,Gear | Pump |  | P | http://www.toronto.ca/TWONTO#00626
| TAB-STR-P-4005R | Pump, Lube Oil Starting | TAB-STR-BL-4005 | Pump | Pump |  | P | http://www.toronto.ca/TWONTO#00626
| TAB-STR-P-4007R | Pump, Lube Oil Starting | TAB-STR-BL-4007 | Pump | Pump |  | P | http://www.toronto.ca/TWONTO#00626
| TAB-STR-P-4009R | Pump, Lube Oil Starting | TAB-STR-BL-4009 | Pump | Pump |  | P | http://www.toronto.ca/TWONTO#00626
| THC-DEW-P-1660 | Pump, Lube Oil, Centrifuge 1600, System Dewatering | THC-DEW-CF-1600 | Pump | Pump | 35520 | P | x
| THC-DEW-P-1660 | Pump, Lube Oil, Centrifuge 1600, System Dewatering | THC-SUSPENDED | Pump | Pump | 35520 | P | x
| THC-DEW-P-1160 | Pump, Lube Oil, Centrifuge, System Dewatering | THC-DEW-CF-1100 | Pump | Pump |  | P | http://www.toronto.ca/TWONTO#00626
| THC-DEW-P-1260 | Pump, Lube Oil, Centrifuge, System Dewatering | THC-DEW-CF-1200 | Pump | Pump |  | P | http://www.toronto.ca/TWONTO#00626
| THC-DEW-P-1560 | Pump, Lube Oil, Centrifuge, System Dewatering | THC-DEW-CF-1500 | Pump | Pump |  | P | http://www.toronto.ca/TWONTO#00626
21133 | FHO-CLB-PSH-0401 | Switch, Pressure, Post ChlorinationTrain 4 Evapororator Inlet, Chemical Bldg, Main Floor, Machine Rm | FHO-DCL-SO-0101-KQ | Switch,Pressure-High | Switch |  | PSH | http://www.toronto.ca/TWONTO#00604 |  | Dechlorination Train 1
21132 | FHO-CLB-PSH-0401 | Switch, Pressure, Post ChlorinationTrain 4 Evapororator Inlet, Chemical Bldg, Main Floor, Machine Rm | FHO-CLB-CHL-0401 | Switch,Pressure-High | Switch |  | PSH | http://www.toronto.ca/TWONTO#00604 |  | Chlorinator, Post Chlorination East Train 4,Chemical Building, L1, Evaporator Room
144623 | WTR-PJS-PSH-0003 | Switch, Pressure-High, Line to John Street Main | WTR-PJS-TRW | Switch,Pressure-High | Switch |  | PSH | http://www.toronto.ca/TWONTO#00604 |  | Treated Water (Transmission)
86307 | WTR-PJS-PSH-0002 | Switch, Pressure-High, Line to Spadina Main | WTR-PJS-TRW | Switch,Pressure-High | Switch |  | PSH | http://www.toronto.ca/TWONTO#00604 |  | Treated Water (Transmission)
88632 | WTR-PWT-PSH-0002 | Switch, Pressure-High, Main 98 to District 3 | WTR-PWT-TRW | Switch,Pressure-High | Switch |  | PSH | http://www.toronto.ca/TWONTO#00604 |  | Treated Water (Transmission)
144626 | WTR-PJS-PSL-0003 | Switch, Pressure-Low, Line to John Street Main | WTR-PJS-TRW | Switch,Pressure-Low | Switch |  | PSL | http://www.toronto.ca/TWONTO#00604 |  | Treated Water (Transmission)
144625 | WTR-PJS-PSL-0002 | Switch, Pressure-Low, Line to Spadina Main | WTR-PJS-TRW | Switch,Pressure-Low | Switch |  | PSL | http://www.toronto.ca/TWONTO#00604 |  | Treated Water (Transmission)
146622 | WTR-PWT-PSL-0001 | Switch, Pressure-Low, Main 98 from District 2 | WTR-PWT-TRW | Switch,Pressure-Low | Switch |  | PSL | http://www.toronto.ca/TWONTO#00604 |  | Treated Water (Transmission)
88633 | WTR-PWT-PSL-0002 | Switch, Pressure-Low, Main 98 to District 3 | WTR-PWT-TRW | Switch,Pressure-Low | Switch |  | PSL | http://www.toronto.ca/TWONTO#00604 |  | Treated Water (Transmission)
131076 | THR-AER-PSL-1615 | Switch, Pressure-Low, Main Oil Pump, Blower 1611, Secondary Treatment, Aeration Blower System - North | THR-AER-T-1614 | Switch,Pressure-Low | Switch |  | PSL | http://www.toronto.ca/TWONTO#00604 |  | Tank, Non-Pressurized, Auxiliary Oil, Blower 1611, Secondary Treatment, Aeration Blower System - North
69367 | THR-AER-PSL-1615 | Switch, Pressure-Low, Main Oil Pump, Blower 1611, Secondary Treatment, Aeration Blower System - North | THR-AER-BL-1611 | Switch,Pressure-Low | Switch |  | PSL | http://www.toronto.ca/TWONTO#00604 |  | Blower, Centrifugal, Secondary Treatment, Aeration Blower System - HPBB
| TNT-DCL-P-0400 | Pump, Metering | TNT-DCL-T-0200 | Pump,Metering | Pump |  | P | http://www.toronto.ca/TWONTO#00626
| TNT-DCL-P-0300 | Pump, Metering | TNT-DCL-T-0100 | Pump,Metering | Pump |  | P | http://www.toronto.ca/TWONTO#00626
| FHA-ALM-P-0101 | Pump, Metering, Alum Feed, Service Building, Alum Feed Room | FHA-ALM | Pump,Gear | Pump |  | P | http://www.toronto.ca/TWONTO#00626
| FHA-ALM-P-0301 | Pump, Metering, Alum Feed, Service Building, Alum Feed Room | FHA-ALM | Pump,Positive Displacement,Metering | Pump |  | P | http://www.toronto.ca/TWONTO#00626
| FHA-ALM-P-0201 | Pump, Metering, Alum Feed, Service Building, Alum Feed Room | FHA-ALM | Pump,Positive Displacement,Metering | Pump |  | P | http://www.toronto.ca/TWONTO#00626
| TAB-PRM-P-0610 | Pump, Metering, Coagulant, Dosing to Grit Tank T-0100, Grit Bldg., P Bldg. | TAB-PRM-POL | Pump,Metering | Pump |  | P | http://www.toronto.ca/TWONTO#00626
| TAB-PRM-P-0620 | Pump, Metering, Coagulant, Dosing to Grit Tank T-0200, Grit Bldg., P Bldg. | TAB-PRM-POL | Pump,Metering | Pump |  | P | http://www.toronto.ca/TWONTO#00626
| TAB-PRM-P-0630 | Pump, Metering, Coagulant, Dosing to Grit Tank T-0300, Grit Bldg., P Bldg. | TAB-PRM-POL | Pump,Metering | Pump |  | P | http://www.toronto.ca/TWONTO#00626
| TAB-PRM-P-0640 | Pump, Metering, Coagulant, Dosing to Grit Tank T-0400, Grit Bldg., P Bldg. | TAB-PRM-POL | Pump,Metering | Pump |  | P | http://www.toronto.ca/TWONTO#00626
| TAB-PRM-P-0650 | Pump, Metering, Coagulant, Dosing to Grit Tank T-0500, Grit Bldg., P Bldg. | TAB-PRM-POL | Pump,Metering | Pump |  | P | http://www.toronto.ca/TWONTO#00626
| TAB-PRM-P-0660 | Pump, Metering, Coagulant, Dosing to Grit Tank T-0600, Grit Bldg., P Bldg. | TAB-PRM-POL | Pump,Metering | Pump |  | P | http://www.toronto.ca/TWONTO#00626
| FHA-DCL-P-0700 | Pump, Metering, Dechlorination SBS Skid 0700, RMF, SBS Room | FHA-DCL | Pump | Pump |  | P | http://www.toronto.ca/TWONTO#00626
| FHA-DCL-P-0700 | Pump, Metering, Dechlorination SBS Skid 0700, RMF, SBS Room | FHA-WWW-SBS | Pump | Pump |  | P | http://www.toronto.ca/TWONTO#00626
| FHA-DCL-P-0800 | Pump, Metering, Dechlorination SBS Skid 0800, RMF, SBS Room | FHA-DCL | Pump | Pump |  | P | http://www.toronto.ca/TWONTO#00626
| FHA-DCL-P-0800 | Pump, Metering, Dechlorination SBS Skid 0800, RMF, SBS Room | FHA-WWW-SBS | Pump | Pump |  | P | http://www.toronto.ca/TWONTO#00626
| TAB-PRS-P-0810 | Pump, Metering, Ferrous Chloride, Dosing to Grit Influent Channel, Grit Bldg., P Bldg. | TAB-PRS-T-0710 | Pump,Metering | Pump |  | P | http://www.toronto.ca/TWONTO#00626
| TAB-PRS-P-0820 | Pump, Metering, Ferrous Chloride, Dosing to Grit Influent Channel, Grit Bldg., P Bldg. | TAB-PRS-T-0710 | Pump,Metering | Pump |  | P | http://www.toronto.ca/TWONTO#00626
| TAB-PRS-P-0830 | Pump, Metering, Ferrous Chloride, Dosing to Grit Influent Channel, Grit Bldg., P Bldg. | TAB-PRS-T-0710 | Pump,Metering | Pump |  | P | http://www.toronto.ca/TWONTO#00626
| THC-DCL-P-0100 | Pump, Metering, Outfall SBS Dose, Dechlorination | THC-DCL | Pump,Metering | Pump |  | P | http://www.toronto.ca/TWONTO#00626
| THC-DCL-P-0200 | Pump, Metering, Outfall SBS Dose, Dechlorination | THC-DCL | Pump,Metering | Pump |  | P | http://www.toronto.ca/TWONTO#00626
| THC-DCL-P-0300 | Pump, Metering, Outfall SBS Dose, Dechlorination | THC-DCL-SBS | Pump,Metering | Pump |  | P | http://www.toronto.ca/TWONTO#00626
| THC-DCL-P-0100 | Pump, Metering, Outfall SBS Dose, Dechlorination | THC-DCL-SBS | Pump,Metering | Pump |  | P | http://www.toronto.ca/TWONTO#00626
| THC-DCL-P-0200 | Pump, Metering, Outfall SBS Dose, Dechlorination | THC-DCL-SBS | Pump,Metering | Pump |  | P | http://www.toronto.ca/TWONTO#00626
| THC-DCL-P-0300 | Pump, Metering, Outfall SBS Dose, Dechlorination | THC-DCL | Pump,Metering | Pump |  | P | http://www.toronto.ca/TWONTO#00626
| FIS-PCL-P-0201 | Pump, Metering, PACL Dosing, Workshop Building, Chemical Storage | FIS-PCL | Pump | Pump |  | P | http://www.toronto.ca/TWONTO#00626
| FIS-PCL-P-0301 | Pump, Metering, PACL Dosing, Workshop Building, Chemical Storage | FIS-PCL |  | Pump |  | P | http://www.toronto.ca/TWONTO#00626
| FIS-PCL-P-0101 | Pump, Metering, PACL Dosing, Workshop Building, Chemical Storage | FIS-PCL | Pump | Pump |  | P | http://www.toronto.ca/TWONTO#00626
| FHA-AM-P-0201 | Pump, Metering, RMF, Ammonia Storage Room, Middle Unit | FHA-AM | Pump,Positive Displacement,Gear | Pump |  | P | http://www.toronto.ca/TWONTO#00626
| FHA-AM-P-0201 | Pump, Metering, RMF, Ammonia Storage Room, Middle Unit | FHA-AM-P-0201-KQ | Pump,Positive Displacement,Gear | Pump |  | P | http://www.toronto.ca/TWONTO#00626
| FHA-AM-P-0101 | Pump, Metering, RMF, Ammonia Storage Room, North Unit | FHA-AM | Pump,Positive Displacement,Gear | Pump |  | P | http://www.toronto.ca/TWONTO#00626
| FHA-AM-P-0301 | Pump, Metering, RMF, Ammonia Storage Room, South Unit | FHA-AM | Pump,Positive Displacement,Gear | Pump |  | P | http://www.toronto.ca/TWONTO#00626
| FHA-FL-P-0101 | Pump, Metering, RMF, Fluoride Storage Room, North Unit | FHA-FL | Pump,Positive Displacement,Gear | Pump |  | P | http://www.toronto.ca/TWONTO#00626
| FHA-FL-P-0201 | Pump, Metering, RMF, Fluoride Storage Room, South Unit | FHA-FL | Pump,Positive Displacement,Diaphragm | Pump |  | P | http://www.toronto.ca/TWONTO#00626
69369 | THR-AER-PSL-1715 | Switch, Pressure-Low, Main Oil Pump, Blower 1711, Secondary Treatment, Aeration Blower System - North | THR-AER-T-1714 | Switch,Pressure-Low | Switch |  | PSL | http://www.toronto.ca/TWONTO#00604 |  | Tank, Non-Pressurized, Auxiliary Oil, Blower 1711, Secondary Treatment, Aeration Blower System - North
69368 | THR-AER-PSL-1715 | Switch, Pressure-Low, Main Oil Pump, Blower 1711, Secondary Treatment, Aeration Blower System - North | THR-AER-BL-1711 | Switch,Pressure-Low | Switch |  | PSL | http://www.toronto.ca/TWONTO#00604 |  | Blower, Centrifugal, Secondary Treatment, Aeration Blower System - HPBB
69370 | THR-AER-PSL-1815 | Switch, Pressure-Low, Main Oil Pump, Blower 1811, Secondary Treatment, Aeration Blower System - North | THR-AER-BL-1811 | Switch,Pressure-Low | Switch |  | PSL | http://www.toronto.ca/TWONTO#00604 |  | Blower, Centrifugal, Secondary Treatment, Aeration Blower System - HPBB
69371 | THR-AER-PSL-1815 | Switch, Pressure-Low, Main Oil Pump, Blower 1811, Secondary Treatment, Aeration Blower System - North | THR-AER-T-1814 | Switch,Pressure-Low | Switch |  | PSL | http://www.toronto.ca/TWONTO#00604 |  | Tank, Non-Pressurized, Auxiliary Oil, Blower 1811, Secondary Treatment, Aeration Blower System - North
69372 | THR-AER-PSL-1915 | Switch, Pressure-Low, Main Oil Pump, Blower 1911, Secondary Treatment, Aeration Blower System - North | THR-AER-BL-1911 | Switch,Pressure-Low | Switch |  | PSL | http://www.toronto.ca/TWONTO#00604 |  | Blower, Centrifugal, Secondary Treatment, Aeration Blower System - HPBB
131077 | THR-AER-PSL-1915 | Switch, Pressure-Low, Main Oil Pump, Blower 1911, Secondary Treatment, Aeration Blower System - North | THR-AER-T-1914 | Switch,Pressure-Low | Switch |  | PSL | http://www.toronto.ca/TWONTO#00604 |  | Tank, Non-Pressurized, Auxiliary Oil, Blower 1911, Secondary Treatment, Aeration Blower System - North
| THC-DCL-P-1000 | Pump, Metering, SBS Transfer from StorageTank to SBS Dilution T-0300, Dechlorination | THC-DCL-T-0300 | Pump,Metering | Pump |  | P | http://www.toronto.ca/TWONTO#00626
| THC-DCL-P-1100 | Pump, Metering, SBS Transfer from StorageTank to SBS Dilution T-0500, Dechlorination | THC-DCL-T-0500 | Pump,Metering | Pump |  | P | http://www.toronto.ca/TWONTO#00626
| THC-DCL-P-0400 | Pump, Metering, Simulator SBSS Dose, Dechlorination | THC-DCL | Pump,Metering | Pump |  | P | http://www.toronto.ca/TWONTO#00626
| THC-DCL-P-0500 | Pump, Metering, Simulator SBSS Dose, Dechlorination | THC-DCL | Pump,Metering | Pump |  | P | http://www.toronto.ca/TWONTO#00626
| THC-DCL-P-0500 | Pump, Metering, Simulator SBSS Dose, Dechlorination | THC-DCL-SBS-SBSS | Pump,Metering | Pump |  | P | http://www.toronto.ca/TWONTO#00626
| THC-DCL-P-0400 | Pump, Metering, Simulator SBSS Dose, Dechlorination | THC-DCL-SBS-SBSS | Pump,Metering | Pump |  | P | http://www.toronto.ca/TWONTO#00626
| THC-DCL-P-0600 | Pump, Metering, Simulator SBSS Dose, Dechlorination | THC-DCL | Pump,Metering | Pump |  | P | http://www.toronto.ca/TWONTO#00626
| THC-DCL-P-0600 | Pump, Metering, Simulator SBSS Dose, Dechlorination | THC-DCL-SBS-SBSS | Pump,Metering | Pump |  | P | http://www.toronto.ca/TWONTO#00626
| TAB-THK-P-4301 | Pump, Mixed Polymer Feed | TAB-THK-P-MIXED POLY | Pump | Pump |  | P | http://www.toronto.ca/TWONTO#00626
| TAB-THK-P-4302 | Pump, Mixed Polymer Feed | TAB-THK-P-MIXED POLY | Pump | Pump |  | P | http://www.toronto.ca/TWONTO#00626
| TAB-THK-P-4307 | Pump, Mixed Polymer Feed | TAB-THK-P-MIXED POLY | Pump | Pump |  | P | http://www.toronto.ca/TWONTO#00626
| TAB-THK-P-4308 | Pump, Mixed Polymer Feed | TAB-THK-P-MIXED POLY | Pump | Pump |  | P | http://www.toronto.ca/TWONTO#00626
| TAB-THK-P-4309 | Pump, Mixed Polymer Feed | TAB-THK-P-MIXED POLY | Pump | Pump |  | P | http://www.toronto.ca/TWONTO#00626
| TAB-THK-P-4310 | Pump, Mixed Polymer Feed | TAB-THK-P-MIXED POLY | Pump | Pump |  | P | http://www.toronto.ca/TWONTO#00626
| TAB-THK-P-4303 | Pump, Mixed Polymer Feed | TAB-THK-P-MIXED POLY | Pump | Pump |  | P | http://www.toronto.ca/TWONTO#00626
| TAB-THK-P-4304 | Pump, Mixed Polymer Feed | TAB-THK-P-MIXED POLY | Pump | Pump |  | P | http://www.toronto.ca/TWONTO#00626
| TAB-THK-P-4305 | Pump, Mixed Polymer Feed | TAB-THK-P-MIXED POLY | Pump | Pump |  | P | http://www.toronto.ca/TWONTO#00626
| TAB-THK-P-4306 | Pump, Mixed Polymer Feed | TAB-THK-P-MIXED POLY | Pump | Pump |  | P | http://www.toronto.ca/TWONTO#00626
| TAB-THK-P-4311 | Pump, Mixed Polymer Feed (Standby) | TAB-THK-P-MIXED POLY | Pump | Pump |  | P | http://www.toronto.ca/TWONTO#00626
| TAB-THK-P-4312 | Pump, Mixed Polymer Feed (Standby) | TAB-THK-P-MIXED POLY | Pump | Pump |  | P | http://www.toronto.ca/TWONTO#00626
| TAB-THK-P-4313 | Pump, Mixed Polymer Feed (Standby) | TAB-THK-P-MIXED POLY | Pump | Pump |  | P | http://www.toronto.ca/TWONTO#00626
| WX2016A | Pump, Oil 603 | TAB-SLD-P | Pump,Non Positive Displacement,Submersible | Pump |  |  | http://www.toronto.ca/TWONTO#00626
| THC-AER-P-7160 | Pump, Oil, Blower 7100, Aeration | THC-AER-BL-7100 | Pump | Pump |  | P | http://www.toronto.ca/TWONTO#00626
| THC-AER-P-7160 | Pump, Oil, Blower 7100, Aeration | THC-AER-BL-7100-I-IV | Pump | Pump |  | P | http://www.toronto.ca/TWONTO#00626
| THC-AER-P-7150 | Pump, Oil, Blower 7100, Aeration | THC-AER-BL-7100 | Pump | Pump |  | P | http://www.toronto.ca/TWONTO#00626
| THC-AER-P-7150 | Pump, Oil, Blower 7100, Aeration | THC-AER-BL-7100-I-IV | Pump | Pump |  | P | http://www.toronto.ca/TWONTO#00626
| THC-AER-P-7250 | Pump, Oil, Blower 7200, Aeration | THC-AER-BL-7200-I-IV | Pump | Pump |  | P | http://www.toronto.ca/TWONTO#00626
| THC-AER-P-7260 | Pump, Oil, Blower 7200, Aeration | THC-AER-BL-7200-I-IV | Pump | Pump |  | P | http://www.toronto.ca/TWONTO#00626
| THC-AER-P-7350 | Pump, Oil, Blower 7300, Aeration | THC-AER-BL-7300-I-IV | Pump | Pump |  | P | http://www.toronto.ca/TWONTO#00626
| THC-AER-P-7360 | Pump, Oil, Blower 7300, Aeration | THC-AER-BL-7300-I-IV | Pump | Pump |  | P | http://www.toronto.ca/TWONTO#00626
| THC-AER-P-7460 | Pump, Oil, Blower 7400, Aeration | THC-AER-BL-7400-I-IV | Pump | Pump |  | P | http://www.toronto.ca/TWONTO#00626
| THC-AER-P-7450 | Pump, Oil, Blower 7400, Aeration | THC-AER-BL-7400-I-IV | Pump | Pump |  | P | http://www.toronto.ca/TWONTO#00626
| THR-CG-P-1162 | Pump, Oil, Heater 1162, Lube Oil System, Engine-Gen 1101 | THR-CG-ENG-1101 |  | Pump |  | P | http://www.toronto.ca/TWONTO#00626
| THR-CG-P-1262 | Pump, Oil, Heater 1262, Lube Oil System, Engine-Gen 1201 | THR-CG-ENG-1201 |  | Pump |  | P | http://www.toronto.ca/TWONTO#00626
73958 | THR-ELS-SW-0010 | Switch, Push Button, Fire Modulator Alarm Sytem, Main Control Room | THR-ELS-ADM | Circuit Breaker | Switch |  | SW | http://www.toronto.ca/TWONTO#00594 |  | Electrical System, Administration Building
68663 | THR-ACC-TS-0756 | Switch, Temperature, Air Handling Unit 0756, East Maintenance Bldg, Plant Services, Gallery Ventilation, Zone 3A | THR-ACC-AHU-0756 | Switch,Temperature | Switch |  | TS | http://www.toronto.ca/TWONTO#00734 |  | Air Handling Unit, Blow Thru, East Maintenance Bldg, Gallery Ventilation, Zone 3A
| TAB-DEW-P-3403 | Pump, Old Wet Well # 3 | TAB-DEW-WEL | Pump,Centrifugal | Pump |  | P | http://www.toronto.ca/TWONTO#00626
| TAB-DEW-P-3404 | Pump, Old Wet Well # 4 | TAB-DEW-WEL | Pump,Centrifugal | Pump |  | P | http://www.toronto.ca/TWONTO#00626
| TAB-DEW-P-3401 | Pump, Old Wet Well #1 | TAB-DEW-WEL | Pump | Pump |  | P | http://www.toronto.ca/TWONTO#00626
| TAB-DEW-P-3402 | Pump, Old Wet Well #2 | TAB-DEW-WEL | Pump | Pump |  | P | http://www.toronto.ca/TWONTO#00626
| FHO-DOZ-P-6010 | Pump, Open Loop Cooling Water, Ozone Building, S2, Raw Water Process Room | FHO-DOZ-OL-CW | Pump,Centrifugal | Pump |  | P | http://www.toronto.ca/TWONTO#00626
| FHO-DOZ-P-6030 | Pump, Open Loop Cooling Water, Ozone Building, S2, Raw Water Process Room | FHO-DOZ-OL-CW | Pump,Centrifugal | Pump |  | P | http://www.toronto.ca/TWONTO#00626
| FHO-DOZ-P-6020 | Pump, Open Loop Cooling Water, Ozone Building, S2, Raw Water Process Room | FHO-DOZ-OL-CW | Pump,Centrifugal | Pump |  | P | http://www.toronto.ca/TWONTO#00626
| WTR-RBV-P-0001 | Pump, Outdoor Sprinkler System | WTR-RBV-AUX | Pump,Centrifugal | Pump |  | P | http://www.toronto.ca/TWONTO#00626
| DX2018A | Pump, Overflow | TAB-DIG-P-TRANSF5-8 | Pump,Centrifugal | Pump |  |  | http://www.toronto.ca/TWONTO#00626
| DX2032A | Pump, Overflow | TAB-DIG-P-TRANSF9-12 | Pump,Centrifugal | Pump |  |  | http://www.toronto.ca/TWONTO#00626
| FPP-DOZ-P-0302 | Pump, Ozone | FHA-FPP | Pump | Pump |  | P | http://www.toronto.ca/TWONTO#00626
| THC-PWA-P-0400 | Pump, P-0400, S.E. Pumping Station | THC-PWA-EFFLUENT | Pump,Centrifugal | Pump |  | P | http://www.toronto.ca/TWONTO#00626
| THC-PWA-P-0400 | Pump, P-0400, S.E. Pumping Station | THC-PWA-SOUTH | Pump,Centrifugal | Pump |  | P | http://www.toronto.ca/TWONTO#00626
| THC-PWA-P-0500 | Pump, P-0500, S.E. Pumping Station | THC-PWA-EFFLUENT | Pump,Centrifugal | Pump |  | P | http://www.toronto.ca/TWONTO#00626
| THC-PWA-P-0500 | Pump, P-0500, S.E. Pumping Station | THC-PWA-SOUTH | Pump,Centrifugal | Pump |  | P | http://www.toronto.ca/TWONTO#00626
| KX3003A | Pump, P-3,Hot Water Circulating | TAB-ACC-BO-0000 | Pump,Centrifugal | Pump |  |  | http://www.toronto.ca/TWONTO#00626
| KX3002A | Pump, P-4,Hot Water Circulating | TAB-ACC-BO-0000 | Pump,Centrifugal | Pump |  |  | http://www.toronto.ca/TWONTO#00626
| FHO-PCL-P-0301 | Pump, PACL Feed, S4, Chemical Building, PACL Skid 3 | FHO-PCL |  | Pump |  | P | http://www.toronto.ca/TWONTO#00626
| FHO-PCL-P-0401 | Pump, PACL Feed, S4, Chemical Building, PACL Skid 4 | FHO-PCL | Pump,Positive Displacement,Gear | Pump |  | P | http://www.toronto.ca/TWONTO#00626
| FHO-PCL-P-0401 | Pump, PACL Feed, S4, Chemical Building, PACL Skid 4 | FHO-PCL-P-0401-KQ | Pump,Positive Displacement,Gear | Pump |  | P | http://www.toronto.ca/TWONTO#00626
| FHO-PCL-P-0501 | Pump, PACL Feed, S4, Chemical Building, PACL Skid 5 | FHO-PCL | Pump,Positive Displacement,Gear | Pump |  | P | http://www.toronto.ca/TWONTO#00626
| FHO-PCL-P-0501 | Pump, PACL Feed, S4, Chemical Building, PACL Skid 5 | FHO-PCL-P-0501-KQ | Pump,Positive Displacement,Gear | Pump |  | P | http://www.toronto.ca/TWONTO#00626
| FHO-PCL-P-0601 | Pump, PACL Feed, S4, Chemical Building, PACL Skid 6 | FHO-PCL | Pump,Positive Displacement,Gear | Pump |  | P | http://www.toronto.ca/TWONTO#00626
| FHO-PCL-P-0601 | Pump, PACL Feed, S4, Chemical Building, PACL Skid 6 | FHO-PCL-P-0601-KQ | Pump,Positive Displacement,Gear | Pump |  | P | http://www.toronto.ca/TWONTO#00626
| FHO-PCL-P-0301 SUSP | Pump, PACL Skid 3 | FHO-PCL | Pump,Positive Displacement,Gear | Pump | 35597 | P | x
| FHO-PCL-P-0301 SUSP | Pump, PACL Skid 3 | FHO-PCL-P-0301-KQ | Pump,Positive Displacement,Gear | Pump | 35597 | P | x
| FCL-ALM-P-0101 | Pump, PD, Pump, Alum System | FCL-ALM | Pump,Gear | Pump |  | P | http://www.toronto.ca/TWONTO#00626
| FCL-ALM-P-0201 | Pump, PD, Pump, Alum System | FCL-ALM | Pump,Gear | Pump |  | P | http://www.toronto.ca/TWONTO#00626
| FCL-ALM-P-0301 | Pump, PD, Pump, Alum System | FCL-ALM | Pump,Gear | Pump |  | P | http://www.toronto.ca/TWONTO#00626
| FCL-ALM-P-0401 | Pump, PD, Pump, Alum System | FCL-ALM | Pump,Gear | Pump |  | P | http://www.toronto.ca/TWONTO#00626
| TAB-DIS-P-2840 | Pump, Peristaltic, NaOCl Bypass Pump 1 | TAB-DIS-NAOCL | Pump,Peristaltic | Pump |  | P | http://www.toronto.ca/TWONTO#00626
| TAB-DIS-P-2850 | Pump, Peristaltic, NaOCl Bypass Pump 2 | TAB-DIS-NAOCL | Pump,Peristaltic | Pump |  | P | http://www.toronto.ca/TWONTO#00626
| TAB-DIS-P-2810 | Pump, Peristaltic, NaOCl Secondary Duty Pump 1 | TAB-DIS-NAOCL | Pump,Peristaltic | Pump |  | P | http://www.toronto.ca/TWONTO#00626
| TAB-DIS-P-2830 | Pump, Peristaltic, NaOCl Secondary Duty Pump 2 | TAB-DIS-NAOCL | Pump,Peristaltic | Pump |  | P | http://www.toronto.ca/TWONTO#00626
| TAB-DIS-P-2820 | Pump, Peristaltic, NaOCl Secondary Standby Pump | TAB-DIS-NAOCL | Pump,Peristaltic | Pump |  | P | http://www.toronto.ca/TWONTO#00626
| FCL-PAC-P-0201 | Pump, Peristaltic, PAC Flow Control, Dry Chemical Building Basement | FCL-PAC | Pump,Centrifugal | Pump |  | P | http://www.toronto.ca/TWONTO#00626
| FCL-PAC-P-0101 | Pump, Peristaltic, PAC Flow Control, Dry Chemical Building Basement | FCL-PAC | Pump,Centrifugal | Pump |  | P | http://www.toronto.ca/TWONTO#00626
| FPP-CCS-P-0100 | Pump, Phosphoric Acid Dosing, for Pilot plant | FHA-CCS | Pump,Positive Displacement,Gear | Pump |  | P | http://www.toronto.ca/TWONTO#00626
| FCL-CCS-P-0101 | Pump, Phosphoric Acid Dosing, Skid #1 | FCL-CCS | Pump,Metering | Pump |  | P | http://www.toronto.ca/TWONTO#00626
| FHA-CCS-P-0101 | Pump, Phosphoric Acid Dosing, Skid #1, RMF Phosphoric Acid Storage Room | FHA-CCS | Pump,Positive Displacement,Gear | Pump |  | P | http://www.toronto.ca/TWONTO#00626
| FHO-CCS-P-0101 | Pump, Phosphoric Acid Dosing, Skid #1, S4, CCS Room | FHO-CCS |  | Pump |  | P | http://www.toronto.ca/TWONTO#00626
| FIS-CCS-P-0101 | Pump, Phosphoric Acid Dosing, Skid #1, Workshop Building, Chemical Storage | FIS-CCS | Pump,Metering | Pump |  | P | http://www.toronto.ca/TWONTO#00626
| FCL-CCS-P-0201 | Pump, Phosphoric Acid Dosing, Skid #2 | FCL-CCS | Pump,Metering | Pump |  | P | http://www.toronto.ca/TWONTO#00626
| FHA-CCS-P-0201 | Pump, Phosphoric Acid Dosing, Skid #2, RMF Phosphoric Acid Storage Room | FHA-CCS | Pump,Positive Displacement,Gear | Pump |  | P | http://www.toronto.ca/TWONTO#00626
| FHO-CCS-P-0201 | Pump, Phosphoric Acid Dosing, Skid #2, S4, CCS Room | FHO-CCS |  | Pump |  | P | http://www.toronto.ca/TWONTO#00626
| FIS-CCS-P-0201 | Pump, Phosphoric Acid Dosing, Skid #2, Workshop Building, Chemical Storage | FIS-CCS | Pump,Metering | Pump |  | P | http://www.toronto.ca/TWONTO#00626
| FCL-CCS-P-0301 | Pump, Phosphoric Acid Dosing, Skid #3 | FCL-CCS | Pump,Metering | Pump |  | P | http://www.toronto.ca/TWONTO#00626
| FHA-CCS-P-0301 | Pump, Phosphoric Acid Dosing, Skid #3, RMF Phosphoric Acid Storage Room | FHA-CCS | Pump,Positive Displacement,Gear | Pump |  | P | http://www.toronto.ca/TWONTO#00626
| FHO-CCS-P-0301 | Pump, Phosphoric Acid Dosing, Skid #3, S4, CCS Room | FHO-CCS |  | Pump |  | P | http://www.toronto.ca/TWONTO#00626
| FIS-CCS-P-0301 | Pump, Phosphoric Acid Dosing, Skid #3, Workshop Building, Chemical Storage | FIS-CCS | Pump,Metering | Pump |  | P | http://www.toronto.ca/TWONTO#00626
| FHA-CCS-P-0401 | Pump, Phosphoric Acid Dosing, Skid #4, RMF Phosphoric Acid Storage Room | FHA-CCS | Pump,Positive Displacement,Gear | Pump |  | P | http://www.toronto.ca/TWONTO#00626
| FHO-CCS-P-0401 | Pump, Phosphoric Acid Dosing, Skid #4, S4, CCS Room | FHO-CCS |  | Pump |  | P | http://www.toronto.ca/TWONTO#00626
| FHA-CCS-P-0202 | Pump, Phosphoric Acid, Flash Mixing, Pre-Injection, East RW Conduit, S/N Filter Pipe Gallery | FHA-CCS | Pump,Positive Displacement,Gear | Pump |  | P | http://www.toronto.ca/TWONTO#00626
| FIS-CCS-P-0102 | Pump, Phosphoric Acid, Flash Mixing, Pre-Injection, Filter Building, Pipe Gallery South/West | FIS-CCS | Pump | Pump |  | P | http://www.toronto.ca/TWONTO#00626
| FHA-CCS-P-0102 | Pump, Phosphoric Acid, Flash Mixing, Pre-Injection, West RW Conduit, S/N Filter Pipe Gallery | FHA-CCS | Pump,Positive Displacement,Gear | Pump |  | P | http://www.toronto.ca/TWONTO#00626
| THC-PWA-P-0006 | Pump, Plant Water | THC-PWA-EFFLUENT | Pump,Centrifugal | Pump | 35403 | P | x
| THC-PWA-P-0006 | Pump, Plant Water | THC-SUSPENDED | Pump,Centrifugal | Pump | 35403 | P | x
| THC-PWA-P-0800A | Pump, Plant Water | THC-PWA-EFFLUENT | Pump,Centrifugal | Pump |  | P | http://www.toronto.ca/TWONTO#00626
| THC-PWA-P-0800A | Pump, Plant Water | THC-PWA-NORTH | Pump,Centrifugal | Pump |  | P | http://www.toronto.ca/TWONTO#00626
| THC-PWA-P-0800B | Pump, Plant Water | THC-PWA-EFFLUENT | Pump,Centrifugal | Pump |  | P | http://www.toronto.ca/TWONTO#00626
| THC-PWA-P-0800B | Pump, Plant Water | THC-PWA-NORTH | Pump,Centrifugal | Pump |  | P | http://www.toronto.ca/TWONTO#00626
| THC-PWA-P-0007 | Pump, Plant Water | THC-PWA-EFFLUENT | Pump,Centrifugal | Pump | 35419 | P | x
| THC-PWA-P-0007 | Pump, Plant Water | THC-SUSPENDED | Pump,Centrifugal | Pump | 35419 | P | x
| DX2017A | Pump, Plunger Sludge | TAB-DIG-P-TRANSF5-8 | Pump | Pump |  |  | http://www.toronto.ca/TWONTO#00626
| THR-THK-P-8111 | Pump, Polymer Dilution/Feed Package | THR-THK-POL | Pump | Pump |  | P | http://www.toronto.ca/TWONTO#00626
| THR-THK-P-8131 | Pump, Polymer Dilution/Feed Package | THR-DIG-PD-0700 | Pump | Pump |  | P | http://www.toronto.ca/TWONTO#00626
| THR-THK-P-8131 | Pump, Polymer Dilution/Feed Package | THR-THK-P-8121 | Pump | Pump |  | P | http://www.toronto.ca/TWONTO#00626
| THR-THK-P-8181 | Pump, Polymer Dilution/Feed Package | THR-THK-POL | Pump | Pump |  | P | http://www.toronto.ca/TWONTO#00626
| THR-THK-P-8111 | Pump, Polymer Dilution/Feed Package | THR-THK | Pump | Pump |  | P | http://www.toronto.ca/TWONTO#00626
| THR-THK-P-8111 | Pump, Polymer Dilution/Feed Package | THR-THK-P-MTI | Pump | Pump |  | P | http://www.toronto.ca/TWONTO#00626
| THR-THK-P-8121 | Pump, Polymer Dilution/Feed Package | THR-THK-POL | Pump | Pump |  | P | http://www.toronto.ca/TWONTO#00626
| THR-THK-P-8121 | Pump, Polymer Dilution/Feed Package | THR-THK-T-8201 | Pump | Pump |  | P | http://www.toronto.ca/TWONTO#00626
| THR-THK-P-8131 | Pump, Polymer Dilution/Feed Package | THR-THK-POL | Pump | Pump |  | P | http://www.toronto.ca/TWONTO#00626
| THR-THK-P-8141 | Pump, Polymer Dilution/Feed Package | THR-THK-POL | Pump | Pump |  | P | http://www.toronto.ca/TWONTO#00626
| THR-THK-P-8151 | Pump, Polymer Dilution/Feed Package | THR-THK-POL | Pump | Pump |  | P | http://www.toronto.ca/TWONTO#00626
| THR-THK-P-8161 | Pump, Polymer Dilution/Feed Package | THR-THK-POL | Pump | Pump |  | P | http://www.toronto.ca/TWONTO#00626
| THR-THK-P-8171 | Pump, Polymer Dilution/Feed Package | THR-THK-POL | Pump | Pump |  | P | http://www.toronto.ca/TWONTO#00626
| THC-DEW-P-0322 | Pump, Polymer Feed, Dewatering | THC-DEW-POL-1 | Pump,Positive Displacement,Progressive Cavity | Pump |  | P | http://www.toronto.ca/TWONTO#00626
| THC-DEW-P-7360 | Pump, Polymer Feed, Dewatering | THC-DEW-POL-2 | Pump,Positive Displacement,Progressive Cavity | Pump |  | P | http://www.toronto.ca/TWONTO#00626
| THC-DEW-P-0323 | Pump, Polymer Feed, Dewatering | THC-DEW-POL-1 | Pump,Positive Displacement,Progressive Cavity | Pump |  | P | http://www.toronto.ca/TWONTO#00626
| THC-DEW-P-7260 | Pump, Polymer Feed, Dewatering | THC-DEW-POL-1 | Pump,Positive Displacement,Progressive Cavity | Pump |  | P | http://www.toronto.ca/TWONTO#00626
| FHO-POL-P-0301-SU | Pump, Polymer Feed, Polymer Skid 3 | FHO-OBSOLETE | Pump,Positive Displacement,Gear | Pump | 33155 | P | x
| FHO-POL-P-0301-SU | Pump, Polymer Feed, Polymer Skid 3 | FHO-POL | Pump,Positive Displacement,Gear | Pump | 33155 | P | x
| FHO-POL-P-0301-SU | Pump, Polymer Feed, Polymer Skid 3 | FHO-POL-P-0301-KQ | Pump,Positive Displacement,Gear | Pump | 33155 | P | x
| TAB-PRM-P-0310 | Pump, Polymer Feed, Positive Displacement, Polymer Room, Old Screen Bldg., P Bldg. | TAB-PRM-POL |  | Pump |  | P | http://www.toronto.ca/TWONTO#00626
| TAB-PRM-P-0320 | Pump, Polymer Feed, Positive Displacement, Polymer Room, Old Screen Bldg., P Bldg. | TAB-PRM-POL |  | Pump |  | P | http://www.toronto.ca/TWONTO#00626
| TAB-PRM-P-0330 | Pump, Polymer Feed, Positive Displacement, Polymer Room, Old Screen Bldg., P Bldg. | TAB-PRM-POL |  | Pump |  | P | http://www.toronto.ca/TWONTO#00626
| TAB-PRM-P-0340 | Pump, Polymer Feed, Positive Displacement, Polymer Room, Old Screen Bldg., P Bldg. | TAB-PRM-POL |  | Pump |  | P | http://www.toronto.ca/TWONTO#00626
| TAB-PRM-P-0350 | Pump, Polymer Feed, Positive Displacement, Polymer Room, Old Screen Bldg., P Bldg. | TAB-PRM-POL |  | Pump |  | P | http://www.toronto.ca/TWONTO#00626
| TAB-PRM-P-0360 | Pump, Polymer Feed, Positive Displacement, Polymer Room, Old Screen Bldg., P Bldg. | TAB-PRM-POL |  | Pump |  | P | http://www.toronto.ca/TWONTO#00626
| FHO-POL-P-0301 | Pump, Polymer Feed, S4, Chemical Building, Polymer Skid 3 | FHO-POL |  | Pump |  | P | http://www.toronto.ca/TWONTO#00626
| FHO-POL-P-0401 | Pump, Polymer Feed, S4, Chemical Building, Polymer Skid 4 | FHO-POL | Pump,Positive Displacement,Gear | Pump |  | P | http://www.toronto.ca/TWONTO#00626
| FHO-POL-P-0401 | Pump, Polymer Feed, S4, Chemical Building, Polymer Skid 4 | FHO-POL-P-0401-KQ | Pump,Positive Displacement,Gear | Pump |  | P | http://www.toronto.ca/TWONTO#00626
| FHO-POL-P-0501 | Pump, Polymer Feed, S4, Chemical Building, Polymer Skid 5 | FHO-POL | Pump,Positive Displacement,Gear | Pump |  | P | http://www.toronto.ca/TWONTO#00626
| FHO-POL-P-0501 | Pump, Polymer Feed, S4, Chemical Building, Polymer Skid 5 | FHO-POL-P-0501-KQ | Pump,Positive Displacement,Gear | Pump |  | P | http://www.toronto.ca/TWONTO#00626
| FHO-POL-P-0601 | Pump, Polymer Feed, S4, Chemical Building, Polymer Skid 6 | FHO-POL | Pump,Positive Displacement,Gear | Pump |  | P | http://www.toronto.ca/TWONTO#00626
| FHO-POL-P-0601 | Pump, Polymer Feed, S4, Chemical Building, Polymer Skid 6 | FHO-POL-P-0601-KQ | Pump,Positive Displacement,Gear | Pump |  | P | http://www.toronto.ca/TWONTO#00626
| TAB-DEW-P-3310 | Pump, Polymer Solution Feed #1 | TAB-DEW POLYMER DIST | Pump,Positive Displacement,Lobe | Pump |  | P | http://www.toronto.ca/TWONTO#00626
| TAB-DEW-P-3420 | Pump, Polymer Solution Feed #10 | TAB-DEW POLYMER DIST | Pump,Positive Displacement,Lobe | Pump |  | P | http://www.toronto.ca/TWONTO#00626
| TAB-DEW-P-3430 | Pump, Polymer Solution Feed #11 | TAB-DEW POLYMER DIST | Pump,Positive Displacement,Lobe | Pump |  | P | http://www.toronto.ca/TWONTO#00626
| TAB-DEW-P-3440 | Pump, Polymer Solution Feed #12 | TAB-DEW POLYMER DIST | Pump,Positive Displacement,Lobe | Pump |  | P | http://www.toronto.ca/TWONTO#00626
| TAB-DEW-P-3330 | Pump, Polymer Solution Feed #3 | TAB-DEW POLYMER DIST | Pump,Positive Displacement,Lobe | Pump |  | P | http://www.toronto.ca/TWONTO#00626
| TAB-DEW-P-3360 | Pump, Polymer Solution Feed #6 | TAB-DEW POLYMER DIST | Pump,Positive Displacement,Lobe | Pump |  | P | http://www.toronto.ca/TWONTO#00626
| TAB-DEW-P-3370 | Pump, Polymer Solution Feed #7 | TAB-DEW POLYMER DIST | Pump,Positive Displacement,Lobe | Pump |  | P | http://www.toronto.ca/TWONTO#00626
| TAB-DEW-P-3380 | Pump, Polymer Solution Feed #8 | TAB-DEW POLYMER DIST | Pump,Positive Displacement,Lobe | Pump |  | P | http://www.toronto.ca/TWONTO#00626
| TAB-DEW-P-3410 | Pump, Polymer Solution Feed #9 | TAB-DEW POLYMER DIST | Pump,Positive Displacement,Lobe | Pump |  | P | http://www.toronto.ca/TWONTO#00626
| TAB-DEW-P-3111 | Pump, Polymer Solution Transfer #1 | TAB-DEW-T-3110 | Pump | Pump |  | P | http://www.toronto.ca/TWONTO#00626
| TAB-DEW-P-3121 | Pump, Polymer Solution Transfer #2 | TAB-DEW-T-3120 | Pump | Pump |  | P | http://www.toronto.ca/TWONTO#00626
| TAB-DEW-P-3131 | Pump, Polymer Solution Transfer #3 | TAB-DEW-T-3130 | Pump | Pump |  | P | http://www.toronto.ca/TWONTO#00626
| TAB-DEW-P-3141 | Pump, Polymer Solution Transfer #4 | TAB-DEW-T-3140 | Pump | Pump |  | P | http://www.toronto.ca/TWONTO#00626
| TAB-DEW-P-3151 | Pump, Polymer Solution Transfer #5 | TAB-DEW-T-3150 | Pump,Positive Displacement,Progressive Cavity | Pump |  | P | http://www.toronto.ca/TWONTO#00626
| TAB-DEW-P-3161 | Pump, Polymer Solution Transfer #6 | TAB-DEW-T-3160 | Pump,Positive Displacement,Progressive Cavity | Pump |  | P | http://www.toronto.ca/TWONTO#00626
| TAB-THK-P-4112 | Pump, Polymer Solution Transfer SX2032 | TAB-THK-P-TRANSFER | Pump | Pump |  | P | http://www.toronto.ca/TWONTO#00626
| TAB-THK-P-4122 | Pump, Polymer Solution Transfer SX2033 | TAB-THK-P-TRANSFER | Pump | Pump |  | P | http://www.toronto.ca/TWONTO#00626
| TAB-THK-P-4132 | Pump, Polymer Solution Transfer SX2034 | TAB-THK-P-TRANSFER | Pump | Pump |  | P | http://www.toronto.ca/TWONTO#00626
89862 | YCM-TL-CG-01 | Yard tools - Chipping gun | FAC-YCM-TOOLS |  | Tool |  | CG | http://www.toronto.ca/TWONTO#00260 |  | Yard tools
| FPP-PYL-P-0100 | Pump, Polymer, FLOC Tank 1 | FHA-FPP | Pump,Peristaltic | Pump |  | P | http://www.toronto.ca/TWONTO#00626
| FPP-PYL-P-0200 | Pump, Polymer, FLOC Tank 2 | FHA-FPP | Pump,Peristaltic | Pump |  | P | http://www.toronto.ca/TWONTO#00626
| P-51270 | Pump, Portable Submersible | TAB-WA1-MEQ | Pump,Portable | Pump |  |  | http://www.toronto.ca/TWONTO#00626
| P-51271 | Pump, Portable Submersible | TAB-WA1-MEQ | Pump,Portable | Pump |  |  | http://www.toronto.ca/TWONTO#00626
| P-51269 | Pump, Portable Submersible | TAB-WA1-MEQ | Pump,Portable | Pump |  |  | http://www.toronto.ca/TWONTO#00626
| GX2112A | Pump, Portable Sump | TAB-PRM-MEQ | Pump,Portable | Pump |  |  | http://www.toronto.ca/TWONTO#00626
| QX3003A | Pump, Portable Sump | TAB-SUMP-P | Pump,Portable | Pump |  |  | http://www.toronto.ca/TWONTO#00626
| QX3004A | Pump, Portable Sump | TAB-SUMP-P | Pump,Portable | Pump |  |  | http://www.toronto.ca/TWONTO#00626
| QX3006A | Pump, Portable Sump | TAB-SUMP-P | Pump,Portable | Pump |  |  | http://www.toronto.ca/TWONTO#00626
| GX2113A | Pump, Portable Sump | TAB-PRM-MEQ | Pump,Portable | Pump |  |  | http://www.toronto.ca/TWONTO#00626
| QX3001A | Pump, Portable Sump | TAB-SUMP-P | Pump,Portable | Pump |  |  | http://www.toronto.ca/TWONTO#00626
| QX3002A | Pump, Portable Sump | TAB-SUMP-P | Pump,Portable | Pump |  |  | http://www.toronto.ca/TWONTO#00626
| QX3005A | Pump, Portable Sump | TAB-SUMP-P | Pump,Portable | Pump |  |  | http://www.toronto.ca/TWONTO#00626
| QX3007A | Pump, Portable Sump | TAB-SUMP-P | Pump,Portable | Pump |  |  | http://www.toronto.ca/TWONTO#00626
| QX3008A | Pump, Portable Sump | TAB-SUMP-P | Pump,Portable | Pump |  |  | http://www.toronto.ca/TWONTO#00626
| P-00001 | Pump, Portable Sump, Machine Shop | TAB-SUMP-P | Pump,Portable | Pump |  |  | http://www.toronto.ca/TWONTO#00626
| P-00002 | Pump, Portable Sump, Machine Shop | TAB-SUMP-P | Pump,Portable | Pump |  |  | http://www.toronto.ca/TWONTO#00626
| P-00003 | Pump, Portable Sump, Machine Shop | TAB-SUMP-P | Pump,Portable | Pump |  |  | http://www.toronto.ca/TWONTO#00626
| P-00004 | Pump, Portable Sump, Machine Shop | TAB-SUMP-P | Pump,Portable | Pump |  |  | http://www.toronto.ca/TWONTO#00626
| QX3010A | Pump, Portable Sump, WA7 | TAB-SUMP-P | Pump,Portable | Pump |  |  | http://www.toronto.ca/TWONTO#00626
| QX3012A | Pump, Portable Sump, WA7 | TAB-SUMP-P | Pump,Portable | Pump |  |  | http://www.toronto.ca/TWONTO#00626
| QX3013A | Pump, Portable Sump, WA7 | TAB-SUMP-P | Pump,Portable | Pump |  |  | http://www.toronto.ca/TWONTO#00626
| TAB-WA7-P-0199 | Pump, Portable Sump, WA7 | TAB-SUMP-P | Pump,Portable | Pump |  | P | http://www.toronto.ca/TWONTO#00626
| QX3009A | Pump, Portable Sump, WA7 | TAB-SUMP-P | Pump,Portable | Pump |  |  | http://www.toronto.ca/TWONTO#00626
| QX3011A | Pump, Portable Sump, WA7 | TAB-SUMP-P | Pump,Portable | Pump |  |  | http://www.toronto.ca/TWONTO#00626
| TAB-WA7-P-0191 | Pump, Portable Sump, WA7 | TAB-SUMP-P | Pump,Portable | Pump |  | P | http://www.toronto.ca/TWONTO#00626
| TAB-WA7-P-0198 | Pump, Portable Sump, WA7 | TAB-SUMP-P | Pump,Portable | Pump |  | P | http://www.toronto.ca/TWONTO#00626
| TNT-MCS-P-0001 | Pump, Portable, 4" | TNT-MCS | Pump,Portable | Pump |  | P | http://www.toronto.ca/TWONTO#00626
| TAB-PRM-P-2501 | Pump, Positive Displacement , Primary Treatment, Scum Pumping | TAB-PRM-T-2500 | Pump | Pump |  | P | http://www.toronto.ca/TWONTO#00626
| TAB-PRM-P-2502 | Pump, Positive Displacement , Primary Treatment, Scum Pumping | TAB-PRM-T-2500 | Pump | Pump |  | P | http://www.toronto.ca/TWONTO#00626
| TAB-PRM-P-2401 | Pump, Positive Displacement , Primary Treatment, Scum Pumping, Primary Gallery | TAB-PRM-T-2400 | Pump,Positive Displacement,Progressive Cavity | Pump |  | P | http://www.toronto.ca/TWONTO#00626
| TAB-PRM-P-2401 | Pump, Positive Displacement , Primary Treatment, Scum Pumping, Primary Gallery | TAB-EL1-MCC-6631 | Pump,Positive Displacement,Progressive Cavity | Pump |  | P | http://www.toronto.ca/TWONTO#00626
| TAB-PRM-P-2402 | Pump, Positive Displacement , Primary Treatment, Scum Pumping, Primary Gallery | TAB-PRM-T-2400 | Pump,Positive Displacement,Progressive Cavity | Pump |  | P | http://www.toronto.ca/TWONTO#00626
| FHA-WWW-P-2101 | Pump, Positive Displacement, Centrifuge Feed, RMF, Centrifuge Pump Room | FHA-WWW-P-2101-KQ | Pump,Positive Displacement,Rotary Vane | Pump |  | P | http://www.toronto.ca/TWONTO#00626
| FHA-WWW-P-2101 | Pump, Positive Displacement, Centrifuge Feed, RMF, Centrifuge Pump Room | FHA-WWW-THICK | Pump,Positive Displacement,Rotary Vane | Pump |  | P | http://www.toronto.ca/TWONTO#00626
| FHA-WWW-P-2201 | Pump, Positive Displacement, Centrifuge Feed, RMF, Centrifuge Pump Room | FHA-WWW-P-2201-KQ | Pump,Positive Displacement,Rotary Vane | Pump |  | P | http://www.toronto.ca/TWONTO#00626
| FHA-WWW-P-2201 | Pump, Positive Displacement, Centrifuge Feed, RMF, Centrifuge Pump Room | FHA-WWW-THICK | Pump,Positive Displacement,Rotary Vane | Pump |  | P | http://www.toronto.ca/TWONTO#00626
| FHA-WWW-P-2301 | Pump, Positive Displacement, Centrifuge Feed, RMF, Centrifuge Pump Room | FHA-WWW-P-2301-KQ | Pump,Positive Displacement,Rotary Vane | Pump |  | P | http://www.toronto.ca/TWONTO#00626
| FHA-WWW-P-2301 | Pump, Positive Displacement, Centrifuge Feed, RMF, Centrifuge Pump Room | FHA-WWW-THICK | Pump,Positive Displacement,Rotary Vane | Pump |  | P | http://www.toronto.ca/TWONTO#00626
| TAB-ACC-P-0790 | Pump, Positive Displacement, Chemical | TAB-ACC-T-0790 | Pump,Gear | Pump |  | P | http://www.toronto.ca/TWONTO#00626
| TAB-ACC-P-0795 | Pump, Positive Displacement, Chemical | TAB-ACC-T-0795 | Pump,Gear | Pump |  | P | http://www.toronto.ca/TWONTO#00626
| TAB-ACC-P-0796 | Pump, Positive Displacement, Chemical | TAB-ACC-T-0795 | Pump,Gear | Pump |  | P | http://www.toronto.ca/TWONTO#00626
| TAB-ACC-P-0791 | Pump, Positive Displacement, Chemical | TAB-ACC-T-0790 | Pump,Gear | Pump |  | P | http://www.toronto.ca/TWONTO#00626
| FHA-WWW-P-6011 | Pump, Positive Displacement, Gear, Polymer Blending, RMF, Polymer Room | FHA-WWW-POLY | Pump,Positive Displacement,Gear | Pump |  | P | http://www.toronto.ca/TWONTO#00626
| FHA-WWW-P-6021 | Pump, Positive Displacement, Gear, Polymer Blending, RMF, Polymer Room | FHA-WWW-POLY | Pump,Positive Displacement,Gear | Pump |  | P | http://www.toronto.ca/TWONTO#00626
| FHA-WWW-P-6041 | Pump, Positive Displacement, Gear, Polymer Feed, RMF, Polymer Tank Room | FHA-WWW-POLY | Pump,Positive Displacement,Gear | Pump |  | P | http://www.toronto.ca/TWONTO#00626
| FHA-WWW-P-6031 | Pump, Positive Displacement, Gear, Polymer Feed, RMF, Polymer Tank Room | FHA-WWW-POLY | Pump,Positive Displacement,Gear | Pump |  | P | http://www.toronto.ca/TWONTO#00626
| FHA-WWW-P-6051 | Pump, Positive Displacement, Gear, Polymer Feed, RMF, Polymer Tank Room | FHA-WWW-POLY | Pump,Positive Displacement,Gear | Pump |  | P | http://www.toronto.ca/TWONTO#00626
| THC-DEW-P-7610 | Pump, Positive Displacement, Piping Lubrication,Solid Treatment | THC-DEW-P-6710 | Pump | Pump |  | P | http://www.toronto.ca/TWONTO#00626
| THC-DEW-P-7620 | Pump, Positive Displacement, Piping Lubrication,Solid Treatment | THC-DEW-P-6710 | Pump | Pump |  | P | http://www.toronto.ca/TWONTO#00626
| THC-DEW-P-7620 | Pump, Positive Displacement, Piping Lubrication,Solid Treatment | THC-DEW-P-6810 | Pump | Pump |  | P | http://www.toronto.ca/TWONTO#00626
| FHA-WWW-P-3401 | Pump, Positive Displacement, Rotary Vane, Sludge Transfer, RMF, Sludge Transfer Pump Room | FHA-WWW-P-3401-KQ | Pump,Positive Displacement,Rotary Vane | Pump |  | P | http://www.toronto.ca/TWONTO#00626
| FHA-WWW-P-3401 | Pump, Positive Displacement, Rotary Vane, Sludge Transfer, RMF, Sludge Transfer Pump Room | FHA-WWW-THICK | Pump,Positive Displacement,Rotary Vane | Pump |  | P | http://www.toronto.ca/TWONTO#00626
| FHA-WWW-P-3501 | Pump, Positive Displacement, Rotary Vane, Sludge Transfer, RMF, Sludge Transfer Pump Room | FHA-WWW-THICK | Pump,Positive Displacement,Rotary Vane | Pump |  | P | http://www.toronto.ca/TWONTO#00626
| FHA-WWW-P-3601 | Pump, Positive Displacement, Rotary Vane, Sludge Transfer, RMF, Sludge Transfer Pump Room | FHA-WWW-THICK | Pump,Positive Displacement,Rotary Vane | Pump |  | P | http://www.toronto.ca/TWONTO#00626
| FHA-WWW-P-3701 | Pump, Positive Displacement, Rotary Vane, Sludge Transfer, RMF, Sludge Transfer Pump Room | FHA-WWW-THICK | Pump,Positive Displacement,Rotary Vane | Pump |  | P | http://www.toronto.ca/TWONTO#00626
| THR-DIG-P-0101 | Pump, Positive Displacement, Transfer, New Oil, Lube Oil System, Gas Compressor Building | THR-DIG |  | Pump |  | P | http://www.toronto.ca/TWONTO#00626
| THR-DIG-P-0102 | Pump, Positive Displacement, Trasnfer, Waste Oil, Lube Oil System, Gas Compressor Building | THR-DIG |  | Pump |  | P | http://www.toronto.ca/TWONTO#00626
| FHO-FLO-P-0601-SU | Pump, Pre-Filtered Water Sampling FLO-P-0601 | FHO-OBSOLETE |  | Pump | 32104 | P | x
| FHO-FLO-P-0601-SU | Pump, Pre-Filtered Water Sampling FLO-P-0601 | FHO-FLO-P-0601-KQ |  | Pump | 32104 | P | x
| FHO-FLO-P-0601 | Pump, Pre-Filtered Water Sampling P-0501, Filter Pipe Galley 1-8, Lower Level, N/W | FHO PRE FILTERED | Pump,Centrifugal | Pump |  | P | http://www.toronto.ca/TWONTO#00626
| FHO-FLO-P-0601 | Pump, Pre-Filtered Water Sampling P-0501, Filter Pipe Galley 1-8, Lower Level, N/W | FHO-FLO-P-0601-KQ | Pump,Centrifugal | Pump |  | P | http://www.toronto.ca/TWONTO#00626
| FHO-FLO-P-0501 | Pump, Pre-Filtered Water Sampling P-0501, Filter Pipe Galley 1-8, Lower Level, N/W | FHO PRE FILTERED | Pump,Centrifugal | Pump |  | P | http://www.toronto.ca/TWONTO#00626
| FHO-FLO-P-0501 | Pump, Pre-Filtered Water Sampling P-0501, Filter Pipe Galley 1-8, Lower Level, N/W | FHO-FLO-P-0501-KQ | Pump,Centrifugal | Pump |  | P | http://www.toronto.ca/TWONTO#00626
| KX2203A | Pump, Pressure Power Condensate | TAB-HRS-P-CON | Pump | Pump |  |  | http://www.toronto.ca/TWONTO#00626
| KX2208A | Pump, Pressure Power Condensate | TAB-HRS-P-CON | Pump | Pump |  |  | http://www.toronto.ca/TWONTO#00626
| KX2202A | Pump, Pressure Power Condensate | TAB-HRS-P-CON | Pump | Pump |  |  | http://www.toronto.ca/TWONTO#00626
| KX2204A | Pump, Pressure Power Condensate | TAB-HRS-P-CON | Pump | Pump |  |  | http://www.toronto.ca/TWONTO#00626
| KX2205A | Pump, Pressure Power Condensate | TAB-HRS-P-CON | Pump | Pump |  |  | http://www.toronto.ca/TWONTO#00626
| KX2209A | Pump, Pressure Power Condensate | TAB-HRS-P-CON | Pump | Pump |  |  | http://www.toronto.ca/TWONTO#00626
| TNT-PRM-P-1101 | Pump, Primary Sludge # 1 | TNT-PRM | Pump,Positive Displacement,Progressive Cavity | Pump |  | P | http://www.toronto.ca/TWONTO#00626
| TNT-PRM-P-1201 | Pump, Primary Sludge # 2 | TNT-PRM | Pump,Positive Displacement,Progressive Cavity | Pump |  | P | http://www.toronto.ca/TWONTO#00626
| THC-PRM-P-6120 | Pump, Primary Sludge ,Tank 0100 & 0200, Primary Sludge Distribution | THC-PRM-CLAR | Pump,Centrifugal | Pump |  | P | http://www.toronto.ca/TWONTO#00626
| THC-PRM-P-6110 | Pump, Primary Sludge ,Tank 0100 & 0200, Primary Sludge Distribution | THC-PRM-CLAR | Pump,Centrifugal | Pump |  | P | http://www.toronto.ca/TWONTO#00626
| THC-PRM-P-6110 | Pump, Primary Sludge ,Tank 0100 & 0200, Primary Sludge Distribution | THC-PRM-T-0100 | Pump,Centrifugal | Pump |  | P | http://www.toronto.ca/TWONTO#00626
| THC-PRM-P-6120 | Pump, Primary Sludge ,Tank 0100 & 0200, Primary Sludge Distribution | THC-PRM-T-0100 | Pump,Centrifugal | Pump |  | P | http://www.toronto.ca/TWONTO#00626
| THC-PRM-P-6320 | Pump, Primary Sludge ,Tank 0300 & 0400, Primary Sludge Distribution | THC-PRM-CLAR | Pump,Centrifugal | Pump |  | P | http://www.toronto.ca/TWONTO#00626
| THC-PRM-P-6320 | Pump, Primary Sludge ,Tank 0300 & 0400, Primary Sludge Distribution | THC-PRM-T-0300 | Pump,Centrifugal | Pump |  | P | http://www.toronto.ca/TWONTO#00626
| THC-PRM-P-6310 | Pump, Primary Sludge ,Tank 0300 & 0400, Primary Sludge Distribution | THC-PRM-CLAR | Pump,Centrifugal | Pump |  | P | http://www.toronto.ca/TWONTO#00626
| THC-PRM-P-6310 | Pump, Primary Sludge ,Tank 0300 & 0400, Primary Sludge Distribution | THC-PRM-T-0300 | Pump,Centrifugal | Pump |  | P | http://www.toronto.ca/TWONTO#00626
| THC-PRM-P-0960 | Pump, Primary Sludge Distribution | THC-PRM-T-0900 | Pump,Centrifugal | Pump |  | P | http://www.toronto.ca/TWONTO#00626
| THC-PRM-P-1170SP | Pump, Primary Sludge Distribution | THC-PRM-T-1100 | Pump,Centrifugal | Pump | 40795 | P | x
| THC-PRM-P-0970 | Pump, Primary Sludge Distribution | THC-PRM-T-0900 | Pump,Centrifugal | Pump |  | P | http://www.toronto.ca/TWONTO#00626
| THC-PRM-P-1060 | Pump, Primary Sludge Distribution | THC-PRM-T-1000 | Pump | Pump |  | P | http://www.toronto.ca/TWONTO#00626
| THC-PRM-P-1070 | Pump, Primary Sludge Distribution | THC-PRM-T-1000 | Pump,Centrifugal | Pump |  | P | http://www.toronto.ca/TWONTO#00626
| THC-PRM-P-6510 | Pump, Primary Sludge, Tank 0500 & 0600, Primary Sludge Distribution | THC-PRM-CLAR | Pump,Centrifugal | Pump |  | P | http://www.toronto.ca/TWONTO#00626
| THC-PRM-P-6510 | Pump, Primary Sludge, Tank 0500 & 0600, Primary Sludge Distribution | THC-PRM-T-0500 | Pump,Centrifugal | Pump |  | P | http://www.toronto.ca/TWONTO#00626
| THC-PRM-P-6710 | Pump, Primary Sludge, Tank 0700 & 0800, Primary Sludge Distribution | THC-PRM-CLAR | Pump,Centrifugal | Pump |  | P | http://www.toronto.ca/TWONTO#00626
| THC-PRM-P-6710 | Pump, Primary Sludge, Tank 0700 & 0800, Primary Sludge Distribution | THC-PRM-T-0700 | Pump,Centrifugal | Pump |  | P | http://www.toronto.ca/TWONTO#00626
| THC-PRM-P-6720 | Pump, Primary Sludge, Tank 0700 & 0800, Primary Sludge Distribution | THC-PRM-T-0700 | Pump,Centrifugal | Pump |  | P | http://www.toronto.ca/TWONTO#00626
| THC-PRM-P-6720 | Pump, Primary Sludge, Tank 0700 & 0800, Primary Sludge Distribution | THC-PRM-CLAR | Pump,Centrifugal | Pump |  | P | http://www.toronto.ca/TWONTO#00626
| THC-PRM-P-6520 | Pump, Primary Sludge,Tank 0500 & 0600, Primary Sludge Distribution | THC-PRM-CLAR | Pump,Non Positive Displacement | Pump |  | P | http://www.toronto.ca/TWONTO#00626
| THC-PRM-P-6520 | Pump, Primary Sludge,Tank 0500 & 0600, Primary Sludge Distribution | THC-PRM-T-0500 | Pump,Non Positive Displacement | Pump |  | P | http://www.toronto.ca/TWONTO#00626
| TAB-PRS-P-4030 | Pump, Primary Transfer | TAB-PRS-P-TRANSFER | Pump | Pump |  | P | http://www.toronto.ca/TWONTO#00626
| TAB-PRS-P-4010 | Pump, Primary Transfer | TAB-PRS-P-TRANSFER | Pump | Pump |  | P | http://www.toronto.ca/TWONTO#00626
| TAB-PRS-P-4020 | Pump, Primary Transfer | TAB-PRS-P-TRANSFER | Pump | Pump |  | P | http://www.toronto.ca/TWONTO#00626
| THR-PRS-P-9001 | Pump, Primary, Chemical Building, Pump Room (TEMPORARY) | THR-PRS-P | Pump,Centrifugal | Pump |  | P | http://www.toronto.ca/TWONTO#00626
| THR-PRS-P-9002 | Pump, Primary, Chemical Building, Pump Room (TEMPORARY) | THR-PRS-P | Pump,Centrifugal | Pump |  | P | http://www.toronto.ca/TWONTO#00626
| TAB-SA-P-1800A | Pump, Primary, Glycol, Auxiliary Systems Building, 2nd Floor | TAB-SA-GLY | Pump,Centrifugal | Pump |  | P | http://www.toronto.ca/TWONTO#00626
| TAB-SA-P-1800B | Pump, Primary, Glycol, Auxiliary Systems Building, 2nd Floor | TAB-SA-GLY | Pump,Centrifugal | Pump |  | P | http://www.toronto.ca/TWONTO#00626
| TAB-DIG-P-8079 | Pump, Process Sump, 1A, Digestion Tank #19 - 22 Basement | TAB-DIG-P19-22 | Pump,Centrifugal | Pump |  | P | http://www.toronto.ca/TWONTO#00626
| TAB-DIG-P-8079B | Pump, Process Sump, 1B, Digestion Tank #19 - 22 Basement | TAB-DIG-P19-22 | Pump,Centrifugal | Pump |  | P | http://www.toronto.ca/TWONTO#00626
| TAB-DIG-P-8074B | Pump, Process Sump, 1C, Digestion Tank #19 - 22 Basement | TAB-DIG-P19-22 | Pump,Centrifugal | Pump |  | P | http://www.toronto.ca/TWONTO#00626
| TAB-DIG-P-8080 | Pump, Process Sump, 2A, Digestion Tank #19 - 22 Basement | TAB-DIG-P19-22 | Pump,Centrifugal | Pump |  | P | http://www.toronto.ca/TWONTO#00626
| TAB-DIG-P-8080B | Pump, Process Sump, 2B, Digestion Tank #19 - 22 Basement | TAB-DIG-P19-22 | Pump,Centrifugal | Pump |  | P | http://www.toronto.ca/TWONTO#00626
| TAB-DIG-P-8072B | Pump, Process Sump, 2C, Digestion Tank #19 - 22 Basement | TAB-DIG-P19-22 | Pump,Centrifugal | Pump |  | P | http://www.toronto.ca/TWONTO#00626
| TNT-CSO-P-2301 | Pump, Progressive Cavity, Neat Polymer Metering, Polymer Make-Down Skid No. 3 | TNT-CSO-LAB | Pump,Progressive Cavity | Pump |  | P | http://www.toronto.ca/TWONTO#00626
| TNT-CSO-P-2401 | Pump, Progressive Cavity, Neat Polymer Metering, Polymer Make-Down Skid No. 4 | TNT-CSO-LAB | Pump,Progressive Cavity | Pump |  | P | http://www.toronto.ca/TWONTO#00626
| TNT-CSO-P-2501 | Pump, Progressive Cavity, Neat Polymer Metering, Polymer Make-Down Skid No. 5 | TNT-CSO-LAB | Pump,Progressive Cavity | Pump |  | P | http://www.toronto.ca/TWONTO#00626
| TNT-CSO-P-2101 | Pump, Progressive Cavity, Neat Polymer Metering, Polymer Make-Down Skid No.1 | TNT-CSO-LAB | Pump,Progressive Cavity | Pump |  | P | http://www.toronto.ca/TWONTO#00626
| TNT-CSO-P-2201 | Pump, Progressive Cavity, Neat Polymer Metering, Polymer Make-Down Skid No.2 | TNT-CSO-LAB | Pump,Progressive Cavity | Pump |  | P | http://www.toronto.ca/TWONTO#00626
| THC-DEW-P-2001 | Pump, Progressive Cavity,Neat Polymer,Emulsion Polymer Skid,Solid Treatment | THC-DEW-CP-2001 |  | Pump |  | P | http://www.toronto.ca/TWONTO#00626
89864 | YCM-TL-CSA-02 | Yard tools - Chop Saw | FAC-YCM-TOOLS |  | Tool |  | CSA | http://www.toronto.ca/TWONTO#00260 |  | Yard tools
89863 | YCM-TL-CMS-01 | Yard tools - Compound Mitre Saw | FAC-YCM-TOOLS |  | Tool |  | CMS | http://www.toronto.ca/TWONTO#00260 |  | Yard tools
89866 | YCM-TL-GRI-01 | Yard tools - Grinder | FAC-YCM-TOOLS |  | Tool |  | GRI | http://www.toronto.ca/TWONTO#00260 |  | Yard tools
| TAB-PRM-P-3401 | Pump, PRS from Primary Tank 0700, Primary Treatment, Sludge Pumping | TAB-PRM-P-P | Pump,Centrifugal | Pump |  | P | http://www.toronto.ca/TWONTO#00626
| TAB-PRM-P-3402 | Pump, PRS from Primary Tank 0700, Primary Treatment, Sludge Pumping | TAB-PRM-P-P | Pump,Centrifugal | Pump |  | P | http://www.toronto.ca/TWONTO#00626
| WTR-PJO-P-0100 | Pump, Pump 0100 | WTR-PJO-P | Pump,Centrifugal | Pump |  | P | http://www.toronto.ca/TWONTO#00626
| WTR-PJO-P-0200 | Pump, Pump 0200 | WTR-PJO-P | Pump | Pump |  | P | http://www.toronto.ca/TWONTO#00626
| TAB-PLT-P-0185 | Pump, PX2217 Chemical Feed #2 | TAB-PLT-T-0185 | Pump | Pump |  | P | http://www.toronto.ca/TWONTO#00626
| TAB-RSP-P-2201 | Pump, Raw Sewage #1 | TAB-RSP-PM | Pump | Pump |  | P | http://www.toronto.ca/TWONTO#00626
| TAB-RSP-P-2210 | Pump, Raw Sewage #10 | TAB-RSP-PM | Pump | Pump |  | P | http://www.toronto.ca/TWONTO#00626
| TAB-RSP-P-2202 | Pump, Raw Sewage #2 | TAB-RSP-PM | Pump | Pump |  | P | http://www.toronto.ca/TWONTO#00626
| TAB-RSP-P-2203 | Pump, Raw Sewage #3 | TAB-RSP-PM | Pump | Pump |  | P | http://www.toronto.ca/TWONTO#00626
| TAB-RSP-P-2204 | Pump, Raw Sewage #4 | TAB-RSP-PM | Pump | Pump |  | P | http://www.toronto.ca/TWONTO#00626
| TAB-RSP-P-2205 | Pump, Raw Sewage #5 | TAB-RSP-PM | Pump | Pump |  | P | http://www.toronto.ca/TWONTO#00626
| TAB-RSP-P-2206 | Pump, Raw Sewage #6 | TAB-RSP-PM | Pump | Pump |  | P | http://www.toronto.ca/TWONTO#00626
| TAB-RSP-P-2207 | Pump, Raw Sewage #7 | TAB-RSP-PM | Pump | Pump |  | P | http://www.toronto.ca/TWONTO#00626
| TAB-RSP-P-2208 | Pump, Raw Sewage #8 | TAB-RSP-PM | Pump | Pump |  | P | http://www.toronto.ca/TWONTO#00626
| TAB-RSP-P-2209 | Pump, Raw Sewage #9 | TAB-RSP-PM | Pump,Centrifugal | Pump |  | P | http://www.toronto.ca/TWONTO#00626
| TAB-PRM-P-3101 | Pump, Raw Sludge | TAB-PRM-P-OPS | Pump,Centrifugal | Pump |  | P | http://www.toronto.ca/TWONTO#00626
| TAB-PRM-P-3102 | Pump, Raw Sludge | TAB-PRM-P-OPS | Pump,Centrifugal | Pump |  | P | http://www.toronto.ca/TWONTO#00626
| TAB-PRM-P-3301 | Pump, Raw Sludge | TAB-PRM-P-OPS | Pump,Centrifugal | Pump |  | P | http://www.toronto.ca/TWONTO#00626
| TAB-PRM-P-3302 | Pump, Raw Sludge | TAB-PRM-P-OPS | Pump | Pump |  | P | http://www.toronto.ca/TWONTO#00626
| TAB-PRM-P-3702 | Pump, Raw Sludge | TAB-PRM-P-D | Pump | Pump |  | P | http://www.toronto.ca/TWONTO#00626
| TAB-PRM-P-3201 | Pump, Raw Sludge | TAB-PRM-P-OPS | Pump,Centrifugal | Pump |  | P | http://www.toronto.ca/TWONTO#00626
| TAB-PRM-P-3202 | Pump, Raw Sludge | TAB-PRM-P-OPS | Pump,Centrifugal | Pump |  | P | http://www.toronto.ca/TWONTO#00626
| TAB-PRM-P-3701 | Pump, Raw Sludge | TAB-PRM-P-D | Pump | Pump |  | P | http://www.toronto.ca/TWONTO#00626
| TAB-PRM-P-3801 | Pump, Raw Sludge | TAB-PRM-P-D | Pump | Pump |  | P | http://www.toronto.ca/TWONTO#00626
| TAB-PRM-P-3802 | Pump, Raw Sludge | TAB-PRM-P-D | Pump | Pump |  | P | http://www.toronto.ca/TWONTO#00626
| TAB-PRM-P-3901 | Pump, Raw Sludge | TAB-PRM-P-D | Pump | Pump |  | P | http://www.toronto.ca/TWONTO#00626
| TAB-PRM-P-3902 | Pump, Raw Sludge | TAB-PRM-P-D | Pump | Pump |  | P | http://www.toronto.ca/TWONTO#00626
| TAB-PRM-P-3601? | Pump, Raw Sludge, Primary Tank 9 | TAB-PRM-P-P | Pump,Centrifugal | Pump | 34201 | P | x
| TAB-PRM-P-3602? | Pump, Raw Sludge, Primary Tank 9 | TAB-PRM-P-P | Pump,Centrifugal | Pump | 34200 | P | x
| TAB-PRM-P-3601? | Pump, Raw Sludge, Primary Tank 9 | TAB-SUSPENDED ENTITY | Pump,Centrifugal | Pump | 34201 | P | x
| TAB-PRM-P-3602? | Pump, Raw Sludge, Primary Tank 9 | TAB-SUSPENDED ENTITY | Pump,Centrifugal | Pump | 34200 | P | x
| FPP-SUA-P-0300 | Pump, Raw Water | FHA-FPP | Pump | Pump |  | P | http://www.toronto.ca/TWONTO#00626
| FHA-RW-P-1401B | Pump, Raw Water Onshore Sampling, Pump Building, Low Lift PS Basement, N/E Corner | FHA-RW-P-1401B-KQ | Pump,Centrifugal | Pump |  | P | http://www.toronto.ca/TWONTO#00626
| FHA-RW-P-1401A | Pump, Raw Water Onshore Sampling, Pump Building, Low Lift PS Basement, N/E Corner | FHA-RW-P-1401A-KQ | Pump,Centrifugal | Pump |  | P | http://www.toronto.ca/TWONTO#00626
| FHA-RW-P-1401A | Pump, Raw Water Onshore Sampling, Pump Building, Low Lift PS Basement, N/E Corner | FHA-RW-SAMP | Pump,Centrifugal | Pump |  | P | http://www.toronto.ca/TWONTO#00626
| FHA-RW-P-1401B | Pump, Raw Water Onshore Sampling, Pump Building, Low Lift PS Basement, N/E Corner | FHA-RW-SAMP | Pump,Centrifugal | Pump |  | P | http://www.toronto.ca/TWONTO#00626
| FHO-RW-P-1301 | Pump, Raw Water Sample to Lab, S10 Raw Water Intake, Basement | FHO RAW H2O | Pump,Centrifugal | Pump |  | P | http://www.toronto.ca/TWONTO#00626
| FHO-RW-P-1301 | Pump, Raw Water Sample to Lab, S10 Raw Water Intake, Basement | FHO-RW-P-1301-KQ | Pump,Centrifugal | Pump |  | P | http://www.toronto.ca/TWONTO#00626
| FHO-RW-P-1401 | Pump, Raw Water Sample to Lab, S10 Raw Water Intake, Basement | FHO RAW H2O | Pump,Centrifugal | Pump |  | P | http://www.toronto.ca/TWONTO#00626
| FHO-RW-P-1401 | Pump, Raw Water Sample to Lab, S10 Raw Water Intake, Basement | FHO-RW-P-1401-KQ | Pump,Centrifugal | Pump |  | P | http://www.toronto.ca/TWONTO#00626
| TNT-DIG-P-2101 | Pump, Recirc. Digested Sludge | TNT-DIG-DS | Pump,Centrifugal | Pump |  | P | http://www.toronto.ca/TWONTO#00626
| TNT-DIG-P-2201 | Pump, Recirc. Digested Sludge | TNT-DIG-DS | Pump,Centrifugal | Pump |  | P | http://www.toronto.ca/TWONTO#00626
| THC-PLT-P-6160 | Pump, Recirculating, Hydraulic Pack 1 | THC-PLT-T-6100 | Pump,Positive Displacement,Rotary Vane | Pump | 40022 | P | x
| THC-PLT-P-6260 | Pump, Recirculating, Hydraulic Pack 2 | THC-PLT-T-6200 | Pump,Positive Displacement,Rotary Vane | Pump | 40023 | P | x
| FIS-ACC-P-4010 | Pump, Recirculating, Return Water Supply, Mechanical/Electrical Room | FIS-MCS-T-4001 |  | Pump |  | P | http://www.toronto.ca/TWONTO#00626
| FIS-ACC-P-4010 | Pump, Recirculating, Return Water Supply, Mechanical/Electrical Room | FIS-MARINE-BUILDING |  | Pump |  | P | http://www.toronto.ca/TWONTO#00626
| THC-STR-P-8040 | Pump, Recirculating, Scrubber, Odour Control, Old Plant | THC-ODOUR-OLD PLANT | Pump,Centrifugal | Pump |  | P | http://www.toronto.ca/TWONTO#00626
| THC-STR-P-8050 | Pump, Recirculating, Scrubber, Odour Control, Old Plant | THC-ODOUR-OLD PLANT | Pump,Centrifugal | Pump |  | P | http://www.toronto.ca/TWONTO#00626
| THC-ACC-P-0022 | Pump, Recirculation, ACC-T-0110A, Potable Hot Water, Bldg. K, Basement, Mechanical Room B102 | THC-ACC-T-0110A |  | Pump |  | P | http://www.toronto.ca/TWONTO#00626
| FHA-DCL-P-0101 | Pump, Recirculation, Evaporator EV-0101, Filter Building, Cl2 & SO2 Feeder Room | FHA-DCL-EV-0101-SUSP | Pump,Centrifugal,single-Stage | Pump | 39209 | P | x
| FHA-DCL-P-0301 | Pump, Recirculation, Evaporator EV-0301, Filter Building, Cl2 & SO2 Feeder Room | FHA-DCL-EV-0301-SUSP | Pump,Centrifugal,single-Stage | Pump | 39210 | P | x
| THC-OCS-P-6040 | Pump, Recirculation, Humidification, Headworks, Biofilter, Headworks Odour Control | THC-OCS-HU-6030 | Pump | Pump |  | P | http://www.toronto.ca/TWONTO#00626
| THC-OCS-P-6050 | Pump, Recirculation, Humidification, Headworks, Biofilter, Headworks Odour Control | THC-OCS-HU-6030 | Pump | Pump |  | P | http://www.toronto.ca/TWONTO#00626
| FHA-AM-P-6810 | Pump, Recirculation, Scrubber | FHA-AM-SB-6810 |  | Pump |  | P | http://www.toronto.ca/TWONTO#00626
| THR-DIS-P-1305 | Pump, Recirculation, Scrubber Caustic Soda SB-1300 | THR-DIS-P-S | Pump,Centrifugal | Pump |  | P | http://www.toronto.ca/TWONTO#00626
| THR-DIS-P-1305 | Pump, Recirculation, Scrubber Caustic Soda SB-1300 | THR-DIS-SB-1300 | Pump,Centrifugal | Pump |  | P | http://www.toronto.ca/TWONTO#00626
| THR-DIS-P-1304 | Pump, Recirculation, Scrubber Caustic Soda SB-1300 | THR-DIS-P-S | Pump,Centrifugal | Pump |  | P | http://www.toronto.ca/TWONTO#00626
| THR-DIS-P-1304 | Pump, Recirculation, Scrubber Caustic Soda SB-1300 | THR-DIS-SB | Pump,Centrifugal | Pump |  | P | http://www.toronto.ca/TWONTO#00626
| THR-DIS-P-1304 | Pump, Recirculation, Scrubber Caustic Soda SB-1300 | THR-DIS-SB-1300 | Pump,Centrifugal | Pump |  | P | http://www.toronto.ca/TWONTO#00626
| THR-DIS-P-1305 | Pump, Recirculation, Scrubber Caustic Soda SB-1300 | THR-DIS-SB | Pump,Centrifugal | Pump |  | P | http://www.toronto.ca/TWONTO#00626
| THR-DIS-P-1354 | Pump, Recirculation, Scrubber Caustic Soda SB-1350 | THR-DIS-P-S | Pump,Centrifugal | Pump |  | P | http://www.toronto.ca/TWONTO#00626
| THR-DIS-P-1354 | Pump, Recirculation, Scrubber Caustic Soda SB-1350 | THR-DIS-SB-1350 | Pump,Centrifugal | Pump |  | P | http://www.toronto.ca/TWONTO#00626
| THR-DIS-P-1355 | Pump, Recirculation, Scrubber Caustic Soda SB-1350 | THR-DIS-P-S | Pump,Centrifugal | Pump |  | P | http://www.toronto.ca/TWONTO#00626
| THR-DIS-P-1355 | Pump, Recirculation, Scrubber Caustic Soda SB-1350 | THR-DIS-SB-1350 | Pump,Centrifugal | Pump |  | P | http://www.toronto.ca/TWONTO#00626
| TAB-THK-P-0905 | Pump, Recycle SX2009 | TAB-SUSPENDED ENTITY | Pump,Centrifugal | Pump |  | P | http://www.toronto.ca/TWONTO#00626
| TAB-THK-P-0905 | Pump, Recycle SX2009 | TAB-THK-P-RECYCLE | Pump,Centrifugal | Pump |  | P | http://www.toronto.ca/TWONTO#00626
| TAB-DIS-P-2203 | Pump, Return | TAB-DIS-SB-2002 | Pump,Centrifugal | Pump |  | P | http://www.toronto.ca/TWONTO#00626
| TAB-STR-P-3121 | Pump, Return Sludge | TAB-STR-P-RAS | Pump,Centrifugal | Pump |  | P | http://www.toronto.ca/TWONTO#00626
| TAB-STR-P-3221 | Pump, Return Sludge | TAB-STR-P-RAS | Pump,Centrifugal | Pump |  | P | http://www.toronto.ca/TWONTO#00626
| TAB-STR-P-3321 | Pump, Return Sludge | TAB-STR-P-RAS | Pump,Centrifugal | Pump |  | P | http://www.toronto.ca/TWONTO#00626
| TAB-STR-P-3322 | Pump, Return Sludge | TAB-STR-P-RAS | Pump,Centrifugal | Pump |  | P | http://www.toronto.ca/TWONTO#00626
| TAB-STR-P-3323 | Pump, Return Sludge | TAB-STR-P-RAS | Pump,Centrifugal | Pump |  | P | http://www.toronto.ca/TWONTO#00626
| TAB-STR-P-3422 | Pump, Return Sludge | TAB-STR-P-RAS | Pump,Centrifugal | Pump |  | P | http://www.toronto.ca/TWONTO#00626
| TAB-STR-P-3423 | Pump, Return Sludge | TAB-STR-P-RAS | Pump,Centrifugal | Pump |  | P | http://www.toronto.ca/TWONTO#00626
| TAB-STR-P-3521 | Pump, Return Sludge | TAB-STR-P-RAS | Pump,Centrifugal | Pump |  | P | http://www.toronto.ca/TWONTO#00626
| TAB-STR-P-3522 | Pump, Return Sludge | TAB-STR-P-RAS | Pump,Centrifugal | Pump |  | P | http://www.toronto.ca/TWONTO#00626
| TAB-STR-P-3523 | Pump, Return Sludge | TAB-STR-P-RAS | Pump,Non Positive Displacement | Pump |  | P | http://www.toronto.ca/TWONTO#00626
| TAB-STR-P-3122 | Pump, Return Sludge | TAB-STR-P-RAS | Pump,Centrifugal | Pump |  | P | http://www.toronto.ca/TWONTO#00626
| TAB-STR-P-3123 | Pump, Return Sludge | TAB-STR-P-RAS | Pump,Centrifugal | Pump |  | P | http://www.toronto.ca/TWONTO#00626
| TAB-STR-P-3222 | Pump, Return Sludge | TAB-STR-P-RAS | Pump,Centrifugal | Pump |  | P | http://www.toronto.ca/TWONTO#00626
| TAB-STR-P-3223 | Pump, Return Sludge | TAB-STR-P-RAS | Pump,Centrifugal | Pump |  | P | http://www.toronto.ca/TWONTO#00626
| TAB-STR-P-3421 | Pump, Return Sludge | TAB-STR-P-RAS | Pump,Centrifugal | Pump |  | P | http://www.toronto.ca/TWONTO#00626
| TNT-STR-P-1101 | Pump, Return Sludge # 1 | TNT-STR | Pump,Centrifugal | Pump |  | P | http://www.toronto.ca/TWONTO#00626
| TNT-STR-P-1201 | Pump, Return Sludge # 2 | TNT-STR | Pump,Centrifugal | Pump |  | P | http://www.toronto.ca/TWONTO#00626
| TNT-STR-P-1301 | Pump, Return Sludge # 3 | TNT-STR | Pump,Centrifugal | Pump |  | P | http://www.toronto.ca/TWONTO#00626
| TNT-STR-P-1601 | Pump, Return Sludge # 6 | TNT-STR | Pump,Centrifugal | Pump |  | P | http://www.toronto.ca/TWONTO#00626
| TNT-STR-P-1801 | Pump, Return Sludge # 8 | TNT-STR | Pump,Centrifugal | Pump |  | P | http://www.toronto.ca/TWONTO#00626
| TAB-STR-P-3622 | Pump, Return Sludge, Aer Gallery W | TAB-STR-P-RAS | Pump,Non Positive Displacement | Pump |  | P | http://www.toronto.ca/TWONTO#00626
| TAB-STR-P-3623 | Pump, Return Sludge, Aer Gallery W | TAB-STR-P-RAS | Pump,Non Positive Displacement | Pump |  | P | http://www.toronto.ca/TWONTO#00626
| TAB-STR-P-3621 | Pump, Return Sludge, Aer Gallery W, | TAB-STR-P-RAS | Pump,Non Positive Displacement | Pump |  | P | http://www.toronto.ca/TWONTO#00626
| TAB-STR-P-3524 | Pump, Return Sludge, Final Tanks 10 & 11 | TAB-STR-P-RAS | Pump,Non Positive Displacement | Pump |  | P | http://www.toronto.ca/TWONTO#00626
| TAB-STR-P-3525 | Pump, Return Sludge, Final Tanks 10 & 11 | TAB-STR-P-RAS | Pump,Non Positive Displacement | Pump |  | P | http://www.toronto.ca/TWONTO#00626
| THC-FT-P-5570 | Pump, Return, WAS Booster, Secondary, Phase I, East Pump | THC-STR-RAS/WAS-I-IV | Pump,Centrifugal | Pump |  | P | http://www.toronto.ca/TWONTO#00626
147562 | YCM-TL-C-0001 | Yard tools - Portable air compressor | FAC-YCM-TOOLS |  | Tool |  | C | http://www.toronto.ca/TWONTO#00260 |  | Yard tools
| THR-PRM-P-3420 | Pump, Rotary lobe, North Plant PTs 9, 10 - scum pump 1 | THR-PRM-T-3400 | Pump,Rotary Vane | Pump |  | P | http://www.toronto.ca/TWONTO#00626
| THR-PRM-P-3430 | Pump, Rotary lobe, North Plant PTs 9, 10 - scum pump 2 | THR-PRM-T-3400 | Pump,Rotary Vane | Pump |  | P | http://www.toronto.ca/TWONTO#00626
| THR-PRM-P-3520 | Pump, Rotary lobe, PT #11 - scum pump 1 | THR-PRM-T-3500 | Pump,Rotary Vane | Pump |  | P | http://www.toronto.ca/TWONTO#00626
| THR-PRM-P-3530 | Pump, Rotary lobe, PT #11 - scum pump 2 | THR-PRM-T-3500 | Pump,Rotary Vane | Pump |  | P | http://www.toronto.ca/TWONTO#00626
| THR-FT-P-3120 | Pump, Rotary Lobe, Scum from Tank 3100, Scum Pumping | THR-FT-T-3100S | Pump,Rotary Vane | Pump |  | P | http://www.toronto.ca/TWONTO#00626
| THR-FT-P-3020 | Pump, Rotary Lobe, Scum from Tank 3000, Scum Pumping | THR-FT-T-3000 | Pump,Rotary Vane | Pump |  | P | http://www.toronto.ca/TWONTO#00626
| THR-FT-P-3040 | Pump, Rotary Lobe, Scum from Tank 3030, Scum Pumping | THR-FT-T-3030 | Pump,Rotary Vane | Pump |  | P | http://www.toronto.ca/TWONTO#00626
| THR-PRM-P-3120 | Pump, Rotary Lobe, Scum from Tank 3100, Scum Pumping - South | THR-PRM-T-3100 | Pump,Rotary Vane | Pump |  | P | http://www.toronto.ca/TWONTO#00626
| THR-PRM-P-3130 | Pump, Rotary Lobe, Scum from Tank 3100, Scum Pumping - South | THR-PRM-T-3100 | Pump,Rotary Vane | Pump |  | P | http://www.toronto.ca/TWONTO#00626
| THR-FT-P-3140 | Pump, Rotary Lobe, Scum from Tank 3130, Scum Pumping | THR-FT-T-3130S | Pump,Rotary Vane | Pump |  | P | http://www.toronto.ca/TWONTO#00626
| THR-FT-P-3220 | Pump, Rotary Lobe, Scum from Tank 3200, Scum Pumping | THR-FT-T-3200S | Pump,Centrifugal | Pump |  | P | http://www.toronto.ca/TWONTO#00626
| THR-PRM-P-3233 | Pump, Rotary Lobe, Scum from Tank 3200, Scum Pumping - South | THR-PRM-T-3200 | Pump,Rotary Vane | Pump |  | P | http://www.toronto.ca/TWONTO#00626
| THR-PRM-P-3223 | Pump, Rotary Lobe, Scum from Tank 3200, Scum Pumping - South | THR-PRM-T-3200 | Pump,Rotary Vane | Pump |  | P | http://www.toronto.ca/TWONTO#00626
| THR-FT-P-3240 | Pump, Rotary Lobe, Scum from Tank 3230, Scum Pumping | THR-FT-T-3230 | Pump,Centrifugal | Pump |  | P | http://www.toronto.ca/TWONTO#00626
| THR-FT-P-3240 | Pump, Rotary Lobe, Scum from Tank 3230, Scum Pumping | THR-FT-T-3230S | Pump,Centrifugal | Pump |  | P | http://www.toronto.ca/TWONTO#00626
| THR-FT-P-3260 | Pump, Rotary Lobe, Scum from Tank 3250, Scum Pumping | THR-FT-T-3250 | Pump,Centrifugal | Pump |  | P | http://www.toronto.ca/TWONTO#00626
| THR-PRM-P-3320 | Pump, Rotary Lobe, Scum from Tank 3300, Scum Pumping - South | THR-PRM-T-3300 | Pump,Rotary Vane | Pump |  | P | http://www.toronto.ca/TWONTO#00626
| THR-PRM-P-3330 | Pump, Rotary Lobe, Scum from Tank 3300, Scum Pumping - South | THR-PRM-T-3300 | Pump,Rotary Vane | Pump |  | P | http://www.toronto.ca/TWONTO#00626
| TAB-PRS-P-2100 | Pump, Rotary Vane, Ferrous Chloride to Distribution Ch, Phosphorous Removal, Grit Bldg, P Bldg | TAB-PRS | Pump,Positive Displacement | Pump |  | P | http://www.toronto.ca/TWONTO#00626
| TAB-PRS-P-2100 | Pump, Rotary Vane, Ferrous Chloride to Distribution Ch, Phosphorous Removal, Grit Bldg, P Bldg | TAB-PRS-T-2001 | Pump,Positive Displacement | Pump |  | P | http://www.toronto.ca/TWONTO#00626
| TAB-PRS-P-2200 | Pump, Rotary Vane, Ferrous Chloride to Distribution Ch, Phosphorous Removal, Grit Bldg, P Bldg | TAB-PRS | Pump,Positive Displacement | Pump |  | P | http://www.toronto.ca/TWONTO#00626
| TAB-PRS-P-2200 | Pump, Rotary Vane, Ferrous Chloride to Distribution Ch, Phosphorous Removal, Grit Bldg, P Bldg | TAB-PRS-T-2001 | Pump,Positive Displacement | Pump |  | P | http://www.toronto.ca/TWONTO#00626
| THR-FT-P-3120S | Pump, Rotary Vane, Scum Tank 3100, System 2A, Scum Pumping | THR-FT-T-3100S | Pump,Rotary Vane | Pump | 38968 | P | x
| THR-FT-P-3140S | Pump, Rotary Vane, Scum Tank 3130, System 2, Scum Pumping | THR-FT-T-3130S | Pump,Rotary Vane | Pump | 38969 | P | x
| THR-FT-P-3250S | Pump, Rotary Vane, Scum Tank 3200 & 3230, System 3A, 3B Scum Pumping | THR-FT-T-3200S | Pump,Rotary Vane | Pump | 39525 | P | x
| THR-FT-P-3250S | Pump, Rotary Vane, Scum Tank 3200 & 3230, System 3A, 3B Scum Pumping | THR-FT-T-SCUM | Pump,Rotary Vane | Pump | 39525 | P | x
| THR-FT-P-3330 | Pump, Rotary Vane, Scum Tank 3300, System 4, Scum Pumping | THR-FT-T-3300 | Pump,Rotary Vane | Pump |  | P | http://www.toronto.ca/TWONTO#00626
| THR-FT-P-3320 | Pump, Rotary Vane, Scum Tank 3300, System 4, Scum Pumping | THR-FT-T-3300 | Pump,Rotary Vane | Pump |  | P | http://www.toronto.ca/TWONTO#00626
| THR-FT-P-3340 | Pump, Rotary Vane, Scum Tank 3300, System 4, Scum Pumping | THR-FT-T-3300 | Pump,Rotary Vane | Pump |  | P | http://www.toronto.ca/TWONTO#00626
| THR-FT-P-3420 | Pump, Rotary Vane, Scum Tank 3400, System 5, Scum Pumping | THR-FT-T-3400 | Pump,Rotary Vane | Pump |  | P | http://www.toronto.ca/TWONTO#00626
| THR-FT-P-3440 | Pump, Rotary Vane, Scum Tank 3400, System 5, Scum Pumping | THR-FT-T-3400 | Pump,Rotary Vane | Pump |  | P | http://www.toronto.ca/TWONTO#00626
| THR-FT-P-3430 | Pump, Rotary Vane, Scum Tank 3400, System 5, Scum Pumping | THR-FT-T-3400 | Pump,Rotary Vane | Pump |  | P | http://www.toronto.ca/TWONTO#00626
| THR-FT-P-3520 | Pump, Rotary Vane, Scum Tank 3500, System 7, Scum Pumping | THR-FT-T-3500 | Pump,Rotary Vane | Pump |  | P | http://www.toronto.ca/TWONTO#00626
| THR-FT-P-3540 | Pump, Rotary Vane, Scum Tank 3500, System 7, Scum Pumping | THR-FT-T-3500 | Pump,Rotary Vane | Pump |  | P | http://www.toronto.ca/TWONTO#00626
| THR-FT-P-3530 | Pump, Rotary Vane, Scum Tank 3500, System 7, Scum Pumping | THR-FT-T-3500 | Pump,Rotary Vane | Pump |  | P | http://www.toronto.ca/TWONTO#00626
| THR-FT-P-3620 | Pump, Rotary Vane, Scum Tank 3600, System 9, Scum Pumping | THR-FT-T-3600 | Pump,Rotary Vane | Pump |  | P | http://www.toronto.ca/TWONTO#00626
| THR-FT-P-3630 | Pump, Rotary Vane, Scum Tank 3600, System 9, Scum Pumping | THR-FT-T-3600 | Pump,Rotary Vane | Pump |  | P | http://www.toronto.ca/TWONTO#00626
| THR-FT-P-3640 | Pump, Rotary Vane, Scum Tank 3600, System 9, Scum Pumping | THR-FT-T-3600 | Pump,Rotary Vane | Pump |  | P | http://www.toronto.ca/TWONTO#00626
| THR-FT-P-3730 | Pump, Rotary Vane, Scum Tank 3700, System 8, Scum Pumping | THR-FT-T-3700 | Pump,Rotary Vane | Pump |  | P | http://www.toronto.ca/TWONTO#00626
| THR-FT-P-3740 | Pump, Rotary Vane, Scum Tank 3700, System 8, Scum Pumping | THR-FT-T-3700 | Pump,Rotary Vane | Pump |  | P | http://www.toronto.ca/TWONTO#00626
| THR-FT-P-3720 | Pump, Rotary Vane, Scum Tank 3700, System 8, Scum Pumping | THR-FT-T-3700 | Pump,Rotary Vane | Pump |  | P | http://www.toronto.ca/TWONTO#00626
| THR-FT-P-SCP | Pump, Rotary Vane, Scum Tanks, Scum Pumping, Final Tanks | THR-FT-T | Pump,Rotary Vane | Pump |  |  | http://www.toronto.ca/TWONTO#00626
| FCL-WWW-P-7013B | Pump, Sample Before SO2 Chlorine, RMF dechlorination | FCL-WWW-SAMP | Pump | Pump |  | P | http://www.toronto.ca/TWONTO#00626
| FCL-WWW-P-7013A | Pump, Sample Before SO2 Chlorine, RMF dechlorination | FCL-WWW-SAMP | Pump | Pump |  | P | http://www.toronto.ca/TWONTO#00626
| THC-DCL-P-0900 | Pump, Sample, Chlorinated Effluent Sample to Simulator, Pump Station, Dechlorination | THC-DCL | Pump,Piston | Pump |  | P | http://www.toronto.ca/TWONTO#00626
| THC-DCL-P-0900 | Pump, Sample, Chlorinated Effluent Sample to Simulator, Pump Station, Dechlorination | THC-DCL-SIMULATION | Pump,Piston | Pump |  | P | http://www.toronto.ca/TWONTO#00626
| THC-DCL-P-0700 | Pump, Sample, Chlorinated Effluent Sample to Simulator, Pump Station, Dechlorination | THC-DCL | Pump,Piston | Pump |  | P | http://www.toronto.ca/TWONTO#00626
| THC-DCL-P-0700 | Pump, Sample, Chlorinated Effluent Sample to Simulator, Pump Station, Dechlorination | THC-DCL-SIMULATION | Pump,Piston | Pump |  | P | http://www.toronto.ca/TWONTO#00626
| THC-DCL-P-0800 | Pump, Sample, Chlorinated Effluent Sample to Simulator, Pump Station, Dechlorination | THC-DCL | Pump,Piston | Pump |  | P | http://www.toronto.ca/TWONTO#00626
| THC-DCL-P-0800 | Pump, Sample, Chlorinated Effluent Sample to Simulator, Pump Station, Dechlorination | THC-DCL-SIMULATION | Pump,Piston | Pump |  | P | http://www.toronto.ca/TWONTO#00626
| FHO-CLB-P-0301 | Pump, Sample, Filtered Water Clearwell, Filter Pipe Gallery 1-8, Lower Level. S/E | FHO-CLB-P-0301-KQ | Pump,Positive Displacement,Rotary Vane | Pump |  | P | http://www.toronto.ca/TWONTO#00626
| FHO-CLB-P-0301 | Pump, Sample, Filtered Water Clearwell, Filter Pipe Gallery 1-8, Lower Level. S/E | FHO CLEARWELL | Pump,Positive Displacement,Rotary Vane | Pump |  | P | http://www.toronto.ca/TWONTO#00626
| FHO-CLB-P-0401 | Pump, Sample, Filtered Water Clearwell, Filter Pipe Gallery 1-8, Lower Level. S/E | FHO CLEARWELL | Pump,Positive Displacement,Rotary Vane | Pump |  | P | http://www.toronto.ca/TWONTO#00626
| FHO-CLB-P-0401 | Pump, Sample, Filtered Water Clearwell, Filter Pipe Gallery 1-8, Lower Level. S/E | FHO-CLB-P-0401-KQ | Pump,Positive Displacement,Rotary Vane | Pump |  | P | http://www.toronto.ca/TWONTO#00626
| FHO-FLT-P-5001-SPARE | Pump, Sampling, Composite Water Supply (Spare) | FHO FILTERED WATER | Pump,Centrifugal | Pump |  | P | http://www.toronto.ca/TWONTO#00626
| FHO-FLT-P-5001-SPARE | Pump, Sampling, Composite Water Supply (Spare) | FHO-FLT-P-2101A-KQ | Pump,Centrifugal | Pump |  | P | http://www.toronto.ca/TWONTO#00626
| FHO-FLT-P-5001A-SPAR | Pump, Sampling, Composite Water Supply (Spare) | FHO FILTERED WATER | Pump,Centrifugal | Pump |  | P | http://www.toronto.ca/TWONTO#00626
| FHO-FLT-P-5001A-SPAR | Pump, Sampling, Composite Water Supply (Spare) | FHO-FLT-P-2101A-KQ | Pump,Centrifugal | Pump |  | P | http://www.toronto.ca/TWONTO#00626
| FHO-DOZ-P-3010 | Pump, Sampling, Contact Tank T-2100, Ozone Building, S2, Ozone Access/Sampling Area 1 | FHO-DOZ-SAMP | Pump,Centrifugal | Pump |  | P | http://www.toronto.ca/TWONTO#00626
| FHO-DOZ-P-3030 | Pump, Sampling, Contact Tank T-2100, Ozone Building, S2, Ozone Access/Sampling Area 3 | FHO-DOZ-SAMP | Pump,Centrifugal | Pump |  | P | http://www.toronto.ca/TWONTO#00626
| FHO-DOZ-P-3020 | Pump, Sampling, Contact Tank T-2200, Ozone Building, S2, Ozone Access/Sampling Area 1 | FHO-DOZ-SAMP | Pump,Centrifugal | Pump |  | P | http://www.toronto.ca/TWONTO#00626
| FHO-DOZ-P-3040 | Pump, Sampling, Contact Tank T-2200, Ozone Building, S2, Ozone Access/Sampling Area 3 | FHO-DOZ-SAMP | Pump,Centrifugal | Pump |  | P | http://www.toronto.ca/TWONTO#00626
| FHO-DOZ-P-3050 | Pump, Sampling, Contact Tank T-2300, Ozone Building, S2, Ozone Access/Sampling Area 2 | FHO-DOZ-SAMP | Pump,Centrifugal | Pump |  | P | http://www.toronto.ca/TWONTO#00626
| FHO-DOZ-P-3060 | Pump, Sampling, Contact Tank T-2300, Ozone Building, S2, Ozone Access/Sampling Area 2 | FHO-DOZ-SAMP | Pump,Centrifugal | Pump |  | P | http://www.toronto.ca/TWONTO#00626
| FHO-DOZ-P-3070 | Pump, Sampling, Contact Tank T-2300, Ozone Building, S2, Ozone Access/Sampling Area 4 | FHO-DOZ-SAMP | Pump,Centrifugal | Pump |  | P | http://www.toronto.ca/TWONTO#00626
| FHO-DOZ-P-3080 | Pump, Sampling, Contact Tank T-2300, Ozone Building, S2, Ozone Access/Sampling Area 4 | FHO-DOZ-SAMP | Pump,Centrifugal | Pump |  | P | http://www.toronto.ca/TWONTO#00626
| FHA-RW-P-1501A | Pump, Sampling, East Channel Raw Water Sample, Filter Building, S/N Pipe Gallery, East | FHA-RW-P-1501A-KQ | Pump,Centrifugal | Pump |  | P | http://www.toronto.ca/TWONTO#00626
| FHA-RW-P-1501A | Pump, Sampling, East Channel Raw Water Sample, Filter Building, S/N Pipe Gallery, East | FHA-RW-SAMP2 | Pump,Centrifugal | Pump |  | P | http://www.toronto.ca/TWONTO#00626
| FHA-SED-P-0201 | Pump, Sampling, East Settled Water, Filter Building, East Pipe Gallery, Filter F-4001 | FHA-SED-P-0201-KQ | Pump,Centrifugal | Pump |  | P | http://www.toronto.ca/TWONTO#00626
| FHA-SED-P-0201 | Pump, Sampling, East Settled Water, Filter Building, East Pipe Gallery, Filter F-4001 | FHA-SED-SAMP | Pump,Centrifugal | Pump |  | P | http://www.toronto.ca/TWONTO#00626
| FHA-FLT-P-4201 | Pump, Sampling, Filter Composite East, Filter Building, East Pipe Gallery, Filter F-2501 Area | FHA-FLT-P-4201-KQ | Pump,Centrifugal | Pump |  | P | http://www.toronto.ca/TWONTO#00626
| FHA-FLT-P-4201 | Pump, Sampling, Filter Composite East, Filter Building, East Pipe Gallery, Filter F-2501 Area | FHA-FLT-SAMP | Pump,Centrifugal | Pump |  | P | http://www.toronto.ca/TWONTO#00626
| FHA-FLT-P-4101 | Pump, Sampling, Filter Composite West, Filter Building, West Pipe Gallery, Filter F-1501 Area | FHA-FLT-P-4101-KQ | Pump,Centrifugal | Pump |  | P | http://www.toronto.ca/TWONTO#00626
| FHA-FLT-P-4101 | Pump, Sampling, Filter Composite West, Filter Building, West Pipe Gallery, Filter F-1501 Area | FHA-FLT-SAMP | Pump,Centrifugal | Pump |  | P | http://www.toronto.ca/TWONTO#00626
| FHO-FLT-P-5001 | Pump, Sampling, Filtered Water, S2, Filter Pipe Gallery 1-8, Lower Level, S/E | FHO-FLT-P-2101A-KQ | Pump,Centrifugal | Pump |  | P | http://www.toronto.ca/TWONTO#00626
| FHO-FLT-P-5001A | Pump, Sampling, Filtered Water, S2, Filter Pipe Gallery 1-8, Lower Level, S/E | FHO FILTERED WATER | Pump,Centrifugal | Pump |  | P | http://www.toronto.ca/TWONTO#00626
| FHO-FLT-P-5001A | Pump, Sampling, Filtered Water, S2, Filter Pipe Gallery 1-8, Lower Level, S/E | FHO-FLT-P-2101B-KQ | Pump,Centrifugal | Pump |  | P | http://www.toronto.ca/TWONTO#00626
| FHO-FLT-P-5001 | Pump, Sampling, Filtered Water, S2, Filter Pipe Gallery 1-8, Lower Level, S/E | FHO FILTERED WATER | Pump,Centrifugal | Pump |  | P | http://www.toronto.ca/TWONTO#00626
| THR-EPS-P-0001 | Pump, Sampling, Final Effluent | THR-FT-AIT | Pump,Lobe | Pump |  | P | http://www.toronto.ca/TWONTO#00626
| THR-FT-P-0002 | Pump, Sampling, Final Effluent | THR-FT-AIT | Pump,Lobe | Pump |  | P | http://www.toronto.ca/TWONTO#00626
| TNT-CW-P-0001 | Pump, Sampling, Final effluent | TNT-FT | Pump,Centrifugal | Pump |  | P | http://www.toronto.ca/TWONTO#00626
| THR-EPS-P-0001 | Pump, Sampling, Final Effluent | THR-EPS-AIT-0055 | Pump,Lobe | Pump |  | P | http://www.toronto.ca/TWONTO#00626
| THR-FT-P-0002 | Pump, Sampling, Final Effluent | THR-FT | Pump,Lobe | Pump |  | P | http://www.toronto.ca/TWONTO#00626
| FCL-TRW-P-0001 | Pump, Sampling, Mid Reservoir Sampling, Filter Pipe Gallery East | FCL-TRW | Pump | Pump |  | P | http://www.toronto.ca/TWONTO#00626
| FCL-TRW-P-0101 | Pump, Sampling, Reservoir Outlet, Filter Building | FCL-TRW-SAMP | Pump,Centrifugal | Pump |  | P | http://www.toronto.ca/TWONTO#00626
| FCL-TRW-P-0201 | Pump, Sampling, Reservoir Outlet, Filter Building | FCL-TRW-SAMP | Pump,Centrifugal | Pump |  | P | http://www.toronto.ca/TWONTO#00626
| FHA-RW-P-1501B | Pump, Sampling, West Channel Raw Water Sample, Filter Building, S/N Pipe Gallery, West | FHA-RW-SAMP2 | Pump,Centrifugal | Pump |  | P | http://www.toronto.ca/TWONTO#00626
| FHA-RW-P-1501B | Pump, Sampling, West Channel Raw Water Sample, Filter Building, S/N Pipe Gallery, West | FHA-RW-P-1501B-KQ | Pump,Centrifugal | Pump |  | P | http://www.toronto.ca/TWONTO#00626
| FHA-SED-P-0101 | Pump, Sampling, West Settled Water, Filter Building, West Pipe Gallery, N/W Corner | FHA-SED-P-0101-KQ | Pump,Centrifugal | Pump |  | P | http://www.toronto.ca/TWONTO#00626
| FHA-SED-P-0101 | Pump, Sampling, West Settled Water, Filter Building, West Pipe Gallery, N/W Corner | FHA-SED-SAMP | Pump,Centrifugal | Pump |  | P | http://www.toronto.ca/TWONTO#00626
| THC-ACC-P-0200 | Pump, Sanitary Effluent, Submersible, Duplex Pumping System, WA2 Workshop, Office | THC-GRK-STRC-0200 | Air Handling Unit | Pump |  | P | http://www.toronto.ca/TWONTO#00626
| FCL-RSP-P-0100-SUS | Pump, Sanitary Sewage, Sanitary Sewage System Monitoring | FCL-RSP | Pump | Pump | 36675 | P | x
| FCL-RSP-P-0100-SUS | Pump, Sanitary Sewage, Sanitary Sewage System Monitoring | FCL-SUSPENDED | Pump | Pump | 36675 | P | x
| FCL-RSP-P-0200-SUS | Pump, Sanitary Sewage, Sanitary Sewage System Monitoring | FCL-RSP | Pump | Pump | 36676 | P | x
| FCL-RSP-P-0200-SUS | Pump, Sanitary Sewage, Sanitary Sewage System Monitoring | FCL-SUSPENDED | Pump | Pump | 36676 | P | x
| TAB-PWA-P-5144 | Pump, Sanitary Sump | TAB-PWA-P | Pump,Submersible | Pump |  | P | http://www.toronto.ca/TWONTO#00626
| TAB-THK-P-5103 | Pump, Sanitary Sump | TAB-THK-P-SUMP | Pump,Centrifugal | Pump |  | P | http://www.toronto.ca/TWONTO#00626
| TAB-THK-P-5104 | Pump, Sanitary Sump | TAB-THK-P-SUMP | Pump,Centrifugal | Pump |  | P | http://www.toronto.ca/TWONTO#00626
| GX2096A | Pump, Sanitary Sump | TAB-WA4-P-0001 | Pump,Non Positive Displacement,Submersible | Pump |  |  | http://www.toronto.ca/TWONTO#00626
| TAB-PWA-P-5145 | Pump, Sanitary Sump | TAB-PWA-P | Pump,Submersible | Pump |  | P | http://www.toronto.ca/TWONTO#00626
| TAB-DIG-P-8078 | Pump, Sanitary Sump, 1A, Digestion Tank #19 - 22 Basement | TAB-DIG-P19-22 | Pump,Centrifugal | Pump |  | P | http://www.toronto.ca/TWONTO#00626
| TAB-DIG-P-8078B | Pump, Sanitary Sump, 1B, Digestion Tank #19 - 22 Basement | TAB-DIG-P19-22 | Pump,Centrifugal | Pump |  | P | http://www.toronto.ca/TWONTO#00626
| TAB-STR-P-0001 | Pump, Sanitary(Elutriate) Sump, | TAB-AER-P | Pump,Centrifugal,single-Stage | Pump |  | P | http://www.toronto.ca/TWONTO#00626
| TAB-STR-P-0002 | Pump, Sanitary(Elutriate) Sump, | TAB-AER-P | Pump,Centrifugal,single-Stage | Pump |  | P | http://www.toronto.ca/TWONTO#00626
| TAB-STR-P-0001 | Pump, Sanitary(Elutriate) Sump, | TAB-STR-SUMP | Pump,Centrifugal,single-Stage | Pump |  | P | http://www.toronto.ca/TWONTO#00626
| TAB-STR-P-0002 | Pump, Sanitary(Elutriate) Sump, | TAB-STR-SUMP | Pump,Centrifugal,single-Stage | Pump |  | P | http://www.toronto.ca/TWONTO#00626
| THR-DCL-P-0100 | Pump, SBS Dosing to Outfall | THR-DCL | Pump,Metering | Pump |  | P | http://www.toronto.ca/TWONTO#00626
| THR-DCL-P-0100 | Pump, SBS Dosing to Outfall | THR-DCL-P | Pump,Metering | Pump |  | P | http://www.toronto.ca/TWONTO#00626
| THR-DCL-P-0200 | Pump, SBS Dosing to Outfall | THR-DCL-T-0200 | Pump,Metering | Pump |  | P | http://www.toronto.ca/TWONTO#00626
| THR-DCL-P-0600 | Pump, SBS Dosing to Outfall | THR-DCL-T-0200 | Pump,Metering | Pump |  | P | http://www.toronto.ca/TWONTO#00626
| THR-DCL-P-0700 | Pump, SBS Dosing to Outfall | THR-DCL-P | Pump,Metering | Pump |  | P | http://www.toronto.ca/TWONTO#00626
| THR-DCL-P-0100 | Pump, SBS Dosing to Outfall | THR-DCL-T-0100 | Pump,Metering | Pump |  | P | http://www.toronto.ca/TWONTO#00626
| THR-DCL-P-0200 | Pump, SBS Dosing to Outfall | THR-DCL | Pump,Metering | Pump |  | P | http://www.toronto.ca/TWONTO#00626
| THR-DCL-P-0200 | Pump, SBS Dosing to Outfall | THR-DCL-P | Pump,Metering | Pump |  | P | http://www.toronto.ca/TWONTO#00626
| THR-DCL-P-0600 | Pump, SBS Dosing to Outfall | THR-DCL | Pump,Metering | Pump |  | P | http://www.toronto.ca/TWONTO#00626
| THR-DCL-P-0600 | Pump, SBS Dosing to Outfall | THR-DCL-P | Pump,Metering | Pump |  | P | http://www.toronto.ca/TWONTO#00626
| THR-DCL-P-0700 | Pump, SBS Dosing to Outfall | THR-DCL | Pump,Metering | Pump |  | P | http://www.toronto.ca/TWONTO#00626
| THR-DCL-P-0700 | Pump, SBS Dosing to Outfall | THR-DCL-T-0100 | Pump,Metering | Pump |  | P | http://www.toronto.ca/TWONTO#00626
| FHA-WWW-P-0711 | Pump, SBS Feed, RMF, SBS Storage Room | FHA-WWW-P-0711-KQ | Pump | Pump |  | P | http://www.toronto.ca/TWONTO#00626
| FHA-WWW-P-0711 | Pump, SBS Feed, RMF, SBS Storage Room | FHA-WWW-SBS | Pump | Pump |  | P | http://www.toronto.ca/TWONTO#00626
| FHA-WWW-P-0712 | Pump, SBS Feed, RMF, SBS Storage Room | FHA-WWW-SBS | Pump | Pump |  | P | http://www.toronto.ca/TWONTO#00626
| FPP-SBS-P-0300 | Pump, SBS, FLOC Tank 1 | FHA-FPP | Pump,Peristaltic | Pump |  | P | http://www.toronto.ca/TWONTO#00626
| TAB-PLT-P-0050 | Pump, Screen Channel Dewatering/Sluicing P-0050, Pump Room, P Bldg. | TAB-PLT-SC-P | Pump,Centrifugal | Pump |  | P | http://www.toronto.ca/TWONTO#00626
| TAB-PLT-P-0060 | Pump, Screen Channel Dewatering/Sluicing P-0060, Pump Room, P Bldg. | TAB-PLT-SC-P | Pump,Centrifugal | Pump |  | P | http://www.toronto.ca/TWONTO#00626
| THC-STR-P-5520 | Pump, Screw type, Tank 0900-1000, Secondary Clarifier, RAS/WAS | THC-STR-RAS/WAS-I-IV | Pump,Non Positive Displacement,Screw | Pump |  | P | http://www.toronto.ca/TWONTO#00626
| THC-STR-P-5530 | Pump, Screw type, Tank 1100-1200, Secondary Clarifiers, RAS/WAS | THC-FT-T-0900 | Pump,Screw | Pump |  | P | http://www.toronto.ca/TWONTO#00626
| THC-STR-P-5530 | Pump, Screw type, Tank 1100-1200, Secondary Clarifiers, RAS/WAS | THC-STR-RAS/WAS-I-IV | Pump,Screw | Pump |  | P | http://www.toronto.ca/TWONTO#00626
| THC-STR-P-5620 | Pump, Screw type, Tank 1300-1400, Secondary Clarifier, RAS/WAS | THC-STR-RAS/WAS-I-IV | Pump,Non Positive Displacement,Screw | Pump |  | P | http://www.toronto.ca/TWONTO#00626
| THC-STR-P-5630 | Pump, Screw type, Tank 1500-1600, Secondary Clarifier, RAS/WAS | THC-STR-RAS/WAS-I-IV | Pump,Non Positive Displacement,Screw | Pump |  | P | http://www.toronto.ca/TWONTO#00626
| THC-STR-P-8140 | Pump, Scrubber, Recirculating, Phase I, Secondary Clarifier | THC-STR-SB-8110 | Pump,Centrifugal | Pump |  | P | http://www.toronto.ca/TWONTO#00626
| THC-STR-P-8150 | Pump, Scrubber, Recirculating, Phase I, Secondary Clarifier | THC-STR-SB-8110 | Pump,Centrifugal | Pump |  | P | http://www.toronto.ca/TWONTO#00626
| THC-STR-P-8210 | Pump, Scrubber, Recirculating, Phase I, Secondary Clarifier | THC-STR-SB-8180 | Pump,Centrifugal | Pump |  | P | http://www.toronto.ca/TWONTO#00626
| THC-STR-P-8220 | Pump, Scrubber, Recirculating, Phase I, Secondary Clarifier | THC-STR-SB-8180 | Pump,Centrifugal | Pump |  | P | http://www.toronto.ca/TWONTO#00626
| THC-STR-P-8340 | Pump, Scrubber, Recirculating, Phase IV, Secondary Clarifier | THC-STR-SB-8310 | Pump,Centrifugal | Pump | 35660 | P | x
| THC-STR-P-8350 | Pump, Scrubber, Recirculating, Phase IV, Secondary Clarifier | THC-STR-SB-8310 | Pump,Centrifugal | Pump | 35661 | P | x
| THC-STR-P-8350 | Pump, Scrubber, Recirculating, Phase IV, Secondary Clarifier | THC-SUSPENDED | Pump,Centrifugal | Pump | 35661 | P | x
| THC-STR-P-8420 | Pump, Scrubber, Recirculating, Phase IV, Secondary Clarifier | THC-STR-SB-8380 | Pump,Centrifugal | Pump | 35658 | P | x
| THC-STR-P-8340 | Pump, Scrubber, Recirculating, Phase IV, Secondary Clarifier | THC-SUSPENDED | Pump,Centrifugal | Pump | 35660 | P | x
| THC-STR-P-8410 | Pump, Scrubber, Recirculating, Phase IV, Secondary Clarifier | THC-STR-SB-8380 | Pump,Centrifugal | Pump | 35657 | P | x
| THC-STR-P-8410 | Pump, Scrubber, Recirculating, Phase IV, Secondary Clarifier | THC-SUSPENDED | Pump,Centrifugal | Pump | 35657 | P | x
| THC-STR-P-8420 | Pump, Scrubber, Recirculating, Phase IV, Secondary Clarifier | THC-SUSPENDED | Pump,Centrifugal | Pump | 35658 | P | x
| TAB-PRM-P-2502? | Pump, Scum | TAB-PRM-T-2500 | Pump | Pump | 34238 | P | x
| TAB-PRM-P-2502? | Pump, Scum | TAB-SUSPENDED ENTITY | Pump | Pump | 34238 | P | x
| TAB-PRM-P-2702 | Pump, Scum | TAB-PRM-T-2700 | Pump,Positive Displacement,Progressive Cavity | Pump |  | P | http://www.toronto.ca/TWONTO#00626
| TAB-STR-P-2101 | Pump, Scum | TAB-STR-T-2100 | Pump,Centrifugal | Pump |  | P | http://www.toronto.ca/TWONTO#00626
| TAB-STR-P-2102 | Pump, Scum | TAB-STR-T-2100 | Pump,Centrifugal | Pump |  | P | http://www.toronto.ca/TWONTO#00626
| TAB-STR-P-2301 | Pump, Scum | TAB-STR-T-2300 | Pump,Centrifugal | Pump |  | P | http://www.toronto.ca/TWONTO#00626
| TAB-STR-P-2401 | Pump, Scum | TAB-STR-T-2400 | Pump,Centrifugal | Pump |  | P | http://www.toronto.ca/TWONTO#00626
| TAB-STR-P-2402 | Pump, Scum | TAB-STR-T-2400 | Pump,Centrifugal | Pump |  | P | http://www.toronto.ca/TWONTO#00626
| TAB-PRM-P-2501? | Pump, Scum | TAB-PRM-T-2500 | Pump,Positive Displacement,Progressive Cavity | Pump | 34237 | P | x
| TAB-PRM-P-2501? | Pump, Scum | TAB-SUSPENDED ENTITY | Pump,Positive Displacement,Progressive Cavity | Pump | 34237 | P | x
| TAB-PRM-P-2601 | Pump, Scum | TAB-PRM-T-2600 | Pump,Positive Displacement,Progressive Cavity | Pump |  | P | http://www.toronto.ca/TWONTO#00626
| TAB-PRM-P-2602 | Pump, Scum | TAB-PRM-T-2600 | Pump,Positive Displacement,Progressive Cavity | Pump |  | P | http://www.toronto.ca/TWONTO#00626
| TAB-PRM-P-2701 | Pump, Scum | TAB-PRM-T-2700 | Pump,Positive Displacement,Progressive Cavity | Pump |  | P | http://www.toronto.ca/TWONTO#00626
| TAB-STR-P-2202 | Pump, Scum | TAB-STR-T-2200 | Pump,Centrifugal | Pump |  | P | http://www.toronto.ca/TWONTO#00626
| TAB-STR-P-2201 | Pump, Scum Hopper | TAB-STR-T-2200 | Pump,Centrifugal | Pump |  | P | http://www.toronto.ca/TWONTO#00626
| TAB-STR-P-2302 | Pump, Scum Hopper | TAB-STR-T-2300 | Pump,Centrifugal | Pump |  | P | http://www.toronto.ca/TWONTO#00626
| THC-FT-P-5830 | Pump, Scum Pit, Tank 0100-0400, Secondary Clarifier | THC-FT-OLD PLANT | Pump,Positive Displacement,Progressive Cavity | Pump |  | P | http://www.toronto.ca/TWONTO#00626
| THC-FT-P-5840 | Pump, Scum Pit, Tank 0100-0400, Secondary Clarifier | THC-FT-OLD PLANT | Pump,Positive Displacement,Progressive Cavity | Pump |  | P | http://www.toronto.ca/TWONTO#00626
| THC-FT-P-5810SP | Pump, Scum Pit, Tank 0500-0800, Secondary Clarifier | THC-FT-OLD PLANT | Pump,Positive Displacement,Progressive Cavity | Pump | 39256 | P | x
| THC-FT-P-5820SP | Pump, Scum Pit, Tank 0500-0800, Secondary Clarifier | THC-LQMT-SPARE | Pump,Centrifugal | Pump | 39257 | P | x
| THC-FT-P-5820SP | Pump, Scum Pit, Tank 0500-0800, Secondary Clarifier | THC-FT-OLD PLANT | Pump,Centrifugal | Pump | 39257 | P | x
| THR-PRM-P-0130 | Pump, Scum Transfer from Hopper 0130, Primary Treatment, Scum Pumping - South | THR-PRM-T-0130 | Pump,Rotary Vane | Pump |  | P | http://www.toronto.ca/TWONTO#00626
| THR-PRM-P-0330 | Pump, Scum Transfer from Hopper 0330, Primary Treatment, Scum Pumping - South | THR-PRM-T-0330 | Pump,Rotary Vane | Pump |  | P | http://www.toronto.ca/TWONTO#00626
| THR-PRM-P-0530 | Pump, Scum Transfer from Hopper 0530. Primary Treatment, Scum Pumping, South | THR-PRM-T-0530 | Pump,Rotary Vane | Pump |  | P | http://www.toronto.ca/TWONTO#00626
| THR-PRM-P-0530 | Pump, Scum Transfer from Hopper 0530. Primary Treatment, Scum Pumping, South | THR-PRM-T-0730 | Pump,Rotary Vane | Pump |  | P | http://www.toronto.ca/TWONTO#00626
| THR-PRM-P-0530 | Pump, Scum Transfer from Hopper 0530. Primary Treatment, Scum Pumping, South | THR-PRM-T-0800 | Pump,Rotary Vane | Pump |  | P | http://www.toronto.ca/TWONTO#00626
| THR-PRM-P-0730 | Pump, Scum Transfer from Hopper 0730, Primary Treatment, Scum Pumping - South | THR-PRM-T-0730 | Pump,Rotary Vane | Pump |  | P | http://www.toronto.ca/TWONTO#00626
| THC-PRM-P-6910 | Pump, Scum Transfer, Rotary Lobe, Primary Tank 0100 & 0200, Primary Scum Distribution | THC-PRM-CH-0180 | Pump,Positive Displacement,Progressive Cavity | Pump |  | P | http://www.toronto.ca/TWONTO#00626
| THC-PRM-P-6910 | Pump, Scum Transfer, Rotary Lobe, Primary Tank 0100 & 0200, Primary Scum Distribution | THC-PRM-CLAR | Pump,Positive Displacement,Progressive Cavity | Pump |  | P | http://www.toronto.ca/TWONTO#00626
| THC-PRM-P-6930 | Pump, Scum Transfer, Rotary Lobe, Primary, Tank 0300 & 0400, Primary Scum Distribution | THC-PRM-CLAR | Pump,Positive Displacement,Progressive Cavity | Pump |  | P | http://www.toronto.ca/TWONTO#00626
| THC-PRM-P-6930 | Pump, Scum Transfer, Rotary Lobe, Primary, Tank 0300 & 0400, Primary Scum Distribution | THC-PRM-CH-0380 | Pump,Positive Displacement,Progressive Cavity | Pump |  | P | http://www.toronto.ca/TWONTO#00626
| THC-PRM-P-6950 | Pump, Scum Transfer, Rotary Lobe, Primary, Tank 0500 & 0600, Primary Scum Distribution | THC-PRM-CLAR | Pump,Positive Displacement,Progressive Cavity | Pump |  | P | http://www.toronto.ca/TWONTO#00626
| THC-PRM-P-6950 | Pump, Scum Transfer, Rotary Lobe, Primary, Tank 0500 & 0600, Primary Scum Distribution | THC-PRM-CH-0580 | Pump,Positive Displacement,Progressive Cavity | Pump |  | P | http://www.toronto.ca/TWONTO#00626
| THC-PRM-P-6970 | Pump, Scum Transfer, Rotary Lobe, Primary, Tank 0700 & 0800, Primary Scum Distribution | THC-PRM-CH-0780 | Pump,Positive Displacement,Progressive Cavity | Pump |  | P | http://www.toronto.ca/TWONTO#00626
| THC-PRM-P-6970 | Pump, Scum Transfer, Rotary Lobe, Primary, Tank 0700 & 0800, Primary Scum Distribution | THC-PRM-CLAR | Pump,Positive Displacement,Progressive Cavity | Pump |  | P | http://www.toronto.ca/TWONTO#00626
| THC-FT-P-5820 | Pump, Scum Transfer, Rotary Lobe, Secondary , SE Plant, SE Plant Blowers Part 1 and Train #8 | THC-FT-OLD PLANT | Pump,Positive Displacement,Progressive Cavity | Pump |  | P | http://www.toronto.ca/TWONTO#00626
| THC-FT-P-5810 | Pump, Scum Transfer, Rotary Lobe, Secondary , SE Plant, SE Plant Blowers Part 1 and Train #8 | THC-FT-OLD PLANT | Pump,Positive Displacement,Progressive Cavity | Pump |  | P | http://www.toronto.ca/TWONTO#00626
| THC-PRM-P-5230 | Pump, Scum Transfer, Rotary Lobe, Tanks 0900 & 1000, Primary Scum Pumping Distribution | THC-PRM-CH-5200 | Pump,Positive Displacement,Progressive Cavity | Pump |  | P | http://www.toronto.ca/TWONTO#00626
| THC-PRM-P-5220 | Pump, Scum Transfer, Rotary Lobe, Tanks 0900 & 1000, Primary Scum Pumping Distribution | THC-PRM-CH-5200 | Pump,Positive Displacement,Progressive Cavity | Pump |  | P | http://www.toronto.ca/TWONTO#00626
| THC-PRM-P-5320 | Pump, Scum Transfer, Rotary Lobe, Tanks 1100 & 1200, Primary Scum Pumping Distribution | THC-PRM-CH-5300 | Pump,Positive Displacement,Progressive Cavity | Pump |  | P | http://www.toronto.ca/TWONTO#00626
| THC-PRM-P-5330 | Pump, Scum Transfer, Rotary Lobe,Tanks 1100 & 1200, Primary Scum Pumping Distribution | THC-PRM-CH-5300 | Pump,Positive Displacement,Progressive Cavity | Pump |  | P | http://www.toronto.ca/TWONTO#00626
| TAB-PRM-P-2100 | Pump, Scum, PST 1 & 2 | TAB-PRM-P-OPS | Pump,Positive Displacement | Pump |  | P | http://www.toronto.ca/TWONTO#00626
| TAB-PRM-P-2200 | Pump, Scum, PST 3 & 4 | TAB-PRM-P-OPS | Pump,Positive Displacement,Progressive Cavity | Pump |  | P | http://www.toronto.ca/TWONTO#00626
| TAB-PRM-P-2300 | Pump, Scum, PST 5 & 6 | TAB-PRM-P-OPS | Pump | Pump |  | P | http://www.toronto.ca/TWONTO#00626
| THC-FT-P-1390SUSPEND | Pump, Scum, Tunnel T19 Phase IV Secondary | THC-FT-PHASE I-IV | Pump,Positive Displacement,Progressive Cavity | Pump | 35514 | P | x
| THC-FT-P-1390SUSPEND | Pump, Scum, Tunnel T19 Phase IV Secondary | THC-SUSPENDED | Pump,Positive Displacement,Progressive Cavity | Pump | 35514 | P | x
| THC-FT-P-1590 | Pump, Scum, Tunnel T19 Phase IV Secondary | THC-FT-PHASE I-IV | Pump,Lobe | Pump |  | P | http://www.toronto.ca/TWONTO#00626
| THC-FT-P-1490SUSPEND | Pump, Scum, Tunnel T19 Phase IV Secondary | THC-FT-PHASE I-IV | Pump,Positive Displacement,Progressive Cavity | Pump | 35515 | P | x
| THC-FT-P-1490SUSPEND | Pump, Scum, Tunnel T19 Phase IV Secondary | THC-SUSPENDED | Pump,Positive Displacement,Progressive Cavity | Pump | 35515 | P | x
| THC-FT-P-1690 | Pump, Scum, Tunnel T19 Phase IV Secondary | THC-FT-PHASE I-IV | Pump,Lobe | Pump |  | P | http://www.toronto.ca/TWONTO#00626
| FHA-WWW-P-6311 | Pump, Sedimentation Basin Drain, RMF, Decant Tanks Service Platform, Ground Level | FHA-WWW-POLY | Pump | Pump |  | P | http://www.toronto.ca/TWONTO#00626
| FHA-WWW-P-6311 | Pump, Sedimentation Basin Drain, RMF, Decant Tanks Service Platform, Ground Level | FHA-WWW-SEDIMENT | Pump | Pump |  | P | http://www.toronto.ca/TWONTO#00626
| FHA-WWW-P-6321 | Pump, Sedimentation Basin Drain, RMF, Decant Tanks Service Platform, Ground Level | FHA-WWW-POLY | Pump | Pump |  | P | http://www.toronto.ca/TWONTO#00626
| FHA-WWW-P-6321 | Pump, Sedimentation Basin Drain, RMF, Decant Tanks Service Platform, Ground Level | FHA-WWW-SEDIMENT | Pump | Pump |  | P | http://www.toronto.ca/TWONTO#00626
| THR-FT-P-4503 | Pump, Self-Prime Centrifugal, Drain, RAS Pumping Station - South | THR-FT-DRN | Pump,Submersible | Pump |  | P | http://www.toronto.ca/TWONTO#00626
| THR-FT-P-4601 | Pump, Self-Prime Centrifugal, Drain, RAS Pumping Station - South | THR-FT-DRN | Pump,Submersible | Pump |  | P | http://www.toronto.ca/TWONTO#00626
| THR-FT-P-4602 | Pump, Self-Prime Centrifugal, Drain, RAS Pumping Station - South | THR-FT-DRN | Pump,Submersible | Pump |  | P | http://www.toronto.ca/TWONTO#00626
| THR-FT-P-4504 | Pump, Self-Prime Centrifugal, Drain, RAS Pumping Station - South | THR-FT-DRN | Pump,Submersible | Pump |  | P | http://www.toronto.ca/TWONTO#00626
| TAB-DEW-P-6005 | Pump, Separated City Water Lubricated Line after Pump DEW-P-6001 after Valve DEW-V-6050, DEW Bsmt | TAB-DEW SLUDGE CAKE | Pump | Pump |  | P | http://www.toronto.ca/TWONTO#00626
| TAB-DEW-P-6005 | Pump, Separated City Water Lubricated Line after Pump DEW-P-6001 after Valve DEW-V-6050, DEW Bsmt | TAB-DEW-P-6001 | Pump | Pump |  | P | http://www.toronto.ca/TWONTO#00626
| TAB-DEW-P-6006 | Pump, Separated City Water Lubricated Line after Pump DEW-P-6002 after Valve DEW-V-6055, DEW Bsmt | TAB-DEW SLUDGE CAKE | Pump | Pump |  | P | http://www.toronto.ca/TWONTO#00626
| TAB-DEW-P-6006 | Pump, Separated City Water Lubricated Line after Pump DEW-P-6002 after Valve DEW-V-6055, DEW Bsmt | TAB-DEW-P-6002 | Pump | Pump |  | P | http://www.toronto.ca/TWONTO#00626
| TAB-DEW-P-6007 | Pump, Separated City Water Lubricated Line after Pump DEW-P-6003 after Valve DEW-V-6060, DEW Bsmt | TAB-DEW SLUDGE CAKE | Pump | Pump |  | P | http://www.toronto.ca/TWONTO#00626
| TAB-DEW-P-6007 | Pump, Separated City Water Lubricated Line after Pump DEW-P-6003 after Valve DEW-V-6060, DEW Bsmt | TAB-DEW-P-6003 | Pump | Pump |  | P | http://www.toronto.ca/TWONTO#00626
| TAB-DEW-P-6008 | Pump, Separated City Water Lubricated Line after Pump DEW-P-6004 after Valve DEW-V-6065, DEW Bsmt | TAB-DEW-P-6004 | Pump | Pump |  | P | http://www.toronto.ca/TWONTO#00626
| TAB-DEW-P-6008 | Pump, Separated City Water Lubricated Line after Pump DEW-P-6004 after Valve DEW-V-6065, DEW Bsmt | TAB-DEW SLUDGE CAKE | Pump | Pump |  | P | http://www.toronto.ca/TWONTO#00626
| TAB-DEW-P-6015 | Pump, Separated City Water Lubrication for Line 1 Sludge Cake to Sludge Silos, DEW Bsmt | TAB-DEW SLUDGE CAKE | Pump | Pump |  | P | http://www.toronto.ca/TWONTO#00626
| TAB-DEW-P-6016 | Pump, Separated City Water Lubrication for Line 1 Sludge Cake to Sludge Silos, DEW Bsmt | TAB-DEW SLUDGE CAKE | Pump | Pump |  | P | http://www.toronto.ca/TWONTO#00626
| TAB-DEW-P-6013 | Pump, Separated City Water Lubrication for Line 2 Sludge Cake to Sludge Silos, DEW Bsmt | TAB-DEW SLUDGE CAKE | Pump | Pump |  | P | http://www.toronto.ca/TWONTO#00626
| TAB-DEW-P-6014 | Pump, Separated City Water Lubrication for Line 2 Sludge Cake to Sludge Silos, DEW Bsmt | TAB-DEW SLUDGE CAKE | Pump | Pump |  | P | http://www.toronto.ca/TWONTO#00626
| TAB-DEW-P-6012 | Pump, Separated City Water Lubrication for Line 3 Sludge Cake to Sludge Silos, DEW Bsmt | TAB-DEW SLUDGE CAKE | Pump | Pump |  | P | http://www.toronto.ca/TWONTO#00626
| TAB-DEW-P-6009 | Pump, Separated City Water Lubrication for Line 3 Sludge Cake to Sludge Silos, DEW Bsmt | TAB-DEW SLUDGE CAKE | Pump | Pump |  | P | http://www.toronto.ca/TWONTO#00626
| TAB-DEW-P-6010 | Pump, Separated City Water Lubrication for Line 3 Sludge Cake to Sludge Silos, DEW Bsmt | TAB-DEW SLUDGE CAKE | Pump | Pump |  | P | http://www.toronto.ca/TWONTO#00626
| TAB-DEW-P-6011 | Pump, Separated City Water Lubrication for Line 3 Sludge Cake to Sludge Silos, DEW Bsmt | TAB-DEW SLUDGE CAKE | Pump | Pump |  | P | http://www.toronto.ca/TWONTO#00626
| TAB-DEW-P-6001 | Pump, Sludge Cake Pump to Incinerator/Biosolids Sludge Silos, DEW Bsmt | TAB-DEW-T-6001 | Tank | Pump |  | P | http://www.toronto.ca/TWONTO#00626
| TAB-DEW-P-6002 | Pump, Sludge Cake Pump to Incinerator/Biosolids Sludge Silos, DEW Bsmt | TAB-DEW-T-6002 | Tank | Pump |  | P | http://www.toronto.ca/TWONTO#00626
| TAB-DEW-P-6004 | Pump, Sludge Cake Pump to Incinerator/Biosolids Sludge Silos, DEW Bsmt | TAB-DEW-T-6004 | Tank | Pump |  | P | http://www.toronto.ca/TWONTO#00626
| TAB-DEW-P-6003 | Pump, Sludge Cake Pump to Incinerator/Biosolids Sludge Silos, DEW Bsmt | TAB-DEW-T-6003 | Tank | Pump |  | P | http://www.toronto.ca/TWONTO#00626
| TAB-DEW-P-2301 | Pump, Sludge Cake Transfer #2301 | TAB-SUSPENDED ENTITY | Pump,Positive Displacement | Pump |  | P | http://www.toronto.ca/TWONTO#00626
| TAB-DEW-P-2301 | Pump, Sludge Cake Transfer #2301 | TAB-DEW SLUDGE CAKE | Pump,Positive Displacement | Pump |  | P | http://www.toronto.ca/TWONTO#00626
| TAB-DEW-P-0731 | Pump, Sludge Cake Transfer, Baby Schwing #7, Dewater. Bldg, 2/F NE | TAB-DEW SLUDGE CAKE | Pump | Pump | 33569 | P | x
| TAB-DEW-P-0731 | Pump, Sludge Cake Transfer, Baby Schwing #7, Dewater. Bldg, 2/F NE | TAB-SUSPENDED ENTITY | Pump | Pump | 33569 | P | x
| TAB-DEW-P-2101 | Pump, Sludge Cake Transfer, Big Schwing #5, KSP-50 | TAB-DEW SLUDGE CAKE | Pump,Positive Displacement,Piston | Pump | 33580 | P | x
| TAB-DEW-P-2101 | Pump, Sludge Cake Transfer, Big Schwing #5, KSP-50 | TAB-SUSPENDED ENTITY | Pump,Positive Displacement,Piston | Pump | 33580 | P | x
| TAB-DEW-P-0511 | Pump, Sludge Feed # 5 (DP0105) | TAB-DEW SLUDGE FEED | Pump,Non Positive Displacement,Disc Type | Pump |  | P | http://www.toronto.ca/TWONTO#00626
| TAB-DEW-P-0211 | Pump, Sludge Feed 0211 | TAB-DEW SLUDGE FEED | Pump,Non Positive Displacement,Disc Type | Pump |  | P | http://www.toronto.ca/TWONTO#00626
| TAB-DEW-P-0311 | Pump, Sludge Feed 0311 | TAB-DEW SLUDGE FEED | Pump,Non Positive Displacement,Disc Type | Pump |  | P | http://www.toronto.ca/TWONTO#00626
| TAB-DEW-P-0411 | Pump, Sludge Feed 0411 | TAB-DEW SLUDGE FEED | Pump,Non Positive Displacement,Disc Type | Pump |  | P | http://www.toronto.ca/TWONTO#00626
| TAB-DEW-P-0611 | Pump, Sludge Feed 0611 | TAB-DEW SLUDGE FEED | Pump,Non Positive Displacement,Disc Type | Pump |  | P | http://www.toronto.ca/TWONTO#00626
| TAB-DEW-P-0711 | Pump, Sludge Feed 0711 | TAB-DEW SLUDGE FEED | Pump,Non Positive Displacement,Disc Type | Pump |  | P | http://www.toronto.ca/TWONTO#00626
| TAB-DEW-P-0811 | Pump, Sludge Feed 0811 | TAB-DEW SLUDGE FEED | Pump,Non Positive Displacement,Disc Type | Pump |  | P | http://www.toronto.ca/TWONTO#00626
| TAB-DEW-P-0911 | Pump, Sludge Feed 0911 | TAB-DEW SLUDGE FEED | Pump,Centrifugal,single-Stage | Pump |  | P | http://www.toronto.ca/TWONTO#00626
| TAB-DEW-P-1011 | Pump, Sludge Feed 1011 | TAB-DEW SLUDGE FEED | Pump,Non Positive Displacement,Disc Type | Pump |  | P | http://www.toronto.ca/TWONTO#00626
| TAB-DEW-P-1111 | Pump, Sludge Feed 1111 | TAB-DEW SLUDGE FEED | Pump,Non Positive Displacement,Disc Type | Pump |  | P | http://www.toronto.ca/TWONTO#00626
| TAB-DEW-P-1211 | Pump, Sludge Feed 1211 | TAB-DEW SLUDGE FEED | Pump,Non Positive Displacement,Disc Type | Pump |  | P | http://www.toronto.ca/TWONTO#00626
| TAB-DIG-P-4084 | Pump, Sludge Mixing Digester # -8B | TAB-DIG-P-MIXING5-8 | Pump,Centrifugal | Pump |  | P | http://www.toronto.ca/TWONTO#00626
| TAB-DIG-P-4054 | Pump, Sludge Mixing, Digester # 5B | TAB-DIG-P-MIXING5-8 | Pump,Centrifugal | Pump |  | P | http://www.toronto.ca/TWONTO#00626
| TAB-DIG-P-4063 | Pump, Sludge Mixing, Digester # 6A | TAB-DIG-P-MIXING5-8 | Pump,Centrifugal | Pump |  | P | http://www.toronto.ca/TWONTO#00626
| TAB-DIG-P-4064 | Pump, Sludge Mixing, Digester # 6B | TAB-DIG-P-MIXING5-8 | Pump,Centrifugal | Pump |  | P | http://www.toronto.ca/TWONTO#00626
| TAB-DIG-P-4073 | Pump, Sludge Mixing, Digester # 7A | TAB-DIG-P-MIXING5-8 | Pump,Centrifugal | Pump |  | P | http://www.toronto.ca/TWONTO#00626
| TAB-DIG-P-4074 | Pump, Sludge Mixing, Digester # 7B | TAB-DIG-P-MIXING5-8 | Pump,Centrifugal | Pump |  | P | http://www.toronto.ca/TWONTO#00626
| TAB-DIG-P-4083 | Pump, Sludge Mixing, Digester # 8A | TAB-DIG-P-MIXING5-8 | Pump,Centrifugal | Pump |  | P | http://www.toronto.ca/TWONTO#00626
| TAB-DIG-P-4053 | Pump, Sludge Mixing, Digester, #5A | TAB-DIG-P-MIXING5-8 | Pump,Centrifugal | Pump |  | P | http://www.toronto.ca/TWONTO#00626
| DX2028A | Pump, Sludge Recirculating, Digester Tank 10 | TAB-DIG-P-RECIRC9-12 | Pump,Centrifugal | Pump |  |  | http://www.toronto.ca/TWONTO#00626
| DX2029A | Pump, Sludge Recirculating, Digester Tank 11 | TAB-DIG-P-RECIRC9-12 | Pump,Centrifugal | Pump |  |  | http://www.toronto.ca/TWONTO#00626
| DX2030A | Pump, Sludge Recirculating, Digester Tank 12 | TAB-DIG-P-RECIRC9-12 | Pump,Centrifugal | Pump |  |  | http://www.toronto.ca/TWONTO#00626
| TAB-DIG-P-2133 | Pump, Sludge Recirculating, Digester Tank 21 | TAB-DIG-T-19-22 | Pump,Centrifugal | Pump |  | P | http://www.toronto.ca/TWONTO#00626
| DX2027A | Pump, Sludge Recirculating, Digester Tank 9 | TAB-DIG-P-RECIRC9-12 | Pump,Centrifugal | Pump |  |  | http://www.toronto.ca/TWONTO#00626
| TAB-DIG-P-0134 | Pump, Sludge Recirculation #1 | TAB-DIG-T-01-04 | Pump,Centrifugal | Pump |  | P | http://www.toronto.ca/TWONTO#00626
| TAB-DIG-P-0234 | Pump, Sludge Recirculation #2 | TAB-DIG-T-01-04 | Pump,Centrifugal | Pump |  | P | http://www.toronto.ca/TWONTO#00626
| TAB-DIG-P-0334 | Pump, Sludge Recirculation #3 | TAB-DIG-T-01-04 | Pump,Centrifugal | Pump |  | P | http://www.toronto.ca/TWONTO#00626
| TAB-DIG-P-0434 | Pump, Sludge Recirculation #4 | TAB-DIG-T-01-04 | Pump,Centrifugal | Pump |  | P | http://www.toronto.ca/TWONTO#00626
| TAB-DIG-P-0534 | Pump, Sludge Recirculation #5 | TAB-DIG-T-05-08 | Pump,Centrifugal | Pump |  | P | http://www.toronto.ca/TWONTO#00626
| TAB-DIG-P-0634 | Pump, Sludge Recirculation #6 | TAB-DIG-T-05-08 | Pump,Centrifugal | Pump |  | P | http://www.toronto.ca/TWONTO#00626
| TAB-DIG-P-0734 | Pump, Sludge Recirculation #7 | TAB-DIG-T-05-08 | Pump,Centrifugal | Pump |  | P | http://www.toronto.ca/TWONTO#00626
| TAB-DIG-P-0834 | Pump, Sludge Recirculation #8 | TAB-DIG-T-05-08 | Pump,Centrifugal | Pump |  | P | http://www.toronto.ca/TWONTO#00626
| TAB-DIG-P-1333 | Pump, Sludge Recirculation (DX2611) Digester Tank 13 | TAB-DIG-T-13-16 | Pump,Centrifugal | Pump |  | P | http://www.toronto.ca/TWONTO#00626
| TAB-DIG-P-1333 | Pump, Sludge Recirculation (DX2611) Digester Tank 13 | TAB-DIG-T-1300 | Pump,Centrifugal | Pump |  | P | http://www.toronto.ca/TWONTO#00626
| TAB-DIG-P-1334 | Pump, Sludge Recirculation (DX2612) Digester Tank 13 | TAB-DIG-T-13-16 | Pump,Centrifugal | Pump |  | P | http://www.toronto.ca/TWONTO#00626
| TAB-DIG-P-1334 | Pump, Sludge Recirculation (DX2612) Digester Tank 13 | TAB-DIG-T-1300 | Pump,Centrifugal | Pump |  | P | http://www.toronto.ca/TWONTO#00626
| TAB-DIG-P-1433 | Pump, Sludge Recirculation (DX2613) Digester Tank 14 | TAB-DIG-T-13-16 | Pump,Centrifugal | Pump |  | P | http://www.toronto.ca/TWONTO#00626
| TAB-DIG-P-1433 | Pump, Sludge Recirculation (DX2613) Digester Tank 14 | TAB-DIG-T-1400 | Pump,Centrifugal | Pump |  | P | http://www.toronto.ca/TWONTO#00626
| TAB-DIG-P-1434 | Pump, Sludge Recirculation (DX2614) Digester Tank 14 | TAB-DIG-T-1400 | Pump,Centrifugal | Pump |  | P | http://www.toronto.ca/TWONTO#00626
| TAB-DIG-P-1434 | Pump, Sludge Recirculation (DX2614) Digester Tank 14 | TAB-DIG-T-13-16 | Pump,Centrifugal | Pump |  | P | http://www.toronto.ca/TWONTO#00626
| TAB-DIG-P-1533 | Pump, Sludge Recirculation (DX2615) Digester Tank 15 | TAB-DIG-T-13-16 | Pump,Centrifugal | Pump |  | P | http://www.toronto.ca/TWONTO#00626
| TAB-DIG-P-1533 | Pump, Sludge Recirculation (DX2615) Digester Tank 15 | TAB-DIG-T-1500 | Pump,Centrifugal | Pump |  | P | http://www.toronto.ca/TWONTO#00626
| TAB-DIG-P-1534 | Pump, Sludge Recirculation (DX2616), Digester Tank 15 | TAB-DIG-T-13-16 | Pump,Centrifugal | Pump |  | P | http://www.toronto.ca/TWONTO#00626
| TAB-DIG-P-1534 | Pump, Sludge Recirculation (DX2616), Digester Tank 15 | TAB-DIG-T-1500 | Pump,Centrifugal | Pump |  | P | http://www.toronto.ca/TWONTO#00626
| TAB-DIG-P-1633 | Pump, Sludge Recirculation (DX2617) Digester Tank 16 | TAB-DIG-T-13-16 | Pump,Centrifugal | Pump |  | P | http://www.toronto.ca/TWONTO#00626
| TAB-DIG-P-1633 | Pump, Sludge Recirculation (DX2617) Digester Tank 16 | TAB-DIG-T-1600 | Pump,Centrifugal | Pump |  | P | http://www.toronto.ca/TWONTO#00626
| TAB-DIG-P-1634 | Pump, Sludge Recirculation (DX2618) Digester Tank 16 | TAB-DIG-T-1600 | Pump,Centrifugal | Pump |  | P | http://www.toronto.ca/TWONTO#00626
| TAB-DIG-P-1634 | Pump, Sludge Recirculation (DX2618) Digester Tank 16 | TAB-DIG-T-13-16 | Pump,Centrifugal | Pump |  | P | http://www.toronto.ca/TWONTO#00626
| TAB-DIG-P-1934 | Pump, Sludge Recirculation, Digester Tank 19 | TAB-DIG-T-19-22 | Pump,Centrifugal | Pump |  | P | http://www.toronto.ca/TWONTO#00626
| TAB-DIG-P-1933 | Pump, Sludge Recirculation, Digester Tank 19 | TAB-DIG-T-19-22 | Pump,Centrifugal | Pump |  | P | http://www.toronto.ca/TWONTO#00626
| TAB-DIG-P-2033 | Pump, Sludge Recirculation, Digester Tank 20 | TAB-DIG-T-19-22 | Pump,Centrifugal | Pump |  | P | http://www.toronto.ca/TWONTO#00626
| TAB-DIG-P-2034 | Pump, Sludge Recirculation, Digester Tank 20 | TAB-DIG-T-19-22 | Pump,Centrifugal | Pump |  | P | http://www.toronto.ca/TWONTO#00626
| TAB-DIG-P-2134 | Pump, Sludge Recirculation, Digester Tank 21 | TAB-DIG-T-19-22 | Pump,Centrifugal | Pump |  | P | http://www.toronto.ca/TWONTO#00626
| TAB-DIG-P-2234 | Pump, Sludge Recirculation, Digester Tank 22 | TAB-DIG-T-19-22 | Pump,Centrifugal | Pump |  | P | http://www.toronto.ca/TWONTO#00626
| THC-STR-P-0012 | Pump, Sludge Return | THC-STR | Pump,Centrifugal | Pump |  | P | http://www.toronto.ca/TWONTO#00626
| THC-STR-P-0013 | Pump, Sludge Return | THC-STR | Pump,Centrifugal | Pump |  | P | http://www.toronto.ca/TWONTO#00626
| THC-STR-P-0014 | Pump, Sludge Return | THC-STR | Pump,Centrifugal | Pump |  | P | http://www.toronto.ca/TWONTO#00626
| TAB-DIG-P-1472 | Pump, Sludge Transfer #1A | TAB-DIG-T-01-04 | Pump,Centrifugal | Pump |  | P | http://www.toronto.ca/TWONTO#00626
| TAB-DIG-P-1482 | Pump, Sludge Transfer #1B | TAB-DIG-T-01-04 | Pump,Centrifugal | Pump |  | P | http://www.toronto.ca/TWONTO#00626
| TAB-DIG-P-1573 | Pump, Sludge Transfer (DX2623), Digester Tank 15 | TAB-DIG-T-13-16 | Pump,Centrifugal | Pump |  | P | http://www.toronto.ca/TWONTO#00626
| TAB-DIG-P-1573 | Pump, Sludge Transfer (DX2623), Digester Tank 15 | TAB-DIG-T-1500 | Pump,Centrifugal | Pump |  | P | http://www.toronto.ca/TWONTO#00626
| TAB-DIG-P-1574 | Pump, Sludge Transfer (DX2624), Digester Tank 15 | TAB-DIG-T-1500 | Pump,Centrifugal | Pump |  | P | http://www.toronto.ca/TWONTO#00626
| TAB-DIG-P-1574 | Pump, Sludge Transfer (DX2624), Digester Tank 15 | TAB-DIG-T-13-16 | Pump,Centrifugal | Pump |  | P | http://www.toronto.ca/TWONTO#00626
| TAB-DIG-P-1673 | Pump, Sludge Transfer (DX2625) Digester Tank-16 | TAB-DIG-T-13-16 | Pump,Centrifugal | Pump |  | P | http://www.toronto.ca/TWONTO#00626
| TAB-DIG-P-1673 | Pump, Sludge Transfer (DX2625) Digester Tank-16 | TAB-DIG-T-1600 | Pump,Centrifugal | Pump |  | P | http://www.toronto.ca/TWONTO#00626
| TAB-DIG-P-1674 | Pump, Sludge Transfer (DX2626) Digester Tank 16 | TAB-DIG-T-13-16 | Pump,Centrifugal | Pump |  | P | http://www.toronto.ca/TWONTO#00626
| TAB-DIG-P-1674 | Pump, Sludge Transfer (DX2626) Digester Tank 16 | TAB-DIG-T-1600 | Pump,Centrifugal | Pump |  | P | http://www.toronto.ca/TWONTO#00626
| TAB-SLO-P-2401 | Pump, Sludge Transfer Lube #1 | TAB-SLO-PIP | Pump,Positive Displacement | Pump |  | P | http://www.toronto.ca/TWONTO#00626
| TAB-SLO-P-2410 | Pump, Sludge Transfer Lube #10 | TAB-SLO-PIP | Pump,Positive Displacement | Pump |  | P | http://www.toronto.ca/TWONTO#00626
| TAB-SLO-P-2411 | Pump, Sludge Transfer Lube #11 | TAB-SLO-PIP | Pump,Positive Displacement | Pump |  | P | http://www.toronto.ca/TWONTO#00626
| TAB-SLO-P-2412 | Pump, Sludge Transfer Lube #12 | TAB-SLO-PIP | Pump,Positive Displacement | Pump |  | P | http://www.toronto.ca/TWONTO#00626
| TAB-SLO-P-2413 | Pump, Sludge Transfer Lube #13 | TAB-SLO-PIP | Pump,Positive Displacement | Pump |  | P | http://www.toronto.ca/TWONTO#00626
| TAB-SLO-P-2414 | Pump, Sludge Transfer Lube #14 | TAB-SLO-PIP | Pump,Positive Displacement | Pump |  | P | http://www.toronto.ca/TWONTO#00626
| TAB-SLO-P-2402 | Pump, Sludge Transfer Lube #2 | TAB-SLO-PIP | Pump,Positive Displacement | Pump |  | P | http://www.toronto.ca/TWONTO#00626
| TAB-SLO-P-2403 | Pump, Sludge Transfer Lube #3 | TAB-SLO-PIP | Pump,Positive Displacement | Pump |  | P | http://www.toronto.ca/TWONTO#00626
| TAB-SLO-P-2404 | Pump, Sludge Transfer Lube #4 | TAB-SLO-PIP | Pump,Positive Displacement | Pump |  | P | http://www.toronto.ca/TWONTO#00626
| TAB-SLO-P-2405 | Pump, Sludge Transfer Lube #5 | TAB-SLO-PIP | Pump,Positive Displacement | Pump |  | P | http://www.toronto.ca/TWONTO#00626
| TAB-SLO-P-2406 | Pump, Sludge Transfer Lube #6 | TAB-SLO-PIP | Pump,Non Positive Displacement,Submersible | Pump |  | P | http://www.toronto.ca/TWONTO#00626
| TAB-SLO-P-2408 | Pump, Sludge Transfer Lube #8 | TAB-SLO-PIP | Pump,Positive Displacement | Pump |  | P | http://www.toronto.ca/TWONTO#00626
| TAB-SLO-P-2409 | Pump, Sludge Transfer Lube #9 | TAB-SLO-PIP | Pump,Positive Displacement | Pump |  | P | http://www.toronto.ca/TWONTO#00626
| TAB-SLO-P-2407 | Pump, Sludge Transfer Lube,#7 | TAB-SLO-PIP | Pump,Positive Displacement | Pump |  | P | http://www.toronto.ca/TWONTO#00626
| FHO-WWW-P-SPARE-SUS | Pump, Sludge Transfer to Highland Creek | FHO-SUSPENDED | Pump,Centrifugal | Pump | 37790 |  | x
| FHO-WWW-P-SPARE-SUS | Pump, Sludge Transfer to Highland Creek | FHO-WWW | Pump,Centrifugal | Pump | 37790 |  | x
| FHO-WWW-P-SPARE-SUS | Pump, Sludge Transfer to Highland Creek | FHO-OBSOLETE | Pump,Centrifugal | Pump | 37790 |  | x
| FHO-WWW-P-0401 | Pump, Sludge Transfer to Highland Creek, Clarifier Building, S4, Basement | FHO-WWW | Pump,Centrifugal | Pump |  | P | http://www.toronto.ca/TWONTO#00626
| FHO-WWW-P-0501 | Pump, Sludge Transfer to Highland Creek, Clarifier Building, S4, Basement | FHO-WWW | Pump,Centrifugal | Pump |  | P | http://www.toronto.ca/TWONTO#00626
| TAB-DIG-P-5872 | Pump, Sludge Transfer, Digester 5-8 | TAB-DIG-P-TRANSF5-8 | Pump,Centrifugal | Pump |  | P | http://www.toronto.ca/TWONTO#00626
| TAB-DIG-P-5882 | Pump, Sludge Transfer, Digester 5-8 | TAB-DIG-P-TRANSF5-8 | Pump,Centrifugal | Pump |  | P | http://www.toronto.ca/TWONTO#00626
| DX2024A | Pump, Sludge Transfer, Digester Tank 10 | TAB-DIG-P-TRANSF9-12 | Pump,Centrifugal | Pump |  |  | http://www.toronto.ca/TWONTO#00626
| DX2025A | Pump, Sludge Transfer, Digester Tank 11 | TAB-DIG-P-TRANSF9-12 | Pump,Centrifugal | Pump |  |  | http://www.toronto.ca/TWONTO#00626
| DX2026A | Pump, Sludge Transfer, Digester Tank 12 | TAB-DIG-P-TRANSF9-12 | Pump,Centrifugal | Pump |  |  | http://www.toronto.ca/TWONTO#00626
| TAB-DIG-P-1973 | Pump, Sludge Transfer, Digester Tank 19 | TAB-DIG-T-19-22 | Pump,Centrifugal | Pump |  | P | http://www.toronto.ca/TWONTO#00626
| TAB-DIG-P-1974 | Pump, Sludge Transfer, Digester Tank 19 | TAB-DIG-T-19-22 | Pump,Centrifugal | Pump |  | P | http://www.toronto.ca/TWONTO#00626
| TAB-DIG-P-2073 | Pump, Sludge Transfer, Digester Tank 20 | TAB-DIG-T-19-22 | Pump,Centrifugal | Pump |  | P | http://www.toronto.ca/TWONTO#00626
| TAB-DIG-P-2074 | Pump, Sludge Transfer, Digester Tank 20 | TAB-DIG-T-19-22 | Pump,Centrifugal | Pump |  | P | http://www.toronto.ca/TWONTO#00626
| TAB-DIG-P-2174 | Pump, Sludge Transfer, Digester Tank 21 | TAB-DIG-T-19-22 | Pump,Centrifugal | Pump |  | P | http://www.toronto.ca/TWONTO#00626
| TAB-DIG-P-2274 | Pump, Sludge Transfer, Digester Tank 22 | TAB-DIG-T-19-22 | Pump,Centrifugal | Pump |  | P | http://www.toronto.ca/TWONTO#00626
| TAB-DIG-P-2273 | Pump, Sludge Transfer, Digester Tank 22 | TAB-DIG-T-19-22 | Pump,Centrifugal | Pump |  | P | http://www.toronto.ca/TWONTO#00626
| DX2023A | Pump, Sludge Transfer, Digester Tank 9 | TAB-DIG-P-TRANSF9-12 | Pump,Centrifugal | Pump |  |  | http://www.toronto.ca/TWONTO#00626
| FX2079 | Pump, Sodium Hypochloride | TAB-PRS-P-FECL2 | Pump | Pump | 32790 |  | x
| FX2079 | Pump, Sodium Hypochloride | TAB-SUSPENDED ENTITY | Pump | Pump | 32790 |  | x
| VX2021A | Pump, Sodium Hypochloride | TAB-SUSPENDED ENTITY | Pump | Pump | 33589 |  | x
| FX2080 | Pump, Sodium Hypochloride | TAB-PRS-P-FECL2 | Pump | Pump | 32791 |  | x
| FX2080 | Pump, Sodium Hypochloride | TAB-SUSPENDED ENTITY | Pump | Pump | 32791 |  | x
| FX2081 | Pump, Sodium Hypochloride | TAB-PRS-P-FECL2 | Pump | Pump |  |  | http://www.toronto.ca/TWONTO#00626
| FX2082 | Pump, Sodium Hypochloride | TAB-PRS-P-FECL2 | Pump | Pump |  |  | http://www.toronto.ca/TWONTO#00626
| VX2020A | Pump, Sodium Hypochloride | TAB-AER-QUAD | Pump | Pump | 33588 |  | x
| VX2020A | Pump, Sodium Hypochloride | TAB-SUSPENDED ENTITY | Pump | Pump | 33588 |  | x
| VX2021A | Pump, Sodium Hypochloride | TAB-AER-QUAD | Pump | Pump | 33589 |  | x
| TAB-DIS-P-3004 | Pump, Sodium Hypochlorite Dosing | TAB-DIS-T-3002 | Pump | Pump |  | P | http://www.toronto.ca/TWONTO#00626
| TAB-DIS-P-3004 | Pump, Sodium Hypochlorite Dosing | TAB-DIS-T-3001 | Pump | Pump |  | P | http://www.toronto.ca/TWONTO#00626
| TAB-DIS-P-3003 | Pump, Sodium Hypochlorite Dosing | TAB-DIS-T-3001 | Pump | Pump |  | P | http://www.toronto.ca/TWONTO#00626
| TAB-DIS-P-3003 | Pump, Sodium Hypochlorite Dosing | TAB-DIS-T-3002 | Pump | Pump |  | P | http://www.toronto.ca/TWONTO#00626
| THC-DIS-P-0100 | Pump, Sodium Hypochlorite Dosing, Effluent Disinfection | THC-DIS |  | Pump |  | P | http://www.toronto.ca/TWONTO#00626
| THC-DIS-P-0200 | Pump, Sodium Hypochlorite Dosing, Effluent Disinfection | THC-DIS |  | Pump |  | P | http://www.toronto.ca/TWONTO#00626
| THC-DIS-P-0300 | Pump, Sodium Hypochlorite Dosing, Effluent Disinfection | THC-DIS |  | Pump |  | P | http://www.toronto.ca/TWONTO#00626
| THC-DIS-P-0400 | Pump, Sodium Hypochlorite Dosing, RAS Chlorination | THC-DIS |  | Pump |  | P | http://www.toronto.ca/TWONTO#00626
| THC-STR-P-SP02 | Pump, Spare | THC-FT-OLD PLANT | Pump,Positive Displacement,Progressive Cavity | Pump |  |  | http://www.toronto.ca/TWONTO#00626
| THC-STR-P-SP03 | Pump, Spare | THC-LQMT-SPARE | Pump,Centrifugal | Pump |  |  | http://www.toronto.ca/TWONTO#00626
| THC-STR-P-SP02 | Pump, Spare | THC-LQMT-SPARE | Pump,Positive Displacement,Progressive Cavity | Pump |  |  | http://www.toronto.ca/TWONTO#00626
| THC-DEW-P-SP001 | Pump, Spare for THC-DEW | THC-SLMT-SPARE |  | Pump |  |  | http://www.toronto.ca/TWONTO#00626
| THC-POL-P-SP001 | Pump, Spare for THC-POL | THC-SLMT-SPARE |  | Pump |  |  | http://www.toronto.ca/TWONTO#00626
| FHO-WWW-P-0401A | Pump, Spare, Sludge Transfer to Highland Creek, Clarifier Building, S4, Basement | FHO-WWW | Pump,Centrifugal | Pump |  | P | http://www.toronto.ca/TWONTO#00626
| THC-DIG-SP01UR | Pump, spare, under repair | THC-SLMT-SPARE | Pump,Centrifugal | Pump |  |  | http://www.toronto.ca/TWONTO#00626
| THC-STR-P-SP01UR | Pump, spare, under repair | THC-STR-RAS/WAS-I-IV | Pump,Centrifugal | Pump |  |  | http://www.toronto.ca/TWONTO#00626
| THC-STR-P-SP01UR | Pump, spare, under repair | THC-LQMT-SPARE | Pump,Centrifugal | Pump |  |  | http://www.toronto.ca/TWONTO#00626
| TAB-DIS-P-2205 | Pump, Spray,KOH | TAB-DIS-T-2001 | Pump,Centrifugal | Pump |  | P | http://www.toronto.ca/TWONTO#00626
| TAB-DIS-P-2207 | Pump, Spray,KOH | TAB-DIS-T-2001 | Pump,Centrifugal | Pump |  | P | http://www.toronto.ca/TWONTO#00626
| TAB-DIS-P-2206 | Pump, Spray,KOH | TAB-DIS-T-2001 | Pump,Centrifugal | Pump |  | P | http://www.toronto.ca/TWONTO#00626
| TX2004A | Pump, Sprinkler, Auxilliary Building | TAB-SES-FEQ-0507 | Pump,Centrifugal | Pump |  |  | http://www.toronto.ca/TWONTO#00626
| TX2004A | Pump, Sprinkler, Auxilliary Building | TAB-FEQ-SPRINK | Pump,Centrifugal | Pump |  |  | http://www.toronto.ca/TWONTO#00626
| TX2002A | Pump, Sprinkler, Blower Building | TAB-FEQ-SPRINK | Pump,Centrifugal | Pump |  |  | http://www.toronto.ca/TWONTO#00626
| TX2002A | Pump, Sprinkler, Blower Building | TAB-SES-FEQ-0503 | Pump,Centrifugal | Pump |  |  | http://www.toronto.ca/TWONTO#00626
| TX2012A | Pump, Sprinkler, Blower Building | TAB-FEQ-SPRINK | Pump,Centrifugal | Pump |  |  | http://www.toronto.ca/TWONTO#00626
| TX2012A | Pump, Sprinkler, Blower Building | TAB-SES-FEQ-0503 | Pump,Centrifugal | Pump |  |  | http://www.toronto.ca/TWONTO#00626
| TX2401A | Pump, Sprinkler, D Building | TAB-SES-FEQ-0509 | Pump,Centrifugal | Pump |  |  | http://www.toronto.ca/TWONTO#00626
| TX2401A | Pump, Sprinkler, D Building | TAB-FEQ-SPRINK | Pump,Centrifugal | Pump |  |  | http://www.toronto.ca/TWONTO#00626
| TX2401A | Pump, Sprinkler, D Building | TAB-SES-FEQ-0508 | Pump,Centrifugal | Pump |  |  | http://www.toronto.ca/TWONTO#00626
| TX2601A | Pump, Sprinkler, Digestersv 13-16 | TAB-FEQ-SPRINK | Pump,Centrifugal | Pump |  |  | http://www.toronto.ca/TWONTO#00626
| TX2601A | Pump, Sprinkler, Digestersv 13-16 | TAB-SES-FEQ-0510 | Pump,Centrifugal | Pump |  |  | http://www.toronto.ca/TWONTO#00626
| TX2001A | Pump, Sprinkler, Floatation | TAB-FEQ-SPRINK | Pump,Centrifugal | Pump |  |  | http://www.toronto.ca/TWONTO#00626
| TX2001A | Pump, Sprinkler, Floatation | TAB-SES-FEQ-0501 | Pump,Centrifugal | Pump |  |  | http://www.toronto.ca/TWONTO#00626
| TX2015A | Pump, Sprinkler, Heat Recovery | TAB-FEQ-SPRINK | Pump,Centrifugal | Pump |  |  | http://www.toronto.ca/TWONTO#00626
| TX2015A | Pump, Sprinkler, Heat Recovery | TAB-SES-FEQ-0504 | Pump,Centrifugal | Pump |  |  | http://www.toronto.ca/TWONTO#00626
| TX2016A | Pump, Sprinkler, Incinerators | TAB-FEQ-SPRINK | Pump,Centrifugal | Pump |  |  | http://www.toronto.ca/TWONTO#00626
| TX2016A | Pump, Sprinkler, Incinerators | TAB-SES-FEQ-0506 | Pump,Centrifugal | Pump |  |  | http://www.toronto.ca/TWONTO#00626
| FHO-PCL-P-0701 | Pump, Standby, PACL Feed, S4, Chemical Building, PACL Skid 7 | FHO-PCL-P-0701-KQ | Pump,Positive Displacement,Gear | Pump |  | P | http://www.toronto.ca/TWONTO#00626
| FHO-PCL-P-0701 | Pump, Standby, PACL Feed, S4, Chemical Building, PACL Skid 7 | FHO-PCL | Pump,Positive Displacement,Gear | Pump |  | P | http://www.toronto.ca/TWONTO#00626
| FHO-POL-P-0701 | Pump, Standby, Polymer Feed, S4, Chemical Building, Polymer Skid 7 | FHO-POL | Pump,Positive Displacement,Gear | Pump |  | P | http://www.toronto.ca/TWONTO#00626
| FHO-POL-P-0701 | Pump, Standby, Polymer Feed, S4, Chemical Building, Polymer Skid 7 | FHO-POL-P-0701-KQ | Pump,Positive Displacement,Gear | Pump |  | P | http://www.toronto.ca/TWONTO#00626
| FCL-POL-P-4120 | Pump, Standby, Polymer Skid No.2, Polymer Feed to Thickeners, Centrifuge Building Polymer Room | FCL-WWW-POL | Pump | Pump |  | P | http://www.toronto.ca/TWONTO#00626
| FCL-POL-P-4220 | Pump, Standby, Polymer Skid No.5, Polymer Feed to Thickeners, Centrifuge Building Polymer Room | FCL-WWW-POL | Pump | Pump |  | P | http://www.toronto.ca/TWONTO#00626
| TAB-AUX-P-5107 | Pump, Storm Sump | TAB-SUSPENDED ENTITY | Pump,Non Positive Displacement,Submersible | Pump | 35076 | P | x
| TAB-AUX-P-5107 | Pump, Storm Sump | TAB-WA4-P-0001 | Pump,Non Positive Displacement,Submersible | Pump | 35076 | P | x
| TNT-DIG-P-3101 | Pump, Submergible, Draiange sump | TNT-DIG-T-3100 | Tank,Reservoir | Pump |  | P | http://www.toronto.ca/TWONTO#00626
| TNT-DIG-P-3201 | Pump, Submergible, Drainage Sump | TNT-DIG-T-3200 | Tank,Reservoir | Pump |  | P | http://www.toronto.ca/TWONTO#00626
| TAB-DIG-P-0100 | Pump, Submergible, Sump,Trailer Park | TAB-DIG-P-T13-16 | Pump,Centrifugal | Pump |  | P | http://www.toronto.ca/TWONTO#00626
| COL-CED-P-1010 | Pump, Submersible | COL-CED | Pump | Pump |  | P | http://www.toronto.ca/TWONTO#00626
| COL-PBP-P-0001 | Pump, Submersible | COL-PBP | Pump | Pump |  | P | http://www.toronto.ca/TWONTO#00626
| COL-PCF-P-0001 | Pump, Submersible | COL-PCF-MISC | Pump | Pump |  | P | http://www.toronto.ca/TWONTO#00626
| COL-PFB-P-0100 | Pump, Submersible | COL-PFB | Pump | Pump |  | P | http://www.toronto.ca/TWONTO#00626
| COL-PLB-P-0001 | Pump, Submersible | COL-PLB | Pump | Pump |  | P | http://www.toronto.ca/TWONTO#00626
| COL-PLB-P-0001 | Pump, Submersible | COL-PLB-PUMP | Pump | Pump |  | P | http://www.toronto.ca/TWONTO#00626
| COL-PLB-P-0001 | Pump, Submersible | COL-PLB-SUSPENDED | Pump | Pump |  | P | http://www.toronto.ca/TWONTO#00626
| COL-PLB-P-0002 | Pump, Submersible | COL-PLB | Pump | Pump | 34128 | P | x
| COL-PLV-P-0100 | Pump, Submersible | COL-PLV | Pump | Pump |  | P | http://www.toronto.ca/TWONTO#00626
| COL-PMD-P-0001 | Pump, Submersible | COL-PMD | Pump | Pump | 34131 | P | x
| COL-PMM-P-0002 | Pump, Submersible | COL-PMM | Pump | Pump |  | P | http://www.toronto.ca/TWONTO#00626
| COL-PMM-P-0002 | Pump, Submersible | COL-PMM-MISC | Pump | Pump |  | P | http://www.toronto.ca/TWONTO#00626
| COL-PNT-P-0001 | Pump, Submersible | COL-PNT | Pump | Pump |  | P | http://www.toronto.ca/TWONTO#00626
| COL-PNT-P-0001 | Pump, Submersible | COL-PNT-MISC | Pump | Pump |  | P | http://www.toronto.ca/TWONTO#00626
| COL-PQW-P-0001 | Pump, Submersible | COL-PQW-MISC | Pump | Pump | 34137 | P | x
| COL-PSE-P-0100 | Pump, Submersible | COL-PSE | Pump | Pump |  | P | http://www.toronto.ca/TWONTO#00626
| COL-PSE-P-0200 | Pump, Submersible | COL-PSE | Pump | Pump |  | P | http://www.toronto.ca/TWONTO#00626
| COL-PSM-P-0200 | Pump, Submersible | COL-PSM |  | Pump |  | P | http://www.toronto.ca/TWONTO#00626
| COL-PSW-P-0001 | Pump, Submersible | COL-PSW | Pump | Pump | 34163 | P | x
| COL-PSW-P-0001 | Pump, Submersible | COL-PSW-MISC | Pump | Pump | 34163 | P | x
| COL-PSW-P-0002 | Pump, Submersible | COL-PSW | Pump | Pump |  | P | http://www.toronto.ca/TWONTO#00626
| COL-PTS-P-0100(S) | Pump, Submersible | COL-PTS(S) | Pump | Pump | 39167 | P | x
| COL-PBG-P-0001 | Pump, Submersible | COL-PBG | Pump | Pump |  | P | http://www.toronto.ca/TWONTO#00626
| COL-PBG-P-0001 | Pump, Submersible | COL-PBG-MISC | Pump | Pump |  | P | http://www.toronto.ca/TWONTO#00626
| COL-PBP-P-0001 | Pump, Submersible | COL-PBP-MISC | Pump | Pump |  | P | http://www.toronto.ca/TWONTO#00626
| COL-PBR-P-0200 | Pump, Submersible | COL-PBR |  | Pump |  | P | http://www.toronto.ca/TWONTO#00626
| COL-PCF-P-0001 | Pump, Submersible | COL-PCF | Pump | Pump |  | P | http://www.toronto.ca/TWONTO#00626
| COL-PFB-P-0200 | Pump, Submersible | COL-PFB | Pump | Pump |  | P | http://www.toronto.ca/TWONTO#00626
| COL-PLB-P-0001 | Pump, Submersible | COL-PLB-AUX-MECH | Pump | Pump |  | P | http://www.toronto.ca/TWONTO#00626
| COL-PLB-P-0002 | Pump, Submersible | COL-PLB-AUX-MECH | Pump | Pump | 34128 | P | x
| COL-PLB-P-0002 | Pump, Submersible | COL-PLB-PUMP | Pump | Pump | 34128 | P | x
| COL-PLB-P-0002 | Pump, Submersible | COL-PLB-SUSPENDED | Pump | Pump | 34128 | P | x
| COL-PLV-P-0100 | Pump, Submersible | COL-PLV-MISC | Pump | Pump |  | P | http://www.toronto.ca/TWONTO#00626
| COL-PMD-P-0001 | Pump, Submersible | COL-PMD-MISC | Pump | Pump | 34131 | P | x
| COL-PQW-P-0001 | Pump, Submersible | COL-PQW | Pump | Pump | 34137 | P | x
| COL-PSM-P-0100 | Pump, Submersible | COL-PSM |  | Pump |  | P | http://www.toronto.ca/TWONTO#00626
| COL-PSM-P-0300 | Pump, Submersible | COL-PSM |  | Pump |  | P | http://www.toronto.ca/TWONTO#00626
| COL-PTS-P-0100(S) | Pump, Submersible | COL-PTS | Pump | Pump | 39167 | P | x
| COL-PTS-P-0100(S) | Pump, Submersible | COL-W-OBSOLETE | Pump | Pump | 39167 | P | x
| COL-PTS-P-0200(S) | Pump, Submersible | COL-PTS | Pump | Pump | 39168 | P | x
| COL-PTS-P-0200(S) | Pump, Submersible | COL-PTS(S) | Pump | Pump | 39168 | P | x
| COL-PTS-P-0200(S) | Pump, Submersible | COL-W-OBSOLETE | Pump | Pump | 39168 | P | x
| COL-PWE-P-0100 | Pump, Submersible | COL-PWE |  | Pump |  | P | http://www.toronto.ca/TWONTO#00626
| COL-PWN-P-0001 | Pump, Submersible | COL-PWN | Pump | Pump | 34166 | P | x
| COL-PWN-P-0001 | Pump, Submersible | COL-PWN-MISC | Pump | Pump | 34166 | P | x
| SWM-PWD-P-0100 | Pump, Submersible | SWM-PWD |  | Pump |  | P | http://www.toronto.ca/TWONTO#00626
| SWM-PWD-P-0200 | Pump, Submersible | SWM-PWD |  | Pump |  | P | http://www.toronto.ca/TWONTO#00626
| SWM-PWI-P-O1OO | Pump, Submersible | COL-W-OBSOLETE |  | Pump | 32376 |  | x
| SWM-PWI-P-O1OO | Pump, Submersible | SWM-PWI |  | Pump | 32376 |  | x
| SWM-SOS-P-0100 | Pump, Submersible | SWM-SOS |  | Pump |  | P | http://www.toronto.ca/TWONTO#00626
| WTR-PTH-P-0501 | Pump, Submersible | WTR-PTH-AUX | Pump,Submersible | Pump |  | P | http://www.toronto.ca/TWONTO#00626
| WTR-PTH-P-0502 | Pump, Submersible | WTR-PTH-AUX | Pump,Submersible | Pump |  | P | http://www.toronto.ca/TWONTO#00626
| FHA-SAN-P-0004 | Pump, Submersible John St tunnel | FHA-AUX-SAN | Pump,Submersible | Pump |  | P | http://www.toronto.ca/TWONTO#00626
| TNT-PLT-P-1001 | Pump, Submersible Single Speed, Sump Pump | TNT-ELS | Pump,Submersible | Pump |  | P | http://www.toronto.ca/TWONTO#00626
| COL-PKP-P-0001 | Pump, Submersible Sump | COL-PKP-MISC |  | Pump | 34123 | P | x
| COL-PBR-P-0100 | Pump, Submersible Sump | COL-PBR |  | Pump | 34115 | P | x
| COL-PKP-P-0001 | Pump, Submersible Sump | COL-PKP |  | Pump | 34123 | P | x
| COL-PSM-P-0001 | Pump, Submersible Sump | COL-PSM |  | Pump |  | P | http://www.toronto.ca/TWONTO#00626
| COL-PSM-P-0001 | Pump, Submersible Sump | COL-PSM-MISC |  | Pump |  | P | http://www.toronto.ca/TWONTO#00626
| SWM-PWI-P-0001 | Pump, Submersible Sump | SWM-PWI |  | Pump | 34168 | P | x
| SWM-PWI-P-0001 | Pump, Submersible Sump | SWM-PWI-MISC |  | Pump | 34168 | P | x
| THR-FPW-P-4903 | Pump, Submersible, Plant Water | THR-FPW-P | Pump,Centrifugal | Pump |  | P | http://www.toronto.ca/TWONTO#00626
89861 | YCM-TL-C-0001 | Yard tools - Portable air compressor | FAC-YCM-MEQ |  | Tool |  | C | http://www.toronto.ca/TWONTO#00260 |  | EQUIPMENT-UNLICENSED
89867 | YCM-TL-QCSA-01 | Yard tools - Quickcut Saw | FAC-YCM-TOOLS |  | Tool |  | QCSA | http://www.toronto.ca/TWONTO#00260 |  | Yard tools
| FHO-DEW-P-0701 | Pump, Submersible, Area Drainage, Reservoir, S2, TRW Suction Gallery S/W End | FHO-DEW | Pump,Centrifugal | Pump |  | P | http://www.toronto.ca/TWONTO#00626
| TAB-AUX-P-8031 | Pump, Submersible, Auxiliary Systems Building, Tunnel I | TAB-WA4-P-0001 | Pump,Submersible | Pump |  | P | http://www.toronto.ca/TWONTO#00626
| TAB-AUX-P-8108 | Pump, Submersible, Auxiliary Systems Building, Tunnel I | TAB-WA4-P-0001 | Pump,Submersible | Pump |  | P | http://www.toronto.ca/TWONTO#00626
| TAB-AUX-P-8031 | Pump, Submersible, Auxiliary Systems Building, Tunnel I | TAB-WA6-P | Pump,Submersible | Pump |  | P | http://www.toronto.ca/TWONTO#00626
| TAB-AUX-P-8031B | Pump, Submersible, Auxiliary Systems Building, Tunnel I | TAB-WA4-P-0001 | Pump,Submersible | Pump |  | P | http://www.toronto.ca/TWONTO#00626
| TAB-AUX-P-8031B | Pump, Submersible, Auxiliary Systems Building, Tunnel I | TAB-WA6-P | Pump,Submersible | Pump |  | P | http://www.toronto.ca/TWONTO#00626
| TAB-AUX-P-8033 | Pump, Submersible, Auxiliary Systems Building, Tunnel I | TAB-PWA-P | Pump,Submersible | Pump |  | P | http://www.toronto.ca/TWONTO#00626
| TAB-AUX-P-8033 | Pump, Submersible, Auxiliary Systems Building, Tunnel I | TAB-WA6-P | Pump,Submersible | Pump |  | P | http://www.toronto.ca/TWONTO#00626
| TAB-AUX-P-8033B | Pump, Submersible, Auxiliary Systems Building, Tunnel I | TAB-PWA-P | Pump,Submersible | Pump |  | P | http://www.toronto.ca/TWONTO#00626
| TAB-AUX-P-8033B | Pump, Submersible, Auxiliary Systems Building, Tunnel I | TAB-WA6-P | Pump,Submersible | Pump |  | P | http://www.toronto.ca/TWONTO#00626
| TAB-AUX-P-8108 | Pump, Submersible, Auxiliary Systems Building, Tunnel I | TAB-WA6-P | Pump,Submersible | Pump |  | P | http://www.toronto.ca/TWONTO#00626
| TAB-AUX-P-8108B | Pump, Submersible, Auxiliary Systems Building, Tunnel I | TAB-WA4-P-0001 | Pump,Submersible | Pump |  | P | http://www.toronto.ca/TWONTO#00626
| TAB-AUX-P-8108B | Pump, Submersible, Auxiliary Systems Building, Tunnel I | TAB-WA6-P | Pump,Submersible | Pump |  | P | http://www.toronto.ca/TWONTO#00626
| TAB-OCS-P-8020 | Pump, Submersible, Biofilter Sump | TAB-WA4-P-0001 | Pump,Submersible | Pump |  | P | http://www.toronto.ca/TWONTO#00626
| TAB-OCS-P-8010 | Pump, Submersible, Biofilter Sump | TAB-WA4-P-0001 | Pump,Submersible | Pump |  | P | http://www.toronto.ca/TWONTO#00626
| FHO-DEW-P-2101 | Pump, Submersible, Centrifugal, DeWatering, Foundation Drain, S2, Raw Water Process Room | FHO-DEW | Pump,Centrifugal | Pump |  | P | http://www.toronto.ca/TWONTO#00626
| FHO-DEW-P-2102 | Pump, Submersible, Centrifugal, DeWatering, Foundation Drain, S2, Raw Water Process Room | FHO-DEW | Pump,Centrifugal | Pump |  | P | http://www.toronto.ca/TWONTO#00626
| FHO-DEW-P-2301 | Pump, Submersible, Centrifugal, Drain Sump Well, Ozone Bldg,S5,Filter 9-13 Pipe Gallery Basement,W | FHO-DEW | Pump,Centrifugal | Pump |  | P | http://www.toronto.ca/TWONTO#00626
| FHO-DEW-P-2302 | Pump, Submersible, Centrifugal, Drain Sump Well, Ozone Bldg,S5,Filter 9-13 Pipe Gallery Basement,W | FHO-DEW | Pump,Centrifugal | Pump |  | P | http://www.toronto.ca/TWONTO#00626
| FHO-DEW-P-2201 | Pump, Submersible, Centrifugal, Drain Sump Well, Ozone Building, S2, Pipe Gallery 2, S/E of T-2100 | FHO-DEW | Pump,Centrifugal | Pump |  | P | http://www.toronto.ca/TWONTO#00626
| FHO-DEW-P-2202 | Pump, Submersible, Centrifugal, Drain Sump Well, Ozone Building, S2, Pipe Gallery 2, S/E of T-2101 | FHO-DEW | Pump,Centrifugal | Pump |  | P | http://www.toronto.ca/TWONTO#00626
| FHO-DEW-P-2402 | Pump, Submersible, Centrifugal, Drain Sump Well, Standby Power Bldg, S4, CCS Room, N/W | FHO-DEW | Pump,Centrifugal | Pump |  | P | http://www.toronto.ca/TWONTO#00626
| FHO-DEW-P-2401 | Pump, Submersible, Centrifugal, Drain Sump Well, Standby Power Bldg, S4, CCS Room, N/W | FHO-DEW | Pump,Centrifugal | Pump |  | P | http://www.toronto.ca/TWONTO#00626
| FIS-RW-P-0001-SUS | Pump, Submersible, Deep Well Raw Water Sampling, Intake Valve Chamber Upper Level, Intake & Intake Valve Chamber | FIS-RW | Pump,Submersible | Pump | 38345 | P | x
| FIS-RW-P-0001-SUS | Pump, Submersible, Deep Well Raw Water Sampling, Intake Valve Chamber Upper Level, Intake & Intake Valve Chamber | FIS-RW-SAMP | Pump,Submersible | Pump | 38345 | P | x
| FIS-RW-P-0002-SUS | Pump, Submersible, Deep Well Raw Water Sampling, Intake Valve Chamber Upper Level, Intake & Intake Valve Chamber | FIS-SUSPENDED | Pump,Submersible | Pump | 38346 | P | x
| FIS-RW-P-0003-SUS | Pump, Submersible, Deep Well Raw Water Sampling, Intake Valve Chamber Upper Level, Intake & Intake Valve Chamber | FIS-RW | Pump,Submersible | Pump | 38347 | P | x
| FIS-RW-P-0003-SUS | Pump, Submersible, Deep Well Raw Water Sampling, Intake Valve Chamber Upper Level, Intake & Intake Valve Chamber | FIS-SUSPENDED | Pump,Submersible | Pump | 38347 | P | x
| FIS-RW-P-0001-SUS | Pump, Submersible, Deep Well Raw Water Sampling, Intake Valve Chamber Upper Level, Intake & Intake Valve Chamber | FIS-SUSPENDED | Pump,Submersible | Pump | 38345 | P | x
| FIS-RW-P-0002-SUS | Pump, Submersible, Deep Well Raw Water Sampling, Intake Valve Chamber Upper Level, Intake & Intake Valve Chamber | FIS-RW | Pump,Submersible | Pump | 38346 | P | x
| FIS-RW-P-0002-SUS | Pump, Submersible, Deep Well Raw Water Sampling, Intake Valve Chamber Upper Level, Intake & Intake Valve Chamber | FIS-RW-SAMP | Pump,Submersible | Pump | 38346 | P | x
| FIS-RW-P-0003-SUS | Pump, Submersible, Deep Well Raw Water Sampling, Intake Valve Chamber Upper Level, Intake & Intake Valve Chamber | FIS-RW-SAMP | Pump,Submersible | Pump | 38347 | P | x
| FIS-DEW-P-0009 | Pump, Submersible, Dewatering Chemical Sampling Building, Chemical Sampling Building, Basement Floor,Sump Pit Area | FIS-DEW |  | Pump |  | P | http://www.toronto.ca/TWONTO#00626
| FIS-DEW-P-0006B | Pump, Submersible, Dewatering Tank T-0002, Workshop Building, Below Machine Shop Mezzanine | FIS-DEW-T-0002 |  | Pump |  | P | http://www.toronto.ca/TWONTO#00626
| FIS-DEW-P-0006A | Pump, Submersible, Dewatering Tank T-0002, Workshop Building, Below Machine Shop Mezzanine | FIS-DEW-T-0002 |  | Pump |  | P | http://www.toronto.ca/TWONTO#00626
| FIS-DEW-P-0001(S) | Pump, Submersible, Dewatering, Intake Building, Pump 1 | FIS-DEW | Pump | Pump | 35457 | P | x
| FIS-DEW-P-0002(S) | Pump, Submersible, Dewatering, Intake Building, Pump 2 | FIS-DEW | Pump,Non Positive Displacement,Submersible | Pump | 35456 | P | x
| FCL-DEW-P-1001 | Pump, Submersible, District 1 Chamber Sump | FCL-DEW-T-0601 | Pump,Submersible | Pump |  | P | http://www.toronto.ca/TWONTO#00626
| FCL-DEW-P-1101 | Pump, Submersible, District 2 Chamber Sump | FCL-DEW-T-0601 | Pump,Submersible | Pump |  | P | http://www.toronto.ca/TWONTO#00626
| FIS-DEW-P-0010A | Pump, Submersible, DLWC Intake Chamber Sump, DLWC Intake Chamber, North | FIS-DEW |  | Pump |  | P | http://www.toronto.ca/TWONTO#00626
| FIS-DEW-P-0010B | Pump, Submersible, DLWC Intake Chamber Sump, DLWC Intake Chamber, South | FIS-DEW |  | Pump |  | P | http://www.toronto.ca/TWONTO#00626
| FCL-FLT-P-0002-SUS | Pump, Submersible, Drain, Wash Water East, , Filter No.1001 | FCL-SUSPENDED | Pump,Submersible | Pump | 36628 | P | x
| FCL-FLT-P-0002-SUS | Pump, Submersible, Drain, Wash Water East, , Filter No.1001 | FCL-WW-SAMP | Pump,Submersible | Pump | 36628 | P | x
| FHO-DEW-P-0501 | Pump, Submersible, Drainage & Sump, Reservoir, S2, TRW Suction Gallery S/E End | FHO-DEW | Pump,Centrifugal | Pump |  | P | http://www.toronto.ca/TWONTO#00626
| FHO-DEW-P-0601 | Pump, Submersible, Drainage & Sump, Reservoir, S2, TRW Suction Gallery S/E End | FHO-DEW | Pump,Centrifugal | Pump |  | P | http://www.toronto.ca/TWONTO#00626
| FHO-DEW-P-0201-SU | Pump, Submersible, Drainage Sump Sanitary, Raw Water Pumping Station | FHO-OBSOLETE | Pump,Non Positive Displacement,Submersible | Pump | 32113 | P | x
| FHO-DEW-P-0201-SU | Pump, Submersible, Drainage Sump Sanitary, Raw Water Pumping Station | FHO-DEW | Pump,Non Positive Displacement,Submersible | Pump | 32113 | P | x
| FHO-DEW-P-0201-SPARE | Pump, Submersible, Drainage Sump Sanitary, Raw Water Pumping Station- Spare (G1) | FHO-DEW | Pump,Centrifugal | Pump |  | P | http://www.toronto.ca/TWONTO#00626
| THR-FSW-P-2101 | pump, submersible, duty/standby sanitary sump, inside sump pit, north pump,ECS Office | THR-FSW-CP-2101 |  | Pump |  | P | http://www.toronto.ca/TWONTO#00626
| THR-FSW-P-2102 | pump, submersible, duty/standby sanitary sump, inside sump pit, north pump,ECS Office | THR-FSW-CP-2101 |  | Pump |  | P | http://www.toronto.ca/TWONTO#00626
| TAB-AUX-P-8034 | Pump, Submersible, Elevator Shaft, Auxiliary Systems Building, Sub-Basement | TAB-WA4-P-0001 | Pump,Submersible | Pump |  | P | http://www.toronto.ca/TWONTO#00626
| FIS-DEW-P-0001 | Pump, Submersible, Intake Bldg & Intake Valve Chamber Sump, Intake Building, Basement | FIS-DEW | Pump | Pump |  | P | http://www.toronto.ca/TWONTO#00626
| FIS-DEW-P-0002 | Pump, Submersible, Intake Bldg & Intake Valve Chamber Sump, Intake Building, Basement | FIS-DEW | Pump | Pump |  | P | http://www.toronto.ca/TWONTO#00626
| FCL-DEW-P-0801 | Pump, Submersible, Local Sump Pit Dewatering, Treated Water Dewatering Pit | FCL-DEW-T-0601 | Pump,Centrifugal | Pump |  | P | http://www.toronto.ca/TWONTO#00626
| FCL-DEW-P-0901 | Pump, Submersible, Local Sump Pit Dewatering, Treated Water Dewatering Pit | FCL-DEW-T-0601 | Pump,Centrifugal | Pump |  | P | http://www.toronto.ca/TWONTO#00626
| FCL-DEW-P-0801 | Pump, Submersible, Local Sump Pit Dewatering, Treated Water Dewatering Pit | FCL-DEW-T-0401 | Pump,Centrifugal | Pump |  | P | http://www.toronto.ca/TWONTO#00626
| WTR-PKN-P-0600 | Pump, Submersible, Northeast Sump | WTR-PKN-AUX | Pump,Submersible | Pump |  | P | http://www.toronto.ca/TWONTO#00626
| FIS-GRK-P-0001 | Pump, Submersible, Portable | FIS-DEW |  | Pump |  | P | http://www.toronto.ca/TWONTO#00626
| FIS-GRK-P-0001 | Pump, Submersible, Portable | FIS-GRK |  | Pump |  | P | http://www.toronto.ca/TWONTO#00626
| FIS-GRK-P-0002 | Pump, Submersible, Portable | FIS-DEW |  | Pump |  | P | http://www.toronto.ca/TWONTO#00626
| FIS-GRK-P-0002 | Pump, Submersible, Portable | FIS-GRK |  | Pump |  | P | http://www.toronto.ca/TWONTO#00626
| FCL-DEW-P-0009 | Pump, Submersible, Portable, Dewatering | FCL-DEW | Pump,Centrifugal | Pump |  | P | http://www.toronto.ca/TWONTO#00626
| FCL-DEW-P-0010 | Pump, Submersible, Portable, Dewatering | FCL-DEW | Pump,Centrifugal | Pump |  | P | http://www.toronto.ca/TWONTO#00626
| FCL-DEW-P-0007 | Pump, Submersible, Portable, Dewatering | FCL-DEW | Pump,Centrifugal | Pump |  | P | http://www.toronto.ca/TWONTO#00626
| FCL-DEW-P-0008 | Pump, Submersible, Portable, Dewatering | FCL-DEW | Pump,Centrifugal | Pump |  | P | http://www.toronto.ca/TWONTO#00626
| TAB-PRM-P-0510 | Pump, Submersible, Portable, Sump, Coagulant Tank Containment Area No. 1, Grit Bldg., P Bldg. | TAB-PRM-P-SUMP | Pump | Pump |  | P | http://www.toronto.ca/TWONTO#00626
| TAB-PRM-P-0510 | Pump, Submersible, Portable, Sump, Coagulant Tank Containment Area No. 1, Grit Bldg., P Bldg. | TAB-PRM-POL | Pump | Pump |  | P | http://www.toronto.ca/TWONTO#00626
| TAB-PRM-P-0520 | Pump, Submersible, Portable, Sump, Coagulant Tank Containment Area No. 2, Grit Bldg., P Bldg. | TAB-PRM-P-SUMP | Pump | Pump |  | P | http://www.toronto.ca/TWONTO#00626
| TAB-PRM-P-0520 | Pump, Submersible, Portable, Sump, Coagulant Tank Containment Area No. 2, Grit Bldg., P Bldg. | TAB-PRM-POL | Pump | Pump |  | P | http://www.toronto.ca/TWONTO#00626
| TAB-THK-P-2078 | Pump, Submersible, Process, Auxiliary Systems Building, Sub-Basement | TAB-WA4-P-0001 | Pump,Submersible | Pump |  | P | http://www.toronto.ca/TWONTO#00626
| TAB-THK-P-2079 | Pump, Submersible, Process, Auxiliary Systems Building, Sub-Basement | TAB-WA6-P | Pump,Submersible | Pump |  | P | http://www.toronto.ca/TWONTO#00626
| TAB-THK-P-2078 | Pump, Submersible, Process, Auxiliary Systems Building, Sub-Basement | TAB-WA6-P | Pump,Submersible | Pump |  | P | http://www.toronto.ca/TWONTO#00626
| TAB-THK-P-2079 | Pump, Submersible, Process, Auxiliary Systems Building, Sub-Basement | TAB-WA4-P-0001 | Pump,Submersible | Pump |  | P | http://www.toronto.ca/TWONTO#00626
| THR-FPW-P-4901 | Pump, Submersible, Raw Plant Water | THR-FPW-P | Pump,Centrifugal | Pump |  | P | http://www.toronto.ca/TWONTO#00626
| THR-FPW-P-4902 | Pump, Submersible, Raw Plant Water | THR-FPW-P | Pump,Centrifugal | Pump |  | P | http://www.toronto.ca/TWONTO#00626
| FHO-DEW-P-0501_SU | Pump, Submersible, Reservoir South (G3) | FHO-DEW | Pump,Centrifugal | Pump | 34955 | P | x
| FHO-DEW-P-0601_SU | Pump, Submersible, Reservoir South (G3) | FHO-DEW | Pump,Centrifugal | Pump | 34956 | P | x
| WTR-RRH-P-0401 | Pump, Submersible, Rosehill Reservoir, Interconnection Chamber | WTR-RRH-AUX | Pump,Submersible | Pump |  | P | http://www.toronto.ca/TWONTO#00626
| FCL-FLT-P-0003-SUS | Pump, Submersible, Sample, Filter No. 0701 | FCL-WW-SAMP | Pump,Submersible | Pump | 36629 | P | x
| FCL-FLT-P-0003-SUS | Pump, Submersible, Sample, Filter No. 0701 | FCL-SUSPENDED | Pump,Submersible | Pump | 36629 | P | x
| FCL-FLT-P-0001-SUS | Pump, Submersible, Sample, Filter No. 1701 | FCL-SUSPENDED | Pump,Submersible | Pump | 36627 | P | x
| FCL-FLT-P-0001-SUS | Pump, Submersible, Sample, Filter No. 1701 | FCL-WW-SAMP | Pump,Submersible | Pump | 36627 | P | x
| FHO-DEW-P-0101 | Pump, Submersible, Sanitary Drain Sump, RW Building, S10.5 RW Pump Room, Basement | FHO-DEW | Pump,Centrifugal | Pump |  | P | http://www.toronto.ca/TWONTO#00626
| FHO-DEW-P-0201 | Pump, Submersible, Sanitary Drain Sump, RW Building, S10.5 RW Pump Room, Basement | FHO-DEW | Pump,Centrifugal | Pump |  | P | http://www.toronto.ca/TWONTO#00626
| FHO-DEW-P-0301 | Pump, Submersible, Sanitary Drain Sump, TRW Building, S5, Cable Tray Room, S/W | FHO-DEW | Pump,Centrifugal | Pump |  | P | http://www.toronto.ca/TWONTO#00626
| FHO-DEW-P-0401 | Pump, Submersible, Sanitary Drain Sump, TRW Building, S5, Cable Tray Room, S/W | FHO-DEW | Pump,Centrifugal | Pump |  | P | http://www.toronto.ca/TWONTO#00626
| THC-ACC-P-5200 | Pump, Submersible, Sanitary Effluent, Submersible, Duplex Pumping System | THC-ACC-BLDG X | Air Handling Unit | Pump |  | P | http://www.toronto.ca/TWONTO#00626
| TAB-PRS-P-0412 | Pump, Submersible, Sanitary Sump , Chemical Building Basement | TAB-PRS-P-SUMP | Pump | Pump |  | P | http://www.toronto.ca/TWONTO#00626
| TAB-PRS-P-0413 | Pump, Submersible, Sanitary Sump , Middle of the 'J' tunnel between PRS Building and RAS gallery | TAB-PRS-P-SUMP | Pump | Pump |  | P | http://www.toronto.ca/TWONTO#00626
| TAB-PRS-P-0414 | Pump, Submersible, Sanitary Sump , Middle of the 'J' tunnel between PRS Building and RAS gallery | TAB-PRS-P-SUMP | Pump | Pump |  | P | http://www.toronto.ca/TWONTO#00626
| TAB-PRS-P-0411 | Pump, Submersible, Sanitary Sump , PRS Building Basement | TAB-PRS-P-SUMP | Pump | Pump |  | P | http://www.toronto.ca/TWONTO#00626
| TAB-AUX-P-5113 | Pump, Submersible, Sanitary, Auxiliary Systems Building, Sub-Basement | TAB-WA4-P-0001 | Pump,Submersible | Pump |  | P | http://www.toronto.ca/TWONTO#00626
| TAB-AUX-P-5113 | Pump, Submersible, Sanitary, Auxiliary Systems Building, Sub-Basement | TAB-WA6-P | Pump,Submersible | Pump |  | P | http://www.toronto.ca/TWONTO#00626
| FHA-WWW-P-3101 | Pump, Submersible, Sludge Equalization Tank T-0002 to Splitter Box, RMF, Central Thickener Gallery | FHA-WWW-SLUDGE | Pump,Centrifugal | Pump |  | P | http://www.toronto.ca/TWONTO#00626
| FHA-WWW-P-3201 | Pump, Submersible, Sludge Equalization Tank T-0002 to Splitter Box, RMF, Central Thickener Gallery | FHA-WWW-SLUDGE | Pump,Centrifugal | Pump |  | P | http://www.toronto.ca/TWONTO#00626
| FHA-WWW-P-3301 | Pump, Submersible, Sludge Equalization Tank T-0002 to Splitter Box, RMF, Central Thickener Gallery | FHA-WWW-SLUDGE | Pump,Centrifugal | Pump |  | P | http://www.toronto.ca/TWONTO#00626
| FHO-DEW-P-0801 | Pump, Submersible, Storm Drain Sump, TRW Building, S5, Cable Tray Room, S/E | FHO-DEW | Pump,Centrifugal | Pump |  | P | http://www.toronto.ca/TWONTO#00626
| FHO-DEW-P-0901 | Pump, Submersible, Storm Drain Sump, TRW Building, S5, Cable Tray Room, S/E | FHO-DEW | Pump,Centrifugal | Pump |  | P | http://www.toronto.ca/TWONTO#00626
| TAB-AUX-P-5106 | Pump, Submersible, Storm Water, Auxiliary Systems Building | TAB-WA6-P | Pump,Submersible | Pump |  | P | http://www.toronto.ca/TWONTO#00626
| TAB-AUX-P-5106 | Pump, Submersible, Storm Water, Auxiliary Systems Building | TAB-WA4-P-0001 | Pump,Submersible | Pump |  | P | http://www.toronto.ca/TWONTO#00626
| TAB-AUX-P-5105 | Pump, Submersible, Storm Water, Auxiliary Systems Building, | TAB-WA4-P-0001 | Pump,Submersible | Pump |  | P | http://www.toronto.ca/TWONTO#00626
| TAB-AUX-P-5105 | Pump, Submersible, Storm Water, Auxiliary Systems Building, | TAB-WA6-P | Pump,Submersible | Pump |  | P | http://www.toronto.ca/TWONTO#00626
| TAB-AUX-P-8032 | Pump, Submersible, Storm Water, Auxiliary Systems Building, Tunnel I | TAB-DIG-P-T1-4 | Pump,Submersible | Pump |  | P | http://www.toronto.ca/TWONTO#00626
| WTR-PJS-P-1901 | Pump, Submersible, Sump | WTR-PJS-AUX | Pump,Submersible | Pump |  | P | http://www.toronto.ca/TWONTO#00626
| WTR-PSC-P-0401 | Pump, Submersible, Sump | WTR-PSC-AUX | Pump,Submersible | Pump |  | P | http://www.toronto.ca/TWONTO#00626
| WTR-PJS-P-2001 | Pump, Submersible, Sump | WTR-PJS-AUX | Pump,Submersible | Pump |  | P | http://www.toronto.ca/TWONTO#00626
| WTR-RLL-P-0001 | Pump, Submersible, Sump | WTR-RLL-AUX | Pump,Submersible | Pump |  | P | http://www.toronto.ca/TWONTO#00626
| WTR-388-P-0200 | Pump, Submersible, Sump (PSC CH 388 02) | WTR-PSC-AUX | Pump,Submersible | Pump |  | P | http://www.toronto.ca/TWONTO#00626
| WTR-388-P-0200 | Pump, Submersible, Sump (PSC CH 388 02) | CH 388 02 | Pump,Submersible | Pump |  | P | http://www.toronto.ca/TWONTO#00626
| FHA-DEW-P-0001 | Pump, Submersible, Sump Pit, Pump Building, S/E of Low Lift PS | FHA-AUX-DEW | Pump | Pump |  | P | http://www.toronto.ca/TWONTO#00626
| COL-PHB-P-0001 | Pump, Submersible, Sump Pump, Dry Well, Basement | COL-PHB | Pump | Pump |  | P | http://www.toronto.ca/TWONTO#00626
| COL-PHB-P-0001 | Pump, Submersible, Sump Pump, Dry Well, Basement | COL-PHB-MISC | Pump | Pump |  | P | http://www.toronto.ca/TWONTO#00626
| FHO-DEW-P-1101 | Pump, Submersible, Sump Well, Chemical Building, S4, Ammonia Room | FHO-DEW | Pump,Centrifugal | Pump |  | P | http://www.toronto.ca/TWONTO#00626
| FHO-DEW-P-1101 | Pump, Submersible, Sump Well, Chemical Building, S4, Ammonia Room | FHO-AM | Pump,Centrifugal | Pump |  | P | http://www.toronto.ca/TWONTO#00626
| FHO-DEW-P-1001 | Pump, Submersible, Sump Well, Chemical Building, S4, Fluoride Room | FHO-DEW | Pump,Centrifugal | Pump |  | P | http://www.toronto.ca/TWONTO#00626
| FHO-DEW-P-1001 | Pump, Submersible, Sump Well, Chemical Building, S4, Fluoride Room | FHO-FL | Pump,Centrifugal | Pump |  | P | http://www.toronto.ca/TWONTO#00626
| WTR-PJS-P-1801 | Pump, Submersible, Sump, Chamber #12 A | WTR-PJS-AUX | Pump,Submersible | Pump |  | P | http://www.toronto.ca/TWONTO#00626
| WTR-PDS-P-0001 | Pump, Submersible, Sump, Dorset PS | WTR-PDS-AUX | Pump,Submersible | Pump |  | P | http://www.toronto.ca/TWONTO#00626
| WTR-PMI-P-0901 | Pump, Submersible, Sump, Lower Level Gallery, | WTR-PMI-AUX | Pump,Submersible | Pump |  | P | http://www.toronto.ca/TWONTO#00626
| WTR-PMI-P-0801 | Pump, Submersible, Sump, Lower Level Gallery, | WTR-PMI-AUX | Pump,Submersible | Pump |  | P | http://www.toronto.ca/TWONTO#00626
| WTR-PMI-P-0802 | Pump, Submersible, Sump, Lower Level Gallery, | WTR-PMI-AUX | Pump,Submersible | Pump |  | P | http://www.toronto.ca/TWONTO#00626
| WTR-PJS-P-1701 | Pump, Submersible, Sump, P1 | WTR-PJS-AUX | Pump,Submersible | Pump |  | P | http://www.toronto.ca/TWONTO#00626
| WTR-PJS-P-1702 | Pump, Submersible, Sump, P2 | WTR-PJS-AUX | Pump,Submersible | Pump |  | P | http://www.toronto.ca/TWONTO#00626
| FHO-DEW-P-1401 | Pump, Submersible, Surge Area Drainage, Surge Building, S2, Tank Room, N/E | FHO-DEW | Pump,Centrifugal | Pump |  | P | http://www.toronto.ca/TWONTO#00626
| FHO-DEW-P-1501 | Pump, Submersible, Surge Area Drainage, Surge Building, S2, Tank Room, N/E | FHO-DEW | Pump,Centrifugal | Pump |  | P | http://www.toronto.ca/TWONTO#00626
| FHO-DEW-P-1201 | Pump, Submersible, Surge Footage Drainage, Surge Building, S2, Tank Room, N/E | FHO-DEW | Pump,Centrifugal | Pump |  | P | http://www.toronto.ca/TWONTO#00626
| FHO-DEW-P-1301 | Pump, Submersible, Surge Footage Drainage, Surge Building, S2, Tank Room, N/E | FHO-DEW | Pump,Centrifugal | Pump |  | P | http://www.toronto.ca/TWONTO#00626
| FIS-DEW-P-0003A | Pump, Submersible, Vertical Turbine, Dewatering Tank T-0003, Raw Water Pump Building, Pump Room | FIS-DEW | Pump | Pump |  | P | http://www.toronto.ca/TWONTO#00626
| FIS-DEW-P-0003A | Pump, Submersible, Vertical Turbine, Dewatering Tank T-0003, Raw Water Pump Building, Pump Room | FIS-DEW-T-0003 | Pump | Pump |  | P | http://www.toronto.ca/TWONTO#00626
| FIS-DEW-P-0003B | Pump, Submersible, Vertical Turbine, Dewatering Tank T-0003, Raw Water Pump Building, Pump Room | FIS-DEW-T-0003 | Pump | Pump |  | P | http://www.toronto.ca/TWONTO#00626
| FIS-DEW-P-0003A | Pump, Submersible, Vertical Turbine, Dewatering Tank T-0003, Raw Water Pump Building, Pump Room | FIS-DEW-T-0002 | Pump | Pump |  | P | http://www.toronto.ca/TWONTO#00626
| FIS-DEW-P-0003B | Pump, Submersible, Vertical Turbine, Dewatering Tank T-0003, Raw Water Pump Building, Pump Room | FIS-DEW | Pump | Pump |  | P | http://www.toronto.ca/TWONTO#00626
| FIS-DEW-P-0003B | Pump, Submersible, Vertical Turbine, Dewatering Tank T-0003, Raw Water Pump Building, Pump Room | FIS-DEW-T-0002 | Pump | Pump |  | P | http://www.toronto.ca/TWONTO#00626
130598 | THR-ACC-TS-0757 | Switch, Temperature, Air Handling Unit 0757, East Maintenance Bldg, Plant Services, Gallery Ventilation, Zone 3A | THR-ACC-AHU-0757 | Switch,Temperature | Switch |  | TS | http://www.toronto.ca/TWONTO#00734 |  | Air Handling Unit, Blow Thru, East Maintenance Bldg. Roof, Gallery Ventilation, Zone 3A
130612 | THR-ACC-TSL-4701 | Switch, Temperature, Low, HTR-4701,Old Main Sub Station | THR-ACC-HTR-4701 | Switch,Temperature-Low | Switch |  | TSL | http://www.toronto.ca/TWONTO#00734 |  | Unit Heater, Electric, SP RAS Electrical Building Elec Rm
68683 | THR-ACC-TSL-4702 | Switch, Temperature, Low, HTR-4702,Old Main Sub Station | THR-ACC-HTR-4702 | Switch,Temperature-Low | Switch |  | TSL | http://www.toronto.ca/TWONTO#00734 |  | Unit Heater, Electric,SP RAS Electrical Building RPU Rm
130613 | THR-ACC-TSL-4703 | Switch, Temperature, Low, HTR-4703,Old Main Sub Station | THR-ACC-HTR-4703 | Switch,Temperature-Low | Switch |  | TSL | http://www.toronto.ca/TWONTO#00734 |  | Heater,Electric, Unit, 7.5 Kw,Old Main Sub Station
68684 | THR-ACC-TSL-4704 | Switch, Temperature, Low, HTR-4704,Old Main Sub Station | THR-ACC-HTR-4704 | Switch,Temperature-Low | Switch |  | TSL | http://www.toronto.ca/TWONTO#00734 |  | Heater,Electric, Unit, 7.5 Kw,Old Main Sub Station
130614 | THR-ACC-TSL-4705 | Switch, Temperature, Low, HTR-4705,Old Main Sub Station | THR-ACC-HTR-4705 | Switch,Temperature-Low | Switch |  | TSL | http://www.toronto.ca/TWONTO#00734 |  | Heater,Electric, Unit, 7.5 Kw,Old Main Sub Station
130615 | THR-ACC-TSL-4706 | Switch, Temperature, Low, HTR-4706,Old Main Sub Station | THR-ACC-HTR-4706 | Switch,Temperature-Low | Switch |  | TSL | http://www.toronto.ca/TWONTO#00734 |  | Heater,Electric, Unit, 7.5 Kw,Old Main Sub Station
68685 | THR-ACC-TSL-4707 | Switch, Temperature, Low, HTR-4707,Old Main Sub Station | THR-ACC-HTR-4707 | Switch,Temperature-Low | Switch |  | TSL | http://www.toronto.ca/TWONTO#00734 |  | Heater,Electric, Unit, 7.5 Kw,Old Main Sub Station
| FIS-DEW-P-0001A | Pump, Submersible, Vertical Turbine, Tank T- 0001, Filter Building, Pump Room, East Side | FIS-DEW-T-0001 | Pump,Non Positive Displacement,Submersible | Pump |  | P | http://www.toronto.ca/TWONTO#00626
| FIS-DEW-P-0001B | Pump, Submersible, Vertical Turbine, Tank T- 0001, Filter Building, Pump Room, East Side | FIS-DEW | Pump | Pump |  | P | http://www.toronto.ca/TWONTO#00626
| FIS-DEW-P-0001B | Pump, Submersible, Vertical Turbine, Tank T- 0001, Filter Building, Pump Room, East Side | FIS-DEW-PIP-0001 | Pump | Pump |  | P | http://www.toronto.ca/TWONTO#00626
| FIS-DEW-P-0001B | Pump, Submersible, Vertical Turbine, Tank T- 0001, Filter Building, Pump Room, East Side | FIS-DEW-T-0001 | Pump | Pump |  | P | http://www.toronto.ca/TWONTO#00626
| FIS-DEW-P-0001A | Pump, Submersible, Vertical Turbine, Tank T- 0001, Filter Building, Pump Room, East Side | FIS-DEW | Pump,Non Positive Displacement,Submersible | Pump |  | P | http://www.toronto.ca/TWONTO#00626
96332 | FIS-CLB-TSL-0101 | Switch, Temperature, Low, Post-Chlorine EV-0101 Discharge, Gaseous Chemical Building, Main Floor, Machine Room | FIS-CLB-EV-0101 |  | Switch |  | TSL | http://www.toronto.ca/TWONTO#00734 |  | Evaporator, Post Chlorination Train 1, Gaseous Chemical Building, Storage Room
28346 | FIS-CLB-TSL-0201 | Switch, Temperature, Low, Post-Chlorine EV-0101 Discharge, Gaseous Chemical Building, Main Floor, Machine Room | FIS-CLB-EV-0101 |  | Switch |  | TSL | http://www.toronto.ca/TWONTO#00734 |  | Evaporator, Post Chlorination Train 1, Gaseous Chemical Building, Storage Room
28264 | FIS-CLA-TSL-0201 | Switch, Temperature, Low, Pre-Chlorine EV-0101 Discharge, Gaseous Chemical Building, Main Floor, Machine Room | FIS-CLA-EV-0101 |  | Switch |  | TSL | http://www.toronto.ca/TWONTO#00734 |  | Evaporator, Pre Chlorination Train 1, Gaseous Chemical Building, Storage Room
28263 | FIS-CLA-TSL-0101 | Switch, Temperature, Low, Pre-Chlorine EV-0101 Discharge, Gaseous Chemical Building, Main Floor, Machine Room | FIS-CLA-EV-0101 |  | Switch |  | TSL | http://www.toronto.ca/TWONTO#00734 |  | Evaporator, Pre Chlorination Train 1, Gaseous Chemical Building, Storage Room
| THC-WWW-P-0200 | Pump, Sumbersible, Sump, S.E. Pumping Station | THC-PWA-EFFLUENT |  | Pump |  | P | http://www.toronto.ca/TWONTO#00626
| THC-WWW-P-0100 | Pump, Sumbersible, Sump, S.E. Pumping Station | THC-PWA-EFFLUENT |  | Pump |  | P | http://www.toronto.ca/TWONTO#00626
| THC-WWW-P-0100 | Pump, Sumbersible, Sump, S.E. Pumping Station | THC-PWA-SOUTH |  | Pump |  | P | http://www.toronto.ca/TWONTO#00626
| THC-WWW-P-0200 | Pump, Sumbersible, Sump, S.E. Pumping Station | THC-PWA-SOUTH |  | Pump |  | P | http://www.toronto.ca/TWONTO#00626
| COL-PKS-P-0001 | Pump, Sump | COL-PKP-MISC |  | Pump | 34125 | P | x
| COL-PKS-P-0001 | Pump, Sump | COL-PKS |  | Pump | 34125 | P | x
| COL-PKS-P-0001 | Pump, Sump | COL-PKS-MISC |  | Pump | 34125 | P | x
| FCL-DEW-P-0002-SUS | Pump, Sump | FCL-DEW | Pump,Centrifugal | Pump | 36462 | P | x
| FCL-DEW-P-0003-SUS | Pump, Sump | FCL-DEW | Pump,Centrifugal | Pump | 36463 | P | x
| FCL-DEW-P-0005-SUS | Pump, Sump | FCL-SUSPENDED | Pump,Centrifugal | Pump | 36465 | P | x
| GX2055A | Pump, Sump | TAB-WA4-P-0001 | Pump,Non Positive Displacement,Submersible | Pump |  |  | http://www.toronto.ca/TWONTO#00626
| GX2405A | Pump, Sump | TAB-RSP-P-SUMP | Pump,Non Positive Displacement,Submersible | Pump | 34479 |  | x
| GX2405A | Pump, Sump | TAB-SUSPENDED ENTITY | Pump,Non Positive Displacement,Submersible | Pump | 34479 |  | x
| GX2407A | Pump, Sump | TAB-PRM-MEQ | Pump | Pump |  |  | http://www.toronto.ca/TWONTO#00626
| TAB-DEW-P-5115 | Pump, Sump | TAB-DEW SUMP | Pump | Pump |  | P | http://www.toronto.ca/TWONTO#00626
| TAB-DEW-P-5115B | Pump, Sump | TAB-DEW SUMP | Pump | Pump |  | P | http://www.toronto.ca/TWONTO#00626
| TAB-DEW-P-8039B | Pump, Sump | TAB-DEW SUMP | Pump,Non Positive Displacement,Submersible | Pump |  | P | http://www.toronto.ca/TWONTO#00626
| TAB-DEW-P-8040B | Pump, Sump | TAB-DEW SUMP | Pump,Non Positive Displacement,Submersible | Pump |  | P | http://www.toronto.ca/TWONTO#00626
| TAB-DEW-P-8041 | Pump, Sump | TAB-DEW SUMP | Pump,Non Positive Displacement,Submersible | Pump |  | P | http://www.toronto.ca/TWONTO#00626
| TAB-DEW-P-8041B | Pump, Sump | TAB-DEW SUMP | Pump,Non Positive Displacement,Submersible | Pump |  | P | http://www.toronto.ca/TWONTO#00626
| TAB-DEW-P-8041C | Pump, Sump | TAB-DEW SUMP | Pump,Non Positive Displacement,Submersible | Pump |  | P | http://www.toronto.ca/TWONTO#00626
| TAB-DEW-P-8042B | Pump, Sump | TAB-DEW SUMP | Pump,Non Positive Displacement,Submersible | Pump |  | P | http://www.toronto.ca/TWONTO#00626
| TAB-DEW-P-8043B | Pump, Sump | TAB-DEW SUMP | Pump,Non Positive Displacement,Submersible | Pump |  | P | http://www.toronto.ca/TWONTO#00626
| TAB-DIS-P-2631 | Pump, Sump | TAB-DIS-MEQ | Pump,Submersible | Pump | 46218 | P | x
| TAB-DIS-P-8091B | Pump, Sump | TAB-DIS-MEQ | Pump,Submersible | Pump |  | P | http://www.toronto.ca/TWONTO#00626
| TAB-DIS-P-8091B | Pump, Sump | TAB-SUSPENDED ENTITY | Pump,Submersible | Pump |  | P | http://www.toronto.ca/TWONTO#00626
| FCL-DEW-P-0002-SUS | Pump, Sump | FCL-SUSPENDED | Pump,Centrifugal | Pump | 36462 | P | x
| FCL-DEW-P-0003-SUS | Pump, Sump | FCL-SUSPENDED | Pump,Centrifugal | Pump | 36463 | P | x
| FCL-DEW-P-0004-SUS | Pump, Sump | FCL-DEW | Pump,Centrifugal | Pump | 36464 | P | x
| FCL-DEW-P-0004-SUS | Pump, Sump | FCL-SUSPENDED | Pump,Centrifugal | Pump | 36464 | P | x
| FCL-DEW-P-0005-SUS | Pump, Sump | FCL-DEW | Pump,Centrifugal | Pump | 36465 | P | x
| TAB-EL3-P-8065 | Pump, Sump | TAB-ELS-SEAWALL | Pump,Submersible | Pump |  | P | http://www.toronto.ca/TWONTO#00626
| TAB-HRS-P-5116 | Pump, Sump | TAB-WA6-P | Pump,Submersible | Pump |  | P | http://www.toronto.ca/TWONTO#00626
| TAB-HRS-P-5117 | Pump, Sump | TAB-WA6-P | Pump,Submersible | Pump |  | P | http://www.toronto.ca/TWONTO#00626
| TAB-HRS-P-5120 | Pump, Sump | TAB-WA6-P | Pump,Submersible | Pump |  | P | http://www.toronto.ca/TWONTO#00626
| TAB-HRS-P-8044 | Pump, Sump | TAB-WA6-P | Pump,Submersible | Pump |  | P | http://www.toronto.ca/TWONTO#00626
| TAB-INC-P-8060 | Pump, Sump | TAB-WA4-P-0001 | Pump,Non Positive Displacement,Submersible | Pump |  | P | http://www.toronto.ca/TWONTO#00626
| TAB-PLT-P-0001 | Pump, Sump | TAB-PLT-P-P | Pump,Centrifugal | Pump |  | P | http://www.toronto.ca/TWONTO#00626
| TAB-PLT-P-0002 | Pump, Sump | TAB-PLT-P-P | Pump,Centrifugal | Pump |  | P | http://www.toronto.ca/TWONTO#00626
| TAB-PLT-P-5128 | Pump, Sump | TAB-PLT-P-P | Pump,Non Positive Displacement,Submersible | Pump |  | P | http://www.toronto.ca/TWONTO#00626
| TAB-PLT-P-5129 | Pump, Sump | TAB-PLT-P-P | Pump,Non Positive Displacement,Submersible | Pump |  | P | http://www.toronto.ca/TWONTO#00626
| TAB-PLT-P-5132 | Pump, Sump | TAB-PLT-T-D | Pump,Non Positive Displacement,Submersible | Pump |  | P | http://www.toronto.ca/TWONTO#00626
| TAB-PLT-P-5133 | Pump, Sump | TAB-PLT-T-D | Pump,Non Positive Displacement,Submersible | Pump |  | P | http://www.toronto.ca/TWONTO#00626
| TAB-PLT-P-5135 | Pump, Sump | TAB-PLT-T-D | Pump,Non Positive Displacement,Submersible | Pump |  | P | http://www.toronto.ca/TWONTO#00626
| TAB-PRM-P-8069 | Pump, Sump | TAB-PRM-P-SUMP | Pump,Non Positive Displacement,Submersible | Pump |  | P | http://www.toronto.ca/TWONTO#00626
| TAB-PRM-P-8072 | Pump, Sump | TAB-PRM-P-SUMP | Pump,Non Positive Displacement,Submersible | Pump |  | P | http://www.toronto.ca/TWONTO#00626
| TAB-PWA-P-5141 | Pump, Sump | TAB-PWA-P | Pump,Submersible | Pump |  | P | http://www.toronto.ca/TWONTO#00626
| TAB-PWA-P-5142 | Pump, Sump | TAB-PWA-P | Pump,Submersible | Pump |  | P | http://www.toronto.ca/TWONTO#00626
| TAB-PWA-P-5143 | Pump, Sump | TAB-PWA-P | Pump,Submersible | Pump |  | P | http://www.toronto.ca/TWONTO#00626
| TAB-STR-P-1801 | Pump, Sump | TAB-STR-SUMP | Pump,Centrifugal | Pump |  | P | http://www.toronto.ca/TWONTO#00626
| TAB-STR-P-2642 | Pump, Sump | TAB-AER-P | Pump,Centrifugal | Pump |  | P | http://www.toronto.ca/TWONTO#00626
| TAB-STR-P-2643 | Pump, Sump | TAB-AER-P | Pump,Centrifugal | Pump |  | P | http://www.toronto.ca/TWONTO#00626
| TAB-STR-P-3037 | Pump, Sump | TAB-STR-SUMP | Pump,Non Positive Displacement,Submersible | Pump |  | P | http://www.toronto.ca/TWONTO#00626
| TAB-STR-P-8036 | Pump, Sump | TAB-STR-SUMP | Pump,Centrifugal | Pump |  | P | http://www.toronto.ca/TWONTO#00626
| TNT-FT-P-1101 | Pump, Sump | TNT-FT-T-1100 | Pump,Centrifugal | Pump |  | P | http://www.toronto.ca/TWONTO#00626
| TNT-FT-P-1201 | Pump, Sump | TNT-FT-T-1200 | Pump,Centrifugal | Pump |  | P | http://www.toronto.ca/TWONTO#00626
| TNT-FT-P-1301 | Pump, Sump | TNT-FT-T-1300 | Pump,Centrifugal | Pump |  | P | http://www.toronto.ca/TWONTO#00626
| TNT-FT-P-1501 | Pump, Sump | TNT-FT-T-1500 | Pump,Centrifugal | Pump |  | P | http://www.toronto.ca/TWONTO#00626
| TNT-MCS-P-0101 | Pump, Sump | TNT-MCS-T-0100 | Pump,Centrifugal | Pump |  | P | http://www.toronto.ca/TWONTO#00626
| TNT-MCS-P-0201 | Pump, Sump | TNT-MCS-T-0200 | Pump,Submersible | Pump |  | P | http://www.toronto.ca/TWONTO#00626
| WTR-PHL-P-0001 | Pump, Sump | WTR-PHL-AUX | Pump,Submersible | Pump |  | P | http://www.toronto.ca/TWONTO#00626
| WTR-PMI-P-1600 | Pump, Sump | WTR-PMI-P |  | Pump |  | P | http://www.toronto.ca/TWONTO#00626
| WTR-PMI-P-1700 | Pump, Sump | WTR-PMI-P |  | Pump |  | P | http://www.toronto.ca/TWONTO#00626
| GX2060A | Pump, Sump | TAB-WA4-P-0001 | Pump,Non Positive Displacement,Submersible | Pump |  |  | http://www.toronto.ca/TWONTO#00626
| GX2061A | Pump, Sump | TAB-WA4-P-0001 | Pump | Pump |  |  | http://www.toronto.ca/TWONTO#00626
| GX2406A | Pump, Sump | TAB-RSP-P-SUMP | Pump,Non Positive Displacement,Submersible | Pump | 34480 |  | x
| GX2406A | Pump, Sump | TAB-SUSPENDED ENTITY | Pump,Non Positive Displacement,Submersible | Pump | 34480 |  | x
| TAB-DEW-P-8039 | Pump, Sump | TAB-DEW SUMP | Pump,Non Positive Displacement,Submersible | Pump |  | P | http://www.toronto.ca/TWONTO#00626
| TAB-DEW-P-8040 | Pump, Sump | TAB-DEW SUMP | Pump,Non Positive Displacement,Submersible | Pump |  | P | http://www.toronto.ca/TWONTO#00626
| TAB-DEW-P-8043 | Pump, Sump | TAB-DEW SUMP | Pump,Non Positive Displacement,Submersible | Pump |  | P | http://www.toronto.ca/TWONTO#00626
| TAB-DIS-P-2630 | Pump, Sump | TAB-DIS-MEQ | Pump,Submersible | Pump |  | P | http://www.toronto.ca/TWONTO#00626
| TAB-DIS-P-2630 | Pump, Sump | TAB-SUSPENDED ENTITY | Pump,Submersible | Pump |  | P | http://www.toronto.ca/TWONTO#00626
| TAB-DIS-P-2631 | Pump, Sump | TAB-SUSPENDED ENTITY | Pump,Submersible | Pump | 46218 | P | x
| TAB-DIS-P-8091 | Pump, Sump | TAB-DIS-MEQ | Pump,Submersible | Pump | 46219 | P | x
| TAB-DIS-P-8091 | Pump, Sump | TAB-SUSPENDED ENTITY | Pump,Submersible | Pump | 46219 | P | x
| TAB-EL1-P-8062 | Pump, Sump | TAB-STR-SUMP | Pump,Centrifugal | Pump |  | P | http://www.toronto.ca/TWONTO#00626
| TAB-EL2-P-8063 | Pump, Sump | TAB-ELS-SOUTH | Pump,Submersible | Pump |  | P | http://www.toronto.ca/TWONTO#00626
| TAB-EL3-P-8065B | Pump, Sump | TAB-ELS-SEAWALL | Pump,Submersible | Pump |  | P | http://www.toronto.ca/TWONTO#00626
| TAB-HRS-P-5118 | Pump, Sump | TAB-WA6-P | Pump,Submersible | Pump |  | P | http://www.toronto.ca/TWONTO#00626
| TAB-HRS-P-5119 | Pump, Sump | TAB-WA6-P | Pump,Submersible | Pump |  | P | http://www.toronto.ca/TWONTO#00626
| TAB-HRS-P-5121 | Pump, Sump | TAB-WA6-P | Pump,Submersible | Pump |  | P | http://www.toronto.ca/TWONTO#00626
| TAB-PLT-P-5122 | Pump, Sump | TAB-PLT-P-P | Pump,Non Positive Displacement,Submersible | Pump | 34590 | P | x
| TAB-PLT-P-5122 | Pump, Sump | TAB-SUSPENDED ENTITY | Pump,Non Positive Displacement,Submersible | Pump | 34590 | P | x
| TAB-PLT-P-5123 | Pump, Sump | TAB-PLT-P-P | Pump,Non Positive Displacement,Submersible | Pump | 34591 | P | x
| TAB-PLT-P-5123 | Pump, Sump | TAB-SUSPENDED ENTITY | Pump,Non Positive Displacement,Submersible | Pump | 34591 | P | x
| TAB-PLT-P-5130 | Pump, Sump | TAB-PLT-P-P | Pump,Non Positive Displacement,Submersible | Pump |  | P | http://www.toronto.ca/TWONTO#00626
| TAB-PLT-P-5131 | Pump, Sump | TAB-PLT-P-P | Pump,Non Positive Displacement,Submersible | Pump |  | P | http://www.toronto.ca/TWONTO#00626
| TAB-PLT-P-5134 | Pump, Sump | TAB-PLT-T-D | Pump,Non Positive Displacement,Submersible | Pump |  | P | http://www.toronto.ca/TWONTO#00626
| TAB-POL-P-2063 | Pump, Sump | TAB-DEW SUMP | Pump,Non Positive Displacement,Submersible | Pump |  | P | http://www.toronto.ca/TWONTO#00626
| TAB-POL-P-2064 | Pump, Sump | TAB-DEW SUMP | Pump,Non Positive Displacement,Submersible | Pump |  | P | http://www.toronto.ca/TWONTO#00626
| TAB-PRM-P-8067 | Pump, Sump | TAB-PRM-P-SUMP | Pump,Non Positive Displacement,Submersible | Pump |  | P | http://www.toronto.ca/TWONTO#00626
| TAB-PRM-P-8068 | Pump, Sump | TAB-PRM-P-SUMP | Pump,Non Positive Displacement,Submersible | Pump |  | P | http://www.toronto.ca/TWONTO#00626
| TAB-PRM-P-8070 | Pump, Sump | TAB-PRM-P-SUMP | Pump,Non Positive Displacement,Submersible | Pump |  | P | http://www.toronto.ca/TWONTO#00626
| TAB-PRM-P-8071 | Pump, Sump | TAB-PRM-P-SUMP | Pump,Non Positive Displacement,Submersible | Pump |  | P | http://www.toronto.ca/TWONTO#00626
| TAB-PRS-P-5000 | Pump, Sump | TAB-PRS-P-SUMP | Pump,Non Positive Displacement,Submersible | Pump |  | P | http://www.toronto.ca/TWONTO#00626
| TAB-PRS-P-8101 | Pump, Sump | TAB-PRS-P-SUMP | Pump,Non Positive Displacement,Submersible | Pump |  | P | http://www.toronto.ca/TWONTO#00626
| TAB-PWA-P-5140 | Pump, Sump | TAB-PWA-P | Pump,Submersible | Pump |  | P | http://www.toronto.ca/TWONTO#00626
| TAB-RSP-P-8059 | Pump, Sump | TAB-RSP-P | Pump,Non Positive Displacement,Submersible | Pump |  | P | http://www.toronto.ca/TWONTO#00626
| TAB-STR-P-1802 | Pump, Sump | TAB-STR-SUMP | Pump,Centrifugal | Pump |  | P | http://www.toronto.ca/TWONTO#00626
| TAB-STR-P-5111 | Pump, Sump | TAB-STR-SUMP | Pump,Centrifugal | Pump |  | P | http://www.toronto.ca/TWONTO#00626
| TAB-STR-P-5112 | Pump, Sump | TAB-STR-SUMP | Pump,Centrifugal | Pump |  | P | http://www.toronto.ca/TWONTO#00626
| TAB-STR-P-8036B | Pump, Sump | TAB-STR-SUMP | Pump,Centrifugal | Pump |  | P | http://www.toronto.ca/TWONTO#00626
| TAB-STR-P-8037 | Pump, Sump | TAB-STR-SUMP | Pump,Submersible | Pump |  | P | http://www.toronto.ca/TWONTO#00626
| TNT-FT-P-1401 | Pump, Sump | TNT-FT-T-1400 | Pump,Centrifugal | Pump |  | P | http://www.toronto.ca/TWONTO#00626
| TNT-FT-P-1701 | Pump, Sump | TNT-FT-SUMP | Pump,Centrifugal | Pump |  | P | http://www.toronto.ca/TWONTO#00626
| WTR-PHL-P-0002 | Pump, Sump | WTR-PHL-AUX | Pump,Submersible | Pump |  | P | http://www.toronto.ca/TWONTO#00626
| WTR-PMI-P-1600 | Pump, Sump | WTR-PMI-AUX |  | Pump |  | P | http://www.toronto.ca/TWONTO#00626
| WTR-PMI-P-1700 | Pump, Sump | WTR-PMI-AUX |  | Pump |  | P | http://www.toronto.ca/TWONTO#00626
| WTR-PSA-P-0701 | Pump, Sump | WTR-PSA-AUX | Pump | Pump |  | P | http://www.toronto.ca/TWONTO#00626
89868 | YCM-TL-QCSA-02 | Yard tools - Quickcut Saw | FAC-YCM-TOOLS |  | Tool |  | QCSA | http://www.toronto.ca/TWONTO#00260 |  | Yard tools
89869 | YCM-TL-SAZ-01 | Yard tools - Sawzall | FAC-YCM-TOOLS |  | Tool |  | SAZ | http://www.toronto.ca/TWONTO#00260 |  | Yard tools
| TAB-DEW-P-8042 | Pump, Sump, Elevator Pit | TAB-DEW SUMP | Pump,Non Positive Displacement,Submersible | Pump |  | P | http://www.toronto.ca/TWONTO#00626
| TAB-DIG-P-6701 | Pump, Sump, #1, Digester Gas Control Building | TAB-DIG-P-SUMP | Pump,Submersible | Pump |  | P | http://www.toronto.ca/TWONTO#00626
| TAB-EL3-P-8074 | Pump, Sump, #10, Digester Gas Control Building | TAB-DIG-P-SUMP | Pump | Pump |  | P | http://www.toronto.ca/TWONTO#00626
| TAB-DIG-P-6711 | Pump, Sump, #11, Digester Gas Control Building | TAB-DIG-P-SUMP | Pump | Pump |  | P | http://www.toronto.ca/TWONTO#00626
| TAB-DIG-P-6702 | Pump, Sump, #2, DX8602A, Digester Gas Control Building | TAB-DIG-P-SUMP | Pump,Submersible | Pump |  | P | http://www.toronto.ca/TWONTO#00626
| TAB-EL3-P-8075A | Pump, Sump, #3, DX8603A, Tunnel | TAB-DIG-P-SUMP | Pump,Submersible | Pump |  | P | http://www.toronto.ca/TWONTO#00626
| TAB-EL3-P-8075B | Pump, Sump, #4, DX8604A, Tunnel | TAB-DIG-P-SUMP | Pump,Submersible | Pump |  | P | http://www.toronto.ca/TWONTO#00626
| TAB-EL3-P-8076A | Pump, Sump, #5, DX8605A, Tunnel | TAB-DIG-P-SUMP | Pump,Submersible | Pump |  | P | http://www.toronto.ca/TWONTO#00626
| TAB-EL3-P-8076B | Pump, Sump, #6, DX8606A, Tunnel | TAB-DIG-P-SUMP | Pump,Submersible | Pump |  | P | http://www.toronto.ca/TWONTO#00626
| TAB-EL3-P-8077 | Pump, Sump, #7, DX8607A, Tunnel | TAB-DIG-P-SUMP | Pump,Submersible | Pump |  | P | http://www.toronto.ca/TWONTO#00626
| TAB-EL3-P-8077B | Pump, Sump, #8, DX8608A, Tunnel | TAB-DIG-P-SUMP | Pump,Submersible | Pump |  | P | http://www.toronto.ca/TWONTO#00626
| TAB-EL3-P-8073 | Pump, Sump, #9, Digester Gas Control Building | TAB-DIG-P-SUMP | Pump | Pump |  | P | http://www.toronto.ca/TWONTO#00626
| THR-PLT-P-1208 | Pump, Sump, 1 1/2, Grindex, Primary Pumping Station | THR-PLT-HH | Pump,Submersible | Pump |  | P | http://www.toronto.ca/TWONTO#00626
| TAB-SLO-P-8045 | Pump, Sump, 3127-180 (#1) | TAB-SLO-SP | Pump,Non Positive Displacement,Submersible | Pump |  | P | http://www.toronto.ca/TWONTO#00626
| TAB-SLO-P-8045 | Pump, Sump, 3127-180 (#1) | TAB-WA4-P-0001 | Pump,Non Positive Displacement,Submersible | Pump |  | P | http://www.toronto.ca/TWONTO#00626
| TAB-SLO-P-8045B | Pump, Sump, 3127-180, (#2) | TAB-SLO-SP | Pump,Non Positive Displacement,Submersible | Pump |  | P | http://www.toronto.ca/TWONTO#00626
| TAB-SLO-P-8045B | Pump, Sump, 3127-180, (#2) | TAB-WA4-P-0001 | Pump,Non Positive Displacement,Submersible | Pump |  | P | http://www.toronto.ca/TWONTO#00626
| THR-PLT-P-0102 | Pump, Sump, 4" Grindex, Headhouse, Preliminary Treatment | THR-PLT-HH | Pump,Submersible | Pump |  | P | http://www.toronto.ca/TWONTO#00626
| THR-PLT-P-0101 | Pump, Sump, 6" Grindex, Headhouse, Preliminary Treatment | THR-PLT-HH | Pump,Submersible | Pump |  | P | http://www.toronto.ca/TWONTO#00626
| THR-FT-P-5711 | Pump, Sump, Aeration Gallery, Tunnel 14 South | THR-AER-DRN | Pump,Submersible | Pump |  | P | http://www.toronto.ca/TWONTO#00626
| THR-FT-P-5711 | Pump, Sump, Aeration Gallery, Tunnel 14 South | THR-FT-DRN | Pump,Submersible | Pump |  | P | http://www.toronto.ca/TWONTO#00626
| THR-FT-P-3505 | Pump, Sump, Aeration Gallery, Tunnel 14, North | THR-AER-DRN | Pump,Submersible | Pump |  | P | http://www.toronto.ca/TWONTO#00626
| THR-FT-P-3506 | Pump, Sump, Aeration Gallery, Tunnel 14, North | THR-AER-DRN | Pump,Submersible | Pump |  | P | http://www.toronto.ca/TWONTO#00626
| THR-FT-P-3618 | Pump, Sump, Aeration Gallery, Tunnel 14, North | THR-AER-DRN | Pump,Submersible | Pump |  | P | http://www.toronto.ca/TWONTO#00626
| THR-FT-P-3618 | Pump, Sump, Aeration Gallery, Tunnel 14, North | THR-FT-DRN | Pump,Submersible | Pump |  | P | http://www.toronto.ca/TWONTO#00626
| THR-FT-P-3505 | Pump, Sump, Aeration Gallery, Tunnel 14, North | THR-FT-DRN | Pump,Submersible | Pump |  | P | http://www.toronto.ca/TWONTO#00626
| THR-FT-P-3506 | Pump, Sump, Aeration Gallery, Tunnel 14, North | THR-FT-DRN | Pump,Submersible | Pump |  | P | http://www.toronto.ca/TWONTO#00626
| THR-FT-P-5712 | Pump, Sump, Aeration Gallery, Tunnel 14, South | THR-AER-DRN | Pump,Submersible | Pump |  | P | http://www.toronto.ca/TWONTO#00626
| THR-FT-P-5712 | Pump, Sump, Aeration Gallery, Tunnel 14, South | THR-FT-DRN | Pump,Submersible | Pump |  | P | http://www.toronto.ca/TWONTO#00626
| TAB-STR-P-9313 | Pump, Sump, Aeration Gallery, West, Tank #11 | TAB-STR-SUMP | Pump,Submersible | Pump |  | P | http://www.toronto.ca/TWONTO#00626
| THR-PLT-P-2230 | Pump, Sump, At Storage Area, East to Aerated Grit Tank#1 | THR-PLT-DRN | Pump,Submersible | Pump |  | P | http://www.toronto.ca/TWONTO#00626
| THR-PLT-P-2231 | Pump, Sump, At Storage Area, East to Aerated Grit Tank#1 | THR-PLT-DRN | Pump,Submersible | Pump |  | P | http://www.toronto.ca/TWONTO#00626
| TAB-SLO-P-8087 | Pump, Sump, Bio-Solid Truck Loading Facility, Ground Floor | TAB-WA4-P-0001 | Pump,Non Positive Displacement,Submersible | Pump |  | P | http://www.toronto.ca/TWONTO#00626
| TAB-SLO-P-8087B | Pump, Sump, Bio-Solid Truck Loading Facility, Ground Floor | TAB-SLO-SP | Pump,Non Positive Displacement,Submersible | Pump |  | P | http://www.toronto.ca/TWONTO#00626
| TAB-SLO-P-8087B | Pump, Sump, Bio-Solid Truck Loading Facility, Ground Floor | TAB-WA4-P-0001 | Pump,Non Positive Displacement,Submersible | Pump |  | P | http://www.toronto.ca/TWONTO#00626
| TAB-SLO-P-8087 | Pump, Sump, Bio-Solid Truck Loading Facility, Ground Floor | TAB-SLO-SP | Pump,Non Positive Displacement,Submersible | Pump |  | P | http://www.toronto.ca/TWONTO#00626
| TAB-STR-P-5109 | Pump, Sump, Blower Bldg, Basement, North-East Corner | TAB-STR-P-SUMP | Pump,Non Positive Displacement,Submersible | Pump |  | P | http://www.toronto.ca/TWONTO#00626
| THC-ELS-P-0148 | Pump, Sump, Building F | THC-GRK-SUMP PUMP | Pump,Centrifugal | Pump |  | P | http://www.toronto.ca/TWONTO#00626
| THC-INC-P-0001 | Pump, Sump, Building M | THC-GRK-SUMP PUMP | Pump,Submersible | Pump |  | P | http://www.toronto.ca/TWONTO#00626
| WTR-REL-P-0401 | Pump, Sump, Centrifugal | WTR-REL-AUX | Pump,Centrifugal | Pump |  | P | http://www.toronto.ca/TWONTO#00626
| WTR-REL-P-0402 | Pump, Sump, Centrifugal | WTR-REL-AUX | Pump,Centrifugal | Pump |  | P | http://www.toronto.ca/TWONTO#00626
| WTR-REL-P-0501 | Pump, Sump, Centrifugal | WTR-REL-AUX | Pump,Centrifugal | Pump |  | P | http://www.toronto.ca/TWONTO#00626
| WTR-REL-P-0502 | Pump, Sump, Centrifugal | WTR-REL-AUX | Pump,Centrifugal | Pump |  | P | http://www.toronto.ca/TWONTO#00626
| THR-ELS-P-4801 | Pump, Sump, Centrifugal, Outdoor, West Substation | THR-ELS-WS | Pump,Centrifugal | Pump |  | P | http://www.toronto.ca/TWONTO#00626
| THR-ELS-P-4800 | Pump, Sump, Centrifugal, Outdoor, West Substation | THR-ELS-WS | Pump,Centrifugal | Pump |  | P | http://www.toronto.ca/TWONTO#00626
| THR-DIG-P-3171 | Pump, Sump, Centrifugal, Tank 0700 & Tank 0800 | THR-DIG-DRN | Pump,Centrifugal | Pump |  | P | http://www.toronto.ca/TWONTO#00626
| THR-DIG-P-3177 | Pump, Sump, Centrifugal, Tank 0700 & Tank 0800 | THR-DIG-DRN | Pump,Centrifugal | Pump | 39099 | P | x
| THR-DIG-P-3172 | Pump, Sump, Centrifugal, Tank 0700 & Tank 0800, | THR-DIG-DRN | Pump,Centrifugal | Pump |  | P | http://www.toronto.ca/TWONTO#00626
| FHA-WWW-P-6211 | Pump, Sump, Centrifuge Sump Pit, RMF, Chamber outside the Pump Room Building East Side | FHA-WWW-SUMP- CF FEED | Pump,Centrifugal | Pump |  | P | http://www.toronto.ca/TWONTO#00626
| FHA-WWW-P-6212 | Pump, Sump, Centrifuge Sump Pit, RMF, Chamber outside the Pump Room Building East Side | FHA-WWW-SUMP | Pump,Centrifugal | Pump |  | P | http://www.toronto.ca/TWONTO#00626
| FHA-WWW-P-6211 | Pump, Sump, Centrifuge Sump Pit, RMF, Chamber outside the Pump Room Building East Side | FHA-WWW-SUMP | Pump,Centrifugal | Pump |  | P | http://www.toronto.ca/TWONTO#00626
| TAB-PRS-P-0402 | Pump, Sump, Containment Sump | TAB-PRS-P-SUMP | Pump | Pump |  | P | http://www.toronto.ca/TWONTO#00626
| TAB-PRS-P-0401 | Pump, Sump, Containment Sump | TAB-PRS-P-SUMP | Pump | Pump |  | P | http://www.toronto.ca/TWONTO#00626
| FHA-WWW-P-6221 | Pump, Sump, Decant Pumps Sump Pit, RMF, Behind the Pilot Plant | FHA-WWW-SUMP | Pump,Centrifugal | Pump |  | P | http://www.toronto.ca/TWONTO#00626
| FHA-WWW-P-6222 | Pump, Sump, Decant Pumps Sump Pit, RMF, Behind the Pilot Plant | FHA-WWW-V-6222 | Pump,Centrifugal | Pump |  | P | http://www.toronto.ca/TWONTO#00626
| FHA-WWW-P-6222 | Pump, Sump, Decant Pumps Sump Pit, RMF, Behind the Pilot Plant | FHA-WWW-SUMP | Pump,Centrifugal | Pump |  | P | http://www.toronto.ca/TWONTO#00626
| TAB-ACC-P-0170A | Pump, Sump, Digester 1-4 | TAB-DIG-T-01-04 | Pump,Centrifugal | Pump |  | P | http://www.toronto.ca/TWONTO#00626
| TAB-ACC-P-0170B | Pump, Sump, Digester 1-4 | TAB-DIG-T-01-04 | Pump,Centrifugal | Pump |  | P | http://www.toronto.ca/TWONTO#00626
| TAB-ACC-P-0270A | Pump, Sump, Digester 5-8 | TAB-DIG-T-05-08 | Pump,Centrifugal | Pump |  | P | http://www.toronto.ca/TWONTO#00626
| TAB-ACC-P-0270A | Pump, Sump, Digester 5-8 | TAB-DIG-T-01-04 | Pump,Centrifugal | Pump |  | P | http://www.toronto.ca/TWONTO#00626
| TAB-ACC-P-0270B | Pump, Sump, Digester 5-8 | TAB-DIG-T-05-08 | Pump,Centrifugal | Pump |  | P | http://www.toronto.ca/TWONTO#00626
| THR-DIG-P-3977A | Pump, Sump, Digesters, Plant Services,Gallery T-10 Basement, Flood Monitoring System | THR-DIG-DRN | Pump,Submersible | Pump |  | P | http://www.toronto.ca/TWONTO#00626
| THR-DIG-P-3977B | Pump, Sump, Digesters, Plant Services,Gallery T-10 Basement, Flood Monitoring System | THR-DIG-DRN | Pump,Submersible | Pump |  | P | http://www.toronto.ca/TWONTO#00626
| THR-DIG-P-3978A | Pump, Sump, Digesters, Plant Services,Gallery T-10 Basement, Flood Monitoring System | THR-DIG-DRN | Pump,Submersible | Pump |  | P | http://www.toronto.ca/TWONTO#00626
| THR-DIG-P-3978B | Pump, Sump, Digesters, Plant Services,Gallery T-10 Basement, Flood Monitoring System | THR-DIG-DRN | Pump,Submersible | Pump |  | P | http://www.toronto.ca/TWONTO#00626
| THR-DIS-P-1520 | Pump, Sump, Disinfection Storage, Disinfection Facility Building, Plant Services, Flood Monitoring System | THR-DIS-P-S | Pump,Submersible | Pump |  | P | http://www.toronto.ca/TWONTO#00626
| THR-DIS-P-1530 | Pump, Sump, Disinfection Storage, Disinfection Facility Building, Plant Services, Flood Monitoring System | THR-DIS-P-SUS | Pump,Submersible | Pump |  | P | http://www.toronto.ca/TWONTO#00626
| THR-DIS-P-1520 | Pump, Sump, Disinfection Storage, Disinfection Facility Building, Plant Services, Flood Monitoring System | THR-DIS-P-SUS | Pump,Submersible | Pump |  | P | http://www.toronto.ca/TWONTO#00626
| THR-DIS-P-1530 | Pump, Sump, Disinfection Storage, Disinfection Facility Building, Plant Services, Flood Monitoring System | THR-DIS-P-S | Pump,Submersible | Pump |  | P | http://www.toronto.ca/TWONTO#00626
| THR-FT-P-0519 | Pump, Sump, Drainage Pumping for FT-18 & FT-21 | THR-FT-DRN | Pump,Submersible | Pump |  | P | http://www.toronto.ca/TWONTO#00626
| THR-FT-P-0519 | Pump, Sump, Drainage Pumping for FT-18 & FT-21 | THR-FT-T-1800 | Pump,Submersible | Pump |  | P | http://www.toronto.ca/TWONTO#00626
| THR-FT-P-0518 | Pump, Sump, Drainage Pumping for FT-18 & FT-21 | THR-FT-DRN | Pump,Submersible | Pump |  | P | http://www.toronto.ca/TWONTO#00626
| TNT-DIG-P-1201 | Pump, Sump, Drainange System | TNT-DIG-T-1200 | Pump,Centrifugal | Pump |  | P | http://www.toronto.ca/TWONTO#00626
| THR-FT-P-0548 | Pump, Sump, Engine House Bassement, Plant Services, Flood Monitoring System | THR-FT-DRN | Pump,Submersible | Pump |  | P | http://www.toronto.ca/TWONTO#00626
| TAB-PRS-P-8101C | Pump, Sump, Ferrous Chloride Spill | TAB-PRS-P-SUMP | Pump,Positive Displacement | Pump |  | P | http://www.toronto.ca/TWONTO#00626
| THR-FT-P-6316A | Pump, Sump, Final Tanks 20&21 gallery, Tunnel 23,Plant Services, Flood Monitoring System | THR-FT-DRN | Pump,Submersible | Pump |  | P | http://www.toronto.ca/TWONTO#00626
| THR-FT-P-6315 | Pump, Sump, Final Tanks, Gallery T-16, Plant Services, Flood Monitoring System | THR-FT-DRN | Pump,Submersible | Pump |  | P | http://www.toronto.ca/TWONTO#00626
| THR-FT-P-3977BS | Pump, Sump, Final Tanks, Plant Services, Flood Monitoring System | THR-FT-DRN | Pump,Submersible | Pump | 39527 | P | x
| THR-FT-P-3977AS | Pump, Sump, Final Tanks, Plant Services, Flood Monitoring System | THR-DIG-DRN | Pump,Submersible | Pump | 39526 | P | x
| THR-FT-P-3977AS | Pump, Sump, Final Tanks, Plant Services, Flood Monitoring System | THR-FT-DRN | Pump,Submersible | Pump | 39526 | P | x
| THR-FT-P-3977BS | Pump, Sump, Final Tanks, Plant Services, Flood Monitoring System | THR-DIG-DRN | Pump,Submersible | Pump | 39527 | P | x
| THR-FT-P-3990 | Pump, Sump, Final Tanks, Sump Pit No.34,T-13,Plant Services, Flood Monitoring System | THR-FT-DRN | Pump,Submersible | Pump |  | P | http://www.toronto.ca/TWONTO#00626
| THR-FT-P-4830 | Pump, Sump, Final Tanks, Sump Pit No.34,T-13,Plant Services, Flood Monitoring System | THR-FT-DRN | Pump,Submersible | Pump |  | P | http://www.toronto.ca/TWONTO#00626
| THR-FT-P-4831 | Pump, Sump, Final Tanks, Sump Pit No.34,T-13,Plant Services, Flood Monitoring System | THR-FT-DRN | Pump,Submersible | Pump |  | P | http://www.toronto.ca/TWONTO#00626
| THR-FT-P-6316B | Pump, Sump, Final Tanks,Tunnel 23, Plant Services, Flood Monitoring System | THR-FT-DRN | Pump,Submersible | Pump |  | P | http://www.toronto.ca/TWONTO#00626
| THR-FT-P-3502 | Pump, Sump, Finals, Tunnel 16 | THR-AER-DRN | Pump,Submersible | Pump |  | P | http://www.toronto.ca/TWONTO#00626
| THR-FT-P-3502 | Pump, Sump, Finals, Tunnel 16 | THR-FT-DRN | Pump,Submersible | Pump |  | P | http://www.toronto.ca/TWONTO#00626
| TAB-RSP-P-5138 | Pump, Sump, Flood Level | TAB-RSP-P-T | Pump,Centrifugal | Pump |  | P | http://www.toronto.ca/TWONTO#00626
| TAB-RSP-P-5138 | Pump, Sump, Flood Level | TAB-RSP-P-SUMP | Pump,Centrifugal | Pump |  | P | http://www.toronto.ca/TWONTO#00626
| THR-FT-P-4800 | Pump, Sump, Flood Monitoring, Finals, Tunnel 14 | THR-FT-DRN | Pump,Submersible | Pump |  | P | http://www.toronto.ca/TWONTO#00626
| THR-FT-P-4801 | Pump, Sump, Flood Monitoring, Finals, Tunnel 14 | THR-FT-DRN | Pump,Submersible | Pump |  | P | http://www.toronto.ca/TWONTO#00626
| THR-FT-P-4811 | Pump, Sump, Flood Monitoring, Finals, Tunnel 14 | THR-FT-DRN | Pump,Submersible | Pump |  | P | http://www.toronto.ca/TWONTO#00626
| THR-FT-P-4810 | Pump, Sump, Flood Monitoring, Finals, Tunnel 14 | THR-FT-DRN | Pump,Submersible | Pump |  | P | http://www.toronto.ca/TWONTO#00626
| THR-FT-P-6322 | Pump, Sump, Flood Monitoring, Finals, Tunnel 16 | THR-FT-DRN | Pump,Submersible | Pump |  | P | http://www.toronto.ca/TWONTO#00626
| THR-FT-P-4890 | Pump, Sump, Flood Monitoring, Finals, Tunnel 17 | THR-FT-DRN | Pump,Submersible | Pump |  | P | http://www.toronto.ca/TWONTO#00626
| THR-FT-P-4891 | Pump, Sump, Flood Monitoring, Finals, Tunnel 17 | THR-FT-DRN | Pump,Submersible | Pump |  | P | http://www.toronto.ca/TWONTO#00626
| THR-FT-P-6318A | Pump, Sump, Flood Monitoring, Finals, Tunnel 18 | THR-FT-DRN | Pump,Submersible | Pump |  | P | http://www.toronto.ca/TWONTO#00626
| THR-FT-P-6318B | Pump, Sump, Flood Monitoring, Finals, Tunnel 18 | THR-FT-DRN | Pump,Submersible | Pump |  | P | http://www.toronto.ca/TWONTO#00626
| THR-FT-P-3977A | Pump, Sump, Flood Monitoring, Finals, Tunnel 20 | THR-FT-DRN | Pump,Submersible | Pump |  | P | http://www.toronto.ca/TWONTO#00626
| THR-FT-P-3977B | Pump, Sump, Flood Monitoring, Finals, Tunnel 20 | THR-FT-DRN | Pump,Submersible | Pump |  | P | http://www.toronto.ca/TWONTO#00626
| THR-FT-P-3981 | Pump, Sump, Flood Monitoring, Finals, Tunnel 20 | THR-FT-DRN | Pump,Submersible | Pump |  | P | http://www.toronto.ca/TWONTO#00626
| THR-FT-P-3982 | Pump, Sump, Flood Monitoring, Finals, Tunnel 20 | THR-FT-DRN | Pump,Submersible | Pump |  | P | http://www.toronto.ca/TWONTO#00626
| THR-FT-P-3970A | Pump, Sump, Flood Monitoring, Finals, Tunnel 20, #2 Chamber | THR-FT-DRN | Pump,Submersible | Pump |  | P | http://www.toronto.ca/TWONTO#00626
| THR-FT-P-3970B | Pump, Sump, Flood Monitoring, Finals, Tunnel 20, #2 Chamber | THR-FT-DRN | Pump,Submersible | Pump |  | P | http://www.toronto.ca/TWONTO#00626
| THR-FT-P-6320AS | Pump, Sump, Flood Monitoring, Finals, Tunnel 21 | THR-FT-DRN | Pump,Submersible | Pump | 39533 | P | x
| THR-FT-P-6320A | Pump, Sump, Flood Monitoring, Finals, Tunnel 21 | THR-FT-DRN | Pump,Submersible | Pump |  | P | http://www.toronto.ca/TWONTO#00626
| THR-FT-P-6320B | Pump, Sump, Flood Monitoring, Finals, Tunnel 21 | THR-FT-DRN | Pump,Submersible | Pump |  | P | http://www.toronto.ca/TWONTO#00626
| THR-FT-P-6320BS | Pump, Sump, Flood Monitoring, Finals, Tunnel 21 | THR-FT-DRN | Pump,Submersible | Pump | 39534 | P | x
| THR-FT-P-3990S | Pump, Sump, Gallery T-13, Plant Services, Flood Monitoring System | THR-FT-DRN | Pump,Submersible | Pump | 47457 | P | x
| THR-FT-P-3980AS | Pump, Sump, Gallery T-15. Plant Services, Flood Monitoring System | THR-FT-DRN | Pump,Submersible | Pump | 39528 | P | x
| THR-FT-P-6317 | Pump, Sump, Gallery T-16, Plant Services, Flood Monitoring System | THR-FT-DRN | Pump,Submersible | Pump |  | P | http://www.toronto.ca/TWONTO#00626
| THR-FT-P-5698S | Pump, Sump, Gallery T-17 (East End), Plant Services, Flood Monitoring System | THR-FT-DRN | Pump,Submersible | Pump | 39531 | P | x
| THR-DIG-P-3855A | Pump, Sump, Gas Compressor Building, Basement, Plant Services, Flood Monitoring System | THR-DIG-C | Pump,Submersible | Pump |  | P | http://www.toronto.ca/TWONTO#00626
| THR-DIG-P-3855B | Pump, Sump, Gas Compressor Building, Basement, Plant Services, Flood Monitoring System | THR-DIG-C | Pump,Submersible | Pump |  | P | http://www.toronto.ca/TWONTO#00626
| THR-PLT-P-3474 | Pump, Sump, Grit building Basement | THR-PLT-DRN | Pump,Submersible | Pump |  | P | http://www.toronto.ca/TWONTO#00626
| THR-PLT-P-3475 | Pump, Sump, Grit building Basement | THR-PLT-DRN | Pump,Submersible | Pump |  | P | http://www.toronto.ca/TWONTO#00626
| TAB-PLT-P-0171A | Pump, Sump, Grit Hoppers 1-6 | TAB-PLT-P-P | Pump,Non Positive Displacement,Submersible | Pump |  | P | http://www.toronto.ca/TWONTO#00626
| TAB-PLT-P-0171B | Pump, Sump, Grit Hoppers 1-6 | TAB-PLT-P-P | Pump,Non Positive Displacement,Submersible | Pump |  | P | http://www.toronto.ca/TWONTO#00626
| TAB-STR-P-6093 | Pump, Sump, GX2016A | TAB-AER-P | Pump,Non Positive Displacement,Submersible | Pump |  | P | http://www.toronto.ca/TWONTO#00626
| TAB-STR-P-6094 | Pump, Sump, GX2017A | TAB-AER-P | Pump,Non Positive Displacement,Submersible | Pump |  | P | http://www.toronto.ca/TWONTO#00626
| TAB-STR-P-6095 | Pump, Sump, GX2018A | TAB-AER-P | Pump,Non Positive Displacement,Submersible | Pump |  | P | http://www.toronto.ca/TWONTO#00626
| TAB-STR-P-6096 | Pump, Sump, GX2019A | TAB-AER-P | Pump,Non Positive Displacement,Submersible | Pump |  | P | http://www.toronto.ca/TWONTO#00626
| TAB-STR-P-6097 | Pump, Sump, GX2108A | TAB-AER-P | Pump,Non Positive Displacement,Submersible | Pump |  | P | http://www.toronto.ca/TWONTO#00626
| TAB-STR-P-6097B | Pump, Sump, GX2109A | TAB-AER-P | Pump,Non Positive Displacement,Submersible | Pump |  | P | http://www.toronto.ca/TWONTO#00626
| TAB-PRS-P-8100 | Pump, Sump, GX3003A | TAB-PRS-P-SUMP | Pump,Non Positive Displacement,Submersible | Pump |  | P | http://www.toronto.ca/TWONTO#00626
| TAB-PRS-P-3004 | Pump, Sump, GX3004A | TAB-PRS-P-SUMP | Pump,Non Positive Displacement,Submersible | Pump |  | P | http://www.toronto.ca/TWONTO#00626
| THR-PLT-P-3558 | Pump, Sump, Head house (Basement), Plant Services, Flood Monitoring System | THR-PLT-DRN | Pump,Submersible | Pump |  | P | http://www.toronto.ca/TWONTO#00626
| THC-PLT-P-0100 | Pump, Sump, Headhouse | THC-GRK-SUMP PUMP | Pump,Centrifugal | Pump |  | P | http://www.toronto.ca/TWONTO#00626
| THC-PLT-P-0200 | Pump, Sump, Headhouse | THC-GRK-SUMP PUMP | Pump,Centrifugal | Pump |  | P | http://www.toronto.ca/TWONTO#00626
| THC-PLT-P-0300 | Pump, Sump, Headhouse | THC-GRK-SUMP PUMP | Pump,Centrifugal | Pump |  | P | http://www.toronto.ca/TWONTO#00626
| TAB-HRS-P-5115 | Pump, Sump, Heat Recovery Bldg, Basement, East Sump | TAB-SUSPENDED ENTITY | Pump,Submersible | Pump | 35166 | P | x
| TAB-HRS-P-5115 | Pump, Sump, Heat Recovery Bldg, Basement, East Sump | TAB-WA6-P | Pump,Submersible | Pump | 35166 | P | x
| TAB-HRS-P-5113 | Pump, Sump, Heat Recovery Bldg, Basement, South-West Sump | TAB-SUSPENDED ENTITY | Pump,Submersible | Pump | 35165 | P | x
| TAB-HRS-P-5113 | Pump, Sump, Heat Recovery Bldg, Basement, South-West Sump | TAB-WA6-P | Pump,Submersible | Pump | 35165 | P | x
| TAB-PLT-P-5126 | Pump, Sump, P Bldg, Chemical Storage Rm | TAB-PLT-P-P | Pump,Non Positive Displacement,Submersible | Pump |  | P | http://www.toronto.ca/TWONTO#00626
| TAB-PLT-P-5127 | Pump, Sump, P Bldg, Scrubber Rm | TAB-PLT-P-P | Pump | Pump |  | P | http://www.toronto.ca/TWONTO#00626
| FHA-AUX-P-6331 | Pump, Sump, Portable Grindex Salvador No 231823 | FHA-WWW-SEDIMENT | Pump | Pump |  | P | http://www.toronto.ca/TWONTO#00626
| FHA-AUX-P-6332 | Pump, Sump, Portable -Grindex pump 8109280-015 | FHA-WWW-SEDIMENT | Pump | Pump |  | P | http://www.toronto.ca/TWONTO#00626
| THR-FT-P-2655 | Pump, Sump, Portable Plug-in, Drainage Pumping for FT-18 & FT-21 | THR-FT-DRN | Pump,Submersible | Pump |  | P | http://www.toronto.ca/TWONTO#00626
| THR-FT-P-3975 | Pump, Sump, Portable Plug-in, Gallery T-19 Between FT 10-12 | THR-FT-DRN | Pump,Submersible | Pump |  | P | http://www.toronto.ca/TWONTO#00626
| THC-PLT-P-5120 | Pump, Sump, Preliminary | THC-GRK-SUMP PUMP | Pump,Submersible | Pump |  | P | http://www.toronto.ca/TWONTO#00626
| THC-PLT-P-5110 | Pump, Sump, Preliminary | THC-GRK-SUMP PUMP | Pump,Submersible | Pump |  | P | http://www.toronto.ca/TWONTO#00626
| THR-PRM-P-4515 | Pump, Sump, Primary Sludge Pumping Station#1 | THR-PRM-DRN | Pump,Submersible | Pump |  | P | http://www.toronto.ca/TWONTO#00626
| THR-PRM-P-4818 | Pump, Sump, Primary Sludge Pumping Station#2 | THR-PRM-DRN | Pump,Submersible | Pump |  | P | http://www.toronto.ca/TWONTO#00626
| THR-PRM-P-4520 | Pump, Sump, Primary Sludge, Gallery T12, Flood Monitoring System | THR-PRM-DRN | Pump,Submersible | Pump |  | P | http://www.toronto.ca/TWONTO#00626
| THC-PRM-P-0103 | Pump, Sump, Primary Treatment | THC-GRK-SUMP PUMP | Pump,Submersible | Pump |  | P | http://www.toronto.ca/TWONTO#00626
| THC-PRM-P-0122 | Pump, Sump, Primary Treatment | THC-GRK-SUMP PUMP | Pump,Submersible | Pump |  | P | http://www.toronto.ca/TWONTO#00626
| THC-PRM-P-0123 | Pump, Sump, Primary Treatment | THC-GRK-SUMP PUMP | Pump,Submersible | Pump |  | P | http://www.toronto.ca/TWONTO#00626
| THC-PRM-P-0125 | Pump, Sump, Primary Treatment | THC-GRK-SUMP PUMP | Pump,Submersible | Pump |  | P | http://www.toronto.ca/TWONTO#00626
| THC-PRM-P-0152 | Pump, Sump, Primary Treatment | THC-GRK-SUMP PUMP | Pump,Submersible | Pump |  | P | http://www.toronto.ca/TWONTO#00626
| THC-PRM-P-0160 | Pump, Sump, Primary Treatment | THC-GRK-SUMP PUMP | Pump,Submersible | Pump |  | P | http://www.toronto.ca/TWONTO#00626
| THC-PRM-P-0174SUSP | Pump, Sump, Primary Treatment | THC-GRK-SUMP PUMP | Pump,Submersible | Pump | 40943 | P | x
| THC-PRM-P-0101 | Pump, Sump, Primary Treatment | THC-GRK-SUMP PUMP | Pump,Submersible | Pump |  | P | http://www.toronto.ca/TWONTO#00626
| THC-PRM-P-0102 | Pump, Sump, Primary Treatment | THC-GRK-SUMP PUMP | Pump,Submersible | Pump |  | P | http://www.toronto.ca/TWONTO#00626
| THC-PRM-P-0124 | Pump, Sump, Primary Treatment | THC-GRK-SUMP PUMP | Pump,Submersible | Pump |  | P | http://www.toronto.ca/TWONTO#00626
| THC-PRM-P-0161 | Pump, Sump, Primary Treatment | THC-GRK-SUMP PUMP | Pump,Submersible | Pump |  | P | http://www.toronto.ca/TWONTO#00626
| THR-FT-P-5699S | Pump, Sump, RAS Pump Station, RAS Building (Basement), Plant Services, Flood Monitoring System | THR-FT-DRN | Pump,Submersible | Pump | 39532 | P | x
| THR-FT-P-0529 | Pump, Sump, RSPS | THR-FT-DRN | Pump,Submersible | Pump |  | P | http://www.toronto.ca/TWONTO#00626
| FHO-SBS-P-0017 | Pump, Sump, S4, SBS Storage Room, SW Corner | FHO-SBS | Pump,Gear | Pump |  | P | http://www.toronto.ca/TWONTO#00626
| THR-DIS-P-3937A | Pump, Sump, Scrubber Room, Disinfection Facility Building, Plant Services, Flood Monitoring System | THR-DIS-P-S | Pump,Submersible | Pump |  | P | http://www.toronto.ca/TWONTO#00626
| THR-DIS-P-3937A | Pump, Sump, Scrubber Room, Disinfection Facility Building, Plant Services, Flood Monitoring System | THR-DIS-SB | Pump,Submersible | Pump |  | P | http://www.toronto.ca/TWONTO#00626
| TAB-EL3-P-8085 | Pump, Sump, Seawall Substation, Basement | TAB-ELS-SEAWALL | Pump,Submersible | Pump |  | P | http://www.toronto.ca/TWONTO#00626
| TAB-AUX-P-8033C | Pump, Sump, Seawall Tunnel E | TAB-SUSPENDED ENTITY | Pump,Submersible | Pump | 35478 | P | x
| TAB-AUX-P-8033D | Pump, Sump, Seawall Tunnel E | TAB-PWA-P | Pump,Submersible | Pump | 35479 | P | x
| TAB-AUX-P-8033C | Pump, Sump, Seawall Tunnel E | TAB-PWA-P | Pump,Submersible | Pump | 35478 | P | x
| TAB-AUX-P-8033D | Pump, Sump, Seawall Tunnel E | TAB-SUSPENDED ENTITY | Pump,Submersible | Pump | 35479 | P | x
| TAB-PWA-P-5139 | Pump, Sump, Seawall Tunnel E, near Dig 13-16 | TAB-PWA-P | Pump,Submersible | Pump |  | P | http://www.toronto.ca/TWONTO#00626
| TAB-PWA-P-5138 | Pump, Sump, Seawall Tunnel E, near Digester 13-16 Entrance | TAB-PWA-P | Pump,Submersible | Pump |  | P | http://www.toronto.ca/TWONTO#00626
| TAB-PWA-P-5135 | Pump, Sump, Seawall Tunnel, Digester 13-16 Entrance | TAB-PWA-P | Pump,Submersible | Pump |  | P | http://www.toronto.ca/TWONTO#00626
| TAB-PWA-P-5137 | Pump, Sump, Seawall Tunnel, Plant Water East Entrance | TAB-PWA-P | Pump,Submersible | Pump |  | P | http://www.toronto.ca/TWONTO#00626
| THC-STR-P-0105 | Pump, Sump, Secondary Treatment | THC-GRK-SUMP PUMP | Pump,Submersible | Pump |  | P | http://www.toronto.ca/TWONTO#00626
| THC-STR-P-0137 | Pump, Sump, Secondary Treatment | THC-GRK-SUMP PUMP | Pump,Submersible | Pump |  | P | http://www.toronto.ca/TWONTO#00626
| THC-STR-P-0158 | Pump, Sump, Secondary Treatment | THC-GRK-SUMP PUMP | Pump,Submersible | Pump |  | P | http://www.toronto.ca/TWONTO#00626
| THC-STR-P-0159 | Pump, Sump, Secondary Treatment | THC-GRK-SUMP PUMP | Pump,Submersible | Pump |  | P | http://www.toronto.ca/TWONTO#00626
| THC-STR-P-0165 | Pump, Sump, Secondary Treatment | THC-GRK-SUMP PUMP | Pump,Submersible | Pump |  | P | http://www.toronto.ca/TWONTO#00626
| THC-STR-P-0166 | Pump, Sump, Secondary Treatment | THC-GRK-SUMP PUMP | Pump,Submersible | Pump |  | P | http://www.toronto.ca/TWONTO#00626
| THC-STR-P-0170 | Pump, Sump, Secondary Treatment | THC-GRK-SUMP PUMP | Pump,Submersible | Pump |  | P | http://www.toronto.ca/TWONTO#00626
| THC-STR-P-1301A | Pump, Sump, Secondary Treatment | THC-GRK-SUMP PUMP | Pump,Submersible | Pump |  | P | http://www.toronto.ca/TWONTO#00626
| THC-STR-P-0088 | Pump, Sump, Secondary Treatment | THC-GRK-SUMP PUMP | Pump,Submersible | Pump |  | P | http://www.toronto.ca/TWONTO#00626
| THC-STR-P-0091 | Pump, Sump, Secondary Treatment | THC-GRK-SUMP PUMP | Pump,Submersible | Pump |  | P | http://www.toronto.ca/TWONTO#00626
| THC-STR-P-0128 | Pump, Sump, Secondary Treatment | THC-GRK-SUMP PUMP | Pump,Submersible | Pump |  | P | http://www.toronto.ca/TWONTO#00626
| THC-STR-P-0129 | Pump, Sump, Secondary Treatment | THC-GRK-SUMP PUMP | Pump,Submersible | Pump |  | P | http://www.toronto.ca/TWONTO#00626
| THC-STR-P-0169 | Pump, Sump, Secondary Treatment | THC-GRK-SUMP PUMP | Pump,Submersible | Pump |  | P | http://www.toronto.ca/TWONTO#00626
| THC-STR-P-1301B | Pump, Sump, Secondary Treatment | THC-GRK-SUMP PUMP | Pump,Submersible | Pump |  | P | http://www.toronto.ca/TWONTO#00626
| COL-PBR-P-0001 | Pump, Sump, Sewage | COL-PBR-MISC |  | Pump |  | P | http://www.toronto.ca/TWONTO#00626
| COL-PBR-P-0001 | Pump, Sump, Sewage | COL-PBR |  | Pump |  | P | http://www.toronto.ca/TWONTO#00626
| TAB-RSP-P-5137 | Pump, Sump, South | TAB-RSP-P-SUMP | Pump,Centrifugal | Pump |  | P | http://www.toronto.ca/TWONTO#00626
| TAB-RSP-P-5136 | Pump, Sump, South | TAB-RSP-P-SUMP | Pump,Centrifugal | Pump |  | P | http://www.toronto.ca/TWONTO#00626
| TAB-RSP-P-5136 | Pump, Sump, South | TAB-RSP-P-T | Pump,Centrifugal | Pump |  | P | http://www.toronto.ca/TWONTO#00626
| TAB-RSP-P-5137 | Pump, Sump, South | TAB-RSP-P-T | Pump,Centrifugal | Pump |  | P | http://www.toronto.ca/TWONTO#00626
| THR-THK-P-0553 | Pump, Sump, STB Basement, NW Corner | THR-THK-P-SUMP | Pump,Submersible | Pump |  | P | http://www.toronto.ca/TWONTO#00626
| THR-THK-P-0554 | Pump, Sump, STB Basement, NW Corner | THR-THK | Pump,Submersible | Pump |  | P | http://www.toronto.ca/TWONTO#00626
| THR-THK-P-0553 | Pump, Sump, STB Basement, NW Corner | THR-THK | Pump,Submersible | Pump |  | P | http://www.toronto.ca/TWONTO#00626
| THR-THK-P-0554 | Pump, Sump, STB Basement, NW Corner | THR-THK-P-SUMP | Pump,Submersible | Pump |  | P | http://www.toronto.ca/TWONTO#00626
| THC-PLT-P-1510 | Pump, Sump, Storage Room | THC-PLT-BLDG-0001 | Pump,Centrifugal | Pump |  | P | http://www.toronto.ca/TWONTO#00626
| THC-PLT-P-1520 | Pump, Sump, Storage Room | THC-PLT-BLDG-0001 | Pump,Centrifugal | Pump |  | P | http://www.toronto.ca/TWONTO#00626
| GX110A | Pump, Sump, Submersible, Floatation Bldg | THC-GRK-SUMP PUMP | Pump,Submersible | Pump | 32203 |  | x
| GX110A | Pump, Sump, Submersible, Floatation Bldg | THC-SUSPENDED | Pump,Submersible | Pump | 32203 |  | x
| TAB-RSP-P-5001 | Pump, Sump, T Bldg, Level B4, East Sump | TAB-RSP-P-SUMP | Pump,Non Positive Displacement,Submersible | Pump | 35143 | P | x
| TAB-RSP-P-5001 | Pump, Sump, T Bldg, Level B4, East Sump | TAB-SUSPENDED ENTITY | Pump,Non Positive Displacement,Submersible | Pump | 35143 | P | x
| TAB-RSP-P-8056 | Pump, Sump, T Bldg, Level B4, East Sump | TAB-RSP-P-SUMP | Pump,Non Positive Displacement,Submersible | Pump | 35142 | P | x
| TAB-RSP-P-8056 | Pump, Sump, T Bldg, Level B4, East Sump | TAB-SUSPENDED ENTITY | Pump,Non Positive Displacement,Submersible | Pump | 35142 | P | x
| TAB-RSP-P-5133 | Pump, Sump, T Bldg, Level B4, Elevator Stairs | TAB-RSP-P-SUMP | Pump,Non Positive Displacement,Submersible | Pump | 35144 | P | x
| TAB-RSP-P-5133 | Pump, Sump, T Bldg, Level B4, Elevator Stairs | TAB-SUSPENDED ENTITY | Pump,Non Positive Displacement,Submersible | Pump | 35144 | P | x
| THR-THK-P-6471 | Pump, Sump, T11 North to Thickening building | THR-THK | Pump,Submersible | Pump |  | P | http://www.toronto.ca/TWONTO#00626
| THR-THK-P-6471 | Pump, Sump, T11 North to Thickening building | THR-THK-P-SUMP | Pump,Submersible | Pump |  | P | http://www.toronto.ca/TWONTO#00626
| THR-PLT-P-3559 | Pump, Sump, T12, under Grating | THR-PLT-DRN | Pump,Submersible | Pump |  | P | http://www.toronto.ca/TWONTO#00626
| THR-PRM-P-4517 | Pump, Sump, T12S, between Primary Sludge Pumping Station #1&2 | THR-PRM-DRN | Pump,Submersible | Pump |  | P | http://www.toronto.ca/TWONTO#00626
| FHA-WWW-P-6231 | Pump, Sump, Thickening Sump Pit #1, RMF, Basement Near Centrifuge Feed Pump Room | FHA-WWW-SUMP | Pump,Centrifugal | Pump |  | P | http://www.toronto.ca/TWONTO#00626
| FHA-WWW-P-6231 | Pump, Sump, Thickening Sump Pit #1, RMF, Basement Near Centrifuge Feed Pump Room | FHA-WWW-SUMP- CF FEED | Pump,Centrifugal | Pump |  | P | http://www.toronto.ca/TWONTO#00626
| FHA-WWW-P-6232 | Pump, Sump, Thickening Sump Pit #1, RMF, Basement Near Centrifuge Feed Pump Room | FHA-WWW-SUMP- CF FEED | Pump,Centrifugal | Pump |  | P | http://www.toronto.ca/TWONTO#00626
| FHA-WWW-P-6232 | Pump, Sump, Thickening Sump Pit #1, RMF, Basement Near Centrifuge Feed Pump Room | FHA-WWW-SUMP | Pump,Centrifugal | Pump |  | P | http://www.toronto.ca/TWONTO#00626
| FHA-WWW-P-6241 | Pump, Sump, Thickening Sump Pit #2, RMF, Basement Near SludgeTransfer Pump Room | FHA-WWW-SUMP | Pump,Centrifugal | Pump |  | P | http://www.toronto.ca/TWONTO#00626
| FHA-WWW-P-6241 | Pump, Sump, Thickening Sump Pit #2, RMF, Basement Near SludgeTransfer Pump Room | FHA-WWW-SUMP- TRANSF PUMP | Pump,Centrifugal | Pump |  | P | http://www.toronto.ca/TWONTO#00626
| FHA-WWW-P-6241 | Pump, Sump, Thickening Sump Pit #2, RMF, Basement Near SludgeTransfer Pump Room | FHA-WWW-THICK | Pump,Centrifugal | Pump |  | P | http://www.toronto.ca/TWONTO#00626
| FHA-WWW-P-6242 | Pump, Sump, Thickening Sump Pit #2, RMF, Basement Near SludgeTransfer Pump Room | FHA-WWW-SUMP | Pump,Centrifugal | Pump |  | P | http://www.toronto.ca/TWONTO#00626
| FHA-WWW-P-6242 | Pump, Sump, Thickening Sump Pit #2, RMF, Basement Near SludgeTransfer Pump Room | FHA-WWW-SUMP- TRANSF PUMP | Pump,Centrifugal | Pump |  | P | http://www.toronto.ca/TWONTO#00626
| THC-STR-P-0144 | Pump, Sump, Tunnel T15 Phase I Secondary | THC-GRK-SUMP PUMP | Pump,Submersible | Pump |  | P | http://www.toronto.ca/TWONTO#00626
| THC-STR-P-0144 | Pump, Sump, Tunnel T15 Phase I Secondary | THC-STR-CP-0144 | Pump,Submersible | Pump |  | P | http://www.toronto.ca/TWONTO#00626
| THC-STR-P-0145 | Pump, Sump, Tunnel T15 Phase I Secondary | THC-GRK-SUMP PUMP | Pump,Submersible | Pump |  | P | http://www.toronto.ca/TWONTO#00626
| THC-STR-P-0145 | Pump, Sump, Tunnel T15 Phase I Secondary | THC-STR-CP-0144 | Pump,Submersible | Pump |  | P | http://www.toronto.ca/TWONTO#00626
| THC-STR-P-1302 | Pump, Sump, Tunnel T15 Phase I Secondary | THC-STR-CP-1301 |  | Pump |  | P | http://www.toronto.ca/TWONTO#00626
| THC-STR-P-1301 | Pump, Sump, Tunnel T15 Phase I Secondary | THC-STR-CP-1301 |  | Pump |  | P | http://www.toronto.ca/TWONTO#00626
| THC-STR-P-0188 | Pump, Sump, Tunnel T19 Phase IV Secondary | THC-STR-CP-0187 | Pump,Centrifugal | Pump |  | P | http://www.toronto.ca/TWONTO#00626
| THC-STR-P-0187 | Pump, Sump, Tunnel T19 Phase IV Secondary | THC-GRK-SUMP PUMP | Pump,Submersible | Pump |  | P | http://www.toronto.ca/TWONTO#00626
| THC-STR-P-0187 | Pump, Sump, Tunnel T19 Phase IV Secondary | THC-STR-CP-0187 | Pump,Submersible | Pump |  | P | http://www.toronto.ca/TWONTO#00626
| THC-STR-P-0188 | Pump, Sump, Tunnel T19 Phase IV Secondary | THC-GRK-SUMP PUMP | Pump,Centrifugal | Pump |  | P | http://www.toronto.ca/TWONTO#00626
| THC-PLT-P-1610 | Pump, Sump, Vortex Common Effluent Channel | THC-PLT-BLDG-0001 | Pump,Centrifugal | Pump |  | P | http://www.toronto.ca/TWONTO#00626
| THC-PLT-P-1620 | Pump, Sump, Vortex Common Effluent Channel | THC-PLT-BLDG-0001 | Pump,Centrifugal | Pump |  | P | http://www.toronto.ca/TWONTO#00626
| THC-PLT-P-1410 | Pump, Sump, Vortex Gallery | THC-PLT-BLDG-0001 | Pump | Pump |  | P | http://www.toronto.ca/TWONTO#00626
| THC-PLT-P-1420 | Pump, Sump, Vortex Gallery | THC-PLT-BLDG-0001 | Pump | Pump |  | P | http://www.toronto.ca/TWONTO#00626
| THR-DIS-P-1550 | Pump, Sump, Workshop, Disinfection Facility Building, Plant Services, Flood Monitoring System | THR-DIS-P-SUS | Pump,Submersible | Pump |  | P | http://www.toronto.ca/TWONTO#00626
| THR-DIS-P-1540 | Pump, Sump, Workshop, Disinfection Facility Building, Plant Services, Flood Monitoring System | THR-DIS-P-S | Pump,Submersible | Pump |  | P | http://www.toronto.ca/TWONTO#00626
| THR-DIS-P-1540 | Pump, Sump, Workshop, Disinfection Facility Building, Plant Services, Flood Monitoring System | THR-DIS-P-SUS | Pump,Submersible | Pump |  | P | http://www.toronto.ca/TWONTO#00626