| THR-DIS-P-1550 | Pump, Sump, Workshop, Disinfection Facility Building, Plant Services, Flood Monitoring System | THR-DIS-P-S | Pump,Submersible | Pump |  | P | http://www.toronto.ca/TWONTO#00626
| TAB-DIG-P-8087 | Pump, Sump,Chamber | TAB-DIG-T-1300 | Pump,Submersible | Pump |  | P | http://www.toronto.ca/TWONTO#00626
| TAB-ACC-P-0870A | Pump, Sump,Eqalizing tank Bldg-Sludge Pump Room | TAB-DEW-EQUALIZATION | Pump,Centrifugal | Pump |  | P | http://www.toronto.ca/TWONTO#00626
| TAB-ACC-P-0870B | Pump, Sump,Eqalizing tank Bldg-Sludge Pump Room | TAB-DEW-EQUALIZATION | Pump,Centrifugal | Pump |  | P | http://www.toronto.ca/TWONTO#00626
| TAB-STR-P-6092 | Pump, Sump,GX2015A | TAB-AER-P | Pump,Non Positive Displacement,Submersible | Pump |  | P | http://www.toronto.ca/TWONTO#00626
| TAB-PRS-P-8101B | Pump, Sump-GX2021A | TAB-PRS-P-SUMP | Pump,Positive Displacement | Pump |  | P | http://www.toronto.ca/TWONTO#00626
| TAB-PRS-P-8099 | Pump, Sump-GX3002A | TAB-PRS-P-SUMP | Pump,Non Positive Displacement,Submersible | Pump |  | P | http://www.toronto.ca/TWONTO#00626
| THC-STR-P-0140SUSP | Pump, Tank 0100-0200, Secondary Clarifier, RAS/WAS | THC-STR-P-T-0100-02 | Pump,Centrifugal | Pump | 41318 | P | x
| THC-STR-P-5040 | Pump, Tank 0100-0200, Secondary Clarifier, RAS/WAS | THC-STR-P-T-0100-02 | Pump,Centrifugal | Pump |  | P | http://www.toronto.ca/TWONTO#00626
| THC-STR-P-0240 | Pump, Tank 0100-0200, Secondary Clarifier, RAS/WAS | THC-STR-P-T-0100-02 | Pump,Centrifugal | Pump |  | P | http://www.toronto.ca/TWONTO#00626
| THC-STR-P-0440 | Pump, Tank 0300-0400, Secondary Clarifier, RAS/WAS | THC-STR-P-T-0300-04 | Pump,Centrifugal | Pump |  | P | http://www.toronto.ca/TWONTO#00626
| THC-STR-P-0340 | Pump, Tank 0300-0400, Secondary Clarifier, RAS/WAS | THC-STR-P-T-0300-04 | Pump,Centrifugal | Pump |  | P | http://www.toronto.ca/TWONTO#00626
| THC-STR-P-5140 | Pump, Tank 0300-0400, Secondary Clarifier, RAS/WAS | THC-STR-P-T-0300-04 | Pump,Centrifugal | Pump |  | P | http://www.toronto.ca/TWONTO#00626
| THC-STR-P-0540 | Pump, Tank 0500-0600, Secondary Clarifier, RAS/WAS | THC-STR-P-T-0500-06 | Pump,Centrifugal | Pump |  | P | http://www.toronto.ca/TWONTO#00626
| THC-STR-P-0640 | Pump, Tank 0500-0600, Secondary Clarifier, RAS/WAS | THC-STR-P-T-0500-06 | Pump,Centrifugal | Pump |  | P | http://www.toronto.ca/TWONTO#00626
| THC-STR-P-5240 | Pump, Tank 0500-0600, Secondary Clarifier, RAS/WAS | THC-STR-P-T-0500-06 | Pump,Centrifugal | Pump |  | P | http://www.toronto.ca/TWONTO#00626
| THR-DIG-P-0701 | Pump, Tank 0700 Sampling, Digester Tanks - Sampling System | THR-DIG-PD-0700 | Pump | Pump |  | P | http://www.toronto.ca/TWONTO#00626
| THC-STR-P-0840SP | Pump, Tank 0700-0800, Secondary Clarifier, RAS/WAS | THC-STR-P-T-0700-08 | Pump,Centrifugal | Pump | 39258 | P | x
| THC-STR-P-0740 | Pump, Tank 0700-0800, Secondary Clarifier, RAS/WAS | THC-STR-P-T-0700-08 | Pump,Centrifugal | Pump |  | P | http://www.toronto.ca/TWONTO#00626
| THR-DIG-P-0801 | Pump, Tank 0800 Sampling, Digester Tanks - Sampling System | THR-DIG-PD-0800 | Pump | Pump |  | P | http://www.toronto.ca/TWONTO#00626
| THR-DIG-P-0901 | Pump, Tank 0900 Sampling, Digester Tanks - Sampling System | THR-DIG-PD-0900 | Pump | Pump |  | P | http://www.toronto.ca/TWONTO#00626
| THR-DIG-P-1001 | Pump, Tank 1000 Sampling, Digester Tanks - Sampling System | THR-DIG-PD-1000 | Pump | Pump |  | P | http://www.toronto.ca/TWONTO#00626
| TAB-ACC-P-4903 | Pump, Tertiary, Glycol, Seawall Tunnel, East | TAB-ACC-HE-4901 | Pump,Centrifugal | Pump |  | P | http://www.toronto.ca/TWONTO#00626
| TAB-ACC-P-4904 | Pump, Tertiary, Glycol, Seawall Tunnel, East | TAB-ACC-HE-4901 | Pump,Centrifugal | Pump |  | P | http://www.toronto.ca/TWONTO#00626
| WX2022A | Pump, Thermal Oil Recir Pump, 602A | TAB-SLD-P | Pump,Non Positive Displacement,Submersible | Pump |  |  | http://www.toronto.ca/TWONTO#00626
| WX2023A | Pump, Thermal Oil Recir Pump, 602B | TAB-SLD-P | Pump,Non Positive Displacement,Submersible | Pump |  |  | http://www.toronto.ca/TWONTO#00626
| WX2024A | Pump, Thermal Oil Recir Pump, 602C | TAB-SLD-P | Pump,Non Positive Displacement,Submersible | Pump |  |  | http://www.toronto.ca/TWONTO#00626
| THR-FT-P-2755 | Pump, Trailer Mounted-Portable -GOODWIN-, Drainage FTs | THR-DRN-FT | Pump,Submersible | Pump |  | P | http://www.toronto.ca/TWONTO#00802
| THR-ELS-P-4802 | Pump, Transfer, Centrifugal, Indoor, Electrical Room, West Substation | THR-ELS-WS | Pump,Centrifugal | Pump |  | P | http://www.toronto.ca/TWONTO#00626
| TAB-PRS-P-0303 | Pump, Transfer, Chemical Gallery (Stand By) | TAB-PRS-P-TRANSFER | Pump,Positive Displacement,Progressive Cavity | Pump |  | P | http://www.toronto.ca/TWONTO#00626
| TAB-PRS-P-0303B | Pump, Transfer, Chemical Gallery (Stand By) | TAB-PRS-P-TRANSFER | Pump,Positive Displacement,Progressive Cavity | Pump |  | P | http://www.toronto.ca/TWONTO#00626
| TAB-PRS-P-0301 | Pump, Transfer, Chemical Gallery to D Building | TAB-PRS-P-TRANSFER | Pump,Positive Displacement,Progressive Cavity | Pump |  | P | http://www.toronto.ca/TWONTO#00626
| TAB-PRS-P-0302 | Pump, Transfer, Chemical Gallery to P Building | TAB-PRS-P-TRANSFER | Pump,Positive Displacement,Progressive Cavity | Pump |  | P | http://www.toronto.ca/TWONTO#00626
| WTR-PEL-P-1011 | Pump, Transfer, Diesel Fuel Storage Tank T-1010, Generator Building, Bulk Fuel Storage Room | WTR-PEL-T-1010 | Pump,Centrifugal | Pump |  | P | http://www.toronto.ca/TWONTO#00626
| WTR-PEL-P-1021 | Pump, Transfer, Diesel Fuel Storage Tank T-1020, Generator Building, Bulk Fuel Storage Room | WTR-PEL-T-1020 | Pump,Centrifugal | Pump |  | P | http://www.toronto.ca/TWONTO#00626
| FHO-WWW-P-0201-SU | Pump, Transfer, Discharge to Clarifier Influent Header, WW Pump 2 | FHO-WWW | Pump,Centrifugal | Pump | 32521 | P | x
| FHO-WWW-P-0201-SU | Pump, Transfer, Discharge to Clarifier Influent Header, WW Pump 2 | FHO-WWW-P-0201-KQ | Pump,Centrifugal | Pump | 32521 | P | x
| FHO-WWW-P-0201-SU | Pump, Transfer, Discharge to Clarifier Influent Header, WW Pump 2 | FHO-OBSOLETE | Pump,Centrifugal | Pump | 32521 | P | x
| TNT-DIG-P-2501 | Pump, Transfer, DS | TNT-DIG-DS | Pump,Positive Displacement,Piston | Pump |  | P | http://www.toronto.ca/TWONTO#00626
| TNT-DIG-P-2401 | Pump, Transfer, DS | TNT-DIG-DS | Pump,Positive Displacement,Piston | Pump |  | P | http://www.toronto.ca/TWONTO#00626
| THC-DEW-P-2340 | Pump, Transfer, Liquid Polymer, Dewatering | THC-DEW-T-2300 | Pump,Positive Displacement,Progressive Cavity | Pump |  | P | http://www.toronto.ca/TWONTO#00626
| FCL-TRW-JRT-0100 | Pump, Treated Water | FCL-ELS-BUS-00B1 | Relay,Protective | Pump |  | JRT | http://www.toronto.ca/TWONTO#00626
| FCL-TRW-JRT-0100 | Pump, Treated Water | FCL-TRW-2 | Relay,Protective | Pump |  | JRT | http://www.toronto.ca/TWONTO#00626
| FCL-TRW-JRT-0100 | Pump, Treated Water | FCL-TRW-M-0100 | Relay,Protective | Pump |  | JRT | http://www.toronto.ca/TWONTO#00626
| FCL-TRW-JRT-0100 | Pump, Treated Water | FCL-TRW-P-0100 | Relay,Protective | Pump |  | JRT | http://www.toronto.ca/TWONTO#00626
| FCL-TRW-JRT-0800 | Pump, Treated Water | FCL-ELS-BUS-00B1 | Relay,Protective | Pump |  | JRT | http://www.toronto.ca/TWONTO#00626
| FCL-TRW-JRT-0800 | Pump, Treated Water | FCL-TRW-2 | Relay,Protective | Pump |  | JRT | http://www.toronto.ca/TWONTO#00626
| FCL-TRW-JRT-0800 | Pump, Treated Water | FCL-TRW-M-0800 | Relay,Protective | Pump |  | JRT | http://www.toronto.ca/TWONTO#00626
| FCL-TRW-JRT-0800 | Pump, Treated Water | FCL-TRW-P-0800 | Relay,Protective | Pump |  | JRT | http://www.toronto.ca/TWONTO#00626
| FCL-TRW-P-0100 | Pump, Treated Water | FCL-ELS-BUS-00B1 | Pump,Centrifugal | Pump |  | P | http://www.toronto.ca/TWONTO#00626
| FCL-TRW-P-0200 | Pump, Treated Water | FCL-TRW-2 | Pump,Centrifugal | Pump |  | P | http://www.toronto.ca/TWONTO#00626
| FCL-TRW-P-0300 | Pump, Treated Water | FCL-ELS-BUS-00B2 | Pump,Centrifugal | Pump |  | P | http://www.toronto.ca/TWONTO#00626
| FCL-TRW-P-0500 | Pump, Treated Water | FCL-ELS-BUS-00B1 | Pump,Centrifugal | Pump |  | P | http://www.toronto.ca/TWONTO#00626
| FCL-TRW-P-0600 | Pump, Treated Water | FCL-TRW-2 | Pump,Centrifugal | Pump |  | P | http://www.toronto.ca/TWONTO#00626
| FCL-TRW-P-0700 | Pump, Treated Water | FCL-ELS-BUS-00B2 | Pump,Centrifugal | Pump |  | P | http://www.toronto.ca/TWONTO#00626
| FCL-TRW-P-0900 | Pump, Treated Water | FCL-TRW-2 | Pump,Centrifugal | Pump |  | P | http://www.toronto.ca/TWONTO#00626
| FCL-TRW-JRT-0500 | Pump, Treated Water | FCL-ELS-BUS-00B1 | Relay,Protective | Pump |  | JRT | http://www.toronto.ca/TWONTO#00626
| FCL-TRW-JRT-0500 | Pump, Treated Water | FCL-TRW-2 | Relay,Protective | Pump |  | JRT | http://www.toronto.ca/TWONTO#00626
| FCL-TRW-JRT-0500 | Pump, Treated Water | FCL-TRW-M-0500 | Relay,Protective | Pump |  | JRT | http://www.toronto.ca/TWONTO#00626
| FCL-TRW-JRT-0500 | Pump, Treated Water | FCL-TRW-P-0500 | Relay,Protective | Pump |  | JRT | http://www.toronto.ca/TWONTO#00626
| FCL-TRW-P-0100 | Pump, Treated Water | FCL-TRW-2 | Pump,Centrifugal | Pump |  | P | http://www.toronto.ca/TWONTO#00626
| FCL-TRW-P-0200 | Pump, Treated Water | FCL-ELS-BUS-00B2 | Pump,Centrifugal | Pump |  | P | http://www.toronto.ca/TWONTO#00626
| FCL-TRW-P-0300 | Pump, Treated Water | FCL-TRW-2 | Pump,Centrifugal | Pump |  | P | http://www.toronto.ca/TWONTO#00626
| FCL-TRW-P-0500 | Pump, Treated Water | FCL-TRW-2 | Pump,Centrifugal | Pump |  | P | http://www.toronto.ca/TWONTO#00626
| FCL-TRW-P-0600 | Pump, Treated Water | FCL-ELS-BUS-00B2 | Pump,Centrifugal | Pump |  | P | http://www.toronto.ca/TWONTO#00626
| FCL-TRW-P-0700 | Pump, Treated Water | FCL-TRW-2 | Pump,Centrifugal | Pump |  | P | http://www.toronto.ca/TWONTO#00626
| FCL-TRW-P-0800 | Pump, Treated Water | FCL-ELS-BUS-00B1 | Pump,Centrifugal | Pump |  | P | http://www.toronto.ca/TWONTO#00626
| FCL-TRW-P-0800 | Pump, Treated Water | FCL-TRW-2 | Pump,Centrifugal | Pump |  | P | http://www.toronto.ca/TWONTO#00626
| FCL-TRW-P-0900 | Pump, Treated Water | FCL-ELS-BUS-00B1 | Pump,Centrifugal | Pump |  | P | http://www.toronto.ca/TWONTO#00626
| FCL-TRW-P-1000 | Pump, Treated Water | FCL-ELS-BUS-00B2 | Pump,Centrifugal | Pump |  | P | http://www.toronto.ca/TWONTO#00626
| FCL-TRW-P-1000 | Pump, Treated Water | FCL-TRW-2 | Pump,Centrifugal | Pump |  | P | http://www.toronto.ca/TWONTO#00626
| FHO-TRW-P-0101A | Pump, TRW Output Sampling, Treated Water Building, S5, Valve Chamber Hall | FHO TRW OUTPUT | Pump,Centrifugal | Pump |  | P | http://www.toronto.ca/TWONTO#00626
| FHO-TRW-P-0101A | Pump, TRW Output Sampling, Treated Water Building, S5, Valve Chamber Hall | FHO-TRW-P-0101A-KQ | Pump,Centrifugal | Pump |  | P | http://www.toronto.ca/TWONTO#00626
| FHO-TRW-P-0101B | Pump, TRW Output Sampling, Treated Water Building, S5, Valve Chamber Hall | FHO TRW OUTPUT | Pump,Centrifugal | Pump |  | P | http://www.toronto.ca/TWONTO#00626
| FHO-TRW-P-0101B | Pump, TRW Output Sampling, Treated Water Building, S5, Valve Chamber Hall | FHO-TRW-P-0101B-KQ | Pump,Centrifugal | Pump |  | P | http://www.toronto.ca/TWONTO#00626
| FHO-TRW-P-0400-OLD | Pump, TRW Pump 0400 | FHO TRW PUMPING | Pump,Centrifugal | Pump | 35415 | P | x
| FHO-TRW-P-0400-OLD | Pump, TRW Pump 0400 | FHO-TRW-P-0400-KQ | Pump,Centrifugal | Pump | 35415 | P | x
| FHO-TRW-P-1200 | Pump, TRW Pump 12 | FHO-TRW-P-1200-KQ | Pump,Centrifugal | Pump | 34285 | P | x
| FHO-TRW-P-1200 | Pump, TRW Pump 12 | FHO TRW PUMPING | Pump,Centrifugal | Pump | 34285 | P | x
| FHO-TRW-P-0600A-SU | Pump, TRW Pump 6 (Future) | FHO TRW PUMPING | Pump,Centrifugal | Pump | 33175 | P | x
| FHO-TRW-P-0600A-SU | Pump, TRW Pump 6 (Future) | FHO-OBSOLETE | Pump,Centrifugal | Pump | 33175 | P | x
| FHO-TRW-P-0900 SUSP | Pump, TRW Pump 9 | FHO-TRW-P-0900-KQ | Pump,Centrifugal | Pump | 34284 | P | x
| FHO-TRW-P-0900 SUSP | Pump, TRW Pump 9 | FHO TRW PUMPING | Pump,Centrifugal | Pump | 34284 | P | x
| TAB-ACC-P-2111 | Pump, Tunnel H Glycol Pumps | TAB-ACC-HE-2100S | Pump,Centrifugal | Pump |  | P | http://www.toronto.ca/TWONTO#00626
| TAB-ACC-P-2112 | Pump, Tunnel H Glycol Pumps | TAB-ACC-HE-2100S | Pump,Centrifugal | Pump |  | P | http://www.toronto.ca/TWONTO#00626
| TAB-THK-P-2101 | Pump, TWAS Transfer | TAB-THK-P-TWAS | Pump,Progressive Cavity | Pump |  | P | http://www.toronto.ca/TWONTO#00626
| TAB-THK-P-2102 | Pump, TWAS Transfer | TAB-THK-P-TWAS | Pump,Progressive Cavity | Pump |  | P | http://www.toronto.ca/TWONTO#00626
| TAB-THK-P-2402 | Pump, TWAS Transfer | TAB-THK-P-TWAS | Pump,Progressive Cavity | Pump |  | P | http://www.toronto.ca/TWONTO#00626
| TAB-THK-P-2501 | Pump, TWAS Transfer | TAB-SUSPENDED ENTITY | Pump,Progressive Cavity | Pump |  | P | http://www.toronto.ca/TWONTO#00626
| TAB-THK-P-2501 | Pump, TWAS Transfer | TAB-THK-P-TWAS | Pump,Progressive Cavity | Pump |  | P | http://www.toronto.ca/TWONTO#00626
| TAB-THK-P-2202 | Pump, TWAS Transfer | TAB-THK-P-TWAS | Pump,Progressive Cavity | Pump |  | P | http://www.toronto.ca/TWONTO#00626
| TAB-THK-P-2301 | Pump, TWAS Transfer | TAB-THK-P-TWAS | Pump,Progressive Cavity | Pump |  | P | http://www.toronto.ca/TWONTO#00626
| TAB-THK-P-2302 | Pump, TWAS Transfer | TAB-THK-P-TWAS | Pump,Progressive Cavity | Pump |  | P | http://www.toronto.ca/TWONTO#00626
| TAB-PLT-P-0261 | Pump, Unwatering, Grit Tanks 13 - 16 | TAB-PLT-T-D | Pump,Centrifugal | Pump |  | P | http://www.toronto.ca/TWONTO#00626
| TAB-PLT-P-0262 | Pump, Unwatering, Grit Tanks 13 - 16 | TAB-PLT-T-D | Pump | Pump |  | P | http://www.toronto.ca/TWONTO#00626
| YX2411A | Pump, Unwatering, Primary Tanks 1-2 | TAB-PRM-P-SUMP | Pump,Centrifugal,single-Stage | Pump |  |  | http://www.toronto.ca/TWONTO#00626
| YX2412A | Pump, Unwatering, Primary Tanls 3-4 | TAB-PRM-P-SUMP | Pump,Centrifugal,single-Stage | Pump |  |  | http://www.toronto.ca/TWONTO#00626
| WTR-PRH-P-0003 | Pump, UREA Transfer,Basement Fault Vault Room | WTR-PRH-ELS | Pump,Gear | Pump |  | P | http://www.toronto.ca/TWONTO#00626
| WTR-PRH-P-0004 | Pump, UREA Transfer,Basement Fault Vault Room | WTR-PRH-ELS | Pump,Gear | Pump |  | P | http://www.toronto.ca/TWONTO#00626
| WTR-PMI-P-1400 | Pump, Vacuum | WTR-PMI-P |  | Pump |  | P | http://www.toronto.ca/TWONTO#00946
| WTR-PMI-P-1500 | Pump, Vacuum | WTR-PMI-C-0801 |  | Pump |  | P | http://www.toronto.ca/TWONTO#00946
| WTR-PSC-P-0501 | Pump, Vacuum | WTR-PSC-C-0001 | Pump,Centrifugal,Vacuum | Pump |  | P | http://www.toronto.ca/TWONTO#00946
| WTR-PSC-P-0502 | Pump, Vacuum | WTR-PSC-C-0001 | Pump,Centrifugal,Vacuum | Pump |  | P | http://www.toronto.ca/TWONTO#00946
| WTR-PMI-P-1400 | Pump, Vacuum | WTR-PMI-C-0801 |  | Pump |  | P | http://www.toronto.ca/TWONTO#00946
| WTR-PMI-P-1500 | Pump, Vacuum | WTR-PMI-P |  | Pump |  | P | http://www.toronto.ca/TWONTO#00946
| WTR-PRV-C-0701 | Pump, Vacuum | WTR-PRV-C-0700 | Pump,Centrifugal,Vacuum | Pump |  | C | http://www.toronto.ca/TWONTO#00946
| WTR-PRV-C-0702 | Pump, Vacuum | WTR-PRV-C-0700 | Pump,Centrifugal,Vacuum | Pump |  | C | http://www.toronto.ca/TWONTO#00946
| THR-PLT-P-3560 | Pump, Vacuum, Portable | THR-PLT-DRN | Pump,Centrifugal,Vacuum | Pump |  | P | http://www.toronto.ca/TWONTO#00946
| THC-PRM-P-0920 | Pump, Vane, Oil Tank 0910 | THC-PRM-T-0910 |  | Pump |  | P | http://www.toronto.ca/TWONTO#00626
| THC-PRM-P-0930 | Pump, Vane, Oil Tank 0910 | THC-PRM-T-0910 |  | Pump |  | P | http://www.toronto.ca/TWONTO#00626
| THC-PRM-P-1020 | Pump, Vane, Oil Tank 1010 | THC-PRM-T-1010 | Pump | Pump |  | P | http://www.toronto.ca/TWONTO#00626
| THC-PRM-P-1030 | Pump, Vane, Oil Tank 1010 | THC-PRM-T-1010 | Pump | Pump |  | P | http://www.toronto.ca/TWONTO#00626
| THC-PRM-P-1120 | Pump, Vane, Oil Tank 1110 | THC-PRM-T-1110 | Pump | Pump |  | P | http://www.toronto.ca/TWONTO#00626
| THC-PRM-P-1130 | Pump, Vane, Oil Tank 1110 | THC-PRM-T-1110 | Pump | Pump |  | P | http://www.toronto.ca/TWONTO#00626
| THC-PRM-P-1220 | Pump, Vane, Oil Tank 1210, Primary Clarifier 12 | THC-PRM-T-1210 | Pump | Pump |  | P | http://www.toronto.ca/TWONTO#00626
| THC-PRM-P-1230 | Pump, Vane, Oil Tank 1210, Primary Clarifier 12 | THC-PRM-T-1210 | Pump | Pump |  | P | http://www.toronto.ca/TWONTO#00626
| TAB-ACC-P-2080 | Pump, Vertical In-Line, Hot Water/Glycol Recirculating, New Dewatering Area | TAB-ACC-HE-1040 | Pump | Pump |  | P | http://www.toronto.ca/TWONTO#00626
| TAB-ACC-P-2070 | Pump, Vertical In-Line, Hot Water/Glycol Recirculating, New Dewatering Area | TAB-ACC-HE-1040 | Pump | Pump |  | P | http://www.toronto.ca/TWONTO#00626
| TAB-ACC-P-1070 | Pump, Vertical In-Line, Hot Water/Glycol Recirculating, Old Screen Room | TAB-ACC-HE-1021 | Pump,Centrifugal | Pump |  | P | http://www.toronto.ca/TWONTO#00626
| TAB-ACC-P-1080 | Pump, Vertical In-Line, Hot Water/Glycol Recirculating, Old Screen Room | TAB-ACC-HE-1021 | Pump,Centrifugal | Pump |  | P | http://www.toronto.ca/TWONTO#00626
| SWM-PET-P-0100 | Pump, Vertical turbine | SWM-PET |  | Pump |  | P | http://www.toronto.ca/TWONTO#00626
| SWM-PET-P-0200 | Pump, Vertical turbine | SWM-PET |  | Pump |  | P | http://www.toronto.ca/TWONTO#00626
| TAB-STR-P-3111 | Pump, WAS | TAB-STR-P-WAS | Pump,Centrifugal | Pump |  | P | http://www.toronto.ca/TWONTO#00626
| TAB-STR-P-3113 | Pump, WAS | TAB-STR-P-WAS | Pump,Centrifugal | Pump |  | P | http://www.toronto.ca/TWONTO#00626
| TAB-STR-P-3212 | Pump, WAS | TAB-STR-P-WAS | Pump,Centrifugal | Pump |  | P | http://www.toronto.ca/TWONTO#00626
| TAB-STR-P-3213 | Pump, WAS | TAB-STR-P-WAS | Pump,Centrifugal | Pump |  | P | http://www.toronto.ca/TWONTO#00626
| TAB-STR-P-3214 | Pump, WAS | TAB-STR-P-WAS | Pump,Centrifugal | Pump |  | P | http://www.toronto.ca/TWONTO#00626
| TAB-STR-P-3312 | Pump, WAS | TAB-STR-P-WAS | Pump,Centrifugal | Pump |  | P | http://www.toronto.ca/TWONTO#00626
| TAB-STR-P-3313 | Pump, WAS | TAB-STR-P-WAS | Pump,Centrifugal | Pump |  | P | http://www.toronto.ca/TWONTO#00626
| TAB-STR-P-3314 | Pump, WAS | TAB-STR-P-WAS | Pump,Centrifugal | Pump |  | P | http://www.toronto.ca/TWONTO#00626
| TAB-STR-P-3411 | Pump, WAS | TAB-STR-P-WAS | Pump,Centrifugal | Pump |  | P | http://www.toronto.ca/TWONTO#00626
| TAB-STR-P-3412 | Pump, WAS | TAB-STR-P-WAS | Pump,Centrifugal | Pump |  | P | http://www.toronto.ca/TWONTO#00626
| TAB-STR-P-3413 | Pump, WAS | TAB-STR-P-WAS | Pump,Centrifugal | Pump |  | P | http://www.toronto.ca/TWONTO#00626
| TAB-STR-P-3414 | Pump, WAS | TAB-STR-P-WAS | Pump,Centrifugal | Pump |  | P | http://www.toronto.ca/TWONTO#00626
| TAB-STR-P-3513 | Pump, WAS | TAB-STR-P-WAS | Pump,Centrifugal | Pump |  | P | http://www.toronto.ca/TWONTO#00626
| TAB-STR-P-3514 | Pump, WAS | TAB-STR-P-WAS | Pump,Centrifugal | Pump |  | P | http://www.toronto.ca/TWONTO#00626
| TAB-STR-P-3611 | Pump, WAS | TAB-STR-P-WAS | Pump,Centrifugal | Pump |  | P | http://www.toronto.ca/TWONTO#00626
| TAB-STR-P-3612 | Pump, WAS | TAB-STR-P-WAS | Pump,Centrifugal | Pump |  | P | http://www.toronto.ca/TWONTO#00626
| TAB-STR-P-3112 | Pump, WAS | TAB-STR-P-WAS | Pump,Centrifugal | Pump |  | P | http://www.toronto.ca/TWONTO#00626
| TAB-STR-P-3114 | Pump, WAS | TAB-STR-P-WAS | Pump,Centrifugal | Pump |  | P | http://www.toronto.ca/TWONTO#00626
| TAB-STR-P-3211 | Pump, WAS | TAB-STR-P-WAS | Pump,Centrifugal | Pump |  | P | http://www.toronto.ca/TWONTO#00626
| TAB-STR-P-3311 | Pump, WAS | TAB-STR-P-WAS | Pump,Centrifugal | Pump |  | P | http://www.toronto.ca/TWONTO#00626
| TAB-STR-P-3511 | Pump, WAS | TAB-STR-P-WAS | Pump,Centrifugal | Pump |  | P | http://www.toronto.ca/TWONTO#00626
| TAB-STR-P-3512 | Pump, WAS | TAB-STR-P-WAS | Pump,Centrifugal | Pump |  | P | http://www.toronto.ca/TWONTO#00626
| TAB-PWA-P-5152 | Pump, Waste Wash Water Sump | TAB-PWA-P | Pump,Submersible | Pump |  | P | http://www.toronto.ca/TWONTO#00626
| TAB-PWA-P-5153 | Pump, Waste Wash Water Sump | TAB-PWA-P | Pump,Submersible | Pump |  | P | http://www.toronto.ca/TWONTO#00626
| TAB-PWA-P-5150 | Pump, Waste Wash Water Sump | TAB-PWA-P | Pump,Submersible | Pump |  | P | http://www.toronto.ca/TWONTO#00626
| TAB-PWA-P-5151 | Pump, Waste Wash Water Sump | TAB-PWA-P | Pump,Submersible | Pump |  | P | http://www.toronto.ca/TWONTO#00626
| WX2003A | Pump, Wastewater Sump, 604A | TAB-WA4-P-0001 | Pump,Non Positive Displacement,Submersible | Pump |  |  | http://www.toronto.ca/TWONTO#00626
| WX2004A | Pump, Wastewater Sump, 604B | TAB-WA4-P-0001 | Pump,Non Positive Displacement,Submersible | Pump |  |  | http://www.toronto.ca/TWONTO#00626
| FPP-WW-P-0105 | Pump, Watste Tank | FHA-FPP | Pump,Centrifugal | Pump |  | P | http://www.toronto.ca/TWONTO#00626
| FPP-WW-P-0106 | Pump, Watste Tank | FHA-FPP | Pump,Centrifugal | Pump |  | P | http://www.toronto.ca/TWONTO#00626
| FHO-POL-P-0901 | Pump, WW Polymer Feed, S4, Clarifier Building Basement (Tunnel) | FHO-WWW | Pump,Positive Displacement,Progressive Cavity | Pump |  | P | http://www.toronto.ca/TWONTO#00626
| FHO-POL-P-0901 | Pump, WW Polymer Feed, S4, Clarifier Building Basement (Tunnel) | FHO-WWW-P-0901-KQ | Pump,Positive Displacement,Progressive Cavity | Pump |  | P | http://www.toronto.ca/TWONTO#00626
| YTF-CW-P-7101 | Pump, YTF-CW-HU-7101, City Water | YTF-CW | Pump | Pump |  | P | http://www.toronto.ca/TWONTO#00626
| YTF-CW-P-7201 | Pump, YTF-CW-HU-7201, City Water | YTF-CW | Pump | Pump |  | P | http://www.toronto.ca/TWONTO#00626
| YTF-CW-P-7301 | Pump, YTF-CW-HU-7301, City Water | YTF-CW | Pump | Pump |  | P | http://www.toronto.ca/TWONTO#00626
| YTF-CW-P-7701 | Pump, YTF-CW-HU-7401, City Water | YTF-CW | Pump | Pump |  | P | http://www.toronto.ca/TWONTO#00626
| YTF-CW-P-7401 | Pump, YTF-CW-HU-7501, City Water | YTF-CW | Pump | Pump |  | P | http://www.toronto.ca/TWONTO#00626
| YTF-CW-P-7501 | Pump, YTF-CW-HU-7601, City Water | YTF-CW | Pump | Pump |  | P | http://www.toronto.ca/TWONTO#00626
| YTF-CW-P-7601 | Pump, YTF-CW-HU-7701, City Water | YTF-CW | Pump | Pump |  | P | http://www.toronto.ca/TWONTO#00626
| FHO-RW-P-1501 | Pump, Zebra Mussel Control Sample, Off-Shore, S10, Raw Water P.S, Basement | FHO RAW H2O | Pump,Centrifugal | Pump |  | P | http://www.toronto.ca/TWONTO#00626
| FHO-RW-P-1501 | Pump, Zebra Mussel Control Sample, Off-Shore, S10, Raw Water P.S, Basement | FHO-RW-P-1501-KQ | Pump,Centrifugal | Pump |  | P | http://www.toronto.ca/TWONTO#00626
| FHO-RW-P-1601 | Pump, Zebra Mussel Control Sample, Off-Shore, S10, Raw Water P.S, Basement | FHO-RW-P-1601-KQ | Pump,Centrifugal | Pump |  | P | http://www.toronto.ca/TWONTO#00626
| FHO-RW-P-1601 | Pump, Zebra Mussel Control Sample, Off-Shore, S10, Raw Water P.S, Basement | FHO RAW H2O | Pump,Centrifugal | Pump |  | P | http://www.toronto.ca/TWONTO#00626
147565 | YCM-TL-SGEN-01 | Yard tools - Suitcase Generator | FAC-YCM-TOOLS |  | Tool |  | SGEN | http://www.toronto.ca/TWONTO#00260 |  | Yard tools
89871 | YCM-TL-SL-02 | Yard tools - Suitcase Light | FAC-YCM-TOOLS |  | Tool |  | SL | http://www.toronto.ca/TWONTO#00260 |  | Yard tools
89870 | YCM-TL-SL-01 | Yard tools - Suitcase Light | FAC-YCM-TOOLS |  | Tool |  | SL | http://www.toronto.ca/TWONTO#00260 |  | Yard tools
147566 | YCM-TL-TSA-01 | Yard tools - Tablesaw | FAC-YCM-TOOLS |  | Tool |  | TSA | http://www.toronto.ca/TWONTO#00260 |  | Yard tools
| KX2095A | Pump,,Booster, City Water | TAB-DOM-HOTWTR | Pump | Pump |  |  | http://www.toronto.ca/TWONTO#00626
| WTR-PRV-P-0300 | Pump,Centrifugal | WTR-PRV-P | Pump,Centrifugal | Pump |  | P | http://www.toronto.ca/TWONTO#00626
| WTR-PRV-P-0500 | Pump,Centrifugal | WTR-PRV-P | Pump,Centrifugal | Pump |  | P | http://www.toronto.ca/TWONTO#00626
| WTR-PRV-P-0600 | Pump,Centrifugal | WTR-PRV-P | Pump,Centrifugal | Pump |  | P | http://www.toronto.ca/TWONTO#00626
| WTR-PRV-P-0100 | Pump,Centrifugal | WTR-PRV-P | Pump,Centrifugal | Pump |  | P | http://www.toronto.ca/TWONTO#00626
| WTR-PRV-P-0200 | Pump,Centrifugal | WTR-PRV-P | Pump,Centrifugal | Pump |  | P | http://www.toronto.ca/TWONTO#00626
| THC-ACC-P-6870 | Pump,Centrifugal, Glycol, Tunnel T12 | THC-PRS-BLDG |  | Pump |  | P | http://www.toronto.ca/TWONTO#00626
| THC-ACC-P-6880 | Pump,Centrifugal, Glycol, Tunnel T12 | THC-PRS-BLDG |  | Pump |  | P | http://www.toronto.ca/TWONTO#00626
| THC-ACC-P-6841 | Pump,Centrifugal, Hot Water, Recirulating, Tunnel T12 | THC-PRS-BLDG |  | Pump |  | P | http://www.toronto.ca/TWONTO#00626
| THC-ACC-P-6850 | Pump,Centrifugal, Hot Water, Tunnel T12 | THC-PRS-BLDG |  | Pump |  | P | http://www.toronto.ca/TWONTO#00626
| THC-ACC-P-6860 | Pump,Centrifugal, Hot Water, Tunnel T12 | THC-PRS-BLDG |  | Pump |  | P | http://www.toronto.ca/TWONTO#00626
| TAB-RSP-P-1120 | Pump,Centrifugal, M.T.I. Tank 1100 Unwatering | TAB-RSP-T-1100 | Pump,Centrifugal | Pump |  | P | http://www.toronto.ca/TWONTO#00626
| TAB-ACC-P-1401 | Pump,Centrifugal, Secondary Hot Water Circulating | TAB-ACC-1400 | Pump,Centrifugal | Pump |  | P | http://www.toronto.ca/TWONTO#00626
| TAB-ACC-P-1410 | Pump,Centrifugal, Secondary Hot Water Circulating | TAB-ACC-1400 | Pump,Centrifugal | Pump |  | P | http://www.toronto.ca/TWONTO#00626
| TAB-ACC-P-1440 | Pump,Centrifugal, Tertiary Glycol Circulating | TAB-ACC-1400 | Pump,Rotary Vane | Pump |  | P | http://www.toronto.ca/TWONTO#00626
| TAB-ACC-P-1450 | Pump,Centrifugal, Tertiary Glycol Circulating | TAB-ACC-1400 | Pump,Rotary Vane | Pump |  | P | http://www.toronto.ca/TWONTO#00626
| TAB-DIG-P-1374 | Pump,Centrifugal, Transfer,Digester Basement | TAB-DIG-T-13-16 | Pump,Centrifugal | Pump |  | P | http://www.toronto.ca/TWONTO#00626
| TAB-DIG-P-1373 | Pump,Centrifugal, Transfer,Digester Basement | TAB-DIG-T-13-16 | Pump,Centrifugal | Pump |  | P | http://www.toronto.ca/TWONTO#00626
| TAB-DIG-P-1373 | Pump,Centrifugal, Transfer,Digester Basement | TAB-DIG-T-1300 | Pump,Centrifugal | Pump |  | P | http://www.toronto.ca/TWONTO#00626
| TAB-DIG-P-1374 | Pump,Centrifugal, Transfer,Digester Basement | TAB-DIG-T-1300 | Pump,Centrifugal | Pump |  | P | http://www.toronto.ca/TWONTO#00626
| THC-DEW-P-5240 | Pump,Centrifugal,Blended Sludge Mixing and Recirc.,Sludge Blending Tanks 0700&0800,Solid Treatment | THC-DEW-T-0700 | Pump,Centrifugal | Pump |  | P | http://www.toronto.ca/TWONTO#00626
| THC-DEW-P-5240 | Pump,Centrifugal,Blended Sludge Mixing and Recirc.,Sludge Blending Tanks 0700&0800,Solid Treatment | THC-DEW-T-0800 | Pump,Centrifugal | Pump |  | P | http://www.toronto.ca/TWONTO#00626
| THC-DEW-P-5200 | Pump,Centrifugal,Blended Sludge Mixing and Recirc.,Sludge Blending Tanks 0700&0800,Solid Treatment | THC-DEW-T-0700 | Pump,Centrifugal | Pump |  | P | http://www.toronto.ca/TWONTO#00626
| THC-DEW-P-5200 | Pump,Centrifugal,Blended Sludge Mixing and Recirc.,Sludge Blending Tanks 0700&0800,Solid Treatment | THC-DEW-T-0800 | Pump,Centrifugal | Pump |  | P | http://www.toronto.ca/TWONTO#00626
| THC-DEW-P-5220 | Pump,Centrifugal,Blended Sludge Mixing and Recirc.,Sludge Blending Tanks 0700&0800,Solid Treatment | THC-DEW-T-0700 | Pump,Centrifugal | Pump |  | P | http://www.toronto.ca/TWONTO#00626
| THC-DEW-P-5220 | Pump,Centrifugal,Blended Sludge Mixing and Recirc.,Sludge Blending Tanks 0700&0800,Solid Treatment | THC-DEW-T-0800 | Pump,Centrifugal | Pump |  | P | http://www.toronto.ca/TWONTO#00626
| THC-DEW-P-5400 | Pump,Centrifugal,Blended Sludge,Feed,Centrifuge 1100&1200,Solid Treatment | THC-DEW-BLEND | Pump,Non Positive Displacement,Disc Type | Pump |  | P | http://www.toronto.ca/TWONTO#00626
| THC-DEW-P-5420 | Pump,Centrifugal,Blended Sludge,Feed,Centrifuge 1100&1200,Solid Treatment | THC-DEW-BLEND | Pump,Non Positive Displacement,Disc Type | Pump |  | P | http://www.toronto.ca/TWONTO#00626
| THC-DEW-P-5420 | Pump,Centrifugal,Blended Sludge,Feed,Centrifuge 1100&1200,Solid Treatment | THC-DEW-CF | Pump,Non Positive Displacement,Disc Type | Pump |  | P | http://www.toronto.ca/TWONTO#00626
| THC-DEW-P-5420 | Pump,Centrifugal,Blended Sludge,Feed,Centrifuge 1100&1200,Solid Treatment | THC-DEW-CF-1100 | Pump,Non Positive Displacement,Disc Type | Pump |  | P | http://www.toronto.ca/TWONTO#00626
| THC-DEW-P-5440 | Pump,Centrifugal,Blended Sludge,Feed,Centrifuge 1100&1200,Solid Treatment | THC-DEW-BLEND | Pump,Non Positive Displacement,Disc Type | Pump |  | P | http://www.toronto.ca/TWONTO#00626
| THC-DEW-P-5440 | Pump,Centrifugal,Blended Sludge,Feed,Centrifuge 1100&1200,Solid Treatment | THC-DEW-CF-1100 | Pump,Non Positive Displacement,Disc Type | Pump |  | P | http://www.toronto.ca/TWONTO#00626
| THC-DEW-P-5400 | Pump,Centrifugal,Blended Sludge,Feed,Centrifuge 1100&1200,Solid Treatment | THC-DEW-CF | Pump,Non Positive Displacement,Disc Type | Pump |  | P | http://www.toronto.ca/TWONTO#00626
| THC-DEW-P-5400 | Pump,Centrifugal,Blended Sludge,Feed,Centrifuge 1100&1200,Solid Treatment | THC-DEW-CF-1100 | Pump,Non Positive Displacement,Disc Type | Pump |  | P | http://www.toronto.ca/TWONTO#00626
| THC-DEW-P-5440 | Pump,Centrifugal,Blended Sludge,Feed,Centrifuge 1100&1200,Solid Treatment | THC-DEW-CF | Pump,Non Positive Displacement,Disc Type | Pump |  | P | http://www.toronto.ca/TWONTO#00626
| THC-DEW-P-5600 | Pump,Centrifugal,Blended Sludge,Feed,Centrifuge 1300&1400,Solid Treatment | THC-DEW-CF | Pump,Centrifugal | Pump |  | P | http://www.toronto.ca/TWONTO#00626
| THC-DEW-P-5600 | Pump,Centrifugal,Blended Sludge,Feed,Centrifuge 1300&1400,Solid Treatment | THC-DEW-CF-1300 | Pump,Centrifugal | Pump |  | P | http://www.toronto.ca/TWONTO#00626
| THC-DEW-P-5600 | Pump,Centrifugal,Blended Sludge,Feed,Centrifuge 1300&1400,Solid Treatment | THC-DEW-CF-1300/1400 | Pump,Centrifugal | Pump |  | P | http://www.toronto.ca/TWONTO#00626
| THC-DEW-P-5620 | Pump,Centrifugal,Blended Sludge,Feed,Centrifuge 1300&1400,Solid Treatment | THC-DEW-CF-1300 | Pump,Centrifugal | Pump |  | P | http://www.toronto.ca/TWONTO#00626
| THC-DEW-P-5620 | Pump,Centrifugal,Blended Sludge,Feed,Centrifuge 1300&1400,Solid Treatment | THC-DEW-CF-1300/1400 | Pump,Centrifugal | Pump |  | P | http://www.toronto.ca/TWONTO#00626
| THC-DEW-P-5640 | Pump,Centrifugal,Blended Sludge,Feed,Centrifuge 1300&1400,Solid Treatment | THC-DEW-CF | Pump,Centrifugal | Pump |  | P | http://www.toronto.ca/TWONTO#00626
| THC-DEW-P-5640 | Pump,Centrifugal,Blended Sludge,Feed,Centrifuge 1300&1400,Solid Treatment | THC-DEW-CF-1300 | Pump,Centrifugal | Pump |  | P | http://www.toronto.ca/TWONTO#00626
| THC-DEW-P-5600 | Pump,Centrifugal,Blended Sludge,Feed,Centrifuge 1300&1400,Solid Treatment | THC-DEW-BLEND | Pump,Centrifugal | Pump |  | P | http://www.toronto.ca/TWONTO#00626
| THC-DEW-P-5620 | Pump,Centrifugal,Blended Sludge,Feed,Centrifuge 1300&1400,Solid Treatment | THC-DEW-BLEND | Pump,Centrifugal | Pump |  | P | http://www.toronto.ca/TWONTO#00626
| THC-DEW-P-5620 | Pump,Centrifugal,Blended Sludge,Feed,Centrifuge 1300&1400,Solid Treatment | THC-DEW-CF | Pump,Centrifugal | Pump |  | P | http://www.toronto.ca/TWONTO#00626
| THC-DEW-P-5640 | Pump,Centrifugal,Blended Sludge,Feed,Centrifuge 1300&1400,Solid Treatment | THC-DEW-BLEND | Pump,Centrifugal | Pump |  | P | http://www.toronto.ca/TWONTO#00626
| THC-DEW-P-5640 | Pump,Centrifugal,Blended Sludge,Feed,Centrifuge 1300&1400,Solid Treatment | THC-DEW-CF-1300/1400 | Pump,Centrifugal | Pump |  | P | http://www.toronto.ca/TWONTO#00626
| THC-DEW-P-5800 | Pump,Centrifugal,Blended Sludge,Feed,Centrifuge 1500(& future1600),Solid Treatment | THC-DEW-BLEND | Pump,Non Positive Displacement,Disc Type | Pump |  | P | http://www.toronto.ca/TWONTO#00626
| THC-DEW-P-5820 | Pump,Centrifugal,Blended Sludge,Feed,Centrifuge 1500(& future1600),Solid Treatment | THC-DEW-BLEND | Pump,Positive Displacement,Progressive Cavity | Pump |  | P | http://www.toronto.ca/TWONTO#00626
| THC-DEW-P-5820 | Pump,Centrifugal,Blended Sludge,Feed,Centrifuge 1500(& future1600),Solid Treatment | THC-DEW-CF-1500 | Pump,Positive Displacement,Progressive Cavity | Pump |  | P | http://www.toronto.ca/TWONTO#00626
| THC-DEW-P-5800 | Pump,Centrifugal,Blended Sludge,Feed,Centrifuge 1500(& future1600),Solid Treatment | THC-DEW-CF-1500 | Pump,Non Positive Displacement,Disc Type | Pump |  | P | http://www.toronto.ca/TWONTO#00626
| THC-DEW-P-5800 | Pump,Centrifugal,Blended Sludge,Feed,Centrifuge 1500(& future1600),Solid Treatment | THC-DEW-CF-1500/1600 | Pump,Non Positive Displacement,Disc Type | Pump |  | P | http://www.toronto.ca/TWONTO#00626
| THC-DEW-P-5820 | Pump,Centrifugal,Blended Sludge,Feed,Centrifuge 1500(& future1600),Solid Treatment | THC-DEW-CF-1500/1600 | Pump,Positive Displacement,Progressive Cavity | Pump |  | P | http://www.toronto.ca/TWONTO#00626
| THC-ACC-P-0311 | Pump,Centrifugal,Booster Pump,Lower Basement,Biosolids Building East | THC-FEQ-FSP | Pump,Centrifugal | Pump |  | P | http://www.toronto.ca/TWONTO#00626
| THC-DEW-P-7570 | Pump,Centrifugal,Centrate Analyzer 7570,Solid Treatment | THC-DEW-AIT-7570 |  | Pump |  | P | http://www.toronto.ca/TWONTO#00626
| THC-DEW-P-7580 | Pump,Centrifugal,Centrate Analyzer 7580,Solid Treatment | THC-DEW-AIT-7580 |  | Pump |  | P | http://www.toronto.ca/TWONTO#00626
| THC-DEW-P-7590 | Pump,Centrifugal,Centrate Analyzer 7590,Solid Treatment | THC-DEW-AIT-7590 |  | Pump |  | P | http://www.toronto.ca/TWONTO#00626
| THC-THK-P-5090 | Pump,Centrifugal,Centrate Sampling,Thickening Building | THC-THK-TWAS | Pump,Centrifugal | Pump |  | P | http://www.toronto.ca/TWONTO#00626
| THC-THK-P-5090 | Pump,Centrifugal,Centrate Sampling,Thickening Building | THC-THK-AIT-5090 | Pump,Centrifugal | Pump |  | P | http://www.toronto.ca/TWONTO#00626
| THC-DEW-P-6640 | Pump,Centrifugal,Dewatering Centrate Return,Centrate Holding Tanks 1800 & 1900,Solid Treatment | THC-DEW-CENTRATE | Pump | Pump |  | P | http://www.toronto.ca/TWONTO#00626
| THC-DEW-P-6660 | Pump,Centrifugal,Dewatering Centrate Return,Centrate Holding Tanks 1800 & 1900,Solid Treatment | THC-DEW-T-1800 | Pump | Pump |  | P | http://www.toronto.ca/TWONTO#00626
| THC-DEW-P-6680 | Pump,Centrifugal,Dewatering Centrate Return,Centrate Holding Tanks 1800 & 1900,Solid Treatment | THC-DEW-CENTRATE | Pump | Pump |  | P | http://www.toronto.ca/TWONTO#00626
| THC-DEW-P-6640 | Pump,Centrifugal,Dewatering Centrate Return,Centrate Holding Tanks 1800 & 1900,Solid Treatment | THC-DEW-T-1800 | Pump | Pump |  | P | http://www.toronto.ca/TWONTO#00626
| THC-DEW-P-6660 | Pump,Centrifugal,Dewatering Centrate Return,Centrate Holding Tanks 1800 & 1900,Solid Treatment | THC-DEW-CENTRATE | Pump | Pump |  | P | http://www.toronto.ca/TWONTO#00626
| THC-DEW-P-6680 | Pump,Centrifugal,Dewatering Centrate Return,Centrate Holding Tanks 1800 & 1900,Solid Treatment | THC-DEW-T-1800 | Pump | Pump |  | P | http://www.toronto.ca/TWONTO#00626
| THC-DIG-P-5036 | Pump,Centrifugal,Digested Sludge Transfer,Building U | THC-DIG-DIGESTERS | Pump,Centrifugal | Pump |  | P | http://www.toronto.ca/TWONTO#00626
| THC-DIG-P-5011 | Pump,Centrifugal,Digested Sludge Transfer,Building U | THC-DIG-DIGESTERS | Pump,Centrifugal | Pump |  | P | http://www.toronto.ca/TWONTO#00626
| THC-DIG-P-5017 | Pump,Centrifugal,Digested Sludge Transfer,Building U | THC-DIG-DIGESTERS | Pump,Centrifugal | Pump |  | P | http://www.toronto.ca/TWONTO#00626
| THC-DIG-P-5033 | Pump,Centrifugal,Digested Sludge Transfer,Building U | THC-DIG-DIGESTERS | Pump,Centrifugal | Pump |  | P | http://www.toronto.ca/TWONTO#00626
| THC-CW-P-4102 | Pump,Centrifugal,Excess Pressure,Fire Sprinkler System,Building U | THC-FEQ-BLDG M | Fire Prevention,Sprinkler | Pump | 41266 | P | x
| THC-CW-P-4102 | Pump,Centrifugal,Excess Pressure,Fire Sprinkler System,Building U | THC-FEQ-BLDG U | Fire Prevention,Sprinkler | Pump | 41266 | P | x
| THC-ACC-P-0582 | Pump,Centrifugal,Fire Standpipe and Sprinkler,Lower Basement,Biosolids Building East | THC-SUSPENDED | Pump | Pump | 35588 | P | x
| THC-ACC-P-0582 | Pump,Centrifugal,Fire Standpipe and Sprinkler,Lower Basement,Biosolids Building East | THC-FEQ-FSP | Pump | Pump | 35588 | P | x
| THC-FEQ-P-0582 | Pump,Centrifugal,Fire Standpipe and Sprinkler,Lower Basement,Biosolids Building East | THC-FEQ-BLDG M | Fire Prevention,Sprinkler | Pump | 41267 | P | x
| THC-ACC-P-4020B | Pump,Centrifugal,Glycol Heating,Basement,Building U | THC-ACC-BLDG U | Pump,Centrifugal | Pump |  | P | http://www.toronto.ca/TWONTO#00626
| THC-ACC-P-4020A | Pump,Centrifugal,Glycol Heating,Basement,Building U | THC-ACC-BLDG U | Pump,Centrifugal | Pump |  | P | http://www.toronto.ca/TWONTO#00626
| THC-ACC-P-5970 | Pump,Centrifugal,Glycol,Hydronic Heating System,Disinfection Bldg | THC-ACC-BLDG G |  | Pump |  | P | http://www.toronto.ca/TWONTO#00626
| THC-ACC-P-5980 | Pump,Centrifugal,Glycol,Hydronic Heating System,Disinfection Bldg | THC-ACC-BLDG G |  | Pump |  | P | http://www.toronto.ca/TWONTO#00626
| TAB-ACC-P-5303 | Pump,Centrifugal,Heating Glycol System,Seawall Substation | TAB-ACC-5300 | Pump,Centrifugal | Pump |  | P | http://www.toronto.ca/TWONTO#00626
| TAB-ACC-P-5303 | Pump,Centrifugal,Heating Glycol System,Seawall Substation | TAB-ACC-HE-5310 | Pump,Centrifugal | Pump |  | P | http://www.toronto.ca/TWONTO#00626
| TAB-ACC-P-5304 | Pump,Centrifugal,Heating Glycol System,Seawall Substation | TAB-ACC-5300 | Pump,Centrifugal | Pump |  | P | http://www.toronto.ca/TWONTO#00626
| TAB-ACC-P-5304 | Pump,Centrifugal,Heating Glycol System,Seawall Substation | TAB-ACC-HE-5310 | Pump,Centrifugal | Pump |  | P | http://www.toronto.ca/TWONTO#00626
| THC-ACC-P-0822A | Pump,Centrifugal,Heating Glycol,HVAC Systems,Sludge Storage Building | THC-ACC-BLDG D | Pump,Centrifugal | Pump |  | P | http://www.toronto.ca/TWONTO#00626
| THC-ACC-P-0822B | Pump,Centrifugal,Heating Glycol,HVAC Systems,Sludge Storage Building | THC-ACC-BLDG D | Pump,Centrifugal | Pump |  | P | http://www.toronto.ca/TWONTO#00626
| THC-ACC-P-0742A | Pump,Centrifugal,Heating Glycol,HVAC Systems,Thickening Building | THC-ACC-BLDG J | Pump,Centrifugal | Pump |  | P | http://www.toronto.ca/TWONTO#00626
| THC-ACC-P-0742B | Pump,Centrifugal,Heating Glycol,HVAC Systems,Thickening Building | THC-ACC-BLDG J | Pump,Centrifugal | Pump |  | P | http://www.toronto.ca/TWONTO#00626
| TAB-ACC-P-5301 | Pump,Centrifugal,Heating Water System,Seawall Substation | TAB-ACC-5300 | Pump,Centrifugal | Pump |  | P | http://www.toronto.ca/TWONTO#00626
| TAB-ACC-P-5310 | Pump,Centrifugal,Heating Water System,Seawall Substation | TAB-ACC-5300 | Pump,Centrifugal | Pump |  | P | http://www.toronto.ca/TWONTO#00626
| TAB-ACC-P-5310 | Pump,Centrifugal,Heating Water System,Seawall Substation | TAB-ACC-HE-5320 | Pump,Centrifugal | Pump |  | P | http://www.toronto.ca/TWONTO#00626
| TAB-ACC-P-5301 | Pump,Centrifugal,Heating Water System,Seawall Substation | TAB-ACC-HE-5310 | Pump,Centrifugal | Pump |  | P | http://www.toronto.ca/TWONTO#00626
| TAB-ACC-P-5302 | Pump,Centrifugal,Heating Water System,Seawall Substation | TAB-ACC-5300 | Pump,Centrifugal | Pump |  | P | http://www.toronto.ca/TWONTO#00626
| TAB-ACC-P-5302 | Pump,Centrifugal,Heating Water System,Seawall Substation | TAB-ACC-HE-5310 | Pump,Centrifugal | Pump |  | P | http://www.toronto.ca/TWONTO#00626
| THC-ACC-P-5960 | Pump,Centrifugal,Heating Water,Hydronic Heating System,Disinfection Bldg | THC-ACC-BLDG G |  | Pump |  | P | http://www.toronto.ca/TWONTO#00626
| THC-ACC-P-5950 | Pump,Centrifugal,Heating Water,Hydronic Heating System,Disinfection Bldg | THC-ACC-BLDG G |  | Pump |  | P | http://www.toronto.ca/TWONTO#00626
| THC-ACC-P-4010A | Pump,Centrifugal,Hot Water Heating,Basement,Building U | THC-ACC-BLDG U | Pump,Centrifugal | Pump |  | P | http://www.toronto.ca/TWONTO#00626
| THC-ACC-P-4010B | Pump,Centrifugal,Hot Water Heating,Basement,Building U | THC-ACC-BLDG U | Pump,Centrifugal | Pump |  | P | http://www.toronto.ca/TWONTO#00626
| THC-ACC-P-0821A | Pump,Centrifugal,Hot Water,HVAC Systems,Sludge Storage Building | THC-ACC-BLDG D | Pump,Centrifugal | Pump |  | P | http://www.toronto.ca/TWONTO#00626
| THC-ACC-P-0821B | Pump,Centrifugal,Hot Water,HVAC Systems,Sludge Storage Building | THC-ACC-BLDG D | Pump,Centrifugal | Pump |  | P | http://www.toronto.ca/TWONTO#00626
| THC-ACC-P-0741A | Pump,Centrifugal,Hot Water,HVAC Systems,Thickening Building | THC-ACC-BLDG J | Pump,Centrifugal | Pump |  | P | http://www.toronto.ca/TWONTO#00626
| THC-ACC-P-0741B | Pump,Centrifugal,Hot Water,HVAC Systems,Thickening Building | THC-ACC-BLDG J | Pump,Centrifugal | Pump |  | P | http://www.toronto.ca/TWONTO#00626
| THR-OCS-P-2938 | Pump,Centrifugal,Hypochlorite to Scrubber 0552 & Scrubber 0553,Plant Services, Odour Control System | THR-OCS-P | Pump,Centrifugal | Pump |  | P | http://www.toronto.ca/TWONTO#00626
| THR-OCS-P-2944 | Pump,Centrifugal,Hypochlorite to Scrubber 0552 & Scrubber 0553,Plant Services, Odour Control System | THR-OCS-P | Pump,Centrifugal | Pump |  | P | http://www.toronto.ca/TWONTO#00626
| THR-OCS-P-2949 | Pump,Centrifugal,Hypochlorite to Scrubber 0554 & Scrubber 0555,Plant Services, Odour Control System | THR-OCS-P | Pump,Centrifugal | Pump |  | P | http://www.toronto.ca/TWONTO#00626
| THR-OCS-P-2956 | Pump,Centrifugal,Hypochlorite to Scrubber 0554 & Scrubber 0555,Plant Services, Odour Control System | THR-OCS-P | Pump,Centrifugal | Pump |  | P | http://www.toronto.ca/TWONTO#00626
| THC-DIG-P-3415 | Pump,Centrifugal,Inlet,Wet Receiver,T­3413,Priming Water,Gas High Pressure System,Building U | THC-DIG-T-3413 | Pump,Centrifugal | Pump |  | P | http://www.toronto.ca/TWONTO#00626
| WTR-PJS-P-5000 | Pump,Centrifugal,Level 68 Basement,DLCW Heat Exchanger Recirculation Pump Assembly | WTR-PJS-ENW | Pump,Centrifugal | Pump |  | P | http://www.toronto.ca/TWONTO#00626
| WTR-PRV-P-0601 | Pump,Centrifugal,Oil Lubrication,Pump 0600 Bearings | WTR-PRV-P-0600 | Pump,Centrifugal | Pump |  | P | http://www.toronto.ca/TWONTO#00626
| THC-ACC-P-3023 | Pump,Centrifugal,Plant Hot Water Supply Recirc.,Boiler Building | THC-ACC-BLDG E | Pump,Centrifugal | Pump |  | P | http://www.toronto.ca/TWONTO#00626
| THC-ACC-P-3043 | Pump,Centrifugal,Plant Hot Water Supply Recirc.,Boiler Building | THC-ACC-BLDG E | Pump,Centrifugal | Pump |  | P | http://www.toronto.ca/TWONTO#00626
| THC-ACC-P-3031 | Pump,Centrifugal,Plant Hot Water Supply Recirc.,Boiler Building | THC-ACC-BLDG E | Pump,Centrifugal | Pump |  | P | http://www.toronto.ca/TWONTO#00626
| THC-ACC-P-3033 | Pump,Centrifugal,Plant Hot Water Supply Recirc.,Boiler Building | THC-ACC-BLDG E | Pump,Centrifugal | Pump |  | P | http://www.toronto.ca/TWONTO#00626
| THC-ACC-P-3013 | Pump,Centrifugal,Plant Hot Water Supply,Recirc.,Boiler Building | THC-ACC-BLDG E | Pump,Centrifugal | Pump |  | P | http://www.toronto.ca/TWONTO#00626
| THC-ACC-P-0051 | Pump,Centrifugal,Recirculation,Hot Water,Third Floor,Solid Treatment | THC-ACC-T-0050 |  | Pump |  | P | http://www.toronto.ca/TWONTO#00626
| THC-OCS-P-1030 | Pump,Centrifugal,Recirculation,Humidifier HU-1000,Odour Control System,Thickening Building | THC-THK-BIOFILTER | Pump,Centrifugal | Pump |  | P | http://www.toronto.ca/TWONTO#00626
| THC-OCS-P-1020 | Pump,Centrifugal,Recirculation,Humidifier HU-1000,Odour Control System,Thickening Building | THC-OCS-HU-1000 | Pump,Centrifugal | Pump |  | P | http://www.toronto.ca/TWONTO#00626
| THC-OCS-P-1020 | Pump,Centrifugal,Recirculation,Humidifier HU-1000,Odour Control System,Thickening Building | THC-THK-BIOFILTER | Pump,Centrifugal | Pump |  | P | http://www.toronto.ca/TWONTO#00626
| THC-OCS-P-1030 | Pump,Centrifugal,Recirculation,Humidifier HU-1000,Odour Control System,Thickening Building | THC-OCS-HU-1000 | Pump,Centrifugal | Pump |  | P | http://www.toronto.ca/TWONTO#00626
| THC-OCS-P-2020 | Pump,Centrifugal,Recirculation,Humidifier HU-2000,Odour Control System,Sludge Storage Building | THC-OCS-HU-2000 | Pump,Centrifugal | Pump |  | P | http://www.toronto.ca/TWONTO#00626
| THC-OCS-P-2030 | Pump,Centrifugal,Recirculation,Humidifier,Odour Control System,Sludge Storage Building | THC-OCS-HU-2000 | Pump,Centrifugal | Pump |  | P | http://www.toronto.ca/TWONTO#00626
| THC-DIS-P-0640 | Pump,Centrifugal,Sampling,Effluent Pump Suction,South Effluent Pump Station,Basement | THC-DIS-SIMULATION |  | Pump |  | P | http://www.toronto.ca/TWONTO#00626
| THC-DIS-P-0620 | Pump,Centrifugal,Sampling,Effluent Pump Suction,South Effluent Pump Station,Basement | THC-DIS-SIMULATION |  | Pump |  | P | http://www.toronto.ca/TWONTO#00626
| THC-DIG-P-4020B | Pump,Centrifugal,Sludge Heating,GlycolHot Water Heating,Building U | THC-DIG-DIGESTERS | Pump,Centrifugal | Pump |  | P | http://www.toronto.ca/TWONTO#00626
| THC -DIG-P-4020A | Pump,Centrifugal,Sludge Heating,GlycolHot Water Heating,Building U | THC-DIG-DIGESTERS | Pump,Centrifugal | Pump |  | P | http://www.toronto.ca/TWONTO#00626
| THC-DIG-P-5250 | Pump,Centrifugal,Sludge Heating,Hot Water Heating,Building U | THC-DIG-DIGESTERS | Pump,Centrifugal | Pump |  | P | http://www.toronto.ca/TWONTO#00626
| THC-DIG-P-4010A | Pump,Centrifugal,Sludge Heating,Hot Water Heating,Building U | THC-DIG-DIGESTERS | Pump,Centrifugal | Pump |  | P | http://www.toronto.ca/TWONTO#00626
| THC-DIG-P-4010B | Pump,Centrifugal,Sludge Heating,Hot Water Heating,Building U | THC-DIG-DIGESTERS | Pump,Centrifugal | Pump |  | P | http://www.toronto.ca/TWONTO#00626
| THC-DIG-P-0420 | Pump,Centrifugal,Sludge Recirculation,PD-0400,Building U | THC-DIG-PD-0400 | Pump,Centrifugal | Pump |  | P | http://www.toronto.ca/TWONTO#00626
| THC-DIG-P-0520 | Pump,Centrifugal,Sludge Recirculation,PD-0500,Building U | THC-DIG-DIGESTERS | Pump,Centrifugal | Pump |  | P | http://www.toronto.ca/TWONTO#00626
| THC-DIG-P-0520 | Pump,Centrifugal,Sludge Recirculation,PD-0500,Building U | THC-DIG-PD-0500 | Pump,Centrifugal | Pump |  | P | http://www.toronto.ca/TWONTO#00626
| THC-DIG-P-0620 | Pump,Centrifugal,Sludge Recirculation,PD-0600,Building U | THC-DIG-PD-0600 | Pump,Centrifugal | Pump |  | P | http://www.toronto.ca/TWONTO#00626
| THC-DIG-P-0620 | Pump,Centrifugal,Sludge Recirculation,PD-0600,Building U | THC-DIG-DIGESTERS | Pump,Centrifugal | Pump |  | P | http://www.toronto.ca/TWONTO#00626
| THC-DIG-P-0720 | Pump,Centrifugal,Sludge Recirculation,PD-0700,Building U | THC-DIG-DIGESTERS | Pump,Centrifugal | Pump |  | P | http://www.toronto.ca/TWONTO#00626
| THC-DIG-P-0720 | Pump,Centrifugal,Sludge Recirculation,PD-0700,Building U | THC-DIG-PD-0700 | Pump,Centrifugal | Pump |  | P | http://www.toronto.ca/TWONTO#00626
| THC-OCS-P-2152 | Pump,Centrifugal,Submersible,Sludge Storage Biofilter Sump | THC-DEW-BIOFILTER | Pump,Submersible | Pump |  | P | http://www.toronto.ca/TWONTO#00626
| THC-OCS-P-2153 | Pump,Centrifugal,Submersible,Sludge Storage Biofilter Sump | THC-OCS-P-2152 | Pump,Submersible | Pump |  | P | http://www.toronto.ca/TWONTO#00626
| THC-DEW-P-5992 | Pump,Centrifugal,Submersible,Sludge Storage Building Sump | THC-DEW-HOLD TANK | Pump,Submersible | Pump |  | P | http://www.toronto.ca/TWONTO#00626
| THC-DEW-P-5993 | Pump,Centrifugal,Submersible,Sludge Storage Building Sump | THC-DEW-HOLD TANK | Pump,Submersible | Pump |  | P | http://www.toronto.ca/TWONTO#00626
| THC-DEW-P-5993 | Pump,Centrifugal,Submersible,Sludge Storage Building Sump | THC-DEW-P-5992 | Pump,Submersible | Pump |  | P | http://www.toronto.ca/TWONTO#00626
| THC-THK-P-5983 | Pump,Centrifugal,Submersible,Thickening Building Sump | THC-THK-TWAS | Pump,Submersible | Pump |  | P | http://www.toronto.ca/TWONTO#00626
| THC-THK-P-5982 | Pump,Centrifugal,Submersible,Thickening Building Sump | THC-THK-TWAS | Pump,Submersible | Pump |  | P | http://www.toronto.ca/TWONTO#00626
| THC-DIG-P-0194 | Pump,Centrifugal,Sump,Anaerobic Filter Building | THC-GRK-SUMP PUMP | Pump,Centrifugal | Pump |  | P | http://www.toronto.ca/TWONTO#00626
| THC-DIG-P-0195 | Pump,Centrifugal,Sump,Anerobic Filter Building | THC-GRK-SUMP PUMP | Pump,Centrifugal | Pump |  | P | http://www.toronto.ca/TWONTO#00626
| THC-INC-P-0340 | Pump,Centrifugal,Sump,Basement B2,Biosolids Building West | THC-GRK-SUMP PUMP |  | Pump |  | P | http://www.toronto.ca/TWONTO#00626
| THC-INC-P-0312 | Pump,Centrifugal,Sump,Basement B2,Biosolids Building West | THC-GRK-SUMP PUMP | Pump,Centrifugal | Pump |  | P | http://www.toronto.ca/TWONTO#00626
| THC-INC-P-0330 | Pump,Centrifugal,Sump,Basement B2,Biosolids Building West | THC-GRK-SUMP PUMP |  | Pump |  | P | http://www.toronto.ca/TWONTO#00626
| THC-INC-P-0310 | Pump,Centrifugal,Sump,Biosolids Building East | THC-GRK-SUMP PUMP | Pump,Centrifugal | Pump |  | P | http://www.toronto.ca/TWONTO#00626
| THC-INC-P-0311 | Pump,Centrifugal,Sump,Biosolids Building East | THC-GRK-SUMP PUMP | Pump,Centrifugal | Pump |  | P | http://www.toronto.ca/TWONTO#00626
| THC-DIG-P-0114 | Pump,Centrifugal,Sump,Old Digesters | THC-GRK-SUMP PUMP | Pump,Centrifugal | Pump | 35362 | P | x
| THC-DIG-P-0114 | Pump,Centrifugal,Sump,Old Digesters | THC-SUSPENDED | Pump,Centrifugal | Pump | 35362 | P | x
| THC-DIG-P-0115 | Pump,Centrifugal,Sump,Old Digesters | THC-SUSPENDED | Pump,Centrifugal | Pump | 35365 | P | x
| THC-DIG-P-0115 | Pump,Centrifugal,Sump,Old Digesters | THC-GRK-SUMP PUMP | Pump,Centrifugal | Pump | 35365 | P | x
| THC-AER-P-0131 | Pump,Centrifugal,Sump,Phase 1 & Aeration Tank 3000 | THC-GRK-SUMP PUMP | Pump,Centrifugal | Pump |  | P | http://www.toronto.ca/TWONTO#00626
| THC-AER-P-0132 | Pump,Centrifugal,Sump,Phase 1 & Aeration Tank 3000 | THC-GRK-SUMP PUMP | Pump,Centrifugal | Pump |  | P | http://www.toronto.ca/TWONTO#00626
| THC-AER-P-0133 | Pump,Centrifugal,Sump,Phase 1 & Aeration Tank 3200 | THC-GRK-SUMP PUMP | Pump,Centrifugal | Pump |  | P | http://www.toronto.ca/TWONTO#00626
| THC-AER-P-0134 | Pump,Centrifugal,Sump,Phase 1 & Aeration Tank 3200 | THC-GRK-SUMP PUMP | Pump,Centrifugal | Pump |  | P | http://www.toronto.ca/TWONTO#00626
| THC-INC-P-0320 | Pump,Centrifugal,Sump,Polymer Area,Biosolids Building East | THC-GRK-SUMP PUMP |  | Pump |  | P | http://www.toronto.ca/TWONTO#00626
| THC-INC-P-0315 | Pump,Centrifugal,Sump,Polymer Area,Biosolids Building East | THC-GRK-SUMP PUMP | Pump,Centrifugal | Pump |  | P | http://www.toronto.ca/TWONTO#00626
| THC-ACC-P-0422 | Pump,Centrifugal,Supply,AHU-0440,Glycol Heating,Basement,Building U | THC-ACC-CP-0441 | Pump,Centrifugal | Pump |  | P | http://www.toronto.ca/TWONTO#00626
| THC-ACC-P-0422 | Pump,Centrifugal,Supply,AHU-0440,Glycol Heating,Basement,Building U | THC-ACC-HE-0401 | Pump,Centrifugal | Pump |  | P | http://www.toronto.ca/TWONTO#00626
| THC-ACC-P-0421 | Pump,Centrifugal,Supply,AHU-0440,Glycol Heating,Basement,Building U | THC-ACC-CP-0441 | Pump,Centrifugal | Pump |  | P | http://www.toronto.ca/TWONTO#00626
| THC-ACC-P-0421 | Pump,Centrifugal,Supply,AHU-0440,Glycol Heating,Basement,Building U | THC-ACC-HE-0401 | Pump,Centrifugal | Pump |  | P | http://www.toronto.ca/TWONTO#00626
| THC-ACC-P-0401 | Pump,Centrifugal,Supply,HE-0401,Hot Water Heating,Basement,Building U | THC-ACC-CP-0441 | Pump,Centrifugal | Pump |  | P | http://www.toronto.ca/TWONTO#00626
| THC-ACC-P-0402 | Pump,Centrifugal,Supply,HE-0401,Hot Water Heating,Basement,Building U | THC-ACC-CP-0441 | Pump,Centrifugal | Pump |  | P | http://www.toronto.ca/TWONTO#00626
| THC-ACC-P-0401 | Pump,Centrifugal,Supply,HE-0401,Hot Water Heating,Basement,Building U | THC-ACC-HE-0401 | Pump,Centrifugal | Pump |  | P | http://www.toronto.ca/TWONTO#00626
| THC-ACC-P-0402 | Pump,Centrifugal,Supply,HE-0401,Hot Water Heating,Basement,Building U | THC-ACC-HE-0401 | Pump,Centrifugal | Pump |  | P | http://www.toronto.ca/TWONTO#00626
| THC-DIG-P-0193 | Pump,Centrifugal,Tunnel Sump,Anerobic Filter Building | THC-GRK-SUMP PUMP | Pump,Centrifugal | Pump |  | P | http://www.toronto.ca/TWONTO#00626
| THC-DIG-P-2801 | Pump,Centrifugal,Tunnel Sump,Anerobic Filter Building (Temp. tag number) | THC-GRK-SUMP PUMP | Pump,Centrifugal | Pump |  | P | http://www.toronto.ca/TWONTO#00626
| THC-THK-P-5920 | Pump,Centrifugal,VFD,Centrate | THC-THK-T-5970 | Pump,Centrifugal | Pump |  | P | http://www.toronto.ca/TWONTO#00626
| THC-THK-P-5940 | Pump,Centrifugal,VFD,Centrate | THC-THK-T-5990 | Pump,Centrifugal | Pump |  | P | http://www.toronto.ca/TWONTO#00626
| THC-THK-P-5950 | Pump,Centrifugal,VFD,Centrate | THC-THK-T-5970 | Pump,Centrifugal | Pump |  | P | http://www.toronto.ca/TWONTO#00626
| THC-THK-P-5950 | Pump,Centrifugal,VFD,Centrate | THC-THK-T-5990 | Pump,Centrifugal | Pump |  | P | http://www.toronto.ca/TWONTO#00626
| THC-THK-P-5930 | Pump,Centrifugal,VFD,Centrate | THC-THK-T-5970 | Pump,Centrifugal | Pump |  | P | http://www.toronto.ca/TWONTO#00626
| THC-THK-P-5940 | Pump,Centrifugal,VFD,Centrate | THC-THK-T-5970 | Pump,Centrifugal | Pump |  | P | http://www.toronto.ca/TWONTO#00626
| THC-THK-P-0120 | Pump,Centrifugal,VFD,Sludge Feed,Thickening Centrifuge CF-0100 (CF-0200) | THC-THK-CF-0100 | Pump,Centrifugal | Pump |  | P | http://www.toronto.ca/TWONTO#00626
| THC-THK-P-0220 | Pump,Centrifugal,VFD,Sludge Feed,Thickening Centrifuge CF-0200 (CF-0100) | THC-THK-CF-0200 | Pump,Centrifugal | Pump |  | P | http://www.toronto.ca/TWONTO#00626
| THC-THK-P-0320 | Pump,Centrifugal,VFD,Sludge Feed,Thickening Centrifuge CF-0300 (CF-0400) | THC-THK-CF-0300 | Pump,Centrifugal | Pump |  | P | http://www.toronto.ca/TWONTO#00626
| THC-THK-P-0420 | Pump,Centrifugal,VFD,Sludge Feed,Thickening Centrifuge CF-0400 (CF-0300) | THC-THK-CF-0400 | Pump,Centrifugal | Pump |  | P | http://www.toronto.ca/TWONTO#00626
| THC-THK-P-0520 | Pump,Centrifugal,VFD,Sludge Feed,Thickening Centrifuge CF-0500 (CF-0600) | THC-THK-CF-0500 | Pump,Centrifugal | Pump |  | P | http://www.toronto.ca/TWONTO#00626
| THC-THK-P-0620 | Pump,Centrifugal,VFD,Sludge Feed,Thickening Centrifuge CF-0600 (CF-0500) | THC-THK-CF-0600 | Pump,Centrifugal | Pump |  | P | http://www.toronto.ca/TWONTO#00626
| THC-DEW-P-5110 | Pump,Centrifugal,VFD,Transfer,Blended Sludge,Sludge Storage Building | THC-DEW-T-0100 | Pump,Centrifugal | Pump |  | P | http://www.toronto.ca/TWONTO#00626
| THC-DEW-P-5120 | Pump,Centrifugal,VFD,Transfer,Blended Sludge,Sludge Storage Building | THC-DEW-T-0100 | Pump,Centrifugal | Pump |  | P | http://www.toronto.ca/TWONTO#00626
| THC-DEW-P-5140 | Pump,Centrifugal,VFD,Transfer,Blended Sludge,Sludge Storage Building | THC-DEW-T-0100 | Pump,Centrifugal | Pump |  | P | http://www.toronto.ca/TWONTO#00626
| THC-DEW-P-5110 | Pump,Centrifugal,VFD,Transfer,Blended Sludge,Sludge Storage Building | THC-DEW-HOLD TANK | Pump,Centrifugal | Pump |  | P | http://www.toronto.ca/TWONTO#00626
| THC-DEW-P-5120 | Pump,Centrifugal,VFD,Transfer,Blended Sludge,Sludge Storage Building | THC-DEW-HOLD TANK | Pump,Centrifugal | Pump |  | P | http://www.toronto.ca/TWONTO#00626
| THC-DEW-P-5140 | Pump,Centrifugal,VFD,Transfer,Blended Sludge,Sludge Storage Building | THC-DEW-HOLD TANK | Pump,Centrifugal | Pump |  | P | http://www.toronto.ca/TWONTO#00626
| THC-FT-P-5590 | Pump,Centrifugal,VFD,Transfer,Phase I WAS | THC-FT-T-0900 | Pump,Centrifugal | Pump |  | P | http://www.toronto.ca/TWONTO#00626
| THC-FT-P-5310 | Pump,Centrifugal,VFD,WAS Transfer,Old Plant | THC-FT-OLD PLANT | Pump,Centrifugal | Pump |  | P | http://www.toronto.ca/TWONTO#00626
| THC-FT-P-5310 | Pump,Centrifugal,VFD,WAS Transfer,Old Plant | THC-FT-T-5300 | Pump,Centrifugal | Pump |  | P | http://www.toronto.ca/TWONTO#00626
| THC-FT-P-5310 | Pump,Centrifugal,VFD,WAS Transfer,Old Plant | THC-THK-T-5000 | Pump,Centrifugal | Pump |  | P | http://www.toronto.ca/TWONTO#00626
| THC-FT-P-5320 | Pump,Centrifugal,VFD,WAS Transfer,Old Plant | THC-THK-T-5000 | Pump,Centrifugal | Pump |  | P | http://www.toronto.ca/TWONTO#00626
| THC-FT-P-5320 | Pump,Centrifugal,VFD,WAS Transfer,Old Plant | THC-FT-OLD PLANT | Pump,Centrifugal | Pump |  | P | http://www.toronto.ca/TWONTO#00626
| THC-FT-P-5320 | Pump,Centrifugal,VFD,WAS Transfer,Old Plant | THC-FT-T-5300 | Pump,Centrifugal | Pump |  | P | http://www.toronto.ca/TWONTO#00626
| THC-FT-P-5550 | Pump,Centrifugal,VFD,WAS Transfer,Phase I | THC-FT-T-0900 | Pump,Centrifugal | Pump |  | P | http://www.toronto.ca/TWONTO#00626
| THC-FT-P-5550 | Pump,Centrifugal,VFD,WAS Transfer,Phase I | THC-STR-RAS/WAS-I-IV | Pump,Centrifugal | Pump |  | P | http://www.toronto.ca/TWONTO#00626
| THC-FT-P-5650 | Pump,Centrifugal,VFD,WAS Transfer,Phase IV | THC-STR-RAS/WAS-I-IV | Pump,Centrifugal | Pump |  | P | http://www.toronto.ca/TWONTO#00626
| THC-FT-P-5650 | Pump,Centrifugal,VFD,WAS Transfer,Phase IV | THC-FT-T-1300 | Pump,Centrifugal | Pump |  | P | http://www.toronto.ca/TWONTO#00626
| THC-FT-P-5670 | Pump,Centrifugal,VFD,WAS Transfer,Phase IV WAS | THC-FT-T-1300 | Pump,Centrifugal | Pump |  | P | http://www.toronto.ca/TWONTO#00626
| THC-FT-P-5670 | Pump,Centrifugal,VFD,WAS Transfer,Phase IV WAS | THC-STR-RAS/WAS-I-IV | Pump,Centrifugal | Pump |  | P | http://www.toronto.ca/TWONTO#00626
| NX5304 | Pump,Chemical Dosing Z Building | TAB-PWH | Pump,Metering | Pump |  |  | http://www.toronto.ca/TWONTO#00626
| TAB-STR-P-4010S | Pump,Chiller | TAB-STR-BL-4010 | Pump | Pump |  | P | http://www.toronto.ca/TWONTO#00626
| TAB-STR-P-4011S | Pump,Chiller | TAB-STR-BL-4011 | Pump | Pump |  | P | http://www.toronto.ca/TWONTO#00626
| TNT-DIS-P-0800 | Pump,Chlorination Dosing | TNT-DIS-T-0600 | Pump,Metering | Pump |  | P | http://www.toronto.ca/TWONTO#00626
| TNT-DIS-P-0700 | Pump,Chlorination Dosing | TNT-DIS-T-0500 | Pump,Metering | Pump |  | P | http://www.toronto.ca/TWONTO#00626
| TAB-ACC-P-0212 | Pump,Circulating, City water, Admin. Domestic Hot Water, P20-2, | TAB-ACC-0200 | Pump | Pump |  | P | http://www.toronto.ca/TWONTO#00626
| TAB-ACC-P-1200 | Pump,Circulating, Glycol, Pre-Heat Coil | TAB-ACC-AHU-1200 | Pump | Pump |  | P | http://www.toronto.ca/TWONTO#00626
| TAB-ACC-P-1300 | Pump,Circulating, Glycol, Pre-Heat Coil | TAB-ACC-AHU-1300 | Pump | Pump |  | P | http://www.toronto.ca/TWONTO#00626
| TAB-ACC-P-1400 | Pump,Circulating, Glycol, Pre-Heat Coil | TAB-ACC-AHU-1400 | Pump | Pump |  | P | http://www.toronto.ca/TWONTO#00626
| TAB-ACC-P-1500 | Pump,Circulating, Glycol, Pre-Heat Coil | TAB-ACC-AHU-1500 | Pump | Pump |  | P | http://www.toronto.ca/TWONTO#00626
| TAB-ACC-P-3612 | Pump,Circulating, Hot Water ,Secondary Loop 5,Old Admin Bldg, P5-2, | TAB-ACC-3600 | Pump,Centrifugal | Pump |  | P | http://www.toronto.ca/TWONTO#00626
| TAB-ACC-P-5853 | Pump,Circulating,Glycol, Bio-Solid Loading Bldg, PG12-1 | TAB-ACC-5800 | Pump,Centrifugal | Pump |  | P | http://www.toronto.ca/TWONTO#00626
| TAB-ACC-P-3880 | Pump,Clrculating, Glycol , PG29/30/31-1 | TAB-ACC-3800 | Pump,Centrifugal | Pump |  | P | http://www.toronto.ca/TWONTO#00626
| THC-DEW-P-6710 | Pump,Dewatered Biosolids, Schwing type,Solid Treatment | THC-DEW | Pump,Piston | Pump |  | P | http://www.toronto.ca/TWONTO#00626
| THC-DEW-P-6710 | Pump,Dewatered Biosolids, Schwing type,Solid Treatment | THC-DEW-T-6700 | Pump,Piston | Pump |  | P | http://www.toronto.ca/TWONTO#00626
| THC-DEW-P-6800 | Pump,Dewatered Biosolids,Solid Treatment | THC-DEW-T-6700 | Pump | Pump |  | P | http://www.toronto.ca/TWONTO#00626
| THC-DEW-P-6810 | Pump,Dewatered Biosolids,Solid Treatment | THC-DEW-T-6800 | Pump,Piston | Pump |  | P | http://www.toronto.ca/TWONTO#00626
| THC-DEW-P-6700 | Pump,Dewatered Biosolids,Solid Treatment | THC-DEW-T-6700 | Pump | Pump |  | P | http://www.toronto.ca/TWONTO#00626
| FIS-POL-P-1001 | Pump,Diaphragm, Skid 1000, Polymer Storage room | FIS-POL | Pump,Diaphragm | Pump |  | P | http://www.toronto.ca/TWONTO#00626
| FIS-POL-P-1101 | Pump,Diaphragm, Skid 1100, Polymer Storage room | FIS-POL | Pump,Diaphragm | Pump |  | P | http://www.toronto.ca/TWONTO#00626
| FIS-POL-P-1101 | Pump,Diaphragm, Skid 1100, Polymer Storage room | FIS-POL-ROOM | Pump,Diaphragm | Pump |  | P | http://www.toronto.ca/TWONTO#00626
| COL-PMM-P-0001 | Pump,Dosing | COL-PMM-MISC | Pump | Pump | 34132 | P | x
| COL-PMM-P-0001 | Pump,Dosing | COL-PMM | Pump | Pump | 34132 | P | x
| THC-ACC-P-4020C | Pump,Gear,Glycol Makeup,Basement,Building U | THC-ACC-BLDG U | Pump,Centrifugal | Pump |  | P | http://www.toronto.ca/TWONTO#00626
| THC-ACC-P-4020C | Pump,Gear,Glycol Makeup,Basement,Building U | THC-ACC-T-4021 | Pump,Centrifugal | Pump |  | P | http://www.toronto.ca/TWONTO#00626
| FHO-FL-P-0401 | Pump,Gear,Variable Speed,Fluoride Metering Skid #4, Chemical Building, Hydrofluosilic Storage Room | FHO-FL | Pump,Gear | Pump |  | P | http://www.toronto.ca/TWONTO#00626
| FHO-FL-P-0501 | Pump,Gear,Variable Speed,Fluoride Metering Skid #5, Chemical Building, Hydrofluosilic Storage Room | FHO-FL | Pump,Gear | Pump |  | P | http://www.toronto.ca/TWONTO#00626
| TAB-ACC-P-5854 | Pump,Glycol Make Up | TAB-ACC-P-5853 | Pump,Centrifugal | Pump |  | P | http://www.toronto.ca/TWONTO#00626
| TAB-ACC-P-6134A | Pump,Glycol recir. | TAB-ACC-6100 | Pump,Centrifugal | Pump |  | P | http://www.toronto.ca/TWONTO#00626
| TAB-ACC-P-6134A | Pump,Glycol recir. | TAB-ACC-HE-6135 | Pump,Centrifugal | Pump |  | P | http://www.toronto.ca/TWONTO#00626
| TAB-ACC-P-6134B | Pump,Glycol recir. | TAB-ACC-HE-6135 | Pump,Centrifugal | Pump |  | P | http://www.toronto.ca/TWONTO#00626
| THC-ACC-P-4190 | Pump,Glycol,Scrubber Room,Aeration,Phase 4 | THC-ACC-BLDG O | Pump,Centrifugal | Pump |  | P | http://www.toronto.ca/TWONTO#00626
| THC-ACC-P-4170 | Pump,Glycol,Scrubber Room,Aeration,Phase 4 | THC-ACC-BLDG O | Pump,Centrifugal | Pump |  | P | http://www.toronto.ca/TWONTO#00626
| THR-ACC-P-3410 | Pump,Hot Water Recirculation,Plant water Building | THR-ACC-FPW | Pump,Centrifugal | Pump |  | P | http://www.toronto.ca/TWONTO#00626
| THR-ACC-P-3411 | Pump,Hot Water Recirculation,Plant water Building | THR-ACC-FPW | Pump,Centrifugal | Pump |  | P | http://www.toronto.ca/TWONTO#00626
| THC-ACC-P-4130 | Pump,Hot Water,Scrubber Room,Aeration,Phase 4 | THC-ACC-BLDG O | Pump,Centrifugal | Pump |  | P | http://www.toronto.ca/TWONTO#00626
| THC-THK-P-0213 | Pump,Lube Oil Cooling System,Thickening Centrifuge CF-0200 | THC-THK-CF-0200 | Pump | Pump |  | P | http://www.toronto.ca/TWONTO#00626
| THC-THK-P-0313 | Pump,Lube Oil Cooling System,Thickening Centrifuge CF-0300 | THC-THK-CF-0200 | Pump | Pump |  | P | http://www.toronto.ca/TWONTO#00626
| THC-THK-P-0313 | Pump,Lube Oil Cooling System,Thickening Centrifuge CF-0300 | THC-THK-CF-0300 | Pump | Pump |  | P | http://www.toronto.ca/TWONTO#00626
| THC-THK-P-0413 | Pump,Lube Oil Cooling System,Thickening Centrifuge CF-0400 | THC-THK-CF-0400 | Pump | Pump |  | P | http://www.toronto.ca/TWONTO#00626
| THC-THK-P-0513 | Pump,Lube Oil Cooling System,Thickening Centrifuge CF-0500 | THC-THK-CF-0500 | Pump | Pump |  | P | http://www.toronto.ca/TWONTO#00626
| THC-THK-P-0613 | Pump,Lube Oil Cooling System,Thickening Centrifuge CF-0600 | THC-THK-CF-0600 | Pump | Pump |  | P | http://www.toronto.ca/TWONTO#00626
| THR-DIG-P-5260C | Pump,Lube Oil for C-5260, Gas Mixing System | THR-DIG-T-5260 | Pump,Centrifugal | Pump |  | P | http://www.toronto.ca/TWONTO#00626
| THR-DIG-P-5280C | Pump,Lube Oil for C-5280, Gas Mixing System | THR-DIG-T-5280 | Pump,Centrifugal | Pump |  | P | http://www.toronto.ca/TWONTO#00626
| THR-DIG-P-5440C | Pump,Lube Oil for C-5440, Gas Mixing System | THR-DIG-T-5280 | Pump,Centrifugal | Pump |  | P | http://www.toronto.ca/TWONTO#00626
| THR-DIG-P-5440C | Pump,Lube Oil for C-5440, Gas Mixing System | THR-DIG-T-5440 | Pump,Centrifugal | Pump |  | P | http://www.toronto.ca/TWONTO#00626
| THR-DIG-P-5460C | Pump,Lube Oil for C-5460, Gas Mixing System | THR-DIG-T-5460 | Pump,Centrifugal | Pump |  | P | http://www.toronto.ca/TWONTO#00626
| THR-DIG-P-5480C | Pump,Lube Oil for C-5480, Gas Mixing System | THR-DIG-T-5480 | Pump,Centrifugal | Pump |  | P | http://www.toronto.ca/TWONTO#00626
| THR-DIG-P-5642 | Pump,Lube Oil for C-5640, Mixing System, Tank 7 & 8 | THR-DIG-T-5641 | Pump,Centrifugal | Pump |  | P | http://www.toronto.ca/TWONTO#00626
| THR-DIG-P-5642 | Pump,Lube Oil for C-5640, Mixing System, Tank 7 & 8 | THR-DIG-C-5640 | Pump,Centrifugal | Pump |  | P | http://www.toronto.ca/TWONTO#00626
| THR-DIG-P-5662 | Pump,Lube Oil for C-5660, Gas Mixing System | THR-DIG-T-5661 | Pump,Centrifugal | Pump |  | P | http://www.toronto.ca/TWONTO#00626
| THR-DIG-P-5662 | Pump,Lube Oil for C-5660, Gas Mixing System | THR-DIG-C-5660 | Pump,Centrifugal | Pump |  | P | http://www.toronto.ca/TWONTO#00626
| THR-DIG-P-5842 | Pump,Lube Oil for C-5840, Gas Mixing System | THR-DIG-T-5841 | Pump,Centrifugal | Pump |  | P | http://www.toronto.ca/TWONTO#00626
| THR-DIG-P-5862 | Pump,Lube Oil for C-5860, Gas Mixing System | THR-DIG-T-5861 | Pump,Centrifugal | Pump |  | P | http://www.toronto.ca/TWONTO#00626
| THR-DIG-P-5882 | Pump,Lube Oil for C-5880, Gas Mixing System | THR-DIG-T-5881 | Pump,Centrifugal | Pump |  | P | http://www.toronto.ca/TWONTO#00626
| THR-DIG-P-5682 | Pump,Lube Oil for Compressor 5680, Gas Mixing System | THR-DIG-C-5680 | Pump,Centrifugal | Pump |  | P | http://www.toronto.ca/TWONTO#00626
| THR-DIG-P-5682 | Pump,Lube Oil for Compressor 5680, Gas Mixing System | THR-DIG-T-5681 | Pump,Centrifugal | Pump |  | P | http://www.toronto.ca/TWONTO#00626
| THC-DIG-P-0437 | Pump,Lubricating,Primary Digester Gas Mixing,C-0437,Gas Low Pressure System,Building U | THC-DIG-C-0437 | Pump,Lubricator | Pump |  | P | http://www.toronto.ca/TWONTO#00626
| THC-DIG-P-0537 | Pump,Lubricating,Primary Digester Gas MIxing,C-0537,Gas Low Pressure System,Building U | THC-DIG-C-0537 | Pump,Lubricator | Pump |  | P | http://www.toronto.ca/TWONTO#00626
| THC-DIG-P-0637 | Pump,Lubricating,Primary Digester Gas MIxing,C-0637,Gas Low Pressure System,Building U | THC-DIG-C-0637 | Pump,Lubricator | Pump |  | P | http://www.toronto.ca/TWONTO#00626
| THC-DIG-P-0737 | Pump,Lubricating,Primary Digester Gas MIxing,C-0737,Gas Low Pressure System,Building U | THC-DIG-C-0737 | Pump,Lubricator | Pump |  | P | http://www.toronto.ca/TWONTO#00626
| THC-DIG-P-1437 | Pump,Lubricating,Primary Digester Gas Mixing,C-5437,Gas Low Pressure System,Building U | THC-DIG-C-1437 | Pump,Lubricator | Pump |  | P | http://www.toronto.ca/TWONTO#00626
| THC-DEW-P-6711 | Pump,Metering,Greaser,Dewatered Biosolids Cake Pump 6710,Solid Treatment | THC-DEW-P-6710 | Pump,Metering | Pump |  | P | http://www.toronto.ca/TWONTO#00626
| THC-DEW-P-6811 | Pump,Metering,Greaser,Dewatered Biosolids Cake Pump 6810,Solid Treatment | THC-DEW-P-6810 | Pump,Metering | Pump |  | P | http://www.toronto.ca/TWONTO#00626
| WTR-PJS-P-6000 | Pump,Metering,Level 73 Heat Exchanger Room West Wall,DLCW Chemical Feed Pump | WTR-PJS-ENW | Pump,Metering | Pump |  | P | http://www.toronto.ca/TWONTO#00626
| THC-DEW-P-0220 | Pump,Mixing,Sludge Storage Tanks | THC-DEW-HOLD TANK | Pump,Centrifugal | Pump |  | P | http://www.toronto.ca/TWONTO#00626
| THC-DEW-P-0320 | Pump,Mixing,Sludge Storage Tanks | THC-DEW-T-0300 | Pump,Centrifugal | Pump |  | P | http://www.toronto.ca/TWONTO#00626
| THC-DEW-P-0420 | Pump,Mixing,Sludge Storage Tanks | THC-DEW-HOLD TANK | Pump,Centrifugal | Pump |  | P | http://www.toronto.ca/TWONTO#00626
| THC-DEW-P-0420 | Pump,Mixing,Sludge Storage Tanks | THC-DEW-T-0400 | Pump,Centrifugal | Pump |  | P | http://www.toronto.ca/TWONTO#00626
| THC-DEW-P-0120 | Pump,Mixing,Sludge Storage Tanks | THC-DEW-HOLD TANK | Pump,Centrifugal | Pump |  | P | http://www.toronto.ca/TWONTO#00626
| THC-DEW-P-0120 | Pump,Mixing,Sludge Storage Tanks | THC-DEW-T-0100 | Pump,Centrifugal | Pump |  | P | http://www.toronto.ca/TWONTO#00626
| THC-DEW-P-0220 | Pump,Mixing,Sludge Storage Tanks | THC-DEW-T-0200 | Pump,Centrifugal | Pump |  | P | http://www.toronto.ca/TWONTO#00626
| THC-DEW-P-0320 | Pump,Mixing,Sludge Storage Tanks | THC-DEW-HOLD TANK | Pump,Centrifugal | Pump |  | P | http://www.toronto.ca/TWONTO#00626
| THC-THK-P-5010 | Pump,Mixing,WAS Holding Tank,Thickening Building | THC-THK-T-5000 | Pump,Centrifugal | Pump |  | P | http://www.toronto.ca/TWONTO#00626
| THC-THK-P-5020 | Pump,Mixing,WAS Holding Tank,Thickening Building | THC-THK-T-5000 | Pump,Centrifugal | Pump |  | P | http://www.toronto.ca/TWONTO#00626
| TAB-ACC-P-1470 | Pump,PD,Rotary Vane, Glycol Make-up | TAB-ACC-T-1470 | Pump,Rotary Vane | Pump |  | P | http://www.toronto.ca/TWONTO#00626
| THC-PRS-P-0110 | Pump,Peristaltic,Dosing, Ferrous Chloride, Ferrous Chloride Building | THC-PRS-T-0100 | Pump,Metering | Pump |  | P | http://www.toronto.ca/TWONTO#00626
| THC-PRS-P-0110SUPS | Pump,Peristaltic,Dosing, Ferrous Chloride, Ferrous Chloride Building | THC-PRS | Pump,Metering | Pump | 47694 | P | x
| THC-PRS-P-0110SUPS | Pump,Peristaltic,Dosing, Ferrous Chloride, Ferrous Chloride Building | THC-PRS-T-0100 | Pump,Metering | Pump | 47694 | P | x
| THC-PRS-P-0210SUPS | Pump,Peristaltic,Dosing, Ferrous Chloride, Ferrous Chloride Building | THC-PRS-T-0100 | Pump,Metering | Pump | 47695 | P | x
| THC-PRS-P-0210SUPS | Pump,Peristaltic,Dosing, Ferrous Chloride, Ferrous Chloride Building | THC-PRS-T-0200 | Pump,Metering | Pump | 47695 | P | x
| THC-PRS-P-0310SUPS | Pump,Peristaltic,Dosing, Ferrous Chloride, Ferrous Chloride Building | THC-PRS | Pump,Metering | Pump | 47696 | P | x
| THC-PRS-P-0210 | Pump,Peristaltic,Dosing, Ferrous Chloride, Ferrous Chloride Building | THC-PRS-T-0100 | Pump,Metering | Pump |  | P | http://www.toronto.ca/TWONTO#00626
| THC-PRS-P-0210SUPS | Pump,Peristaltic,Dosing, Ferrous Chloride, Ferrous Chloride Building | THC-PRS | Pump,Metering | Pump | 47695 | P | x
| THC-PRS-P-0310 | Pump,Peristaltic,Dosing, Ferrous Chloride, Ferrous Chloride Building | THC-PRS-T-0100 | Pump,Metering | Pump |  | P | http://www.toronto.ca/TWONTO#00626
| THC-PRS-P-0310SUPS | Pump,Peristaltic,Dosing, Ferrous Chloride, Ferrous Chloride Building | THC-PRS-T-0100 | Pump,Metering | Pump | 47696 | P | x
| THC-PRS-P-0310SUPS | Pump,Peristaltic,Dosing, Ferrous Chloride, Ferrous Chloride Building | THC-PRS-T-0300 | Pump,Metering | Pump | 47696 | P | x
| TAB-SLO-P-0230 | Pump,Polymer Emulson. | TAB-SLO-CV-0230 | Motor | Pump |  | P | http://www.toronto.ca/TWONTO#00626
| THC-ACC-P-0745 | Pump,Potable Water,Hot Water Recirculation,Thickening Building | THC-ACC-T-0703 | Pump,Centrifugal | Pump |  | P | http://www.toronto.ca/TWONTO#00626
| TAB-SLO-P-0260 | Pump,Progressive Cavity,Polymer Transfer | TAB-SLO-T-0233 | Pump | Pump |  | P | http://www.toronto.ca/TWONTO#00626
| THC-THK-P-0130 | Pump,Progressive Cavity,VFD,Polymer Feed,Thickening Centrifuge CF-0100 (CF-0200) | THC-THK-CF-0100 | Pump,Metering | Pump |  | P | http://www.toronto.ca/TWONTO#00626
| THC-THK-P-0230 | Pump,Progressive Cavity,VFD,Polymer Feed,Thickening Centrifuge CF-0200 (CF-0100) | THC-THK-CF-0200 | Pump,Progressive Cavity | Pump |  | P | http://www.toronto.ca/TWONTO#00626
| THC-THK-P-0330 | Pump,Progressive Cavity,VFD,Polymer Feed,Thickening Centrifuge CF-0300 (CF-0400) | THC-THK-CF-0300 | Pump,Progressive Cavity | Pump |  | P | http://www.toronto.ca/TWONTO#00626
| THC-THK-P-0330 | Pump,Progressive Cavity,VFD,Polymer Feed,Thickening Centrifuge CF-0300 (CF-0400) | THC-THK-CF-0200 | Pump,Progressive Cavity | Pump |  | P | http://www.toronto.ca/TWONTO#00626
| THC-THK-P-0430 | Pump,Progressive Cavity,VFD,Polymer Feed,Thickening Centrifuge CF-0400 (CF-0300) | THC-THK-CF-0400 | Pump,Progressive Cavity | Pump |  | P | http://www.toronto.ca/TWONTO#00626
| THC-THK-P-0530 | Pump,Progressive Cavity,VFD,Polymer Feed,Thickening Centrifuge CF-0500 (CF-0600) | THC-THK-CF-0500 | Pump,Progressive Cavity | Pump |  | P | http://www.toronto.ca/TWONTO#00626
| THC-THK-P-0630 | Pump,Progressive Cavity,VFD,Polymer Feed,Thickening Centrifuge CF-0600 (CF-0500) | THC-THK-CF-0600 | Pump,Progressive Cavity | Pump |  | P | http://www.toronto.ca/TWONTO#00626
| THC-DIS-P-0120 | Pump,Proportioning,Sodium Hypochlorite Dosing,Disinfection Bldg | THC-DIS |  | Pump |  | P | http://www.toronto.ca/TWONTO#00626
| THC-DIS-P-0240 | Pump,Proportioning,Sodium Hypochlorite Dosing,Disinfection Bldg | THC-DIS |  | Pump |  | P | http://www.toronto.ca/TWONTO#00626
| THC-DIS-P-0320 | Pump,Proportioning,Sodium Hypochlorite Dosing,Disinfection Bldg | THC-DIS |  | Pump |  | P | http://www.toronto.ca/TWONTO#00626
| THC-DIS-P-0140 | Pump,Proportioning,Sodium Hypochlorite Dosing,Disinfection Bldg | THC-DIS |  | Pump |  | P | http://www.toronto.ca/TWONTO#00626
| THC-DIS-P-0160 | Pump,Proportioning,Sodium Hypochlorite Dosing,Disinfection Bldg | THC-DIS |  | Pump |  | P | http://www.toronto.ca/TWONTO#00626
| THC-DIS-P-0220 | Pump,Proportioning,Sodium Hypochlorite Dosing,Disinfection Bldg | THC-DIS |  | Pump |  | P | http://www.toronto.ca/TWONTO#00626
| THC-DIS-P-0260 | Pump,Proportioning,Sodium Hypochlorite Dosing,Disinfection Bldg | THC-DIS |  | Pump |  | P | http://www.toronto.ca/TWONTO#00626
| THC-DIS-P-0360 | Pump,Proportioning,Sodium Hypochlorite Dosing,Disinfection Bldg | THC-DIS |  | Pump |  | P | http://www.toronto.ca/TWONTO#00626
| TAB-RSP-P-1210 | Pump,Raw Sewage Transfer #1 | TAB-RSP-P-T | Pump | Pump |  | P | http://www.toronto.ca/TWONTO#00626
| TAB-RSP-P-1220 | Pump,Raw Sewage Transfer #2 | TAB-RSP-P-T | Pump | Pump |  | P | http://www.toronto.ca/TWONTO#00626
| TAB-RSP-P-1230 | Pump,Raw Sewage Transfer #3 | TAB-RSP-P-T | Pump | Pump |  | P | http://www.toronto.ca/TWONTO#00626
| TAB-RSP-P-1240 | Pump,Raw Sewage Transfer #4 | TAB-RSP-P-T | Pump | Pump |  | P | http://www.toronto.ca/TWONTO#00626
| TAB-RSP-P-1250 | Pump,Raw Sewage Transfer #5 | TAB-RSP-P-T | Pump | Pump |  | P | http://www.toronto.ca/TWONTO#00626
| TAB-THK-P-0105 | Pump,Recycle SX2001 | TAB-THK-P-RECYCLE | Pump,Centrifugal | Pump |  | P | http://www.toronto.ca/TWONTO#00626
| TAB-THK-P-0205 | Pump,Recycle SX2002 | TAB-THK-P-RECYCLE | Pump,Centrifugal | Pump |  | P | http://www.toronto.ca/TWONTO#00626
| TAB-THK-P-0305 | Pump,Recycle SX2003 | TAB-THK-P-RECYCLE | Pump,Centrifugal | Pump |  | P | http://www.toronto.ca/TWONTO#00626
| TAB-THK-P-0405 | Pump,Recycle SX2004 | TAB-THK-P-RECYCLE | Pump,Centrifugal | Pump |  | P | http://www.toronto.ca/TWONTO#00626
| TAB-THK-P-0505 | Pump,Recycle SX2005 | TAB-THK-P-RECYCLE | Pump,Centrifugal | Pump |  | P | http://www.toronto.ca/TWONTO#00626
| TAB-THK-P-0605 | Pump,Recycle SX2006 | TAB-THK-P-RECYCLE | Pump,Centrifugal | Pump |  | P | http://www.toronto.ca/TWONTO#00626
| TAB-THK-P-0705 | Pump,Recycle SX2007 | TAB-THK-P-RECYCLE | Pump,Centrifugal | Pump |  | P | http://www.toronto.ca/TWONTO#00626
| TNT-STR-P-1701 | Pump,Return Sludge #7 | TNT-STR | Pump,Centrifugal | Pump |  | P | http://www.toronto.ca/TWONTO#00626
| THC-THK-P-5730 | Pump,Rotary Lobe,TWAS Tank T-5700 | THC-THK-T-5700 | Pump,Lobe | Pump |  | P | http://www.toronto.ca/TWONTO#00626
| THC-THK-P-5720 | Pump,Rotary Lobe,TWAS Tank T-5700 | THC-THK-T-5700 | Pump,Lobe | Pump |  | P | http://www.toronto.ca/TWONTO#00626
| THC-THK-P-5820 | Pump,Rotary Lobe,TWAS Tank T-5800 | THC-THK-T-5800 | Pump,Lobe | Pump |  | P | http://www.toronto.ca/TWONTO#00626
| THC-THK-P-5830 | Pump,Rotary Lobe,TWAS Tank T-5800 | THC-THK-T-5800 | Pump,Lobe | Pump |  | P | http://www.toronto.ca/TWONTO#00626
| WTR-PKL-P-0901 | Pump,Rotary Vane | WTR-PKL-AUX | Pump,Rotary Vane | Pump |  | P | http://www.toronto.ca/TWONTO#00626
| WTR-PKL-P-0901 | Pump,Rotary Vane | WTR-PKL-C-0900 | Pump,Rotary Vane | Pump |  | P | http://www.toronto.ca/TWONTO#00626
| WTR-PKL-P-0902 | Pump,Rotary Vane | WTR-PKL-AUX | Pump,Rotary Vane | Pump |  | P | http://www.toronto.ca/TWONTO#00626
| WTR-PKL-P-0902 | Pump,Rotary Vane | WTR-PKL-C-0900 | Pump,Rotary Vane | Pump |  | P | http://www.toronto.ca/TWONTO#00626
| THC-DEW-P-7220 | Pump,Rotary,Polymer Solution Feed,Polymer Feed System | THC-DEW-CF-1100 | Pump,Positive Displacement,Progressive Cavity | Pump |  | P | http://www.toronto.ca/TWONTO#00626
| THC-DEW-P-7220 | Pump,Rotary,Polymer Solution Feed,Polymer Feed System | THC-DEW-POL-1 | Pump,Positive Displacement,Progressive Cavity | Pump |  | P | http://www.toronto.ca/TWONTO#00626
| THC-DEW-P-7240 | Pump,Rotary,Polymer Solution Feed,Polymer Feed System | THC-DEW-POL-FEED | Pump,Positive Displacement,Progressive Cavity | Pump |  | P | http://www.toronto.ca/TWONTO#00626
| THC-DEW-P-7320 | Pump,Rotary,Polymer Solution Feed,Polymer Feed System | THC-DEW-CF-1300 | Pump,Lobe | Pump |  | P | http://www.toronto.ca/TWONTO#00626
| THC-DEW-P-7320 | Pump,Rotary,Polymer Solution Feed,Polymer Feed System | THC-DEW-POL-1 | Pump,Lobe | Pump |  | P | http://www.toronto.ca/TWONTO#00626
| THC-DEW-P-7320 | Pump,Rotary,Polymer Solution Feed,Polymer Feed System | THC-DEW-POL-FEED | Pump,Lobe | Pump |  | P | http://www.toronto.ca/TWONTO#00626
| THC-DEW-P-7340 | Pump,Rotary,Polymer Solution Feed,Polymer Feed System | THC-DEW-POL-1 | Pump,Lobe | Pump |  | P | http://www.toronto.ca/TWONTO#00626
| THC-DEW-P-7420 | Pump,Rotary,Polymer Solution Feed,Polymer Feed System | THC-DEW-POL-FEED |  | Pump |  | P | http://www.toronto.ca/TWONTO#00626
| THC-DEW-P-7440 | Pump,Rotary,Polymer Solution Feed,Polymer Feed System | THC-DEW-CF-1500 |  | Pump |  | P | http://www.toronto.ca/TWONTO#00626
| THC-DEW-P-7440 | Pump,Rotary,Polymer Solution Feed,Polymer Feed System | THC-DEW-POL-1 |  | Pump |  | P | http://www.toronto.ca/TWONTO#00626
| THC-DEW-P-7220 | Pump,Rotary,Polymer Solution Feed,Polymer Feed System | THC-DEW-POL-FEED | Pump,Positive Displacement,Progressive Cavity | Pump |  | P | http://www.toronto.ca/TWONTO#00626
| THC-DEW-P-7240 | Pump,Rotary,Polymer Solution Feed,Polymer Feed System | THC-DEW-CF-1200 | Pump,Positive Displacement,Progressive Cavity | Pump |  | P | http://www.toronto.ca/TWONTO#00626
| THC-DEW-P-7240 | Pump,Rotary,Polymer Solution Feed,Polymer Feed System | THC-DEW-POL-1 | Pump,Positive Displacement,Progressive Cavity | Pump |  | P | http://www.toronto.ca/TWONTO#00626
| THC-DEW-P-7320 | Pump,Rotary,Polymer Solution Feed,Polymer Feed System | THC-DEW-POL-2 | Pump,Lobe | Pump |  | P | http://www.toronto.ca/TWONTO#00626
| THC-DEW-P-7340 | Pump,Rotary,Polymer Solution Feed,Polymer Feed System | THC-DEW-CF-1400 | Pump,Lobe | Pump |  | P | http://www.toronto.ca/TWONTO#00626
| THC-DEW-P-7340 | Pump,Rotary,Polymer Solution Feed,Polymer Feed System | THC-DEW-POL-2 | Pump,Lobe | Pump |  | P | http://www.toronto.ca/TWONTO#00626
| THC-DEW-P-7340 | Pump,Rotary,Polymer Solution Feed,Polymer Feed System | THC-DEW-POL-FEED | Pump,Lobe | Pump |  | P | http://www.toronto.ca/TWONTO#00626
| THC-DEW-P-7420 | Pump,Rotary,Polymer Solution Feed,Polymer Feed System | THC-DEW-CF-1500 |  | Pump |  | P | http://www.toronto.ca/TWONTO#00626
| THC-DEW-P-7420 | Pump,Rotary,Polymer Solution Feed,Polymer Feed System | THC-DEW-POL-1 |  | Pump |  | P | http://www.toronto.ca/TWONTO#00626
| THC-DEW-P-7440 | Pump,Rotary,Polymer Solution Feed,Polymer Feed System | THC-DEW-POL-FEED |  | Pump |  | P | http://www.toronto.ca/TWONTO#00626
| THC-DEW-P-2140 | Pump,Rotary,Transfer,Polymer Make-up Tanks 2100-2300,Polymer Make Up System | THC-DEW-T-2100 | Pump,Positive Displacement,Progressive Cavity | Pump |  | P | http://www.toronto.ca/TWONTO#00626
| THC-DEW-P-2240 | Pump,Rotary,Transfer,Polymer Make-up Tanks 2100-2300,Polymer Make Up System | THC-DEW-T-2100 | Pump,Positive Displacement,Progressive Cavity | Pump |  | P | http://www.toronto.ca/TWONTO#00626
| THC-DEW-P-2240 | Pump,Rotary,Transfer,Polymer Make-up Tanks 2100-2300,Polymer Make Up System | THC-DEW-T-2200 | Pump,Positive Displacement,Progressive Cavity | Pump |  | P | http://www.toronto.ca/TWONTO#00626
| FHA-ZMC-P-0201 | Pump,Sample Zebra Mussel System | FHA-ZMC | Pump | Pump |  | P | http://www.toronto.ca/TWONTO#00626
| FHA-ZMC-P-0101 | Pump,Sample Zebra Mussel System | FHA-ZMC | Pump | Pump |  | P | http://www.toronto.ca/TWONTO#00626
| FHA-ZMC-P-0101 | Pump,Sample Zebra Mussel System | FHA-ZMC-P-0101-KQ | Pump | Pump |  | P | http://www.toronto.ca/TWONTO#00626
| THC-THK-P-5991 | Pump,Screw,Polymer Drain Pumping,Thickening Building | THC-THK-TWAS | Pump,Screw | Pump |  | P | http://www.toronto.ca/TWONTO#00626
| THC-THK-P-5991 | Pump,Screw,Polymer Drain Pumping,Thickening Building | THC-THK-T-5991 | Pump,Screw | Pump |  | P | http://www.toronto.ca/TWONTO#00626
| TAB-DIG-P-2173 | Pump,Sludge Transfer, Digester Tank 2 | TAB-DIG-T-19-22 | Pump,Centrifugal | Pump |  | P | http://www.toronto.ca/TWONTO#00626
| TAB-DIG-P-0200 | Pump,Submergible,Sump,Trailer Park | TAB-DIG-P-T13-16 | Pump,Centrifugal | Pump |  | P | http://www.toronto.ca/TWONTO#00626
| WTR-PDS-P-0100S | Pump,Submersible | WTR-PDSS | Pump,Submersible | Pump | 38627 | P | x
| WTR-PDS-P-0100S | Pump,Submersible | WTR-PDS-P | Pump,Submersible | Pump | 38627 | P | x
| WTR-PDS-P-0200S | Pump,Submersible | WTR-PDS-P | Pump,Submersible | Pump | 38628 | P | x
| WTR-PDS-P-0200S | Pump,Submersible | WTR-PDSS | Pump,Submersible | Pump | 38628 | P | x
| THC-PRS-P-0030 | Pump,Submersible, Portable, Sump, Storage Tank Area | THC-GRK-SUMP PUMP |  | Pump |  | P | http://www.toronto.ca/TWONTO#00626
| FIS-WWW-P-0500 | Pump,Submersible, Sludge Transfer, Pump Well, Settling Basin 0501 | FIS-WWW-T-0501 | Pump,Submersible | Pump |  | P | http://www.toronto.ca/TWONTO#00626
| FIS-WWW-P-0700 | Pump,Submersible, Sludge Transfer, Pump Well, Settling Basin 0701 | FIS-WWW-T-0701 | Pump,Submersible | Pump |  | P | http://www.toronto.ca/TWONTO#00626
| FIS-WWW-P-0900 | Pump,Submersible, Sludge Transfer, Pump Well, Settling Basin 0901 | FIS-WWW-T-0901 | Pump,Submersible | Pump |  | P | http://www.toronto.ca/TWONTO#00626
| THR-ELS-P-0100 | Pump,Submersible,Basement South-East Wall ,Basement Sump Pump South-East Wall | THR-ELS-CP-0102 |  | Pump |  | P | http://www.toronto.ca/TWONTO#00626
| THR-ELS-P-0200 | Pump,Submersible,Basement South-West Wall ,Basement Sump Pump South-West Wall | THR-ELS-CP-0102 |  | Pump |  | P | http://www.toronto.ca/TWONTO#00626
| THC-DIG-P-5290A | Pump,Submersible,Lower Basement,Sump,Building U | THC-DIG-CP-5290 | Pump,Centrifugal | Pump |  | P | http://www.toronto.ca/TWONTO#00626
| THC-DIG-P-5290A | Pump,Submersible,Lower Basement,Sump,Building U | THC-GRK-SUMP PUMP | Pump,Centrifugal | Pump |  | P | http://www.toronto.ca/TWONTO#00626
| THC-DIG-P-5290B | Pump,Submersible,Lower Basement,Sump,Building U | THC-DIG-CP-5290 | Pump,Centrifugal | Pump |  | P | http://www.toronto.ca/TWONTO#00626
| THC-DIG-P-5290B | Pump,Submersible,Lower Basement,Sump,Building U | THC-GRK-SUMP PUMP | Pump,Centrifugal | Pump |  | P | http://www.toronto.ca/TWONTO#00626
| TAB-EL1-P-8060 | Pump,Submersible,North Substation,Outdoor Chamber | TAB-EL1-BLDG-0001 | Pump,Submersible | Pump |  | P | http://www.toronto.ca/TWONTO#00626
| TAB-EL1-P-8060 | Pump,Submersible,North Substation,Outdoor Chamber | TAB-ELS-NORTH | Pump,Submersible | Pump |  | P | http://www.toronto.ca/TWONTO#00626
147778 | YTF-ELS-TS-0701 | Switch, YTF-ELS-PDP-0701, Main Electrical Service | YTF-ELS | Switch | Switch |  | TS | ? |  | Electrical Equipment
| FIS-ELS-LSH-0001 | Switch,Level-High,Plant Main Substation,East Manhole,Outdoor Substation Drain Pit Flood Alarm | FIS-GRND | Switch,Level-High |  |  | LSH | http://www.toronto.ca/TWONTO#00466 | Instrumentation Equipment | Asset Group, Facility Ground
56281 | FCL-ELS-LSL-0100 | Switch,Level-Low,Outdoor Main Substation,Transformer TR-0100 Oil | FCL-ELS-TR-0100 | Switch,Level-Low | Switch |  | LSL | http://www.toronto.ca/TWONTO#00466 |  | Transformer,Power,Oil Filled,Outdoor Main Substation,27.6-4.16kV,10/13.3MVA
| THR-ELS-P-0300 | Pump,Submersible,Outside Manhole 1 East Hatch, Manhole 1 Sump Pump East | THR-ELS-CP-0304 |  | Pump |  | P | http://www.toronto.ca/TWONTO#00626
| THR-ELS-P-0400 | Pump,Submersible,Outside Manhole 1 West Hatch, Manhole 1 Sump Pump West | THR-ELS-CP-0304 |  | Pump |  | P | http://www.toronto.ca/TWONTO#00626
| COL-PGA-P-0100 | Pump,Submersible,P-0100,Wet well | COL-PGA | Pump,Submersible | Pump |  | P | http://www.toronto.ca/TWONTO#00626
| COL-PGA-P-0200 | Pump,Submersible,P-0200,Wet well | COL-PGA | Pump,Submersible | Pump |  | P | http://www.toronto.ca/TWONTO#00626
| THC-DIG-P-5286A | Pump,Submersible,South-East Storm Sump,Building U | THC-DIG-CP-5286 | Pump,Centrifugal | Pump |  | P | http://www.toronto.ca/TWONTO#00626
| THC-DIG-P-5286A | Pump,Submersible,South-East Storm Sump,Building U | THC-GRK-SUMP PUMP | Pump,Centrifugal | Pump |  | P | http://www.toronto.ca/TWONTO#00626
| THC-DIG-P-5286B | Pump,Submersible,South-East Storm Sump,Building U | THC-DIG-CP-5286 | Pump,Centrifugal | Pump |  | P | http://www.toronto.ca/TWONTO#00626
| THC-DIG-P-5286B | Pump,Submersible,South-East Storm Sump,Building U | THC-GRK-SUMP PUMP | Pump,Centrifugal | Pump |  | P | http://www.toronto.ca/TWONTO#00626
| THC-DIG-P-5285A | Pump,Submersible,South-West Storm Sump,Building U | THC-DIG-CP-5285 | Pump,Centrifugal | Pump |  | P | http://www.toronto.ca/TWONTO#00626
| THC-DIG-P-5285B | Pump,Submersible,South-West Storm Sump,Building U | THC-GRK-SUMP PUMP | Pump,Centrifugal | Pump |  | P | http://www.toronto.ca/TWONTO#00626
| THC-DIG-P-5285A | Pump,Submersible,South-West Storm Sump,Building U | THC-GRK-SUMP PUMP | Pump,Centrifugal | Pump |  | P | http://www.toronto.ca/TWONTO#00626
| THC-DIG-P-5285B | Pump,Submersible,South-West Storm Sump,Building U | THC-DIG-CP-5285 | Pump,Centrifugal | Pump |  | P | http://www.toronto.ca/TWONTO#00626
| THC-PRS-P-0040 | Pump,Submersible,Sump, Ferrous Chloride Building | THC-GRK-SUMP PUMP |  | Pump |  | P | http://www.toronto.ca/TWONTO#00626
| WTR-PRV-P-0801 | Pump,Submersible,Sump, in Chamber north of Station | WTR-PRV-AUX | Pump,Submersible | Pump |  | P | http://www.toronto.ca/TWONTO#00626
| WTR-PKL-P-0802 | Pump,Submersible,Sump, Keele Pumping Station | WTR-PKL-AUX | Pump,Submersible | Pump |  | P | http://www.toronto.ca/TWONTO#00626
| WTR-PKL-P-0801 | Pump,Submersible,Sump, Keele Pumping Station | WTR-PKL-AUX | Pump,Submersible | Pump |  | P | http://www.toronto.ca/TWONTO#00626
| WTR-PRV-P-0701 | Pump,Submersible,Sump, Richview Pumping Station | WTR-PRV-AUX | Pump,Submersible | Pump |  | P | http://www.toronto.ca/TWONTO#00626
| THC-DIG-P-5410 | Pump,Submersible,Sump,Drip Trap Room,Building UU | THC-DIG-CP-5400 | Pump,Centrifugal | Pump |  | P | http://www.toronto.ca/TWONTO#00626
| THC-DIG-P-5410 | Pump,Submersible,Sump,Drip Trap Room,Building UU | THC-GRK-SUMP PUMP | Pump,Centrifugal | Pump |  | P | http://www.toronto.ca/TWONTO#00626
| THC-DIG-P-5420 | Pump,Submersible,Sump,Drip Trap Room,Building UU | THC-DIG-CP-5400 | Pump,Centrifugal | Pump |  | P | http://www.toronto.ca/TWONTO#00626
| THC-DIG-P-5420 | Pump,Submersible,Sump,Drip Trap Room,Building UU | THC-GRK-SUMP PUMP | Pump,Centrifugal | Pump |  | P | http://www.toronto.ca/TWONTO#00626
| THC-PRS-P-0410 | Pump,Submersible,Sump,Ferrous Chloride Containment Area,Phosphorous Removal | THC-PRS | Pump,Submersible | Pump |  | P | http://www.toronto.ca/TWONTO#00626
| THC-PRS-P-0410 | Pump,Submersible,Sump,Ferrous Chloride Containment Area,Phosphorous Removal | THC-PRS-T-0100 | Pump,Submersible | Pump |  | P | http://www.toronto.ca/TWONTO#00626
| TAB-PWA-P-5100 | Pump,Submersible,Washwater Sump, Plant Water Pumping | TAB-PWA-P | Pump,Submersible | Pump |  | P | http://www.toronto.ca/TWONTO#00626
| TAB-PWA-P-5110 | Pump,Submersible,Washwater Sump, Plant Water Pumping | TAB-PWA-P | Pump,Submersible | Pump |  | P | http://www.toronto.ca/TWONTO#00626
| TAB-PWA-P-5120 | Pump,Submersible,Washwater Sump, Plant Water Pumping | TAB-PWA-P | Pump,Submersible | Pump |  | P | http://www.toronto.ca/TWONTO#00626
| TAB-PWA-P-5130 | Pump,Submersible,Washwater Sump, Plant Water Pumping | TAB-PWA-P | Pump,Submersible | Pump |  | P | http://www.toronto.ca/TWONTO#00626
| TAB-AUX-P-8032B | Pump,Sump | TAB-DIG-P-T1-4 | Pump,Centrifugal | Pump | 35480 | P | x
| TAB-AUX-P-8032B | Pump,Sump | TAB-SUSPENDED ENTITY | Pump,Centrifugal | Pump | 35480 | P | x
| TAB-DEW-P-8052 | Pump,Sump | TAB-THK-P-SUMP | Pump,Centrifugal | Pump |  | P | http://www.toronto.ca/TWONTO#00626
| TAB-DEW-P-8052B | Pump,Sump | TAB-WA6-P | Pump,Centrifugal | Pump |  | P | http://www.toronto.ca/TWONTO#00626
| TAB-DIG-P-8081B | Pump,Sump | TAB-DIG-P-T13-16 | Pump,Centrifugal | Pump |  | P | http://www.toronto.ca/TWONTO#00626
| TAB-DIG-P-8083 | Pump,Sump | TAB-DIG-P-T13-16 | Pump,Centrifugal | Pump |  | P | http://www.toronto.ca/TWONTO#00626
| TAB-DIG-P-8083B | Pump,Sump | TAB-DIG-P-T13-16 | Pump,Centrifugal | Pump |  | P | http://www.toronto.ca/TWONTO#00626
| TAB-DIG-P-8084 | Pump,Sump | TAB-DIG-P-T13-16 | Pump,Centrifugal | Pump |  | P | http://www.toronto.ca/TWONTO#00626
| TAB-DIG-P-8084B | Pump,Sump | TAB-DIG-P-T13-16 | Pump,Centrifugal | Pump |  | P | http://www.toronto.ca/TWONTO#00626
| TAB-DIG-P-8085 | Pump,Sump | TAB-DIG-T-1400 | Pump,Centrifugal | Pump |  | P | http://www.toronto.ca/TWONTO#00626
| TAB-THK-P-8049B | Pump,Sump | TAB-THK-P-SUMP | Pump,Centrifugal | Pump |  | P | http://www.toronto.ca/TWONTO#00626
| TAB-THK-P-8050 | Pump,Sump | TAB-THK-P-SUMP | Pump,Centrifugal | Pump |  | P | http://www.toronto.ca/TWONTO#00626
| TAB-THK-P-8050B | Pump,Sump | TAB-THK-P-SUMP | Pump,Centrifugal | Pump |  | P | http://www.toronto.ca/TWONTO#00626
| TAB-THK-P-8051 | Pump,Sump | TAB-THK-P-SUMP | Pump,Centrifugal | Pump |  | P | http://www.toronto.ca/TWONTO#00626
| GX2045A | Pump,Sump | TAB-THK-P-SUMP | Pump,Centrifugal | Pump |  |  | http://www.toronto.ca/TWONTO#00626
| TAB-DEW-P-8052 | Pump,Sump | TAB-WA6-P | Pump,Centrifugal | Pump |  | P | http://www.toronto.ca/TWONTO#00626
| TAB-DEW-P-8052B | Pump,Sump | TAB-THK-P-SUMP | Pump,Centrifugal | Pump |  | P | http://www.toronto.ca/TWONTO#00626
| TAB-DEW-P-8151 | Pump,Sump | TAB-THK-P-SUMP | Pump,Centrifugal | Pump |  | P | http://www.toronto.ca/TWONTO#00626
| TAB-DIG-P-8066 | Pump,Sump | TAB-DIG-P-T1-4 | Pump,Centrifugal | Pump |  | P | http://www.toronto.ca/TWONTO#00626
| TAB-DIG-P-8066B | Pump,Sump | TAB-DIG-P-T1-4 | Pump,Centrifugal | Pump |  | P | http://www.toronto.ca/TWONTO#00626
| TAB-DIG-P-8071B | Pump,Sump | TAB-DIG-P-T13-16 | Pump,Centrifugal | Pump |  | P | http://www.toronto.ca/TWONTO#00626
| TAB-DIG-P-8081 | Pump,Sump | TAB-DIG-P-T13-16 | Pump,Centrifugal | Pump |  | P | http://www.toronto.ca/TWONTO#00626
| TAB-DIG-P-8082 | Pump,Sump | TAB-DIG-P-T13-16 | Pump,Centrifugal | Pump |  | P | http://www.toronto.ca/TWONTO#00626
| TAB-DIG-P-8082B | Pump,Sump | TAB-DIG-P-T13-16 | Pump,Centrifugal | Pump |  | P | http://www.toronto.ca/TWONTO#00626
| TAB-THK-P-8049 | Pump,Sump | TAB-THK-P-SUMP | Pump,Centrifugal | Pump |  | P | http://www.toronto.ca/TWONTO#00626
| THC-PRM-P-0143 | Pump,Sump | THC-GRK-SUMP PUMP | Pump,Centrifugal | Pump |  | P | http://www.toronto.ca/TWONTO#00626
| WTR-PDS-P-0001S | Pump,Sump | WTR-PDS-AUX | Pump,Submersible | Pump | 38626 | P | x
| WTR-PDS-P-0001S | Pump,Sump | WTR-PDSS | Pump,Submersible | Pump | 38626 | P | x
| THC-PWA-P-0316 | Pump,Sump, Incineration. Plant Water Pumping Station | THC-GRK-SUMP PUMP | Pump,Centrifugal | Pump |  | P | http://www.toronto.ca/TWONTO#00626
| THC-PWA-P-0317 | Pump,Sump, Incineration. Plant Water Pumping Station | THC-GRK-SUMP PUMP | Pump,Centrifugal | Pump |  | P | http://www.toronto.ca/TWONTO#00626
| TAB-DIG-P-8065B | Pump,Sump, Submersible, Digesters 5-12 Tunnel D Sump | TAB-DIG-P | Pump,Centrifugal | Pump |  | P | http://www.toronto.ca/TWONTO#00626
| TAB-DIG-P-8065 | Pump,Sump, Submersible, Digesters 5-12 Tunnel D Sump | TAB-DIG-P | Pump,Centrifugal | Pump |  | P | http://www.toronto.ca/TWONTO#00626
| TAB-DEW-P-8055 | Pump,Sump, Z Bldg | TAB-THK-P-SUMP | Pump,Centrifugal | Pump | 35562 | P | x
| TAB-DEW-P-8055 | Pump,Sump, Z Bldg | TAB-WA6-P | Pump,Centrifugal | Pump | 35562 | P | x
| TAB-STR-P-8038A | Pump,Sump, Z Bldg | TAB-WA6-P | Pump,Centrifugal | Pump |  | P | http://www.toronto.ca/TWONTO#00626
| TAB-DEW-P-8053A | Pump,Sump, Z Bldg | TAB-THK-P-SUMP | Pump,Centrifugal | Pump |  | P | http://www.toronto.ca/TWONTO#00626
| TAB-DEW-P-8053B | Pump,Sump, Z Bldg | TAB-THK-P-SUMP | Pump,Centrifugal | Pump |  | P | http://www.toronto.ca/TWONTO#00626
| TAB-DEW-P-8054 | Pump,Sump, Z Bldg | TAB-THK-P-SUMP | Pump,Centrifugal | Pump | 35624 | P | x
| TAB-DEW-P-8055 | Pump,Sump, Z Bldg | TAB-SUSPENDED ENTITY | Pump,Centrifugal | Pump | 35562 | P | x
| TAB-STR-P-8038A | Pump,Sump, Z Bldg | TAB-THK-P-SUMP | Pump,Centrifugal | Pump |  | P | http://www.toronto.ca/TWONTO#00626
| TAB-STR-P-8038A | Pump,Sump, Z Bldg | TAB-WA6 | Pump,Centrifugal | Pump |  | P | http://www.toronto.ca/TWONTO#00626
| TAB-STR-P-8038B | Pump,Sump, Z Bldg | TAB-THK-P-SUMP | Pump,Centrifugal | Pump |  | P | http://www.toronto.ca/TWONTO#00626
| THC-THK-P-0661 | Pump,Sump,Admin Building | THC-GRK-SUMP PUMP | Pump,Centrifugal | Pump |  | P | http://www.toronto.ca/TWONTO#00626
| THC-DIS-P-0001 | Pump,Sump,Containment Area,Sodium Hypochlorite Tanks,Disinfection Bldg | THC-DIS |  | Pump |  | P | http://www.toronto.ca/TWONTO#00626
| THC-THK-P-0111 | Pump,Sump,Flotation Building | THC-GRK-SUMP PUMP | Pump,Centrifugal | Pump |  | P | http://www.toronto.ca/TWONTO#00626
| THC-STR-P-1204 | Pump,Sump,MCC 1 Lower Cable Crawl Space,Building A | THC-GRK-SUMP PUMP | Pump,Centrifugal | Pump |  | P | http://www.toronto.ca/TWONTO#00626
| TAB-EL1-P-8061B | Pump,Sump,North Substation,Basement | NORTH SUBSTATION_BASEMENT | Pump,Submersible | Pump |  | P | http://www.toronto.ca/TWONTO#00626
| TAB-EL1-P-8061B | Pump,Sump,North Substation,Basement | TAB-ELS-NORTH | Pump,Submersible | Pump |  | P | http://www.toronto.ca/TWONTO#00626
| TAB-EL1-P-8061 | Pump,Sump,North Substation,Basement | NORTH SUBSTATION_BASEMENT | Pump,Submersible | Pump |  | P | http://www.toronto.ca/TWONTO#00626
| TAB-EL1-P-8061 | Pump,Sump,North Substation,Basement | TAB-ELS-NORTH | Pump,Submersible | Pump |  | P | http://www.toronto.ca/TWONTO#00626
| THC-STR-P-0136 | Pump,Sump,Phase 4 Blower Building | THC-GRK-SUMP PUMP | Pump,Centrifugal | Pump |  | P | http://www.toronto.ca/TWONTO#00626
| THC-PWA-P-0065A | Pump,Sump,Submersible,South Effluent Pump Station,Basement | THC-PWA-CP-0065 |  | Pump |  | P | http://www.toronto.ca/TWONTO#00626
| THC-PWA-P-0065B | Pump,Sump,Submersible,South Effluent Pump Station,Basement | THC-PWA-CP-0065 |  | Pump |  | P | http://www.toronto.ca/TWONTO#00626
| THC-STR-P-1601A | Pump,Sump,Tunnel T16 & T13 Intersection | THC-STR-CP-1601 | Pump,Submersible | Pump |  | P | http://www.toronto.ca/TWONTO#00626
| THC-STR-P-1601B | Pump,Sump,Tunnel T16 & T13 Intersection | THC-GRK-SUMP PUMP | Pump,Centrifugal | Pump |  | P | http://www.toronto.ca/TWONTO#00626
| THC-STR-P-1601A | Pump,Sump,Tunnel T16 & T13 Intersection | THC-GRK-SUMP PUMP | Pump,Submersible | Pump |  | P | http://www.toronto.ca/TWONTO#00626
| THC-STR-P-1601B | Pump,Sump,Tunnel T16 & T13 Intersection | THC-STR-CP-1601 | Pump,Centrifugal | Pump |  | P | http://www.toronto.ca/TWONTO#00626
| FHA-TRW-P-0001 | Pump,TW Mid Reservoir Sample, Filter Pipe Gallery, East Corridor, North | FHA-TRW-SAMP | Pump,Centrifugal | Pump |  | P | http://www.toronto.ca/TWONTO#00626
| FHA-TRW-P-0002A | Pump,TW Outlet Sample, Filter Building, West Pipe Gallery, Filter F-0201 | FHA-TRW-P-0002A-KQ | Pump,Centrifugal | Pump |  | P | http://www.toronto.ca/TWONTO#00626
| FHA-TRW-P-0002A | Pump,TW Outlet Sample, Filter Building, West Pipe Gallery, Filter F-0201 | FHA-TRW-SAMP | Pump,Centrifugal | Pump |  | P | http://www.toronto.ca/TWONTO#00626
| FHA-TRW-P-0002B | Pump,TW Outlet Sample, Filter Building, West Pipe Gallery, Filter F-0201 | FHA-TRW-SAMP | Pump,Centrifugal | Pump |  | P | http://www.toronto.ca/TWONTO#00626
| TAB-THK-P-2201 | Pump,TWAS Transfer | TAB-THK-P-TWAS | Pump,Progressive Cavity | Pump |  | P | http://www.toronto.ca/TWONTO#00626
| TAB-THK-P-2401 | Pump,TWAS Transfer | TAB-THK-P-TWAS | Pump,Progressive Cavity | Pump |  | P | http://www.toronto.ca/TWONTO#00626
| THC-DIS-P-0650 | Pump,Vacuum,Effluent Sample Pump Priming,South Effluent Pump Station,Intermediate Level | THC-DIS-T-0650 |  | Pump |  | P | http://www.toronto.ca/TWONTO#00946
| WTR-PJS-P-1500 | Pump,Vertical In-Line,Level 79 Enwave Pump Room North Wall Centre East,DLCW City Water Booster Pump | WTR-PJS-ENW |  | Pump |  | P | http://www.toronto.ca/TWONTO#00626
| WTR-PJS-P-1400 | Pump,Vertical In-Line,Level 79 Enwave Pump Room North Wall Centre West,DLCW City Water Booster Pump | WTR-PJS-ENW |  | Pump |  | P | http://www.toronto.ca/TWONTO#00626
| WTR-PJS-P-1800 | Pump,Vertical In-Line,Level 79 Enwave Pump Room North Wall First East,DLCW City Water Booster Pump | WTR-PJS-ENW |  | Pump |  | P | http://www.toronto.ca/TWONTO#00626
| WTR-PJS-P-1100 | Pump,Vertical In-Line,Level 79 Enwave Pump Room North Wall First West,DLCW City Water Booster Pump | WTR-PJS-ENW |  | Pump |  | P | http://www.toronto.ca/TWONTO#00626
| WTR-PJS-P-1700 | Pump,Vertical In-Line,Level 79 Enwave Pump Room North Wall Second East,DLCW City Water Booster Pump | WTR-PJS-ENW |  | Pump |  | P | http://www.toronto.ca/TWONTO#00626
| WTR-PJS-P-1200 | Pump,Vertical In-Line,Level 79 Enwave Pump Room North Wall Second West,DLCW City Water Booster Pump | WTR-PJS-ENW |  | Pump |  | P | http://www.toronto.ca/TWONTO#00626
| WTR-PJS-P-1600 | Pump,Vertical In-Line,Level 79 Enwave Pump Room North Wall Third East,DLCW City Water Booster Pump | WTR-PJS-ENW |  | Pump |  | P | http://www.toronto.ca/TWONTO#00626
| WTR-PJS-P-1300 | Pump,Vertical In-Line,Level 79 Enwave Pump Room North Wall Third West,DLCW City Water Booster Pump | WTR-PJS-ENW |  | Pump |  | P | http://www.toronto.ca/TWONTO#00626
| TNT-STR-P-1501S | Pump,Waste Activated Sludge #5 | TAB-SUSPENDED ENTITY | Pump,Centrifugal | Pump | 46846 | P | x
| TNT-STR-P-1501S | Pump,Waste Activated Sludge #5 | TNT-STR | Pump,Centrifugal | Pump | 46846 | P | x
| TAB-STR-P-4010R | Pump. Lube Oil Starting | TAB-STR-BL-4010 | Pump | Pump |  | P | http://www.toronto.ca/TWONTO#00626
| COL-MTI-P-2701B | Pump-1 , HPU,Strachan Control Chamber No.27B, MTI | COL-MTI-CH-2700B | Pump,Centrifugal | Pump |  | P | http://www.toronto.ca/TWONTO#00626
| COL-MTI-P-2001 | Pump-1 Hydraulic Power Unit, Victoria St. Control Chamber #20 | COL-MTI-CH-2000 |  | Pump |  | P | http://www.toronto.ca/TWONTO#00626
| COL-MTI-P-2301D | Pump-1, Hydraulic Power Unit, Simcoe Control Chamber No.2300D, MTI | COL-MTI-CH-2300D | Pump | Pump |  | P | http://www.toronto.ca/TWONTO#00626
| COL-MTI-P-2401 | Pump-1, Hydraulic Power Unit, Spadina Control Chamber #24 | COL-MTI-CH-2400 |  | Pump |  | P | http://www.toronto.ca/TWONTO#00626
| COL-MTI-P-3401 | Pump-1, Hydraulic, Gear, Hydraulic Power Unit, MTI Chamber CH-3400 | COL-MTI-CH-3400 | Pump | Pump |  | P | http://www.toronto.ca/TWONTO#00626
| COL-MTI-P-2301B | Pump-1, Hydraulic, Gear, Hydraulic Power Unit, Simcoe Control Chamber No.23B, MTI | COL-MTI-CH-2300B | Pump | Pump |  | P | http://www.toronto.ca/TWONTO#00626
| COL-MTI-P-2702B | Pump-2 , HPU,Strachan Control Chamber No.27B, MTI | COL-MTI-CH-2700B |  | Pump |  | P | http://www.toronto.ca/TWONTO#00626
| COL-MTI-P-2002 | Pump-2 Hydraulic Power Unit,, Victoria St. Control Chamber #20 | COL-MTI-CH-2000 |  | Pump |  | P | http://www.toronto.ca/TWONTO#00626
| COL-MTI-P-2402 | Pump-2, Hydraulic Power Unit, Spadina Control Chamber #24 | COL-MTI-CH-2400 |  | Pump |  | P | http://www.toronto.ca/TWONTO#00626
| COL-MTI-P-3402 | Pump-2, Hydraulic, Gear, Hydraulic Power Unit, MTI Chamber CH-3400 | COL-MTI-CH-3400 | Pump | Pump |  | P | http://www.toronto.ca/TWONTO#00626
| COL-MTI-P-2302B | Pump-2, Hydraulic, Gear, Hydraulic Power Unit, Simcoe Control Chamber No.23B, MTI | COL-MTI-CH-2300B | Pump | Pump |  | P | http://www.toronto.ca/TWONTO#00626
| YTF COMMUNUCATION | YTF Communucation | YTF-SPC1 |  |  |  |  | http://www.toronto.ca/TWONTO#00260 | Computer Equipment | Process Control Systems - Administrative
| YTF PLC | YTF PLC | YTF-SPC1 |  |  |  |  | http://www.toronto.ca/TWONTO#00260 | Process | Process Control Systems - Administrative
| TAB-AI-S-10 | Z Building Air Equipment | TAB-AI |  |  |  | S | http://www.toronto.ca/TWONTO#00260 | Equipment Location | Local Compressed Air Equipment
| TAB-AI-S-10 | Z Building Air Equipment | TAB-WORK-AREA-SEO |  |  |  | S | http://www.toronto.ca/TWONTO#00260 | Equipment Location | TAB Work Area SEO
| TAB-GRK-P-8000 | Pumps, Sump,Guard House | TAB-GRK | Pump | Pump |  | P | http://www.toronto.ca/TWONTO#00626
| TAB-GRK-P-8000 | Pumps, Sump,Guard House | TAB-GRK-P | Pump | Pump |  | P | http://www.toronto.ca/TWONTO#00626
| TAB-GRK-P-8001 | Pumps, Sump,Guard House | TAB-GRK-P | Pump | Pump |  | P | http://www.toronto.ca/TWONTO#00626
| TAB-ELS-Z BLDG | Z Building Outdoor Substation | TAB-ELS-NORTH | Switchgear,Outdoor |  |  |  | http://www.toronto.ca/TWONTO#00260 | Equipment Location | North Substation
| TAB-GRK-P-8002 | Pumps, Sump,MoGen | TAB-GRK-P | Pump | Pump |  | P | http://www.toronto.ca/TWONTO#00626
| TAB-DEW-SP-0001 | Sampling Station, Sludge Feed | TAB-DEW SLUDGE FEED | Sampler | Pump |  | SP | http://www.toronto.ca/TWONTO#00660
| TAB-ELS-Z BLDG | Z Building Outdoor Substation | TAB-WORK-AREA-6 | Switchgear,Outdoor |  |  |  | http://www.toronto.ca/TWONTO#00260 | Equipment Location | Work Area 6
| THR-THK-SB-0002 | Scrubber, Odour Control,STB | THR-THK-SB | Scrubber | Pump |  | SB | http://www.toronto.ca/TWONTO#00148
| THR-THK-SB-0001 | Scrubber, Odour Control,STB | THR-THK-SB | Scrubber | Pump |  | SB | http://www.toronto.ca/TWONTO#00148
| TAB-AUX-P-1500 | Sewage Pump, Buil-in toilet grinder pump, CTC washroom | TAB-GRK-BLD-0004 | Pump,Submersible | Pump |  | P | http://www.toronto.ca/TWONTO#00626
| FCL-SKID-FL1 | Skid for Fluoride ( Temporary) | FCL-FL | Pump,Positive Displacement,Gear | Pump |  |  | x
| FCL-SKID-FL2 | Skid for Fluoride (Temporary) | FCL-FL | Pump,Positive Displacement,Gear | Pump |  |  | x
| TAB-PRM-T-3800 | Sludge Hopper, Valves & Actuators, Primary Tank 11 | TAB-PRM-T | Tank | Pump |  | T | http://www.toronto.ca/TWONTO#00423
| TAB-PRM-T-3900 | Sludge Hopper, Valves & Actuators, Primary Tank 12 | TAB-PRM-T | Tank | Pump |  | T | http://www.toronto.ca/TWONTO#00423
| TAB-ELS-Z BLDG | Z Building Outdoor Substation | TAB-WORK-AREA-SEO | Switchgear,Outdoor |  |  |  | http://www.toronto.ca/TWONTO#00260 | Equipment Location | TAB Work Area SEO
| FCL-ZMC | Zebra Mussel Control | FCL WORK AREA 1 |  |  |  |  | http://www.toronto.ca/TWONTO#00260 | Sub-Process | Process
| THC-DEW-P-5840 | Sludge, Feed Pump, Centrifuge, System Dewatering | THC-DEW-CF-1500/1600 | Pump,Positive Displacement,Progressive Cavity | Pump |  | P | http://www.toronto.ca/TWONTO#00626
| TAB-ACC-5800 | Space Heating, Bio Solids, Loading Bldg, Item12 | TAB-ACC | H.V.A.C. | Pump |  | ACC | http://www.toronto.ca/TWONTO#00418
| TAB-ACC-4600 | Space Heating, Digester 19-22,Item 16 | TAB-ACC | H.V.A.C. | Pump |  | ACC | http://www.toronto.ca/TWONTO#00418
| TAB-ACC-5400 | Space Heating, P.W.P.S. , Item-11 | TAB-ACC | Pump,Centrifugal | Pump |  | ACC | http://www.toronto.ca/TWONTO#00418
| COL-PFH-P-0100 | Submersible Pump | COL-PFH |  | Pump |  | P | http://www.toronto.ca/TWONTO#00626
| COL-PFI-P-0200 | Submersible Pump | COL-PFI |  | Pump |  | P | http://www.toronto.ca/TWONTO#00626
| COL-PSH-P-0100 | Submersible Pump | COL-PSH |  | Pump |  | P | http://www.toronto.ca/TWONTO#00626
| COL-PWL-P-0200 | Submersible Pump | COL-PWL |  | Pump |  | P | http://www.toronto.ca/TWONTO#00626
| COL-PWY-P-0100 | Submersible Pump | COL-PWY |  | Pump |  | P | http://www.toronto.ca/TWONTO#00626
| COL-PWY-P-0200 | Submersible Pump | COL-PWY |  | Pump |  | P | http://www.toronto.ca/TWONTO#00626
| COL-PDA-P-0100 | Submersible Pump | COL-PDA |  | Pump |  | P | http://www.toronto.ca/TWONTO#00626
| COL-PDA-P-0200 | Submersible Pump | COL-PDA |  | Pump |  | P | http://www.toronto.ca/TWONTO#00626
| COL-PFH-P-0200 | Submersible Pump | COL-PFH |  | Pump |  | P | http://www.toronto.ca/TWONTO#00626
| COL-PFI-P-0100 | Submersible Pump | COL-PFI |  | Pump |  | P | http://www.toronto.ca/TWONTO#00626
| COL-PFO-P-0100 | Submersible Pump | COL-PFO |  | Pump |  | P | http://www.toronto.ca/TWONTO#00626
| COL-PFO-P-0200 | Submersible Pump | COL-PFO |  | Pump |  | P | http://www.toronto.ca/TWONTO#00626
| COL-PNO-P-0100 | Submersible Pump | COL-PNO |  | Pump |  | P | http://www.toronto.ca/TWONTO#00626
| COL-PNO-P-0200 | Submersible Pump | COL-PNO |  | Pump |  | P | http://www.toronto.ca/TWONTO#00626
| COL-PRC-P-0100 | Submersible Pump | COL-PRC |  | Pump |  | P | http://www.toronto.ca/TWONTO#00626
| COL-PRC-P-0200 | Submersible Pump | COL-PRC |  | Pump |  | P | http://www.toronto.ca/TWONTO#00626
| COL-PSI-P-0100 | Submersible Pump | COL-PSI |  | Pump |  | P | http://www.toronto.ca/TWONTO#00626
| COL-PSI-P-0200 | Submersible Pump | COL-PSI |  | Pump |  | P | http://www.toronto.ca/TWONTO#00626
| COL-PWL-P-0100 | Submersible Pump | COL-PWL |  | Pump |  | P | http://www.toronto.ca/TWONTO#00626
| FCL-ZMC | Zebra Mussel Control | FCL-DIS |  |  |  |  | http://www.toronto.ca/TWONTO#00260 | Sub-Process | Disinfection and Conditioning
| THC-AUX-P-0011 | Sump pump | THC-AUX-LIQUIDS |  | Pump |  | P | http://www.toronto.ca/TWONTO#00626
| THC-AUX-P-0012 | Sump pump | THC-AUX-LIQUIDS |  | Pump |  | P | http://www.toronto.ca/TWONTO#00626
| WTR-PPD-P-1011 | Sump Pump 1, Sump Pit | WTR-PPD-AUX | Pump,Submersible | Pump |  | P | http://www.toronto.ca/TWONTO#00626
| WTR-PPD-P-1012 | Sump Pump 2, Sump Pit | WTR-PPD-AUX | Pump,Submersible | Pump |  | P | http://www.toronto.ca/TWONTO#00626
| THC-OCS-P-0210 | Sump Pump No.1, Phase I/IV Biofilter Sump, Phase I/IV Odour Control | THC-GRK-SUMP PUMP | Pump | Pump |  | P | http://www.toronto.ca/TWONTO#00626
| THC-OCS-P-0210 | Sump Pump No.1, Phase I/IV Biofilter Sump, Phase I/IV Odour Control | THC-PRM-BIOFILTER | Pump | Pump |  | P | http://www.toronto.ca/TWONTO#00626
| THC-OCS-P-0220 | Sump Pump No.2, Phase I/IV Biofilter Sump, Phase I/IV Odour Control | THC-GRK-SUMP PUMP | Pump | Pump |  | P | http://www.toronto.ca/TWONTO#00626
| THC-OCS-P-0220 | Sump Pump No.2, Phase I/IV Biofilter Sump, Phase I/IV Odour Control | THC-PRM-BIOFILTER | Pump | Pump |  | P | http://www.toronto.ca/TWONTO#00626
| THC-OCS-P-6220 | Sump Pump, Biofilter, Headworks Odour Control | THC-OCS-HU-6030 | Pump | Pump |  | P | http://www.toronto.ca/TWONTO#00626
| THC-OCS-P-6210 | Sump Pump, Biofilter, Headworks Odour Control | THC-OCS-HU-6030 | Pump | Pump |  | P | http://www.toronto.ca/TWONTO#00626
| THC-OCS-P-6210 | Sump Pump, Biofilter, Headworks Odour Control | THC-PLT-BLDG-0001 | Pump | Pump |  | P | http://www.toronto.ca/TWONTO#00626
| THC-OCS-P-6220 | Sump Pump, Biofilter, Headworks Odour Control | THC-PLT-BLDG-0001 | Pump | Pump |  | P | http://www.toronto.ca/TWONTO#00626
| THR-DIG-P-1171B | Sump Pump, Drainage, Between Digester Tanks 1 & 3 | THR-DIG-CP-1171 | Pump,Centrifugal | Pump |  | P | http://www.toronto.ca/TWONTO#00626
| THR-DIG-P-1171A | Sump Pump, Drainage, Between Digester Tanks 1 & 3 | THR-DIG-CP-1171 | Pump,Centrifugal | Pump |  | P | http://www.toronto.ca/TWONTO#00626
| THR-DIG-P-1171 | Sump Pump, Drainage, Between Digester Tanks 2 & 4 | THR-DIG-CP-1171 | Pump,Centrifugal | Pump |  | P | http://www.toronto.ca/TWONTO#00626
| THR-DIG-P-1171 | Sump Pump, Drainage, Between Digester Tanks 2 & 4 | THR-DIG-DRN | Pump,Centrifugal | Pump |  | P | http://www.toronto.ca/TWONTO#00626
| THR-DIG-P-1172 | Sump Pump, Drainage, Between Digester Tanks 2 & 4 | THR-DIG-CP-1171 | Pump,Centrifugal | Pump |  | P | http://www.toronto.ca/TWONTO#00626
| THR-DIG-P-1172 | Sump Pump, Drainage, Between Digester Tanks 2 & 4 | THR-DIG-DRN | Pump,Centrifugal | Pump |  | P | http://www.toronto.ca/TWONTO#00626
| THR-DIG-P-2172 | Sump Pump, Drainage, Near Digester Tank 6 | THR-DIG-CP-2171 | Pump,Centrifugal | Pump |  | P | http://www.toronto.ca/TWONTO#00626
| THR-DIG-P-2171 | Sump Pump, Drainage, Near Digester Tank 6 | THR-DIG-CP-2171 | Pump,Centrifugal | Pump |  | P | http://www.toronto.ca/TWONTO#00626
| THR-DIG-P-2171 | Sump Pump, Drainage, Near Digester Tank 6 | THR-DIG-DRN | Pump,Centrifugal | Pump |  | P | http://www.toronto.ca/TWONTO#00626
| THR-DIG-P-2172 | Sump Pump, Drainage, Near Digester Tank 6 | THR-DIG-DRN | Pump,Centrifugal | Pump |  | P | http://www.toronto.ca/TWONTO#00626
| THR-DIG-P-2171A | Sump Pump, Drainage, North Digester Gallery | THR-DIG-CP-1171 | Pump,Centrifugal | Pump |  | P | http://www.toronto.ca/TWONTO#00626
| THR-DIG-P-2171B | Sump Pump, Drainage, North Digester Gallery | THR-DIG-CP-1171 | Pump,Centrifugal | Pump |  | P | http://www.toronto.ca/TWONTO#00626
| THC-PWA-P-0200 | Sump Pump, P-0400 and P-0500, S.E. Pumping Station | THC-PWA-SOUTH | Pump,Centrifugal | Pump |  | P | http://www.toronto.ca/TWONTO#00626
| THC-PWA-P-0100 | Sump Pump, P-0400 and P-0500, S.E. Pumping Station | THC-PWA-SOUTH | Pump,Centrifugal | Pump |  | P | http://www.toronto.ca/TWONTO#00626
| FPP-TW-P-0001 | Transfer Pump from TWPP to LPL System | FHA-FPP | Pump,Centrifugal,Multi-Stage | Pump |  | P | http://www.toronto.ca/TWONTO#00626
| FPP-TW-P-0001 | Transfer Pump from TWPP to LPL System | FPP-LPL-PIP-0001 | Pump,Centrifugal,Multi-Stage | Pump |  | P | http://www.toronto.ca/TWONTO#00626
| THR-THK-P-5010 | TWAS Transfer Pump | THR-THK-P-TWAS | Pump,Centrifugal | Pump |  | P | http://www.toronto.ca/TWONTO#00626
| THR-THK-P-5020 | TWAS Transfer Pump | THR-THK-P-TWAS | Pump,Centrifugal | Pump |  | P | http://www.toronto.ca/TWONTO#00626
| THR-THK-P-5030 | TWAS Transfer Pump | THR-THK-P-TWAS | Pump,Centrifugal | Pump |  | P | http://www.toronto.ca/TWONTO#00626
| THR-THK-P-5040 | TWAS Transfer Pump | THR-THK | Pump,Centrifugal | Pump |  | P | http://www.toronto.ca/TWONTO#00626
| THR-THK-P-5050 | TWAS Transfer Pump | THR-THK | Pump,Centrifugal | Pump |  | P | http://www.toronto.ca/TWONTO#00626
| THR-THK-P-5060 | TWAS Transfer Pump | THR-THK-P-TWAS | Pump,Centrifugal | Pump |  | P | http://www.toronto.ca/TWONTO#00626
| THR-THK-P-5070 | TWAS Transfer Pump | THR-THK | Pump,Centrifugal | Pump |  | P | http://www.toronto.ca/TWONTO#00626
| THR-THK-P-5080 | TWAS Transfer Pump | THR-THK-P-TWAS | Pump,Centrifugal | Pump |  | P | http://www.toronto.ca/TWONTO#00626
| THR-THK-P-5010 | TWAS Transfer Pump | THR-THK | Pump,Centrifugal | Pump |  | P | http://www.toronto.ca/TWONTO#00626
| THR-THK-P-5010 | TWAS Transfer Pump | THR-THK-T-5001 | Pump,Centrifugal | Pump |  | P | http://www.toronto.ca/TWONTO#00626
| THR-THK-P-5020 | TWAS Transfer Pump | THR-THK | Pump,Centrifugal | Pump |  | P | http://www.toronto.ca/TWONTO#00626
| THR-THK-P-5020 | TWAS Transfer Pump | THR-THK-T-5002 | Pump,Centrifugal | Pump |  | P | http://www.toronto.ca/TWONTO#00626
| THR-THK-P-5030 | TWAS Transfer Pump | THR-THK | Pump,Centrifugal | Pump |  | P | http://www.toronto.ca/TWONTO#00626
| THR-THK-P-5030 | TWAS Transfer Pump | THR-THK-T-5001 | Pump,Centrifugal | Pump |  | P | http://www.toronto.ca/TWONTO#00626
| THR-THK-P-5040 | TWAS Transfer Pump | THR-THK-P-TWAS | Pump,Centrifugal | Pump |  | P | http://www.toronto.ca/TWONTO#00626
| THR-THK-P-5040 | TWAS Transfer Pump | THR-THK-T-5002 | Pump,Centrifugal | Pump |  | P | http://www.toronto.ca/TWONTO#00626
| THR-THK-P-5050 | TWAS Transfer Pump | THR-THK-P-TWAS | Pump,Centrifugal | Pump |  | P | http://www.toronto.ca/TWONTO#00626
| THR-THK-P-5050 | TWAS Transfer Pump | THR-THK-T-5003 | Pump,Centrifugal | Pump |  | P | http://www.toronto.ca/TWONTO#00626
| THR-THK-P-5060 | TWAS Transfer Pump | THR-THK | Pump,Centrifugal | Pump |  | P | http://www.toronto.ca/TWONTO#00626
| THR-THK-P-5060 | TWAS Transfer Pump | THR-THK-T-5004 | Pump,Centrifugal | Pump |  | P | http://www.toronto.ca/TWONTO#00626
| THR-THK-P-5070 | TWAS Transfer Pump | THR-THK-P-TWAS | Pump,Centrifugal | Pump |  | P | http://www.toronto.ca/TWONTO#00626
| THR-THK-P-5070 | TWAS Transfer Pump | THR-THK-T-5003 | Pump,Centrifugal | Pump |  | P | http://www.toronto.ca/TWONTO#00626
| THR-THK-P-5080 | TWAS Transfer Pump | THR-THK | Pump,Centrifugal | Pump |  | P | http://www.toronto.ca/TWONTO#00626
| THR-THK-P-5080 | TWAS Transfer Pump | THR-THK-T-5004 | Pump,Centrifugal | Pump |  | P | http://www.toronto.ca/TWONTO#00626
| FHO-MCS-P-0101-KQ | Vacuum Priming Pump 1 | FHO-OBSOLETE | Pump,Positive Displacement,Progressive Cavity | Pump |  | P | http://www.toronto.ca/TWONTO#00946
| FHO-MCS-P-0101-KQ | Vacuum Priming Pump 1 | FHO-TRW-VP | Pump,Positive Displacement,Progressive Cavity | Pump |  | P | http://www.toronto.ca/TWONTO#00946
| WTR-PSC-C-0001 | Vacuum, Pump System, Vacuum Pump | WTR-PSC-AUX | Pump | Pump |  | C | http://www.toronto.ca/TWONTO#00946
| TAB-SLO-V-0260D | Valve, Ball, Pump Discharge | TAB-SLO-P-0260 | Valve,Ball | Pump |  | V | http://www.toronto.ca/TWONTO#00781
| TAB-PWA-V-5151A | Valve, Check, Discharge, Sump Pump | TAB-PWA-P-5151 | Valve,Check | Pump |  | V | http://www.toronto.ca/TWONTO#00204
| TAB-PWA-V-5152A | Valve, Check, Discharge, Sump Pump | TAB-PWA-P-5152 | Valve,Check | Pump |  | V | http://www.toronto.ca/TWONTO#00204
| TAB-PWA-V-5150A | Valve, Check, Discharge, Sump Pump | TAB-PWA-P-5150 | Valve,Check | Pump |  | V | http://www.toronto.ca/TWONTO#00204
| TAB-PWA-V-5153A | Valve, Check, Discharge, Sump Pump | TAB-PWA-P-5153 | Valve,Check | Pump |  | V | http://www.toronto.ca/TWONTO#00204
| FCL-DEW-V-0701 | Valve, Check, Local Sump Pit Dewatering Pump P-0701, Raw Water Dewatering Pit | FCL-DEW-T-0601 | Pump,Centrifugal | Pump |  | V | http://www.toronto.ca/TWONTO#00204
| FCL-DEW-V-0801 | Valve, Check, Local Sump Pit Dewatering Pump P-0801, Treated Water Dewatering Pit | FCL-DEW-T-0601 | Pump,Centrifugal | Pump |  | V | http://www.toronto.ca/TWONTO#00204
| FCL-DEW-V-0901 | Valve, Check, Local Sump Pit Dewatering Pump P-0901, Sedimentation Tank Area Dewatering Pit | FCL-DEW-T-0601 | Pump,Centrifugal | Pump |  | V | http://www.toronto.ca/TWONTO#00204
| TAB-SLO-V-0260C | Valve, Check, Pump Discharge | TAB-SLO-P-0260 | Valve,Check | Pump |  | V | http://www.toronto.ca/TWONTO#00204
| THR-FT-V-0519B | Valve, Discharge, Sump Pump 0519, Drainage Pumping for FT-18 & FT-21 | THR-FT-P-0519 | Pump,Submersible | Pump |  | V | http://www.toronto.ca/TWONTO#00781
| TAB-PWA-V-5150B | Valve, Gate, Discharge, Sump Pump | TAB-PWA-P-5150 | Valve,Gate | Pump |  | V | http://www.toronto.ca/TWONTO#00781
| TAB-PWA-V-5151B | Valve, Gate, Discharge, Sump Pump | TAB-PWA-P-5151 | Valve,Gate | Pump |  | V | http://www.toronto.ca/TWONTO#00781
| TAB-PWA-V-5152B | Valve, Gate, Discharge, Sump Pump | TAB-PWA-P-5152 | Valve,Gate | Pump |  | V | http://www.toronto.ca/TWONTO#00781
| TAB-PWA-V-5153B | Valve, Gate, Discharge, Sump Pump | TAB-PWA-P-5153 | Valve,Gate | Pump |  | V | http://www.toronto.ca/TWONTO#00781
| FCL-DEW-V-0702 | Valve, Gate, Isolation, Local Sump Pit Dewatering Pump P-0701, Raw Water Dewatering Pit | FCL-DEW-T-0601 | Pump,Centrifugal | Pump |  | V | http://www.toronto.ca/TWONTO#00781
| FCL-DEW-V-0802 | Valve, Gate, Isolation, Local Sump Pit Dewatering Pump P-0801, Treated Water Dewatering Pit | FCL-DEW-T-0601 | Pump,Centrifugal | Pump |  | V | http://www.toronto.ca/TWONTO#00781
| FCL-DEW-V-0902 | Valve, Gate, Isolation, Local Sump Pit Dewatering Pump P-0901,Sedimentation Tank Area Dewatering Pit | FCL-DEW-T-0601 | Pump,Centrifugal | Pump |  | V | http://www.toronto.ca/TWONTO#00781
| THR-FT-V-0519A | Valve, Inlet, Sump Pump 0519, Drainage Pumping for FT-18 & FT-21 | THR-FT-DRN | Pump,Submersible | Pump |  | V | http://www.toronto.ca/TWONTO#00781
| THR-FT-V-0519A | Valve, Inlet, Sump Pump 0519, Drainage Pumping for FT-18 & FT-21 | THR-FT-P-0519 | Pump,Submersible | Pump |  | V | http://www.toronto.ca/TWONTO#00781
| THR-FT-V-0519A | Valve, Inlet, Sump Pump 0519, Drainage Pumping for FT-18 & FT-21 | THR-FT-T-1800 | Pump,Submersible | Pump |  | V | http://www.toronto.ca/TWONTO#00781
| THR ROUTE WA1-THK | WA1 Route for Thickening Pumps PM | THR-THK-T | Compressor,Stationary,Sliding Vane | Pump |  |  | http://www.toronto.ca/TWONTO#00442
| FHA-ZMC | Zebra Mussel Control | FHA-DIS |  |  |  |  | http://www.toronto.ca/TWONTO#00260 | Sub-Process | Disinfection
| CH 146 APT FQ | Chamber | MAIN-146 | Meter,Flow,Displacement | Meter | 37198 |  | x
| THC-ELS-METR-M859900/012 | DETEX Voltage Detector Serial # M859900/012 | THC-SES-SQ |  | Meter |  |  | http://www.toronto.ca/TWONTO#00485
| THC-ELS-METR-M859900/022 | DETEX Voltage Detector Serial # M859900/022 | THC-SES-SQ |  | Meter |  |  | http://www.toronto.ca/TWONTO#00486
| THC-ELS-METR-M859900/030 | DETEX Voltage Detector Serial # M859900/030 | THC-SES-SQ |  | Meter |  |  | http://www.toronto.ca/TWONTO#00487
| CH 270 14 FQ E | Displacement Meter East | MAIN-270 | Meter,Flow,Displacement | Meter |  |  | http://www.toronto.ca/TWONTO#00369
| CH 270 14 FQ E | Displacement Meter East | CH 270 14 | Meter,Flow,Displacement | Meter |  |  | http://www.toronto.ca/TWONTO#00369
| CH 270 14 FQ W | Displacement Meter West | CH 270 14 | Meter,Flow,Displacement | Meter |  |  | http://www.toronto.ca/TWONTO#00369
| CH 270 14 FQ W | Displacement Meter West | MAIN-270 | Meter,Flow,Displacement | Meter |  |  | http://www.toronto.ca/TWONTO#00369
| FN2145D | Flowmeter, Digester Gas | TAB-DIG-INQ-T5-8 | Meter,Flow | Meter |  |  | http://www.toronto.ca/TWONTO#00369
| COL-BCV-JIT-0001 | Meter, Power Indicating Transmitter | COL-BCV | Meter | Meter |  | JIT | http://www.toronto.ca/TWONTO#00302
| COL-BCV-JIT-0001 | Meter, Power Indicating Transmitter | COL-BCV-MISC | Meter | Meter |  | JIT | http://www.toronto.ca/TWONTO#00302
| COL-BDC-JIT-0001 | Meter, Power Indicating Transmitter | COL-BDC | Meter | Meter |  | JIT | http://www.toronto.ca/TWONTO#00302
| COL-BEB-JIT-0001 | Meter, Power Indicating Transmitter | COL-BEB-MISC | Meter | Meter |  | JIT | http://www.toronto.ca/TWONTO#00302
| COL-PBR-GA-0001 | Gauge, Discharge Pressure | COL-PBR |  | Meter |  | GA | http://www.toronto.ca/TWONTO#punol-kujib-zolom-dolav
| COL-PCF-JIT-0100 | Power Quality Meter | COL-PCF-MCC-0100 | Meter | Meter |  | JIT | http://www.toronto.ca/TWONTO#00302
| COL-PCF-JIT-0100 | Power Quality Meter | COL-PCF-MISC | Meter | Meter |  | JIT | http://www.toronto.ca/TWONTO#00302
12653 | FCL-ELS-LSL-0200 | Switch,Level-Low,Outdoor Main Substation,Transformer TR-0200 Oil | FCL-ELS-TR-0200 | Switch,Level-Low | Switch |  | LSL | http://www.toronto.ca/TWONTO#00466 |  | Transformer,Power,Oil Filled,Outdoor Main Substation,27.6-4.16kV,10/13.3MVA
134838 | THR-ELS-LSL-0100 | Switch,Level-Low,Sump Pump0100A/0101, Old Main Sub Station | THR-ELS-CP-0100 |  | Switch |  | LSL | http://www.toronto.ca/TWONTO#00466 |  | Control Panel,Sump Pump 0100A/0101,Old Main Sub Station
| THC-CW-FQ-0126 | Flow Meter, Potable Water, Chiller, Building A | THC-ACC-BLDG A | Meter,Flow | Meter |  | FQ | http://www.toronto.ca/TWONTO#00369
| COL-PST-FQ-0001 | Flow Totalizing Meter | COL-PST |  | Meter |  | FQ | http://www.toronto.ca/TWONTO#00369
86563 | WTR-PKL-PSH-0003 | Switch,Pressure-High,Main 194 to District 6 | WTR-PKL-TRW | Switch,Pressure-High | Switch |  | PSH | http://www.toronto.ca/TWONTO#00604 |  | Treated Water (Transmission)
| COL-PEV-GA-0001 | Gauge, Discharge Pressure | COL-PEV-MISC |  | Meter |  | GA | http://www.toronto.ca/TWONTO#punol-kujib-zolom-dolav
| COL-PHB-JIT-0001 | Meter, Power Indicating Transmitter | COL-PHB-MISC | Meter | Meter |  | JIT | http://www.toronto.ca/TWONTO#00302
| COL-PHP-GA-0001 | Gauge, Discharge Pressure | COL-PHP-MISC |  | Meter |  | GA | http://www.toronto.ca/TWONTO#punol-kujib-zolom-dolav
| COL-PST-FQ-0001 | Flow Totalizing Meter | COL-PST-MISC |  | Meter |  | FQ | http://www.toronto.ca/TWONTO#00369
| COL-PSD-FQ-0001 | Flow Totalizing Meter | COL-PSD |  | Meter |  | FQ | http://www.toronto.ca/TWONTO#00369
| COL-PKP-JIT-0001 | Meter, Power Indicating Transmitter | COL-PKP-MISC | Meter | Meter |  | JIT | http://www.toronto.ca/TWONTO#00302
| COL-PSD-FQ-0001 | Flow Totalizing Meter | COL-PSD-MISC |  | Meter |  | FQ | http://www.toronto.ca/TWONTO#00369
| THC-CW-FQ-0119 | Flow Totalizing Meter, Potable Water, Building A | THC-ACC-BLDG A | Meter,Flow | Meter | 40253 | FQ | x
| COL-PLB-JIT-0002 | Meter, Power Indicating Transmitter | COL-PLB | Meter | Meter |  | JIT | http://www.toronto.ca/TWONTO#00302
| COL-PLB-JIT-0002 | Meter, Power Indicating Transmitter | COL-PLB-AUX-INST | Meter | Meter |  | JIT | http://www.toronto.ca/TWONTO#00302
| COL-PLB-JIT-0002 | Meter, Power Indicating Transmitter | COL-PLB-MCC-0195A | Meter | Meter |  | JIT | http://www.toronto.ca/TWONTO#00302
| COL-PMM-FE-0104 | Flow Element | COL-PMM | Meter,Flow | Meter |  | FE | http://www.toronto.ca/TWONTO#00366
| WTR-PEL-FQ-0001 | Flowmeter, Totalizer, Service Water | WTR-PEL-TRW | Meter,Flow | Meter |  | FQ | http://www.toronto.ca/TWONTO#00369
| FN2146D | Flowmeter, Digester Gas | TAB-DIG-INQ-T9-12 | Meter,Flow | Meter |  |  | http://www.toronto.ca/TWONTO#00369
| WTR-PEL-FQ-0004 | Flowmeter, Totalizer, Service Water | WTR-PEL-TRW | Meter,Flow | Meter |  | FQ | http://www.toronto.ca/TWONTO#00369
| COL-PNT-TIT-0001 | Transmitter, Temprature | COL-PNT | Meter | Meter |  | TIT | http://www.toronto.ca/TWONTO#00735
| COL-POM-JIT-0001 | Meter, Power Indicating Transmitter | COL-POM | Meter | Meter |  | JIT | http://www.toronto.ca/TWONTO#00302
| COL-PQW-JIT-0001 | Meter, Power Indicating Transmitter | COL-PQW-MISC | Meter | Meter |  | JIT | http://www.toronto.ca/TWONTO#00302
| COL-PSD-FI-0001 | Flow Meter | COL-PSD |  | Meter |  | FI | http://www.toronto.ca/TWONTO#00369
| COL-PSD-FI-0001 | Flow Meter | COL-PSD-MISC |  | Meter |  | FI | http://www.toronto.ca/TWONTO#00369
| COL-PSD-JIT-0001 | Power Indicating Transmitter | COL-PSD |  | Meter |  | JIT | http://www.toronto.ca/TWONTO#00302
| COL-PSD-JIT-0002 | Power Indicating Transmitter | COL-PSD |  | Meter |  | JIT | http://www.toronto.ca/TWONTO#00302
| COL-PSD-JIT-0004 | Power Indicating Transmitter | COL-PSD-MISC |  | Meter |  | JIT | http://www.toronto.ca/TWONTO#00302
| COL-PSD-JIT-0005 | Power Indicating Transmitter | COL-PSD-MISC |  | Meter |  | JIT | http://www.toronto.ca/TWONTO#00302
| COL-PSK-GA-0001 | Gauge, Discharge Pressure | COL-PSK-MISC |  | Meter |  | GA | http://www.toronto.ca/TWONTO#punol-kujib-zolom-dolav
| COL-PSM-FI-0001 | Flow Meter | COL-PSM |  | Meter |  | FI | http://www.toronto.ca/TWONTO#00369
| COL-PSM-FI-0001 | Flow Meter | COL-PSM-MISC |  | Meter |  | FI | http://www.toronto.ca/TWONTO#00369
| COL-PSP-GA-0001 | Gauge, Discharge Pressure | COL-PSP-MISC |  | Meter |  | GA | http://www.toronto.ca/TWONTO#punol-kujib-zolom-dolav
| COL-PST-FI-0001 | Flow Meter | COL-PST |  | Meter |  | FI | http://www.toronto.ca/TWONTO#00369
| COL-PST-FI-0001 | Flow Meter | COL-PST-MISC |  | Meter |  | FI | http://www.toronto.ca/TWONTO#00369
| COL-PKP-FQ-0001 | Meter, Flow | COL-PKP | Meter,Flow | Meter |  | FQ | http://www.toronto.ca/TWONTO#00369
| COL-PKP-FQ-0001 | Meter, Flow | COL-PKP-MISC | Meter,Flow | Meter |  | FQ | http://www.toronto.ca/TWONTO#00369
| COL-PST-GA-0001 | Gauge, Discharge Pressure | COL-PST-MISC |  | Meter |  | GA | http://www.toronto.ca/TWONTO#punol-kujib-zolom-dolav
| COL-PST-JIT-0001 | Power Indicating Transmitter | COL-PST-MISC |  | Meter |  | JIT | http://www.toronto.ca/TWONTO#00302
| COL-PST-JIT-0002 | Power Indicating Transmitter | COL-PST-MISC |  | Meter |  | JIT | http://www.toronto.ca/TWONTO#00302
| COL-PST-JIT-0005 | Power Indicating Transmitter | COL-PST |  | Meter |  | JIT | http://www.toronto.ca/TWONTO#00302
| COL-PSU-GA-0001 | Gauge, Discharge Pressure | COL-PSU-MISC |  | Meter |  | GA | http://www.toronto.ca/TWONTO#punol-kujib-zolom-dolav
| COL-PLB-FQ-0001 | Meter, Flow | COL-PLB-AUX-INST | Meter,Flow | Meter |  | FQ | http://www.toronto.ca/TWONTO#00369
56724 | FCL-ELS-PSHB-0100 | Switch,Pressure-High,Outdoor Main Substation,Transformer TR-0100 Relife Gas | FCL-ELS-TR-0100 | Switch,Pressure-High | Switch |  | PSHB | http://www.toronto.ca/TWONTO#00604 |  | Transformer,Power,Oil Filled,Outdoor Main Substation,27.6-4.16kV,10/13.3MVA
56722 | FCL-ELS-PSHA-0100 | Switch,Pressure-High,Outdoor Main Substation,Transformer TR-0100 Sudden Gas | FCL-ELS-TR-0100 | Switch,Pressure-High | Switch |  | PSHA | http://www.toronto.ca/TWONTO#00604 |  | Transformer,Power,Oil Filled,Outdoor Main Substation,27.6-4.16kV,10/13.3MVA
| COL-PSW-JIT-0002 | Power Monitoring Meter | COL-PSW-MCC-0195 | Meter | Meter |  | JIT | http://www.toronto.ca/TWONTO#00302
| COL-PWC-GA-0001 | Gauge, Discharge Pressure | COL-PWC-MISC |  | Meter |  | GA | http://www.toronto.ca/TWONTO#punol-kujib-zolom-dolav
| COL-PLB-FQ-0001 | Meter, Flow | COL-PLB-AUX-MECH | Meter,Flow | Meter |  | FQ | http://www.toronto.ca/TWONTO#00369
| COL-PMM-FQ-0001 | Meter, Flow | COL-PMM-MISC | Meter,Flow | Meter |  | FQ | http://www.toronto.ca/TWONTO#00369
| COL-PWR-JIT-0001 | Meter, Power Monitor 1, Hydro Metering Cabinet | COL-PWR-AUX-ELEC | Meter | Meter |  | JIT | http://www.toronto.ca/TWONTO#00302
| COL-PWR-JIT-0001 | Meter, Power Monitor 1, Hydro Metering Cabinet | COL-PWR-MCC-0100 | Meter | Meter |  | JIT | http://www.toronto.ca/TWONTO#00302
| COL-PWR-JIT-0002 | Meter, Power Monitor 2, Plant Power Quality | COL-PWR-AUX-ELEC | Meter | Meter |  | JIT | http://www.toronto.ca/TWONTO#00302
| COL-PWR-JIT-0002 | Meter, Power Monitor 2, Plant Power Quality | COL-PWR-MCC-0100 | Meter | Meter |  | JIT | http://www.toronto.ca/TWONTO#00302
| FN2271D | Flowmeter, Magnetic, Sludge Inlet Dig. 10 Raw Sldg Inlet | TAB-DIG-INQ-T9-12 | Meter,Flow,Magmeter | Meter |  |  | http://www.toronto.ca/TWONTO#00369
| FCL-ALM-FIR-0101 | Indicator, Flow, Recording, Skid 1 Process Variables, Dry Chemical Building, Alum Pump Room, ACP | FCL-ALM | Controller,Flow | Meter |  | FIR | http://www.toronto.ca/TWONTO#00255
| FCL-ALM-FIR-0201 | Indicator, Flow, Recording, Skid 2 Process Variables, Dry Chemical Building, Alum Pump Room, ACP | FCL-ALM | Controller,Flow | Meter |  | FIR | http://www.toronto.ca/TWONTO#00255
| FCL-ALM-FIR-0301 | Indicator, Flow, Recording, Skid 3 Process Variables, Dry Chemical Building, Alum Pump Room, ACP | FCL-ALM | Controller,Flow | Meter |  | FIR | http://www.toronto.ca/TWONTO#00255
| FCL-ALM-FIR-0301 | Indicator, Flow, Recording, Skid 3 Process Variables, Dry Chemical Building, Alum Pump Room, ACP | FCL-ALM-CP-0301 | Controller,Flow | Meter |  | FIR | http://www.toronto.ca/TWONTO#00255
| FCL-ALM-FIR-0301 | Indicator, Flow, Recording, Skid 3 Process Variables, Dry Chemical Building, Alum Pump Room, ACP | FCL-ALM-P-0301 | Controller,Flow | Meter |  | FIR | http://www.toronto.ca/TWONTO#00255
| FCL-ALM-FIR-0401 | Indicator, Flow, Recording, Skid 4 Process Variables, Dry Chemical Building, Alum Pump Room, ACP | FCL-ALM | Controller,Flow | Meter |  | FIR | http://www.toronto.ca/TWONTO#00255
| FCL-ALM-FIR-0401 | Indicator, Flow, Recording, Skid 4 Process Variables, Dry Chemical Building, Alum Pump Room, ACP | FCL-ALM-P-0401 | Controller,Flow | Meter |  | FIR | http://www.toronto.ca/TWONTO#00255
| FCL-AM-FIR-0101 | Indicator, Flow, Recording,Skid 1 Process Variables, Gaseous Chemical Building, Ammonia Machine Room, ACP | FCL-AM-CP-0101 | Meter | Meter |  | FIR | http://www.toronto.ca/TWONTO#00255
| FCL-AM-FIR-0101 | Indicator, Flow, Recording,Skid 1 Process Variables, Gaseous Chemical Building, Ammonia Machine Room, ACP | FCL-AM-P-0101 | Meter | Meter |  | FIR | http://www.toronto.ca/TWONTO#00255
| FCL-AM-FIR-0201 | Indicator, Flow, Recording, Skid 1 Process Variables, Gaseous Chemical Building, Ammonia Machine Room, ACP | FCL-AM | Meter | Meter |  | FIR | http://www.toronto.ca/TWONTO#00255
| FCL-AM-FIR-0201 | Indicator, Flow, Recording, Skid 1 Process Variables, Gaseous Chemical Building, Ammonia Machine Room, ACP | FCL-AM-CP-0201 | Meter | Meter |  | FIR | http://www.toronto.ca/TWONTO#00255
| FCL-AM-FIR-0201 | Indicator, Flow, Recording, Skid 1 Process Variables, Gaseous Chemical Building, Ammonia Machine Room, ACP | FCL-AM-P-0201 | Meter | Meter |  | FIR | http://www.toronto.ca/TWONTO#00255
| FCL-BFP-TESTKIT-0001 | Test Kit, Backflow Preventer Sr.No. 457813 | FCL-MCS | Meter,Flow | Meter |  | TESTKIT | http://www.toronto.ca/TWONTO#OWLClass_fivij-sibit-rikok-fapib
| FCL-DCL-AICR-0101 | Controller,Analyses,Indicator/Manual Setpoint,Recording,SO-0101, Panel CP-0003,Gaseous Chem. Building | FCL-DCL | Meter | Meter |  | AICR | http://www.toronto.ca/TWONTO#00614
| FCL-DCL-AICR-0201 | Controller,Analyses,Indicator/Manual Setpoint,Recording,SO-0201, Panel CP-0003,Gaseous Chem. Building | FCL-DCL | Meter | Meter |  | AICR | http://www.toronto.ca/TWONTO#00614
| FCL-DCL-AICR-0201 | Controller,Analyses,Indicator/Manual Setpoint,Recording,SO-0201, Panel CP-0003,Gaseous Chem. Building | FCL-DCL-SO-0201 | Meter | Meter |  | AICR | http://www.toronto.ca/TWONTO#00614
| FCL-DCL-AICR-0301 | Controller,Analyses,Indicator/Manual Setpoint,Recording,SO-0201, Panel CP-0003,Gaseous Chem. Building | FCL-CL-SCRUBBER | Meter | Meter |  | AICR | http://www.toronto.ca/TWONTO#00614
| FCL-DCL-AICR-0301 | Controller,Analyses,Indicator/Manual Setpoint,Recording,SO-0201, Panel CP-0003,Gaseous Chem. Building | FCL-DCL | Meter | Meter |  | AICR | http://www.toronto.ca/TWONTO#00614
| FCL-DCL-WSC-0201 | Weigh Scale, Sulpher Dioxide System | FCL-DCL | Weigh Scale | Meter |  | WSC | http://www.toronto.ca/TWONTO#00806
| FCL-DCL-WSC-0201 | Weigh Scale, Sulpher Dioxide System | FCL-DCL-SO-0201 | Weigh Scale | Meter |  | WSC | http://www.toronto.ca/TWONTO#00806
| FCL-DCL-WSC-0301 | Weigh Scale, Sulpher Dioxide System | FCL-DCL | Weigh Scale | Meter |  | WSC | http://www.toronto.ca/TWONTO#00806
| FCL-ELS-JIT-001D | Meter,Power Recording,Low Lift Bldg - Electrical Room,MCC-001D | FCL-ELS-MCC-001D | Meter,Power Recording | Meter |  | JIT | http://www.toronto.ca/TWONTO#00302
| FCL-ELS-JIT-001G | Meter,Power Recording,Gaseous Chemical Bldg - Electrical Room,MCC-001G | FCL-ELS-MCC-001G | Meter,Power Recording | Meter |  | JIT | http://www.toronto.ca/TWONTO#00302
| FCL-ELS-JIT-001H | Meter,Power Recording,High Lift Bldg - Switchgear Room,PDP-001H | FCL-ELS-PDP-001H | Meter,Power Recording | Meter |  | JIT | http://www.toronto.ca/TWONTO#00302
| FCL-ELS-JIT-002D | Meter,Power Recording,Low Lift Bldg - Electrical Room,MCC-002D | FCL-ELS-MCC-002D | Meter,Power Recording | Meter |  | JIT | http://www.toronto.ca/TWONTO#00302
| FCL-ELS-JIT-002F | Meter,Power Recording,High Lift Bldg - Electrical Room,MCC-002F | FCL-ELS-MCC-002F | Meter,Power Recording | Meter |  | JIT | http://www.toronto.ca/TWONTO#00302
| FCL-ELS-JIT-002H | Meter,Power Recording,High Lift Bldg - Switchgear Room,PDP-002H | FCL-ELS-PDP-002H | Meter,Power Recording | Meter |  | JIT | http://www.toronto.ca/TWONTO#00302
| FCL-ELS-JIT-003F | Meter,Power Recording,High Lift Bldg - Electrical Room,MCC-003F | FCL-ELS-MCC-003F | Meter,Power Recording | Meter |  | JIT | http://www.toronto.ca/TWONTO#00302
| FCL-ELS-JIT-003G | Meter,Power Recording,Gaseous Chemical Bldg - Electrical Room,MCC-003G | FCL-ELS-MCC-003G | Meter,Power Recording | Meter |  | JIT | http://www.toronto.ca/TWONTO#00302
| FCL-ELS-JIT-0102-SUS | Meter, Power Quality Meter, MCC-0612, Electrical Switchgear Room | FCL-ELS-PS-0001 | Meter | Meter | 36499 | JIT | x
| FCL-ELS-JIT-0104-SUS | Meter, Power Quality Meter, Dehumidifier, Filter Building, Electrical Switchgear Room | FCL-ELS-PS-0001 | Meter | Meter | 36501 | JIT | x
| FCL-ELS-JIT-0105-SUS | Meter, Power Quality Meter, MCC-0801, Electrical Switchgear Room | FCL-ELS-PS-0001 | Meter | Meter | 36502 | JIT | x
| FCL-ELS-JIT-0105-SUS | Meter, Power Quality Meter, MCC-0801, Electrical Switchgear Room | FCL-SUSPENDED | Meter | Meter | 36502 | JIT | x
| FCL-ELS-JIT-0106-SUS | Meter, Power Quality Meter, TR-0901B Switchgear Room | FCL-ELS-PS-0001 | Meter | Meter | 36503 | JIT | x
| FCL-ELS-JIT-0108-SUS | Meter, Power Quality Meter, MCC-1101B, Electrical Switchgear Room | FCL-SUSPENDED | Meter | Meter | 36505 | JIT | x
| FCL-ELS-JIT-0110-SUS | Meter, Power Quality Meter, MCC-1101A, Electrical Switchgear Room | FCL-ELS-PS-0001 | Meter | Meter | 36507 | JIT | x
| FCL-ELS-JIT-0110-SUS | Meter, Power Quality Meter, MCC-1101A, Electrical Switchgear Room | FCL-SUSPENDED | Meter | Meter | 36507 | JIT | x
| FCL-ELS-JIT-0111-SUS | Meter, Power Quality Meter, TR-1001A, Switchgear Room | FCL-ELS-PS-0001 | Meter | Meter | 36508 | JIT | x
| FCL-ELS-JIT-0111-SUS | Meter, Power Quality Meter, TR-1001A, Switchgear Room | FCL-SUSPENDED | Meter | Meter | 36508 | JIT | x
| FCL-ELS-JIT-0112-SUS | Meter, Power Quality Meter, MCC-0612, Electrical Switchgear Room | FCL-ELS-PS-0001 | Meter | Meter | 36510 | JIT | x
| FCL-ELS-JIT-0113-SUS | Meter, Power Quality Meter, MCC-0701, Electrical Switchgear Room | FCL-ELS-PS-0001 | Meter | Meter | 36511 | JIT | x
| FCL-ELS-JIT-0113-SUS | Meter, Power Quality Meter, MCC-0701, Electrical Switchgear Room | FCL-SUSPENDED | Meter | Meter | 36511 | JIT | x
| FCL-ELS-JIT-0114-SUS | Meter, Power Quality Meter, MCC-0701, Electrical Switchgear Room | FCL-ELS-PS-0001 | Meter | Meter | 36512 | JIT | x
| FCL-ELS-JIT-0114-SUS | Meter, Power Quality Meter, MCC-0701, Electrical Switchgear Room | FCL-SUSPENDED | Meter | Meter | 36512 | JIT | x
| FCL-ELS-JIT-01CF | Meter,Power Recording,Centrifuge Bldg - Electrical Room,MCC-01CF | FCL-ELS-MCC-01CF | Meter,Power Recording | Meter |  | JIT | http://www.toronto.ca/TWONTO#00302
| FCL-ELS-JIT-0200 | Meter,Power Recording,High Lift Bldg - Switchgear Room,MCC-0200 | FCL-ELS-MCC-0200 | Meter,Power Recording | Meter |  | JIT | http://www.toronto.ca/TWONTO#00302
| FCL-ELS-JIT-02CF | Meter,Power Recording,Centrifuge Bldg - Electrical Room,MCC-02CF | FCL-ELS-MCC-02CF | Meter,Power Recording | Meter |  | JIT | http://www.toronto.ca/TWONTO#00302
| FCL-ELS-JIT-0300 | Meter,Power Recording,High Lift Bldg - Switchgear Room,MCC-0300 | FCL-ELS-MCC-0300 | Meter,Power Recording | Meter |  | JIT | http://www.toronto.ca/TWONTO#00302
| FCL-ELS-JIT-0400 | Meter,Power Recording,Low Lift Bldg - Electrical Room,MCC-0400 | FCL-ELS-MCC-0400 | Meter,Power Recording | Meter |  | JIT | http://www.toronto.ca/TWONTO#00302
| FCL-ELS-JIT-0500 | Meter,Power Recording,Low Lift Bldg - Electrical Room,MCC-0500 | FCL-ELS-MCC-0500 | Meter,Power Recording | Meter |  | JIT | http://www.toronto.ca/TWONTO#00302
| FCL-ELS-JRT-0101-SUS | Relay, Protective, Feeder Management Relay, Main Incoming Feeder 2, Switchgear Room | FCL-ELS-INQ | Relay,Protective | Meter | 36513 | JRT | x
| FCL-ELS-JRT-0101-SUS | Relay, Protective, Feeder Management Relay, Main Incoming Feeder 2, Switchgear Room | FCL-SUSPENDED | Relay,Protective | Meter | 36513 | JRT | x
| FCL-ELS-JRT-0102-SUS | Relay, Protective, Feeder Management Relay, Main Incoming Feeder 1, Switchgear Room | FCL-SUSPENDED | Relay,Protective | Meter | 36514 | JRT | x
| FCL-ELS-JRT-0105-SUS | Relay, Protective, Transformer Management Relay, TR-0301, Switchgear Room | FCL-ELS-INQ | Relay,Protective | Meter | 36518 | JRT | x
| FCL-ELS-JRT-0201-SUS | Relay, Protective, Feeder Management Relay, ELS-SWG-0102, Switchgear Room | FCL-ELS-INQ | Relay,Protective | Meter | 36520 | JRT | x
| FCL-ELS-JRT-0202-SUS | Relay, Protective, Feeder Management Relay, ELS-SWG-0302, Switchgear Room | FCL-ELS-INQ | Relay,Protective | Meter | 36521 | JRT | x
| FCL-ELS-JRT-0301-SUS | Relay, Protective, Feeder Management Relay, ELS-SWG-0104, Switchgear Room | FCL-ELS-INQ | Relay,Protective | Meter | 36523 | JRT | x
| FCL-ELS-JRT-0301-SUS | Relay, Protective, Feeder Management Relay, ELS-SWG-0104, Switchgear Room | FCL-SUSPENDED | Relay,Protective | Meter | 36523 | JRT | x
| FCL-ELS-JRT-0302-SUS | Relay, Protective, Feeder Management Relay, ELS-SWG-0101, Switchgear Room | FCL-ELS-INQ | Relay,Protective | Meter | 36524 | JRT | x
| FCL-ELS-JRT-0303-SUS | Relay, Protective, Feeder Management Relay, ELS-SWG-0301, Switchgear Room | FCL-ELS-INQ | Relay,Protective | Meter | 36525 | JRT | x
| FCL-ELS-JRT-0303-SUS | Relay, Protective, Feeder Management Relay, ELS-SWG-0301, Switchgear Room | FCL-SUSPENDED | Relay,Protective | Meter | 36525 | JRT | x
| FCL-ELS-JRT-0304-SUS | Relay, Protective, Feeder Management Relay, ELS-SWG-0217, Switchgear Room | FCL-ELS-INQ | Relay,Protective | Meter | 36526 | JRT | x
| FCL-ELS-JRT-0304-SUS | Relay, Protective, Feeder Management Relay, ELS-SWG-0217, Switchgear Room | FCL-SUSPENDED | Relay,Protective | Meter | 36526 | JRT | x
| FCL-ELS-JRT-0305-SUS | Relay, Protective, Feeder Management Relay, ELS-SWG-0214, Switchgear Room | FCL-SUSPENDED | Relay,Protective | Meter | 36527 | JRT | x
| FN2272D | Flowmeter, Magnetic, Sludge Inlet Dig. 11 Raw Sldg Inlet | TAB-DIG-INQ-T5-8 | Meter,Flow,Magmeter | Meter |  |  | http://www.toronto.ca/TWONTO#00369
| FCL-FL-FIR-0101 | Indicator,Flow,Recording,Skid 1 Process Variables,Gaseous Chemical Building,Fluoride Machine Room | FCL-FL-CP-0101 | Controller,Flow | Meter |  | FIR | http://www.toronto.ca/TWONTO#00255
| FCL-FL-FIR-0201 | Indicator,Flow,Recording,Skid 1 Process Variables,Gaseous Chemical Building,Fluoride Machine Room | FCL-FL | Controller,Flow | Meter |  | FIR | http://www.toronto.ca/TWONTO#00255
| FCL-POL-FIT-4112 | Transmitter, Flow, Magnetic, RMF Polymer Feed to Thickener #1, Centrifuge Building Polymer Room | FCL-WWW-POL | Meter,Flow,Magmeter | Meter |  | FIT | http://www.toronto.ca/TWONTO#00369
| FCL-POL-FIT-4132 | Transmitter, Flow, Magnetic, RMF Polymer Feed to Thickener #2, Centrifuge Building Polymer Room | FCL-WWW-POL | Meter,Flow,Magmeter | Meter |  | FIT | http://www.toronto.ca/TWONTO#00369
| FCL-POL-FIT-4232 | Transmitter, Flow, Magnetic, RMF Polymer Feed to Centrifuge #2, Centrifuge Building Polymer Room | FCL-WWW-POL | Meter,Flow,Magmeter | Meter |  | FIT | http://www.toronto.ca/TWONTO#00369
| FN2272D | Flowmeter, Magnetic, Sludge Inlet Dig. 11 Raw Sldg Inlet | TAB-DIG-INQ-T9-12 | Meter,Flow,Magmeter | Meter |  |  | http://www.toronto.ca/TWONTO#00369
| FCL-PWA-METR-0001(S) | Test Kit, Backflow Preventer | FCL-MCS | Meter,Flow | Meter | 35124 | METR | x
| FCL-PWA-METR-0001(S) | Test Kit, Backflow Preventer | FCL-SUSPENDED | Meter,Flow | Meter | 35124 | METR | x
| FCL-PWA-METR-0001S | Test Kit, Backflow Preventer | FCL-SUSPENDED | Meter,Flow | Meter | 34185 | METR | x
| FN2273D | Flowmeter, Magnetic, Sludge Inlet Dig. 12 Raw Sldg Inlet | TAB-DIG-INQ-T9-12 | Meter,Flow,Magmeter | Meter |  |  | http://www.toronto.ca/TWONTO#00369
| FN2270D | Flowmeter, Magnetic, Sludge Inlet Dig. 9 Raw Sldg Inlet | TAB-DIG-INQ-T9-12 | Meter,Flow,Magmeter | Meter |  |  | http://www.toronto.ca/TWONTO#00369
| FN2270D | Flowmeter, Magnetic, Sludge Inlet Dig. 9 Raw Sldg Inlet | TAB-DIG-INQ-T5-8 | Meter,Flow,Magmeter | Meter |  |  | http://www.toronto.ca/TWONTO#00369
| COL-BDC-JIT-0001 | Meter, Power Indicating Transmitter | COL-BDC-MISC | Meter | Meter |  | JIT | http://www.toronto.ca/TWONTO#00302
| COL-BEB-JIT-0001 | Meter, Power Indicating Transmitter | COL-BEB | Meter | Meter |  | JIT | http://www.toronto.ca/TWONTO#00302
| FCL-WWW-FIT-1101 | Transmitter, Flow, Magnetic, RMF North Meter Chamber | FCL-WWW-T-1100 | Meter,Flow,Magmeter | Meter |  | FIT | http://www.toronto.ca/TWONTO#00369
| FCL-WWW-FIT-3051 | Transmitter, Flow, Magnetic, RMF Sludge Sump Service Platform North | FCL-WWW-T-3000 | Meter,Flow,Magmeter | Meter |  | FIT | http://www.toronto.ca/TWONTO#00369
| FCL-WWW-FIT-5101 | Transmitter, Flow, Magnetic, RMF Centrifuge Feed 5101 | FCL-WWW-P-5101 | Meter,Flow,Magmeter | Meter |  | FIT | http://www.toronto.ca/TWONTO#00369
| FCL-WWW-FIT-5301 | Transmitter, Flow, Magnetic, RMF Centrifuge Feed 5301 | FCL-WWW-P-5301 | Meter,Flow,Magmeter | Meter |  | FIT | http://www.toronto.ca/TWONTO#00369
| FCL-WWW-FIT-5301 | Transmitter, Flow, Magnetic, RMF Centrifuge Feed 5301 | FCL-WWW-SAMP | Meter,Flow,Magmeter | Meter |  | FIT | http://www.toronto.ca/TWONTO#00369
| COL-PSW-FQ-0001 | Meter, Flow | COL-PSW | Meter,Flow | Meter |  | FQ | http://www.toronto.ca/TWONTO#00369
| COL-PWN-FQ-0001 | Meter, Flow | COL-PWN | Meter,Flow | Meter |  | FQ | http://www.toronto.ca/TWONTO#00369
| COL-PBG-GA-0001 | Gauge, Discharge Pressure | COL-PBG-MISC |  | Meter |  | GA | http://www.toronto.ca/TWONTO#punol-kujib-zolom-dolav
| COL-PBR-GA-0001 | Gauge, Discharge Pressure | COL-PBR-MISC |  | Meter |  | GA | http://www.toronto.ca/TWONTO#punol-kujib-zolom-dolav
| FHA-FLT-PDIT-0201 | Transmitter, Pressure Differential, Head Loss, Filter F-0201, Filter Building West | FHA-FLT-F-0201 | Transmitter,Pressure | Meter |  | PDIT | http://www.toronto.ca/TWONTO#00605
| FHA-FLT-PDIT-0401 | Transmitter, Pressure Differential, Head Loss, Filter F-0401, Filter Building West | FHA-FLT-F-0401 | Transmitter,Pressure | Meter |  | PDIT | http://www.toronto.ca/TWONTO#00605
| FHA-FLT-PDIT-0701 | Transmitter, Pressure Differential, Head Loss, Filter F-0701, Filter Building West | FHA-FLT-F-0701 | Transmitter,Pressure | Meter |  | PDIT | http://www.toronto.ca/TWONTO#00605
| FHA-FLT-PDIT-0801 | Transmitter, Pressure Differential, Head Loss, Filter F-0801, Filter Building West | FHA-FLT-F-0801 | Transmitter,Pressure | Meter |  | PDIT | http://www.toronto.ca/TWONTO#00605
| FHA-FLT-PDIT-1101 | Transmitter, Pressure Differential, Head Loss, Filter F-1101, Filter Building West | FHA-FLT-F-1101 | Transmitter,Pressure | Meter |  | PDIT | http://www.toronto.ca/TWONTO#00605
| FHA-FLT-PDIT-2001 | Transmitter, Pressure Differential, Head Loss, Filter F-2001, Filter Building West | FHA-FLT-F-2001 | Transmitter,Pressure | Meter |  | PDIT | http://www.toronto.ca/TWONTO#00605
| FHA-PWA-METR-0002 | Test Kit, Backflow Preventer (Backup Kit) TK-99E Ser# 126017 | FHA-MCS-PWA | Meter,Flow | Meter |  | METR | http://www.toronto.ca/TWONTO#OWLClass_fivij-sibit-rikok-fapib
| COL-PWN-FQ-0001 | Meter, Flow | COL-PWN-MISC | Meter,Flow | Meter |  | FQ | http://www.toronto.ca/TWONTO#00369
56725 | FCL-ELS-PSHB-0200 | Switch,Pressure-High,Outdoor Main Substation,Transformer TR-0200 Relife Gas | FCL-ELS-TR-0200 | Switch,Pressure-High | Switch |  | PSHB | http://www.toronto.ca/TWONTO#00604 |  | Transformer,Power,Oil Filled,Outdoor Main Substation,27.6-4.16kV,10/13.3MVA
56723 | FCL-ELS-PSHA-0200 | Switch,Pressure-High,Outdoor Main Substation,Transformer TR-0200 Sudden Gas | FCL-ELS-TR-0200 | Switch,Pressure-High | Switch |  | PSHA | http://www.toronto.ca/TWONTO#00604 |  | Transformer,Power,Oil Filled,Outdoor Main Substation,27.6-4.16kV,10/13.3MVA
86566 | WTR-PKL-PSL-0003 | Switch,Pressure-Low,Main 194 to District 6 | WTR-PKL-TRW | Switch,Pressure-Low | Switch |  | PSL | http://www.toronto.ca/TWONTO#00604 |  | Treated Water (Transmission)
12855 | FCL-ELS-TSHB-0100 | Switch,Temperature-High,Outdoor Main Substation,Transformer TR-0100 Oil | FCL-ELS-TR-0100 | Switch,Temperature-High | Switch |  | TSHB | http://www.toronto.ca/TWONTO#00734 |  | Transformer,Power,Oil Filled,Outdoor Main Substation,27.6-4.16kV,10/13.3MVA
12853 | FCL-ELS-TSHA-0100 | Switch,Temperature-High,Outdoor Main Substation,Transformer TR-0100 Winding | FCL-ELS-TR-0100 | Switch,Temperature-High | Switch |  | TSHA | http://www.toronto.ca/TWONTO#00734 |  | Transformer,Power,Oil Filled,Outdoor Main Substation,27.6-4.16kV,10/13.3MVA
| COL-PFB-GA-0001 | Gauge, Discharge Pressure | COL-PFB-MISC |  | Meter |  | GA | http://www.toronto.ca/TWONTO#punol-kujib-zolom-dolav
| COL-PHB-JIT-0001 | Meter, Power Indicating Transmitter | COL-PHB | Meter | Meter |  | JIT | http://www.toronto.ca/TWONTO#00302
| FHO-LAB-ANL-0009 | DigitalThermometer (For Reference Only) | FHO-AUX | Meter,Temperature | Meter |  | ANL | http://www.toronto.ca/TWONTO#00735
| FHO-LAB-ANL-0018 | Oxidation Reduction Potential Meter (Hach) -ORP meter | FHO-AUX | Analyzer,ORP | Meter |  | ANL | http://www.toronto.ca/TWONTO#00115
| FHO-AUX-ANL-0016 | Ozone calibration unit - Sr # 001016 | FHO-AUX | Analyzer,PH | Meter |  | ANL | http://www.toronto.ca/TWONTO#00390
| COL-PKG-GA-0001 | Gauge, Discharge Pressure | COL-PKG-MISC |  | Meter |  | GA | http://www.toronto.ca/TWONTO#punol-kujib-zolom-dolav
| COL-PKP-GA-0001 | Gauge, Discharge Pressure | COL-PKP |  | Meter |  | GA | http://www.toronto.ca/TWONTO#punol-kujib-zolom-dolav
| COL-PKP-GA-0001 | Gauge, Discharge Pressure | COL-PKP-MISC |  | Meter |  | GA | http://www.toronto.ca/TWONTO#punol-kujib-zolom-dolav
| COL-PKP-JIT-0001 | Meter, Power Indicating Transmitter | COL-PKP | Meter | Meter |  | JIT | http://www.toronto.ca/TWONTO#00302
| COL-PBG-FQ-0001 | Meter, Flow | COL-PBG | Meter,Flow | Meter |  | FQ | http://www.toronto.ca/TWONTO#00369
| COL-PLB-JIT-0002 | Meter, Power Indicating Transmitter | COL-PLB-AUX-MECH | Meter | Meter |  | JIT | http://www.toronto.ca/TWONTO#00302
| FHO-ELS-JIT-0510 | Meter, Power Monitoring, MCC-0510, Filter Building(1-8), S2, Electrical Room | FHO-ELS-MCC-0510 |  | Meter |  | JIT | http://www.toronto.ca/TWONTO#00302
59331 | FCL-ELS-TSHB-0200 | Switch,Temperature-High,Outdoor Main Substation,Transformer TR-0200 Oil | FCL-ELS-TR-0200 | Switch,Temperature-High | Switch |  | TSHB | http://www.toronto.ca/TWONTO#00734 |  | Transformer,Power,Oil Filled,Outdoor Main Substation,27.6-4.16kV,10/13.3MVA
12854 | FCL-ELS-TSHA-0200 | Switch,Temperature-High,Outdoor Main Substation,Transformer TR-0200 Winding | FCL-ELS-TR-0200 | Switch,Temperature-High | Switch |  | TSHA | http://www.toronto.ca/TWONTO#00734 |  | Transformer,Power,Oil Filled,Outdoor Main Substation,27.6-4.16kV,10/13.3MVA
144648 | WTR-PJS-T-0101 | Tank, (Surge), Spadina Main | WTR-PJS-TRW | Tank | Tank |  | T | http://www.toronto.ca/TWONTO#00629 |  | Treated Water (Transmission)
117592 | TAB-SA-T-1200 | Tank, Air, Receiver, Auxiliary Systems Building, Main Floor | TAB-SA-D-0900 | Tank | Tank |  | T | http://www.toronto.ca/TWONTO#00606 |  | Dryer, Chemical, Package, Auxiliary Systems Building, Main Floor
117591 | TAB-SA-T-1100 | Tank, Air, Receiver, Auxiliary Systems Building, Main Floor | TAB-SA-D-0800 | Tank | Tank |  | T | http://www.toronto.ca/TWONTO#00606 |  | Dryer, Chemical, Package, Auxiliary Systems Building, Main Floor
53211 | TAB-SA-T-1400 | Tank, Air, Receiver, Auxiliary Systems Building, Main Floor | TAB-SA-D-0800 | Tank | Tank |  | T | http://www.toronto.ca/TWONTO#00606 |  | Dryer, Chemical, Package, Auxiliary Systems Building, Main Floor
117593 | TAB-SA-T-1300 | Tank, Air, Receiver, Auxiliary Systems Building, Main Floor | TAB-SA-D-1000 | Tank | Tank |  | T | http://www.toronto.ca/TWONTO#00606 |  | Dryer, Chemical, Package, Auxiliary Systems Building, Main Floor
107556 | TAB-ACC-T-8801 | Tank, Condensation, Main | TAB-HRS-P-DEA | Tank | Tank |  | T | http://www.toronto.ca/TWONTO#00606 |  | Deaerator Equipment/ Cndensation ,
28595 | FIS-DEW-T-0005 | Tank, Dewatering Chamber, Filter Building Sub Basement, Main Sump Pit Area | FIS-DEW |  | Tank |  | T | http://www.toronto.ca/TWONTO#00708 |  | Dewatering & Drainage
96524 | FIS-DEW-T-0006 | Tank, Dewatering Chamber, Main Sump Pit Area, Admin Bldg Entrance | FIS-DEW |  | Tank |  | T | http://www.toronto.ca/TWONTO#00708 |  | Dewatering & Drainage
96523 | FIS-DEW-T-0004 | Tank, Dewatering, Maintenance Hole No.5, Flow Metering Building | FIS-DEW |  | Tank |  | T | http://www.toronto.ca/TWONTO#00708 |  | Dewatering & Drainage
130473 | THR-ACC-T-0902 | Tank, Glycol Heating Expansion, New Maintenance Building | THR-ACC-T-0901 | Tank | Tank |  | T | http://www.toronto.ca/TWONTO#00325 |  | Tank, Glycol Heating Skid, New Maintenance Building
130463 | THR-ACC-T-0601 | Tank, Glycol Heating Package, T-23, East Maintenance, Gallery Ventilation, Zone 3A | THR-ACC-AHU-0756 | Tank | Tank |  | T | http://www.toronto.ca/TWONTO#00211 |  | Air Handling Unit, Blow Thru, East Maintenance Bldg, Gallery Ventilation, Zone 3A
68489 | THR-ACC-T-0601 | Tank, Glycol Heating Package, T-23, East Maintenance, Gallery Ventilation, Zone 3A | THR-ACC-AHU | Tank | Tank |  | T | http://www.toronto.ca/TWONTO#00211 |  | Air Conditioning, Air Handling Unit, Gallery Ventilation
130464 | THR-ACC-T-0601 | Tank, Glycol Heating Package, T-23, East Maintenance, Gallery Ventilation, Zone 3A | THR-ACC-T&G | Tank | Tank |  | T | http://www.toronto.ca/TWONTO#00211 |  | Air Conditioning, AHU, HVAC, Tunnels & Galleries
68490 | THR-ACC-T-0601 | Tank, Glycol Heating Package, T-23, East Maintenance, Gallery Ventilation, Zone 3A | THR-ACC-T | Tank | Tank |  | T | http://www.toronto.ca/TWONTO#00211 |  | Air Conditioning, Glycol Heating Packages
68498 | THR-ACC-T-0901 | Tank, Glycol Heating Skid, New Maintenance Building | THR-ACC-T | Tank | Tank |  | T | http://www.toronto.ca/TWONTO#00211 |  | Air Conditioning, Glycol Heating Packages
| FHO-ELS-JIT-1110 | Meter, Power Monitoring, MCC-1110, Ozone Building, Electrical Room | FHO-ELS-INQ |  | Meter |  | JIT | http://www.toronto.ca/TWONTO#00302
| FHO-ELS-JIT-1120 | Meter, Power Monitoring, MCC-1120, Ozone Building, Electrical Room | FHO-ELS-INQ |  | Meter |  | JIT | http://www.toronto.ca/TWONTO#00302
| FHO-ELS-JIT-1150 | Meter, Power Monitoring, Ozone Power Supply Unit PS-1150, Ozone Building, Electrical Room | FHO-DOZ-PS-1150 |  | Meter |  | JIT | http://www.toronto.ca/TWONTO#00302
| FHO-ELS-JIT-1250 | Meter, Power Monitoring, Ozone Power Supply Unit PS-1250, Ozone Building, Electrical Room | FHO-DOZ-PS-1250 |  | Meter |  | JIT | http://www.toronto.ca/TWONTO#00302
| COL-PMD-GA-0001 | Gauge, Discharge Pressure | COL-PMD |  | Meter |  | GA | http://www.toronto.ca/TWONTO#punol-kujib-zolom-dolav
| COL-PMD-GA-0001 | Gauge, Discharge Pressure | COL-PMD-MISC |  | Meter |  | GA | http://www.toronto.ca/TWONTO#punol-kujib-zolom-dolav
| COL-PMM-FE-0104 | Flow Element | COL-PMM-MISC | Meter,Flow | Meter |  | FE | http://www.toronto.ca/TWONTO#00366
| COL-PBG-FQ-0001 | Meter, Flow | COL-PBG-MISC | Meter,Flow | Meter |  | FQ | http://www.toronto.ca/TWONTO#00369
| FN2209D | Flowmeter, Raw Sludge, Tank #8 Sludge Line | TAB-PRM-INQ-P | Meter,Flow | Meter |  |  | http://www.toronto.ca/TWONTO#00369
| COL-PMM-INLET FLOW | Inlet Flow Meter | COL-PMM | Meter,Flow | Meter |  |  | http://www.toronto.ca/TWONTO#00369
| COL-PLB-FQ-0001 | Meter, Flow | COL-PLB | Meter,Flow | Meter |  | FQ | http://www.toronto.ca/TWONTO#00369
134027 | THR-DIS-T-0100 | Tank, Hot water, Washroom, Disinfection Building Main Floor | THR-DIS | Tank | Tank |  | T | http://www.toronto.ca/TWONTO#00427 |  | Disinfection
53209 | TAB-SA-T-0901 | Tank, Intermediate Air Receiver, Auxiliary Systems Building, Main Floor | TAB-SA-C-0100 | Tank | Tank |  | T | http://www.toronto.ca/TWONTO#00606 |  | Air Compressor, Auxiliary Systems Building, Main Floor
117589 | TAB-SA-T-0801 | Tank, Intermediate Air Receiver, Auxiliary Systems Building, Main Floor | TAB-SA-C-0100 | Tank | Tank |  | T | http://www.toronto.ca/TWONTO#00606 |  | Air Compressor, Auxiliary Systems Building, Main Floor
53210 | TAB-SA-T-1001 | Tank, Intermediate Air Receiver, Auxiliary Systems Building, Main Floor | TAB-SA-C-0100 | Tank | Tank |  | T | http://www.toronto.ca/TWONTO#00606 |  | Air Compressor, Auxiliary Systems Building, Main Floor
| COL-POM-JIT-0001 | Meter, Power Indicating Transmitter | COL-POM-MISC | Meter | Meter |  | JIT | http://www.toronto.ca/TWONTO#00302
| COL-PQW-JIT-0001 | Meter, Power Indicating Transmitter | COL-PQW | Meter | Meter |  | JIT | http://www.toronto.ca/TWONTO#00302
| COL-PRR-GA-0001 | Gauge, Discharge Pressure | COL-PRR-MISC |  | Meter |  | GA | http://www.toronto.ca/TWONTO#punol-kujib-zolom-dolav
| FHO-AUX-ANL-0017 | Ozone calibration unit -Sr # 0539 | FHO-AUX | Analyzer,PH | Meter |  | ANL | http://www.toronto.ca/TWONTO#00390
| FHO-AUX-ANL-0017SUSP | Ozone calibration unit -Sr # G-001004 | FHO-SUSPENDED | Analyzer,PH | Meter | 46313 | ANL | x
| FHO-AUX-ANL-0017SUSP | Ozone calibration unit -Sr # G-001004 | FHO-AUX | Analyzer,PH | Meter | 46313 | ANL | x
| COL-PMM-FQ-0001 | Meter, Flow | COL-PMM | Meter,Flow | Meter |  | FQ | http://www.toronto.ca/TWONTO#00369
| COL-PSW-FQ-0001 | Meter, Flow | COL-PSW-MISC | Meter,Flow | Meter |  | FQ | http://www.toronto.ca/TWONTO#00369
| COL-PSD-GA-0001 | Gauge, Discharge Pressure | COL-PSD-MISC |  | Meter |  | GA | http://www.toronto.ca/TWONTO#punol-kujib-zolom-dolav
| COL-PSD-JIT-0001 | Power Indicating Transmitter | COL-PSD-MISC |  | Meter |  | JIT | http://www.toronto.ca/TWONTO#00302
| COL-PSD-JIT-0002 | Power Indicating Transmitter | COL-PSD-MISC |  | Meter |  | JIT | http://www.toronto.ca/TWONTO#00302
| COL-PSD-JIT-0003 | Power Indicating Transmitter | COL-PSD |  | Meter |  | JIT | http://www.toronto.ca/TWONTO#00302
| COL-PSD-JIT-0003 | Power Indicating Transmitter | COL-PSD-MISC |  | Meter |  | JIT | http://www.toronto.ca/TWONTO#00302
| COL-PSD-JIT-0004 | Power Indicating Transmitter | COL-PSD |  | Meter |  | JIT | http://www.toronto.ca/TWONTO#00302
| COL-PSD-JIT-0005 | Power Indicating Transmitter | COL-PSD |  | Meter |  | JIT | http://www.toronto.ca/TWONTO#00302
| FHO-SBS-FIR-0301 | Indicator, Flow, Recording, Skid #3 Process Variables, Chemical Building, S4, SBS Pump Room, CP-0301 | FHO-SBS-P-0301 |  | Meter |  | FIR | http://www.toronto.ca/TWONTO#00255
| FHO-SBS-FIR-0401 | Indicator, Flow, Recording, Skid #4 Process Variables, Chemical Building, S4, SBS Pump Room, CP-0401 | FHO-SBS-P-0401 |  | Meter |  | FIR | http://www.toronto.ca/TWONTO#00255
| FHO-SBS-FIR-0501 | Indicator, Flow, Recording, Skid #5 Process Variables, Chemical Building, S4, SBS Pump Room, CP-0501 | FHO-SBS-P-0501 |  | Meter |  | FIR | http://www.toronto.ca/TWONTO#00255
| FHO-SBS-FIR-0701 | Indicator, Flow, Recording, Skid #7 Process Variables, Chemical Building, S4, SBS Pump Room, CP-0701 | FHO-SBS-P-0701 |  | Meter |  | FIR | http://www.toronto.ca/TWONTO#00255
| FHO-SBS-FIR-0801 | Indicator, Flow, Recording, Skid #8 Process Variables, Chemical Building, S4, SBS Pump Room, CP-0801 | FHO-SBS-P-0801 |  | Meter |  | FIR | http://www.toronto.ca/TWONTO#00255
| COL-PSM-GA-0001 | Gauge, Discharge Pressure | COL-PSM |  | Meter |  | GA | http://www.toronto.ca/TWONTO#punol-kujib-zolom-dolav
| COL-PSM-GA-0001 | Gauge, Discharge Pressure | COL-PSM-MISC |  | Meter |  | GA | http://www.toronto.ca/TWONTO#punol-kujib-zolom-dolav
| COL-PSS-GA-0001 | Gauge, Discharge Pressure | COL-PSS-MISC |  | Meter |  | GA | http://www.toronto.ca/TWONTO#punol-kujib-zolom-dolav
| COL-PST-JIT-0001 | Power Indicating Transmitter | COL-PST |  | Meter |  | JIT | http://www.toronto.ca/TWONTO#00302
| COL-PST-JIT-0002 | Power Indicating Transmitter | COL-PST |  | Meter |  | JIT | http://www.toronto.ca/TWONTO#00302
| COL-PST-JIT-0003 | Power Indicating Transmitter | COL-PST |  | Meter |  | JIT | http://www.toronto.ca/TWONTO#00302
| COL-PST-JIT-0003 | Power Indicating Transmitter | COL-PST-MISC |  | Meter |  | JIT | http://www.toronto.ca/TWONTO#00302
| COL-PST-JIT-0004 | Power Indicating Transmitter | COL-PST |  | Meter |  | JIT | http://www.toronto.ca/TWONTO#00302
| COL-PST-JIT-0004 | Power Indicating Transmitter | COL-PST-MISC |  | Meter |  | JIT | http://www.toronto.ca/TWONTO#00302
| COL-PST-JIT-0005 | Power Indicating Transmitter | COL-PST-MISC |  | Meter |  | JIT | http://www.toronto.ca/TWONTO#00302
| COL-PNT-FQ-0001 | Meter, Flow City Water | COL-PNT | Meter,Flow | Meter |  | FQ | http://www.toronto.ca/TWONTO#00369
68493 | THR-ACC-T-0711 | Tank, Makeup, Glycol Skid, Compressor Bldg Main Floor, Glycol System | THR-ACC-T-0710 | Tank | Tank |  | T | http://www.toronto.ca/TWONTO#00211 |  | Tank, Makeup, Glycol Skid, Compressor Bldg Main Floor, Glycol System
| COL-PSW-TIT-0001 | Transmitter, Temprature | COL-PSW | Meter | Meter |  | TIT | http://www.toronto.ca/TWONTO#00735
| COL-PVM-GA-0001 | Gauge, Discharge Pressure | COL-PVM-MISC |  | Meter |  | GA | http://www.toronto.ca/TWONTO#punol-kujib-zolom-dolav
| COL-PMM-INLET FLOW | Inlet Flow Meter | COL-PMM-MISC | Meter,Flow | Meter |  |  | http://www.toronto.ca/TWONTO#00369
| FIS-BW-AIT-0002-SUS | Surface Wash Flow Meter | FIS-SUSPENDED | Meter,Flow | Meter | 38153 | AIT | x
| COL-PWN-JIT-0001 | Meter, Power Indicating Transmitter | COL-PWN | Meter | Meter |  | JIT | http://www.toronto.ca/TWONTO#00302
| COL-PWN-JIT-0001 | Meter, Power Indicating Transmitter | COL-PWN-MISC | Meter | Meter |  | JIT | http://www.toronto.ca/TWONTO#00302
| COL-PNT-FQ-0001 | Meter, Flow City Water | COL-PNT-MISC | Meter,Flow | Meter |  | FQ | http://www.toronto.ca/TWONTO#00369
| THC-CW-FQ-0101 | Meter, Flow, Potable Water, Building H | THC-PWA-POTAB METER | Meter,Flow | Meter | 33113 | FQ | x
| THC-CW-FQ-0101 | Meter, Flow, Potable Water, Building H | THC-SUSPENDED | Meter,Flow | Meter | 33113 | FQ | x
| FIS-GRK-AM-0001 | Weather Station | FIS-GRK |  | Meter |  | AM | http://www.toronto.ca/TWONTO#00805
| FIS-GRK-AM-0001 | Weather Station | FIS-GRK-0001 |  | Meter |  | AM | http://www.toronto.ca/TWONTO#00805
| COL-PWR-JIT-0001 | Meter, Power Monitor 1, Hydro Metering Cabinet | COL-PWR | Meter | Meter |  | JIT | http://www.toronto.ca/TWONTO#00302
| COL-PWR-JIT-0001 | Meter, Power Monitor 1, Hydro Metering Cabinet | COL-PWR-MISC | Meter | Meter |  | JIT | http://www.toronto.ca/TWONTO#00302
| FIS-PWA-METR-0001 | Backflow Preventer Test Kit | FIS-PWA | Valve,Backflow Preventer | Meter |  | METR | http://www.toronto.ca/TWONTO#OWLClass_fivij-sibit-rikok-fapib
| FIS-PWA-METR-0002 | Backflow Preventer Test Kit | FIS-PWA | Valve,Backflow Preventer | Meter |  | METR | http://www.toronto.ca/TWONTO#OWLClass_fivij-sibit-rikok-fapib
| FIS-SES-SQ-1022 | Safety,Plant,Voltage Detector,BIDDLE DETEX | FIS-SES_SQ | Meter,volt | Meter |  | SQ | http://www.toronto.ca/TWONTO#00485
| FIS-SES-SQ-1025 | Safety,Plant,Insulation Tester,MEGGER, BM11 | FIS-SES_SQ | Meter,Insulation | Meter |  | SQ | http://www.toronto.ca/TWONTO#OWLClass_sobum-gizot-dozos-nafil
| COL-PMM-INLET FLOW | Inlet Flow Meter | COL-PSD-MISC | Meter,Flow | Meter |  |  | http://www.toronto.ca/TWONTO#00369
| TAB-CW-METR | Meter Chamber, Piping,City Water | TAB-WORK-AREA-7 |  | Meter |  |  | http://www.toronto.ca/TWONTO#00369
| TAB-CW-METR | Meter Chamber, Piping,City Water | TAB-WORK-AREA-WWPW |  | Meter |  |  | http://www.toronto.ca/TWONTO#00369
| TAB-CW-METR | Meter Chamber, Piping,City Water | TAB-WORK-AREA-8 |  | Meter |  |  | http://www.toronto.ca/TWONTO#00369
| FN2005D | Meter, D.O., Portable | TAB-STR-ANL-0100 | Analyzer,Dissolved Oxygen (DO) | Meter |  |  | http://www.toronto.ca/TWONTO#00280
| FN2007D | Meter, D.O., Portable HACH | TAB-STR-ANL-0100 | Analyzer,Dissolved Oxygen (DO) | Meter |  |  | http://www.toronto.ca/TWONTO#00280
| FN2006D | Meter, D.O., Portable Royce 980 | TAB-STR-ANL-0100 | Analyzer,Dissolved Oxygen (DO) | Meter |  |  | http://www.toronto.ca/TWONTO#00280
130470 | THR-ACC-T-0711 | Tank, Makeup, Glycol Skid, Compressor Bldg Main Floor, Glycol System | THR-ACC-P-0711 | Tank | Tank |  | T | http://www.toronto.ca/TWONTO#00211 |  | Pump 1, Glycol Skid, Compressor Bldg Main Floor, Glycol System
| SWM-PBL-JIT-0001 | Meter, Hydro Revenue | SWM-PBL-MISC | Meter | Meter |  | JIT | http://www.toronto.ca/TWONTO#00302
| SWM-PBL-JIT-0002 | Meter, Digital | SWM-PBL-MISC | Meter | Meter |  | JIT | http://www.toronto.ca/TWONTO#00302
| SWM-PBL-JIT-0003 | Meter, Power Indicating Transmitter | SWM-PBL-MISC | Meter | Meter |  | JIT | http://www.toronto.ca/TWONTO#00302
| SWM-PMG-JIT-0001 | Meter, Power Indicating Transmitter | SWM-PMG | Meter | Meter |  | JIT | http://www.toronto.ca/TWONTO#00302
| SWM-PNQ-JIT-0001 | Meter, Power Indicating Transmitter | SWM-PNQ | Meter | Meter |  | JIT | http://www.toronto.ca/TWONTO#00302
| SWM-PNQ-JIT-0001 | Meter, Power Indicating Transmitter | SWM-PNQ-MISC | Meter | Meter |  | JIT | http://www.toronto.ca/TWONTO#00302
| SWM-PWD-GA-0001 | Gauge, Discharge Pressure | SWM-PWD-MISC |  | Meter |  | GA | http://www.toronto.ca/TWONTO#punol-kujib-zolom-dolav
| SWM-PWI-GA-0001 | Gauge, Discharge Pressure | SWM-PWI |  | Meter |  | GA | http://www.toronto.ca/TWONTO#punol-kujib-zolom-dolav
130469 | THR-ACC-T-0710 | Tank, Makeup, Glycol Skid, Compressor Bldg Main Floor, Glycol System | THR-ACC-P-0711 | Tank | Tank |  | T | http://www.toronto.ca/TWONTO#00211 |  | Pump 1, Glycol Skid, Compressor Bldg Main Floor, Glycol System
| TAB-CHL-FIT-1112 | Flowmeter,Mass | TAB-DIS-CHL-2 | Meter,Flow | Meter |  | FIT | http://www.toronto.ca/TWONTO#00369
| TAB-CHL-FIT-1113 | Flowmeter,Mass | TAB-DIS-CHL-3 | Meter,Flow | Meter |  | FIT | http://www.toronto.ca/TWONTO#00369
| TAB-CHL-FIT-1114 | Flowmeter,Mass | TAB-DIS-CHL-4 | Meter,Flow | Meter |  | FIT | http://www.toronto.ca/TWONTO#00369
| TAB-CHL-FIT-1115 | Flowmeter,Mass | TAB-DIS-CHL-5 | Meter,Flow | Meter |  | FIT | http://www.toronto.ca/TWONTO#00369
| TAB-CHL-FIT-1116 | Flowmeter,Mass | TAB-DIS-CHL-6 | Meter,Flow | Meter |  | FIT | http://www.toronto.ca/TWONTO#00369
| TAB-CHL-FIT-1118 | Flowmeter,Mass | TAB-DIS-CHL-8 | Meter,Flow | Meter |  | FIT | http://www.toronto.ca/TWONTO#00369
| COL-PCU-FQ-0001 | Meter, Flow, Totalizer, City Water, Cumber PS | COL-PCU-AUX-INST | Meter,Flow | Meter |  | FQ | http://www.toronto.ca/TWONTO#00369
| COL-PCU-FQ-0001 | Meter, Flow, Totalizer, City Water, Cumber PS | COL-PCU-MISC | Meter,Flow | Meter |  | FQ | http://www.toronto.ca/TWONTO#00369
| COL-PCU-FQ-0001 | Meter, Flow, Totalizer, City Water, Cumber PS | COL-PCU | Meter,Flow | Meter |  | FQ | http://www.toronto.ca/TWONTO#00369
| TN119 | Meter, Flow, Potable Water, Building A | THC-PWA-POTAB METER | Meter | Meter |  |  | http://www.toronto.ca/TWONTO#00369
| TN107A | Meter, Flow, Potable Water, Building I | THC-PWA-POTAB METER | Meter,Flow | Meter | 32213 |  | x
| TAB-STR-METR-0003 | Laboratory Spectrophotometer (Desktop Analyzer) | TAB-STR-ANL-0100 | Meter | Meter |  | METR | http://www.toronto.ca/TWONTO#00567
| FCL-ALM-FIR-0101 | Indicator, Flow, Recording, Skid 1 Process Variables, Dry Chemical Building, Alum Pump Room, ACP | FCL-ALM-CP-0101 | Controller,Flow | Meter |  | FIR | http://www.toronto.ca/TWONTO#00255
| FCL-ALM-FIR-0101 | Indicator, Flow, Recording, Skid 1 Process Variables, Dry Chemical Building, Alum Pump Room, ACP | FCL-ALM-P-0101 | Controller,Flow | Meter |  | FIR | http://www.toronto.ca/TWONTO#00255
| FCL-ALM-FIR-0201 | Indicator, Flow, Recording, Skid 2 Process Variables, Dry Chemical Building, Alum Pump Room, ACP | FCL-ALM-CP-0201 | Controller,Flow | Meter |  | FIR | http://www.toronto.ca/TWONTO#00255
| FCL-ALM-FIR-0201 | Indicator, Flow, Recording, Skid 2 Process Variables, Dry Chemical Building, Alum Pump Room, ACP | FCL-ALM-P-0201 | Controller,Flow | Meter |  | FIR | http://www.toronto.ca/TWONTO#00255
| FCL-ALM-FIR-0401 | Indicator, Flow, Recording, Skid 4 Process Variables, Dry Chemical Building, Alum Pump Room, ACP | FCL-ALM-CP-0401 | Controller,Flow | Meter |  | FIR | http://www.toronto.ca/TWONTO#00255
| FCL-AM-FIR-0101 | Indicator, Flow, Recording,Skid 1 Process Variables, Gaseous Chemical Building, Ammonia Machine Room, ACP | FCL-AM | Meter | Meter |  | FIR | http://www.toronto.ca/TWONTO#00255
| FCL-BFP-TESTKIT-0002 | Test Kit, Backflow Preventer Sr. No 875398 | FCL-MCS | Meter,Flow | Meter |  | TESTKIT | http://www.toronto.ca/TWONTO#OWLClass_fivij-sibit-rikok-fapib
| TAB-DIS-FIT-8002 | Transmitter, Flow Indicating, Water to Injectors | TAB-DIS-V-8002 | Transmitter,Flow | Meter |  | FIT | http://www.toronto.ca/TWONTO#00369
| TAB-DIS-FIT-8003 | Flow Meter, South Final Effluent Channel | TAB-DIS-CHL1 | Meter,Flow | Meter | 34306 | FIT | x
| TAB-DIS-FIT-8004 | Flow Meter, North Final Effluent Channel | TAB-DIS-CHL1 | Meter,Flow | Meter | 34307 | FIT | x
| TAB-DIS-METR-3009 | Meter, Portable pH,mV and Temperature Instrument,YSI ECOSense pH100 | TAB-DIS-SP | Analyzer,PH | Meter |  | METR | http://www.toronto.ca/TWONTO#00118
| TAB-DIS-METR-3010 | Meter, Portable, Residual chlorine | TAB-DIS-SP | Analyzer,Chlorine | Meter |  | METR | http://www.toronto.ca/TWONTO#00581
| TAB-DIS-METR-3010 | Meter, Portable, Residual chlorine | TAB-SLO-ANL | Analyzer,Chlorine | Meter |  | METR | http://www.toronto.ca/TWONTO#00581
| TAB-DIS-METR-3011 | Meter, Portable, Residual chlorine | TAB-DIS-SP | Analyzer,Chlorine | Meter |  | METR | http://www.toronto.ca/TWONTO#00581
| TAB-DIS-METR-3015 | Meter, Portable, Residual chlorine | TAB-SLO-ANL | Analyzer,Chlorine | Meter |  | METR | http://www.toronto.ca/TWONTO#00581
| TAB-DIS-METR-3016 | Meter, Portable, Residual chlorine | TAB-DIS-SP | Analyzer,Chlorine | Meter |  | METR | http://www.toronto.ca/TWONTO#00581
| TAB-DIS-METR-3016 | Meter, Portable, Residual chlorine | TAB-SLO-ANL | Analyzer,Chlorine | Meter |  | METR | http://www.toronto.ca/TWONTO#00581
| TAB-DIS-METR-3017 | Meter, Portable, Residual chlorine | TAB-DIS-SP | Analyzer,Chlorine | Meter |  | METR | http://www.toronto.ca/TWONTO#00581
| TAB-DIS-METR-3017 | Meter, Portable, Residual chlorine | TAB-SLO-ANL | Analyzer,Chlorine | Meter |  | METR | http://www.toronto.ca/TWONTO#00581
| TAB-DIS-METR-3019 | Meter, Portable, Chlorine Gas | TAB-SLO-ANL | Analyzer,Chlorine | Meter |  | METR | http://www.toronto.ca/TWONTO#00583
| FCL-DCL-AICR-0101 | Controller,Analyses,Indicator/Manual Setpoint,Recording,SO-0101, Panel CP-0003,Gaseous Chem. Building | FCL-CL-SCRUBBER | Meter | Meter |  | AICR | http://www.toronto.ca/TWONTO#00614
| FCL-DCL-AICR-0101 | Controller,Analyses,Indicator/Manual Setpoint,Recording,SO-0101, Panel CP-0003,Gaseous Chem. Building | FCL-DCL-SO-0101 | Meter | Meter |  | AICR | http://www.toronto.ca/TWONTO#00614
| FCL-DCL-AICR-0201 | Controller,Analyses,Indicator/Manual Setpoint,Recording,SO-0201, Panel CP-0003,Gaseous Chem. Building | FCL-CL-SCRUBBER | Meter | Meter |  | AICR | http://www.toronto.ca/TWONTO#00614
| FCL-DCL-AICR-0301 | Controller,Analyses,Indicator/Manual Setpoint,Recording,SO-0201, Panel CP-0003,Gaseous Chem. Building | FCL-DCL-SO-0301 | Meter | Meter |  | AICR | http://www.toronto.ca/TWONTO#00614
| FCL-DCL-WSC-0101 | Weigh Scale, Sulpher Dioxide System | FCL-DCL | Weigh Scale | Meter |  | WSC | http://www.toronto.ca/TWONTO#00806
| FCL-DCL-WSC-0101 | Weigh Scale, Sulpher Dioxide System | FCL-DCL-SO-0101 | Weigh Scale | Meter |  | WSC | http://www.toronto.ca/TWONTO#00806
| FCL-DCL-WSC-0301 | Weigh Scale, Sulpher Dioxide System | FCL-DCL-SO-0301 | Weigh Scale | Meter |  | WSC | http://www.toronto.ca/TWONTO#00806
| FCL-ELS-JIT-001F | Meter,Power Recording,High Lift Bldg - Electrical Room,MCC-001F | FCL-ELS-MCC-001F | Meter,Power Recording | Meter |  | JIT | http://www.toronto.ca/TWONTO#00302
| FCL-ELS-JIT-002G | Meter,Power Recording,Gaseous Chemical Bldg - Electrical Room,MCC-002G | FCL-ELS-MCC-002G | Meter,Power Recording | Meter |  | JIT | http://www.toronto.ca/TWONTO#00302
| FCL-ELS-JIT-004F | Meter,Power Recording,High Lift Bldg - Electrical Room,MCC-004F | FCL-ELS-MCC-004F | Meter,Power Recording | Meter |  | JIT | http://www.toronto.ca/TWONTO#00302
| FCL-ELS-JIT-004G | Meter,Power Recording,Gaseous Chemical Bldg - Electrical Room,MCC-004G Powr Meter | FCL-ELS-MCC-004G | Meter,Power Recording | Meter |  | JIT | http://www.toronto.ca/TWONTO#00302
| FCL-ELS-JIT-0100 | Meter,Power Recording,High Lift Bldg - Switchgear Room,MCC-0100 | FCL-ELS-MCC-0100 | Meter,Power Recording | Meter |  | JIT | http://www.toronto.ca/TWONTO#00302
| FCL-ELS-JIT-0101-SUS | Meter, Power Quality Meter, TR-1601A, Switchgear Room | FCL-ELS-PS-0001 | Meter | Meter | 36498 | JIT | x
| FCL-ELS-JIT-0101-SUS | Meter, Power Quality Meter, TR-1601A, Switchgear Room | FCL-SUSPENDED | Meter | Meter | 36498 | JIT | x
| FCL-ELS-JIT-0102-SUS | Meter, Power Quality Meter, MCC-0612, Electrical Switchgear Room | FCL-SUSPENDED | Meter | Meter | 36499 | JIT | x
| FCL-ELS-JIT-0103-SUS | Meter, Power Quality Meter, MCC-0501, Electrical Switchgear Room | FCL-ELS-PS-0001 | Meter | Meter | 36500 | JIT | x
| FCL-ELS-JIT-0103-SUS | Meter, Power Quality Meter, MCC-0501, Electrical Switchgear Room | FCL-SUSPENDED | Meter | Meter | 36500 | JIT | x
| FCL-ELS-JIT-0104-SUS | Meter, Power Quality Meter, Dehumidifier, Filter Building, Electrical Switchgear Room | FCL-SUSPENDED | Meter | Meter | 36501 | JIT | x
| FCL-ELS-JIT-0106-SUS | Meter, Power Quality Meter, TR-0901B Switchgear Room | FCL-SUSPENDED | Meter | Meter | 36503 | JIT | x
| FCL-ELS-JIT-0107-SUS | Meter, Power Quality Meter, TR-1001B, Switchgear Room | FCL-ELS-PS-0001 | Meter | Meter | 36504 | JIT | x
| FCL-ELS-JIT-0107-SUS | Meter, Power Quality Meter, TR-1001B, Switchgear Room | FCL-SUSPENDED | Meter | Meter | 36504 | JIT | x
| FCL-ELS-JIT-0108-SUS | Meter, Power Quality Meter, MCC-1101B, Electrical Switchgear Room | FCL-ELS-PS-0001 | Meter | Meter | 36505 | JIT | x
| FCL-ELS-JIT-0109-SUS | Meter, Power Quality Meter, TR-0901A, Switchgear Room | FCL-ELS-PS-0001 | Meter | Meter | 36506 | JIT | x
| FCL-ELS-JIT-0109-SUS | Meter, Power Quality Meter, TR-0901A, Switchgear Room | FCL-SUSPENDED | Meter | Meter | 36506 | JIT | x
| FCL-ELS-JIT-0111A-SUS | Meter, Power Quality Meter, MCC-1021, Electrical Switchgear Room | FCL-ELS-PS-0001 | Meter | Meter | 36509 | JIT | x
| FCL-ELS-JIT-0111A-SUS | Meter, Power Quality Meter, MCC-1021, Electrical Switchgear Room | FCL-SUSPENDED | Meter | Meter | 36509 | JIT | x
| FCL-ELS-JIT-0112-SUS | Meter, Power Quality Meter, MCC-0612, Electrical Switchgear Room | FCL-SUSPENDED | Meter | Meter | 36510 | JIT | x
| FCL-ELS-JIT-01CL | Meter,Power Recording,Clarification - Electrical Room,MCC-01CL | FCL-ELS-MCC-01CL | Meter,Power Recording | Meter |  | JIT | http://www.toronto.ca/TWONTO#00302
| FCL-ELS-JIT-02CL | Meter,Power Recording,Clarification - Electrical Room,MCC-02CL | FCL-ELS-MCC-02CL | Meter,Power Recording | Meter |  | JIT | http://www.toronto.ca/TWONTO#00302
| FCL-ELS-JRT-0102-SUS | Relay, Protective, Feeder Management Relay, Main Incoming Feeder 1, Switchgear Room | FCL-ELS-INQ | Relay,Protective | Meter | 36514 | JRT | x
| FCL-ELS-JRT-0103-SUS | Relay, Protective, Transformer Management Relay, T4, Switchgear Room | FCL-ELS-INQ | Relay,Protective | Meter | 36515 | JRT | x
| FCL-ELS-JRT-0103-SUS | Relay, Protective, Transformer Management Relay, T4, Switchgear Room | FCL-SUSPENDED | Relay,Protective | Meter | 36515 | JRT | x
| FCL-ELS-JRT-0104-SUS | Relay, Protective, Transformer Management Relay, TR-0101, Switchgear Room | FCL-ELS-INQ | Relay,Protective | Meter | 36516 | JRT | x
| FCL-ELS-JRT-0104-SUS | Relay, Protective, Transformer Management Relay, TR-0101, Switchgear Room | FCL-SUSPENDED | Relay,Protective | Meter | 36516 | JRT | x
| FCL-ELS-JRT-0105-SUS | Relay, Protective, Transformer Management Relay, TR-0301, Switchgear Room | FCL-SUSPENDED | Relay,Protective | Meter | 36518 | JRT | x
| FCL-ELS-JRT-0106-SUS | Relay, Protective, Transformer Management Relay, TR-0201, Switchgear Room | FCL-ELS-INQ | Relay,Protective | Meter | 36519 | JRT | x
| FCL-ELS-JRT-0106-SUS | Relay, Protective, Transformer Management Relay, TR-0201, Switchgear Room | FCL-SUSPENDED | Relay,Protective | Meter | 36519 | JRT | x
| FCL-ELS-JRT-0201-SUS | Relay, Protective, Feeder Management Relay, ELS-SWG-0102, Switchgear Room | FCL-SUSPENDED | Relay,Protective | Meter | 36520 | JRT | x
| FCL-ELS-JRT-0202-SUS | Relay, Protective, Feeder Management Relay, ELS-SWG-0302, Switchgear Room | FCL-SUSPENDED | Relay,Protective | Meter | 36521 | JRT | x
| TAB-EL1-JIT-6631? | Meter,Power,MCC-6631,Electrical Room,Ground Floor,Grit Build,P Building | TAB-EL1-MCC-6631? | Pump,Centrifugal | Meter |  | JIT | http://www.toronto.ca/TWONTO#00302
| FCL-ELS-JRT-0203-SUS | Relay, Protective, Feeder Management Relay, ELS-SWG-0216, Switchgear Room | FCL-ELS-INQ | Relay,Protective | Meter | 36522 | JRT | x
| FCL-ELS-JRT-0203-SUS | Relay, Protective, Feeder Management Relay, ELS-SWG-0216, Switchgear Room | FCL-SUSPENDED | Relay,Protective | Meter | 36522 | JRT | x
| FCL-ELS-JRT-0302-SUS | Relay, Protective, Feeder Management Relay, ELS-SWG-0101, Switchgear Room | FCL-SUSPENDED | Relay,Protective | Meter | 36524 | JRT | x
| FCL-ELS-JRT-0305-SUS | Relay, Protective, Feeder Management Relay, ELS-SWG-0214, Switchgear Room | FCL-ELS-INQ | Relay,Protective | Meter | 36527 | JRT | x
| FCL-ELS-JRT-0401-SUS | Relay, Protective, Feeder Management Relay, ELS-SWG-101A, Switchgear Room | FCL-ELS-INQ | Relay,Protective | Meter | 36528 | JRT | x
| FCL-ELS-JRT-0401-SUS | Relay, Protective, Feeder Management Relay, ELS-SWG-101A, Switchgear Room | FCL-SUSPENDED | Relay,Protective | Meter | 36528 | JRT | x
| TAB-EL1-MTR-1401 | Power Meter | TAB-EL1-BUS-1401 | Meter,Power Recording | Meter |  | MTR | http://www.toronto.ca/TWONTO#00302
| TAB-EL3-JIT-6015 | Digital Meter,Indoor,Plant Services,Seawall Substation 600V DP | TAB-EL3-PDP-6015 | Meter,current | Meter |  | JIT | http://www.toronto.ca/TWONTO#00302
| TAB-EL3-JIT-6016 | Digital Meter,Indoor,Plant Services,Seawall Substation 600V DP | TAB-EL3-PDP-6016 | Meter,current | Meter |  | JIT | http://www.toronto.ca/TWONTO#00302
| TAB-EL3-JIT-6101 | Digital Meter,Indoor,Plant Services,Seawall Substation 600V MCC | TAB-EL3-MCC-6101 | Meter,current | Meter |  | JIT | http://www.toronto.ca/TWONTO#00302
| TAB-EL3-JIT-6103 | Digital Meter | TAB-EL3-MCC-6126 | Meter,Power Recording | Meter |  | JIT | http://www.toronto.ca/TWONTO#00302
| TAB-EL3-JIT-6104 | Digital Meter | TAB-EL3-MCC-6104 | Meter,Power Recording | Meter |  | JIT | http://www.toronto.ca/TWONTO#00302
| TAB-EL3-JRT-1560 | Relay,Indoor,Plant Services,Seawall Substation 13.8kV Switchgear | TAB-EL3-BUS-1506 | Switchgear | Meter |  | JRT | http://www.toronto.ca/TWONTO#00622
117586 | TAB-SA-T-0101 | Tank, Oil, Reservoir, Air Compressor, Auxiliary Systems Building, Main Floor | TAB-SA-C-0100 | Tank,Reservoir | Tank |  | T | http://www.toronto.ca/TWONTO#00211 |  | Air Compressor, Auxiliary Systems Building, Main Floor
| TAB-ELS-METR-0201 | Meter, Insulation Resistance Tester, 1kV | TAB-STR-ELQ | Meter,Insulation | Meter |  | METR | http://www.toronto.ca/TWONTO#OWLClass_sobum-gizot-dozos-nafil
| TAB-ELS-METR-0202 | Meter, Insulation Resistance Tester, 5kV | TAB-STR-ELQ | Meter,Insulation | Meter |  | METR | http://www.toronto.ca/TWONTO#OWLClass_sobum-gizot-dozos-nafil
| FCL-FL-FIR-0101 | Indicator,Flow,Recording,Skid 1 Process Variables,Gaseous Chemical Building,Fluoride Machine Room | FCL-FL | Controller,Flow | Meter |  | FIR | http://www.toronto.ca/TWONTO#00255
| FCL-FL-FIR-0101 | Indicator,Flow,Recording,Skid 1 Process Variables,Gaseous Chemical Building,Fluoride Machine Room | FCL-FL-P-0101 | Controller,Flow | Meter |  | FIR | http://www.toronto.ca/TWONTO#00255
| FCL-FL-FIR-0201 | Indicator,Flow,Recording,Skid 1 Process Variables,Gaseous Chemical Building,Fluoride Machine Room | FCL-FL-CP-0201 | Controller,Flow | Meter |  | FIR | http://www.toronto.ca/TWONTO#00255
| FCL-FL-FIR-0201 | Indicator,Flow,Recording,Skid 1 Process Variables,Gaseous Chemical Building,Fluoride Machine Room | FCL-FL-P-0201 | Controller,Flow | Meter |  | FIR | http://www.toronto.ca/TWONTO#00255
| FCL-PAC-FIR-0101 | Indicator, Flow, Recording, Skid 2 Process Variables, Dry Chemical Building, CP-0301 | FCL-PAC | Controller,Flow | Meter |  | FIR | http://www.toronto.ca/TWONTO#00255
| FCL-PAC-FIR-0101 | Indicator, Flow, Recording, Skid 2 Process Variables, Dry Chemical Building, CP-0301 | FCL-PAC-CP-0301 | Controller,Flow | Meter |  | FIR | http://www.toronto.ca/TWONTO#00255
| FCL-PAC-FIR-0201 | Indicator, Flow, Recording, Skid 1 Process Variables, Dry Chemical Building, CP-0301 | FCL-PAC | Controller,Flow | Meter |  | FIR | http://www.toronto.ca/TWONTO#00255
| FCL-PAC-FIR-0201 | Indicator, Flow, Recording, Skid 1 Process Variables, Dry Chemical Building, CP-0301 | FCL-PAC-CP-0301 | Controller,Flow | Meter |  | FIR | http://www.toronto.ca/TWONTO#00255
| FCL-POL-FIT-4212 | Transmitter, Flow, Magnetic, RMF Polymer Feed to Centrifuge #1, Centrifuge Building Polymer Room | FCL-WWW-POL | Meter,Flow,Magmeter | Meter |  | FIT | http://www.toronto.ca/TWONTO#00369
| TAB-PRM-DIT-3100 | Meter, Sludge Density, sludge from Pumps 3101 & 3102 from Tk 1 & 2 | TAB-PRM-T-0100 | Meter,Density | Meter |  | DIT | http://www.toronto.ca/TWONTO#00689
| TAB-PRM-DIT-3200 | Meter, Sludge Density, sludge from Pumps 3201 & 3202 from Tk 3 & 4 | TAB-PRM-P-3601 | Meter,Density | Meter |  | DIT | http://www.toronto.ca/TWONTO#00689
| TAB-PRM-DIT-3200 | Meter, Sludge Density, sludge from Pumps 3201 & 3202 from Tk 3 & 4 | TAB-PRM-T-0300 | Meter,Density | Meter |  | DIT | http://www.toronto.ca/TWONTO#00689
| TAB-PRM-DIT-4200 | Transmitter, Sludge Density, Nuclear, PRS,Line 3 | TAB-PRM-V-P | Meter,Density | Meter | 35829 | DIT | x
| TAB-PRM-DIT-4200 | Transmitter, Sludge Density, Nuclear, PRS,Line 3 | TAB-SUSPENDED ENTITY | Meter,Density | Meter | 35829 | DIT | x
| TAB-PRM-DIT-4300 | Meter, Sludge Density, Nuclear | TAB-SUSPENDED ENTITY | Meter,Density | Meter | 39586 | DIT | x
| TAB-PRM-FIT-3400 | Transmitter, Flow Indication,PRS, Pump Outlets P-3401&3402 | TAB-SUSPENDED ENTITY | Transmitter,Flow | Meter | 35830 | FIT | x
| TAB-PRM-FIT-3600? | Transmitter, Flow Indication,PRS, Pump Outlets P-3601&3602 | TAB-SUSPENDED ENTITY | Transmitter,Flow | Meter | 34197 | FIT | x
| TAB-PRM-FIT-3900 | Transmitter, Flow Indication, PRS, Discharge From Pumps P-3901 & 3902 | TAB-PRM-P-3901 | Transmitter,Flow | Meter |  | FIT | http://www.toronto.ca/TWONTO#00369
| TN107A | Meter, Flow, Potable Water, Building I | THC-SUSPENDED | Meter,Flow | Meter | 32213 |  | x
| FCL-PWA-METR-0001S | Test Kit, Backflow Preventer | FCL-MCS | Meter,Flow | Meter | 34185 | METR | x
| TAB-RSP-FIT-0120 | Transmitter, Flow Indication, Low Level Influent | TAB-RSP-PM | Transmitter,Flow | Meter |  | FIT | http://www.toronto.ca/TWONTO#00369
| TAB-SA-AIT-1601 | Meter, Glycol, Conductivity, Auxiliary Systems Building, 2nd Floor | TAB-ACC-4400 | Meter | Meter |  | AIT | http://www.toronto.ca/TWONTO#OWLClass_576d9df1_5769_4397_9566_31bd0039a255
| TN106A | Meter, Flow, Potable Water, Building I | THC-PWA-POTAB METER | Meter,Flow | Meter | 32212 |  | x
| TAB-STR-FIT-0031 | Transmitter, Flow Indication, Seawall Gate, PSG41, Discharge Gate | TAB-STR-INQ | Meter,Flow,Doppler | Meter |  | FIT | http://www.toronto.ca/TWONTO#00369
| TAB-STR-FIT-0033 | Transmitter, Flow Indication, Seawall Gate, PSG43, Discharge Gate | TAB-STR-INQ | Meter,Flow,Doppler | Meter |  | FIT | http://www.toronto.ca/TWONTO#00369
| TAB-STR-FIT-0246 | Transmitter, Mass Flow, Aeration Tank 2, Pass 1 Group 2 | TAB-STR-T-0200 | Meter,Flow,Mass | Meter |  | FIT | http://www.toronto.ca/TWONTO#00369
| TAB-STR-FIT-0247 | Transmitter, Mass Flow, Aeration Tank 2, Pass 1 Group 3 | TAB-STR-T-0200 | Meter,Flow,Mass | Meter |  | FIT | http://www.toronto.ca/TWONTO#00369
| TAB-STR-FIT-0255 | Transmitter, Mass Flow, Aeration Tank 2, Pass 2 Group 1 | TAB-STR-T-0200 | Meter,Flow,Mass | Meter |  | FIT | http://www.toronto.ca/TWONTO#00369
| TAB-STR-FIT-0256 | Transmitter, Mass Flow, Aeration Tank 2, Pass 2 Group 2 | TAB-STR-T-0200 | Meter,Flow,Mass | Meter |  | FIT | http://www.toronto.ca/TWONTO#00369
| TAB-STR-FIT-0257 | Transmitter, Mass Flow, Air Flow Transmitter, Aeration Tank 2, Pass 2 Group 3 | TAB-STR-T-0200 | Meter,Flow,Mass | Meter |  | FIT | http://www.toronto.ca/TWONTO#00369
| TAB-STR-FIT-0265 | Transmitter, Mass Flow, Air Flow Transmitter, Aeration Tank 2, Pass 3 Group 1 | TAB-STR-T-0200 | Meter,Flow,Mass | Meter |  | FIT | http://www.toronto.ca/TWONTO#00369
| TAB-STR-FIT-0267 | Transmitter, Mass Flow, Aeration Tank 2, Pass 3 Group 3 | TAB-STR-T-0200 | Meter,Flow,Mass | Meter |  | FIT | http://www.toronto.ca/TWONTO#00369
| TAB-STR-FIT-0276 | Transmitter , Mass Flow, Aeration Tank 2, Pass 4 Group 2 | TAB-STR-T-0200 | Meter,Flow,Mass | Meter |  | FIT | http://www.toronto.ca/TWONTO#00369
| TAB-STR-METR-0004 | Meter, Portable, Suspended Solid | TAB-STR-ANL-0100 | Meter,Suspended Solids | Meter |  | METR | http://www.toronto.ca/TWONTO#00752
| TAB-STR-METR-0005 | Meter, Portable, Disolved Oxygen | TAB-STR-ANL-0100 | Analyzer,Dissolved Oxygen (DO) | Meter |  | METR | http://www.toronto.ca/TWONTO#00280
| TAB-STR-METR-0011 | Meter, Portable, Disolved Oxygen-HACH | TAB-STR-ANL-0100 | Analyzer,Dissolved Oxygen (DO) | Meter |  | METR | http://www.toronto.ca/TWONTO#00280
| THC-CW-FIT-0502 | Meter, Flow, Totalizer, City Water Supply, Building J | THC-PWA-POTAB METER | Meter,Flow | Meter | 35278 | FIT | x
| THC-CW-FIT-0502 | Meter, Flow, Totalizer, City Water Supply, Building J | THC-SUSPENDED | Meter,Flow | Meter | 35278 | FIT | x
| THC-CW-FIT-0503 | Meter, Flow, Totalizer, City Water Supply, Building J | THC-PWA-POTAB METER | Meter,Flow | Meter | 35279 | FIT | x
| THC-CW-FIT-0503 | Meter, Flow, Totalizer, City Water Supply, Building J | THC-SUSPENDED | Meter,Flow | Meter | 35279 | FIT | x
| COL-PWR-FQ-0001 | Meter, Flow, Totalizer, City Water, West Rouge PS | COL-PWR | Meter,Flow | Meter |  | FQ | http://www.toronto.ca/TWONTO#00369
| COL-PWR-FQ-0001 | Meter, Flow, Totalizer, City Water, West Rouge PS | COL-PWR-AUX-INST | Meter,Flow | Meter |  | FQ | http://www.toronto.ca/TWONTO#00369
| THC-CW-LIT-0504 | Meter, Flow, Totalizer, City Water Supply, Building J | THC-PWA-POTAB METER | Meter,Flow | Meter |  | LIT | http://www.toronto.ca/TWONTO#00369
| THC-DEW-AIT-0322 | Transmitter, Density, Sludge, Centrifuge Feed | THC-DEW-CF-0312/0313 | Transmitter | Meter | 35331 | AIT | x
| THC-DEW-AIT-0322 | Transmitter, Density, Sludge, Centrifuge Feed | THC-SUSPENDED | Transmitter | Meter | 35331 | AIT | x
| THC-DEW-FIT-5484 | Transmitter, Flow Indicating, Blended Sludge, System Dewatering | THC-DEW-CF-1200 |  | Meter | 34658 | FIT | x
| THC-DEW-FIT-5484 | Transmitter, Flow Indicating, Blended Sludge, System Dewatering | THC-SUSPENDED |  | Meter | 34658 | FIT | x
| THC-DEW-FIT-5852 | Transmitter, Flow Indicating, Blended Sludge, System Dewatering | THC-DEW-CF-1600 |  | Meter | 34311 | FIT | x
| THC-DEW-FIT-5852 | Transmitter, Flow Indicating, Blended Sludge, System Dewatering | THC-SUSPENDED |  | Meter | 34311 | FIT | x
| THC-DEW-FIT-7227 | Transmitter, Flow Indicating, Polymer Feed, Dewatering | THC-DEW-POL-1 |  | Meter |  | FIT | http://www.toronto.ca/TWONTO#00369
| THC-DEW-FIT-7362 | Transmitter, Flow Indicating, Polymer Feed, Dewatering | THC-DEW-POL-1 |  | Meter |  | FIT | http://www.toronto.ca/TWONTO#00369
| THC-DEW-FIT-7367 | Transmitter, Flow Indicating, Polymer Feed, Dewatering | THC-DEW-POL-2 |  | Meter |  | FIT | http://www.toronto.ca/TWONTO#00369
| FCL-WWW-FIT-1201 | Transmitter, Flow, Magnetic, RMF South Meter Chamber | FCL-WWW-T-1200 | Meter,Flow,Magmeter | Meter |  | FIT | http://www.toronto.ca/TWONTO#00369
| FCL-WWW-FIT-3031 | Transmitter, Flow, Magnetic, RMF Sludge Sump Service Platform South | FCL-WWW-T-3000 | Meter,Flow,Magmeter | Meter |  | FIT | http://www.toronto.ca/TWONTO#00369
117588 | TAB-SA-T-0401 | Tank, Oil, Reservoir, Air Compressor, Auxiliary Systems Building, Main Floor | TAB-SA-C-0400 | Tank,Reservoir | Tank |  | T | http://www.toronto.ca/TWONTO#00211 |  | Air Compressor, Auxiliary Systems Building, Main Floor
53208 | TAB-SA-T-0201 | Tank, Oil, Reservoir, Air Compressor, Auxiliary Systems Building, Main Floor | TAB-SA-C-0200 | Tank,Reservoir | Tank |  | T | http://www.toronto.ca/TWONTO#00211 |  | Air Compressor, Auxiliary Systems Building, Main Floor
| THC-ELS-JIT-1000 | Meter,Power,Biosolids Building Feeder 2 | THC-ELS-PDP-1002 |  | Meter |  | JIT | http://www.toronto.ca/TWONTO#00302
| THC-ELS-JIT-1110 | Meter,Power,CF-1100,Biosolids Building | THC-DEW-CF-1100 |  | Meter |  | JIT | http://www.toronto.ca/TWONTO#00302
| THC-ELS-JIT-1210 | Meter,Power,CF-1200,Biosolids Building | THC-DEW-CF-1200 |  | Meter |  | JIT | http://www.toronto.ca/TWONTO#00302
| THC-ELS-JIT-1480 | Power Meter,Disinfection Building,Compressor Room,Ground Floor | THC-ELS-MCC-1480 |  | Meter |  | JIT | http://www.toronto.ca/TWONTO#00302
| THC-ELS-JIT-1600 | Power Meter,South Effluent Pumping Station Electrical Substation | THC-ELS-SWG-1600 |  | Meter |  | JIT | http://www.toronto.ca/TWONTO#00302
| THC-ELS-JIT-1802 | Meter,Power,MCC-1802,Biosolids Building | THC-ELS-MCC-1802 |  | Meter |  | JIT | http://www.toronto.ca/TWONTO#00302
| THC-ELS-JIT-1810 | Power Meter,Boiler Building,Boiler Room | THC-ELS-MCC-1810 |  | Meter |  | JIT | http://www.toronto.ca/TWONTO#00302
| THC-ELS-JIT-1860 | Meter,Power,MCC-1860 Feeder,Sludge Storage Building | THC-ELS-MCC-1860 |  | Meter |  | JIT | http://www.toronto.ca/TWONTO#00302
| THC-ELS-JIT-2100 | Meter,Power,Digester Feeder 1 | THC-ELS-TR-2100 | Meter,Power Recording | Meter |  | JIT | http://www.toronto.ca/TWONTO#00302
| THC-ELS-JIT-2101 | Meter, Power, Boiler Building Feeder 1 | THC-ELS-MCC-2101 | Meter,Power Recording | Meter |  | JIT | http://www.toronto.ca/TWONTO#00302
| THC-ELS-JIT-2102 | Meter, Power, Boiler Building Feeder 1 | THC-ELS-MCC-2102 | Meter,Power Recording | Meter |  | JIT | http://www.toronto.ca/TWONTO#00302
| THC-ELS-JIT-2600 | Power Meter,South Effluent Pumping Station Electrical Substation | THC-ELS-SWG-2600 |  | Meter |  | JIT | http://www.toronto.ca/TWONTO#00302
| THC-ELS-JIT-2830 | Meter,Power,MCC-2830 Feeder,Thickening Building | THC-ELS-MCC-2830 |  | Meter |  | JIT | http://www.toronto.ca/TWONTO#00302
| THC-ELS-JIT-2850 | Meter,Power,MCC-2850 Feeder,ThicKening Building | THC-ELS-MCC-2850 |  | Meter |  | JIT | http://www.toronto.ca/TWONTO#00302
| THC-ELS-JIT-2860 | Meter,Power,MCC-2860 Feeder,Sludge Storage Building | THC-ELS-MCC-2860 |  | Meter |  | JIT | http://www.toronto.ca/TWONTO#00302
| THC-ELS-JIT-4001 | Meter, Power, PDP-4001, Electrical Room, Headworks | THC-ELS-PDP-4001 | Meter,Power Recording | Meter |  | JIT | http://www.toronto.ca/TWONTO#00302
| THC-ELS-JIT-4023 | Meter, Power, MCC-4023, Electrical Room, Headworks | THC-ELS-MCC-4023 | Meter,Power Recording | Meter |  | JIT | http://www.toronto.ca/TWONTO#00302
| THC-ELS-JIT-5101 | Meter,Power,Digester MCC Feeder 1 | THC-ELS-MCC-5101 | Meter,Power Recording | Meter |  | JIT | http://www.toronto.ca/TWONTO#00302
| TN106A | Meter, Flow, Potable Water, Building I | THC-SUSPENDED | Meter,Flow | Meter | 32212 |  | x
| THC-EPG-JIT-2870 | Power Meter,NW Plant Aeration Building,Electrical Room | THC-EPG-MCC-2870 |  | Meter |  | JIT | http://www.toronto.ca/TWONTO#00302
| THC-SES-AM-0100 | Meter, Atmosphere Monitoring ( Portable ) | THC-SES-GAS-A | Analyzer,Dissolved Oxygen (DO) | Meter | 34103 | AM | x
| THC-INC-METR-0001 | Meter, Flow, Potable Water, Building M | THC-PWA-POTAB METER | Meter | Meter | 32233 | METR | x
| THC-INC-METR-0001 | Meter, Flow, Potable Water, Building M | THC-SUSPENDED | Meter | Meter | 32233 | METR | x
| THC-PWA-FIT-0801 | Flowmeter, Strainer Intake Header, N.E. Pumping Station | THC-PWA-NORTH | Meter,Flow | Meter |  | FIT | http://www.toronto.ca/TWONTO#00369
| THC-SES-AM-0100 | Meter, Atmosphere Monitoring ( Portable ) | THC-SUSPENDED | Analyzer,Dissolved Oxygen (DO) | Meter | 34103 | AM | x
| THC-SES-AM-0101K | Meter, Atmosphere Monitoring ( Portable ) | THC-SES-GAS-A | Analyzer | Meter | 35118 | AM | x
| THC-SES-AM-0101K | Meter, Atmosphere Monitoring ( Portable ) | THC-SUSPENDED | Analyzer | Meter | 35118 | AM | x
| THC-SES-AM-0102 | Meter, Atmosphere Monitoring ( Portable ) | THC-SES-GAS-K | Atmosphere Monitoring Device,Portable,Oxygen/Toxic/CH4/LEL/CL/SO2 | Meter | 33632 | AM | x
| THC-SES-AM-0102 | Meter, Atmosphere Monitoring ( Portable ) | THC-SUSPENDED | Atmosphere Monitoring Device,Portable,Oxygen/Toxic/CH4/LEL/CL/SO2 | Meter | 33632 | AM | x
| THC-SES-AM-0103 | Meter, Atmosphere Monitoring ( Portable ) | THC-SES-GAS-M | Atmosphere Monitoring Device,Portable,Oxygen/Toxic/CH4/LEL/CL/SO2 | Meter | 33633 | AM | x
| THC-SES-AM-0200 | Meter, Atmosphere Monitoring ( Portable ) | THC-SES-GAS-K | Atmosphere Monitoring Device,Portable,Oxygen/Toxic/CH4/LEL/CL/SO2 | Meter | 33634 | AM | x
| THC-SES-AM-0201 | Meter, Atmosphere Monitoring ( Portable ) | THC-SUSPENDED | Atmosphere Monitoring Device,Portable,Oxygen/Toxic/CH4/LEL/CL/SO2 | Meter | 33635 | AM | x
| THC-SES-AM-0203 | Meter, Atmosphere Monitoring ( Portable ) | THC-SES-GAS-A | Atmosphere Monitoring Device,Portable,Oxygen/Toxic/CH4/LEL/CL/SO2 | Meter | 33637 | AM | x
| THC-SES-AM-0203 | Meter, Atmosphere Monitoring ( Portable ) | THC-SUSPENDED | Atmosphere Monitoring Device,Portable,Oxygen/Toxic/CH4/LEL/CL/SO2 | Meter | 33637 | AM | x
| THC-SES-AM-0205 | Meter, Atmosphere Monitoring ( Portable ) | THC-SES-GAS-A | Atmosphere Monitoring Device,Portable,Oxygen/Toxic/CH4/LEL/CL/SO2 | Meter | 33639 | AM | x
| THC-SES-AM-0205 | Meter, Atmosphere Monitoring ( Portable ) | THC-SUSPENDED | Atmosphere Monitoring Device,Portable,Oxygen/Toxic/CH4/LEL/CL/SO2 | Meter | 33639 | AM | x
| THC-SES-AM-0212 | Meter, Atmosphere Monitoring ( Portable ) | THC-SUSPENDED | Atmosphere Monitoring Device,Portable,Oxygen/Toxic/CH4/LEL/CL/SO2 | Meter | 33641 | AM | x
| THC-SES-AM-0213 | Meter, Atmosphere Monitoring ( Portable ) | THC-SES-GAS-A | Atmosphere Monitoring Device,Portable,Oxygen/Toxic/CH4/LEL/CL/SO2 | Meter | 33642 | AM | x
| THC-SES-AM-0213 | Meter, Atmosphere Monitoring ( Portable ) | THC-SUSPENDED | Atmosphere Monitoring Device,Portable,Oxygen/Toxic/CH4/LEL/CL/SO2 | Meter | 33642 | AM | x
| THC-SES-AM-0214 | Meter, Atmosphere Monitoring ( Portable ) | THC-SES-GAS-M | Atmosphere Monitoring Device,Portable,Oxygen/Toxic/CH4/LEL/CL/SO2 | Meter | 35119 | AM | x
| THC-SES-AM-0215 | Meter, Atmosphere Monitoring ( Portable ) | THC-SUSPENDED | Atmosphere Monitoring Device,Portable,Oxygen/Toxic/CH4/LEL/CL/SO2 | Meter | 35431 | AM | x
| THC-SES-AM-0216 | Meter, Atmosphere Monitoring ( Portable ) | THC-SUSPENDED | Atmosphere Monitoring Device,Portable,Oxygen/Toxic/CH4/LEL/CL/SO2 | Meter | 35509 | AM | x
| THC-SES-AM-0102 | Meter, Atmosphere Monitoring ( Portable ) | THC-SES-GAS-M | Atmosphere Monitoring Device,Portable,Oxygen/Toxic/CH4/LEL/CL/SO2 | Meter | 33632 | AM | x
| THC-SES-AM-0103 | Meter, Atmosphere Monitoring ( Portable ) | THC-SES-GAS-K | Atmosphere Monitoring Device,Portable,Oxygen/Toxic/CH4/LEL/CL/SO2 | Meter | 33633 | AM | x
| THC-SES-AM-0103 | Meter, Atmosphere Monitoring ( Portable ) | THC-SUSPENDED | Atmosphere Monitoring Device,Portable,Oxygen/Toxic/CH4/LEL/CL/SO2 | Meter | 33633 | AM | x
| THC-SES-AM-0200 | Meter, Atmosphere Monitoring ( Portable ) | THC-SUSPENDED | Atmosphere Monitoring Device,Portable,Oxygen/Toxic/CH4/LEL/CL/SO2 | Meter | 33634 | AM | x
| THC-SES-AM-0201 | Meter, Atmosphere Monitoring ( Portable ) | THC-SES-GAS-K | Atmosphere Monitoring Device,Portable,Oxygen/Toxic/CH4/LEL/CL/SO2 | Meter | 33635 | AM | x
| THC-SES-AM-0202 | Meter, Atmosphere Monitoring ( Portable ) | THC-SES-GAS-A | Atmosphere Monitoring Device,Portable,Oxygen/Toxic/CH4/LEL/CL/SO2 | Meter | 33636 | AM | x
| THC-SES-AM-0202 | Meter, Atmosphere Monitoring ( Portable ) | THC-SUSPENDED | Atmosphere Monitoring Device,Portable,Oxygen/Toxic/CH4/LEL/CL/SO2 | Meter | 33636 | AM | x
| THC-SES-AM-0212 | Meter, Atmosphere Monitoring ( Portable ) | THC-SES-GAS-A | Atmosphere Monitoring Device,Portable,Oxygen/Toxic/CH4/LEL/CL/SO2 | Meter | 33641 | AM | x
| THC-SES-AM-0214 | Meter, Atmosphere Monitoring ( Portable ) | THC-SUSPENDED | Atmosphere Monitoring Device,Portable,Oxygen/Toxic/CH4/LEL/CL/SO2 | Meter | 35119 | AM | x
| THC-TC-METR-0001 | Meter, Flow, Potable Water, Building M | THC-PWA-POTAB METER | Meter,Flow | Meter | 32238 | METR | x
| THC-TC-METR-0001 | Meter, Flow, Potable Water, Building M | THC-SUSPENDED | Meter,Flow | Meter | 32238 | METR | x
| COL-PWR-FQ-0001 | Meter, Flow, Totalizer, City Water, West Rouge PS | COL-PWR-MISC | Meter,Flow | Meter |  | FQ | http://www.toronto.ca/TWONTO#00369
| FHA-FLT-PDIT-0301 | Transmitter, Pressure Differential, Head Loss, Filter F-0301, Filter Building West | FHA-FLT-F-0301 | Transmitter,Pressure | Meter |  | PDIT | http://www.toronto.ca/TWONTO#00605
| FHA-FLT-PDIT-0501 | Transmitter, Pressure Differential, Head Loss, Filter F-0501, Filter Building West | FHA-FLT-F-0501 | Transmitter,Pressure | Meter |  | PDIT | http://www.toronto.ca/TWONTO#00605
| FHA-FLT-PDIT-0601 | Transmitter, Pressure Differential, Head Loss, Filter F-0601, Filter Building West | FHA-FLT-F-0601 | Transmitter,Pressure | Meter |  | PDIT | http://www.toronto.ca/TWONTO#00605
| FHA-FLT-PDIT-0901 | Transmitter, Pressure Differential, Head Loss, Filter F-0901, Filter Building West | FHA-FLT-F-0901 | Transmitter,Pressure | Meter |  | PDIT | http://www.toronto.ca/TWONTO#00605
| FHA-FLT-PDIT-2901 | Transmitter, Pressure Differential, Head Loss, Filter F-2901, Filter Building East | FHA-FLT-F-2901 | Transmitter,Pressure | Meter |  | PDIT | http://www.toronto.ca/TWONTO#00605
| FHA-FLT-PDIT-3401 | Transmitter, Pressure Differential, Head Loss, Filter F-3401, Filter Building East | FHA-FLT-F-3401 | Transmitter,Pressure | Meter |  | PDIT | http://www.toronto.ca/TWONTO#00605
| TN117A | Meter, Flow, Potable Water, Building M | THC-PWA-POTAB METER | Meter | Meter | 32258 |  | x
| FHA-PWA-METR-0001 | Test Kit, Backflow Preventer TK-99E Ser # 747246 | FHA-MCS-PWA | Meter,Flow | Meter |  | METR | http://www.toronto.ca/TWONTO#OWLClass_fivij-sibit-rikok-fapib
| THR-CG-FIT-1201 | Transmitter, Flow, Engine Fuel Gas, Engine Fuel System, Engine-Gen 1201 | THR-CG-ENG-1201 |  | Meter |  | FIT | http://www.toronto.ca/TWONTO#00369
117587 | TAB-SA-T-0301 | Tank, Oil, Reservoir, Air Compressor, Auxiliary Systems Building, Main Floor | TAB-SA-C-0300 | Tank,Reservoir | Tank |  | T | http://www.toronto.ca/TWONTO#00211 |  | Air Compressor, Auxiliary Systems Building, Main Floor
117585 | TAB-SA-T-0001 | Tank, Silencer, Air, Auxiliary Systems Building, Main Floor | TAB-AUX-C | Tank | Tank |  | T | http://www.toronto.ca/TWONTO#00150 |  | Auxiliary Building - Compressed Service Air Equipment
57683 | FCL-ELS-T-0100 | Tank, Underground, Main Oil Fuel Tank, Low Lift Building, Screen Room | FCL-ELS-PS-0003 | Tank,Reservoir | Tank |  | T | http://www.toronto.ca/TWONTO#00768 |  | Emergency Power
| THR-ELS-JIT-0501 | Power Meter, Customer, PDP-0501, Electrical Room, West Substation | THR-ELS-PDP-0501 | Meter,Power Recording | Meter |  | JIT | http://www.toronto.ca/TWONTO#00302
| THR-ELS-JIT-0501 | Power Meter, Customer, PDP-0501, Electrical Room, West Substation | THR-ELS-WS | Meter,Power Recording | Meter |  | JIT | http://www.toronto.ca/TWONTO#00302
| THR-ELS-JIT-3801 | Meter, Power Indicating, Plant Water Pump Station | THR-ELS-PRS | Transmitter,Power Indicating | Meter |  | JIT | http://www.toronto.ca/TWONTO#00302
| THR-ELS-JIT-3802 | Meter, Power Indicating, Plant Water Pump Station | THR-ELS-MCC-3802 | Transmitter,Power Indicating | Meter |  | JIT | http://www.toronto.ca/TWONTO#00302
| THR-THK-CF-4011-KQ | Centrifuge Time Tracking Monitor | THR-THK-CF-4011 |  | Meter |  | CF | http://www.toronto.ca/TWONTO#00255
| THR-THK-CF-4021-KQ | Centrifuge Time Tracking Monitor | THR-THK-CF-4011A |  | Meter |  | CF | http://www.toronto.ca/TWONTO#00255
| THR-THK-CF-4051-KQ | Centrifuge Time Tracking Monitor | THR-THK-CF-4021A |  | Meter |  | CF | http://www.toronto.ca/TWONTO#00255
| THR-THK-CF-4051-KQ | Centrifuge Time Tracking Monitor | THR-THK-CF-4051 |  | Meter |  | CF | http://www.toronto.ca/TWONTO#00255
| THR-THK-CF-4071-KQ | Centrifuge Time Tracking Monitor | THR-THK-CF-4071 |  | Meter |  | CF | http://www.toronto.ca/TWONTO#00255
| TN117A | Meter, Flow, Potable Water, Building M | THC-SUSPENDED | Meter | Meter | 32258 |  | x
| TN118A | Meter, Flow, Potable Water, Building M | THC-PWA-POTAB METER | Meter | Meter |  |  | http://www.toronto.ca/TWONTO#00369
| TN123A | Meter, Flow, Potable Water, Building M | THC-PWA-POTAB METER | Meter | Meter | 32224 |  | x
| TN123A | Meter, Flow, Potable Water, Building M | THC-SUSPENDED | Meter | Meter | 32224 |  | x
| TN124A | Meter, Flow, Potable Water, Building M | THC-SUSPENDED | Meter | Meter | 32225 |  | x
| TN131A | Meter, Flow, Potable Water, Building M | THC-PWA-POTAB METER | Meter | Meter | 32263 |  | x
| TN131A | Meter, Flow, Potable Water, Building M | THC-SUSPENDED | Meter | Meter | 32263 |  | x
| TN132A | Meter, Flow, Potable Water, Building M | THC-PWA-POTAB METER | Meter | Meter | 32264 |  | x
| TN139A | Meter, Flow, Potable Water, Building M | THC-PWA-POTAB METER | Meter,Flow | Meter |  |  | http://www.toronto.ca/TWONTO#00369
| TN114A | Meter, Flow, Potable Water, Building M | THC-PWA-POTAB METER | Meter | Meter | 32257 |  | x
| TN114A | Meter, Flow, Potable Water, Building M | THC-SUSPENDED | Meter | Meter | 32257 |  | x
| TN115A | Meter, Flow, Potable Water, Building M | THC-PWA-POTAB METER | Meter | Meter |  |  | http://www.toronto.ca/TWONTO#00369
| TN116A | Meter, Flow, Potable Water, Building M | THC-PWA-POTAB METER | Meter | Meter |  |  | http://www.toronto.ca/TWONTO#00369
| TN122A | Meter, Flow, Potable Water, Building M | THC-PWA-POTAB METER | Meter | Meter | 32223 |  | x
| WTR-156-METR-1701 | Meter | CH 156 17 | Meter | Meter |  | METR | http://www.toronto.ca/TWONTO#00369
| WTR-161-METR-1401 | Meter | CH 161 14 | Meter | Meter |  | METR | http://www.toronto.ca/TWONTO#00369
| WTR-175-METR-1201 | Meter | CH 175 12 | Meter | Meter |  | METR | http://www.toronto.ca/TWONTO#00369
| WTR-190-METR-0101 | Meter | CH 190 01 | Meter | Meter |  | METR | http://www.toronto.ca/TWONTO#00369
| WTR-099-METR-0101 | Flow Recorder Totalizer | CH 099 APT 1 FQIR | Recorder | Meter |  | METR | http://www.toronto.ca/TWONTO#00255
| WTR-099-METR-0102 | Flow Recorder Totalizer | CH 099 APT FQIR | Recorder | Meter |  | METR | http://www.toronto.ca/TWONTO#00255
| WTR-333-METR-1403 | Meter | CH 333 14 | Valve,Gate | Meter |  | METR | http://www.toronto.ca/TWONTO#00369
| WTR-333-METR-1404 | Meter | CH 333 14 | Valve,Gate | Meter |  | METR | http://www.toronto.ca/TWONTO#00369
| WTR-062-METR-1001 | Meter | CH 062 10 | Meter,Flow | Meter |  | METR | http://www.toronto.ca/TWONTO#00369
| WTR-161-METR-0102B | Flowmeter | CH 161 01B FQ | Meter,Flow | Meter |  | METR | http://www.toronto.ca/TWONTO#00369
| WTR-161-METR-0902 | Flowmeter | CH 161 09 FQ | Meter,Flow | Meter |  | METR | http://www.toronto.ca/TWONTO#00369
| WTR-128-METR-0901 | Meter | CH 128 09 | Meter | Meter |  | METR | http://www.toronto.ca/TWONTO#00369
| WTR-161-METR-1402 | Flowmeter | CH 161 14 FQ N | Meter,Flow,Displacement | Meter |  | METR | http://www.toronto.ca/TWONTO#00369
| WTR-161-METR-1403 | Flowmeter | CH 161 14 FQ S | Meter,Flow,Displacement | Meter |  | METR | http://www.toronto.ca/TWONTO#00369
| WTR-161-METR-0101B | Meter | CH 161 01B | Meter | Meter |  | METR | http://www.toronto.ca/TWONTO#00369
| WTR-175-METR-1202 | Flowmeter | CH 175 12 FQ | Meter,Flow,Displacement | Meter |  | METR | http://www.toronto.ca/TWONTO#00369
| WTR-161-METR-0901 | Meter | CH 161 09 | Meter | Meter |  | METR | http://www.toronto.ca/TWONTO#00369
| WTR-190-METR-0601 | Flow Meter | CH 190 06 | Meter,Flow,Displacement | Meter |  | METR | http://www.toronto.ca/TWONTO#00369
| WTR-190-METR-1501 | Flowmeter | CH 190 15 FQ S | Meter,Flow,Displacement | Meter |  | METR | http://www.toronto.ca/TWONTO#00369
| WTR-190-PRV-1501 | Pressure Reducing Valve, Bayview/Soudan, PD4-3E | CH 190 15 | Valve,Pressure Relief | Meter |  | PRV | http://www.toronto.ca/TWONTO#00781
| WTR-269-FE-0401 | Flow Element | WTR-269-FIT-0401 | Meter | Meter |  | FE | http://www.toronto.ca/TWONTO#00366
| WTR-282-FE-0201 | Flow Element | WTR-282-FIT-0201 | Meter | Meter |  | FE | http://www.toronto.ca/TWONTO#00366
| WTR-307-METR-0101A | Flowmeter | CH 307 01A | Meter,Flow | Meter |  | METR | http://www.toronto.ca/TWONTO#00369
| WTR-316-FE-0601 | Flow Element | WTR-316-CH-0006 | Meter | Meter |  | FE | http://www.toronto.ca/TWONTO#00366
| WTR-316-FE-0601 | Flow Element | WTR-316-FIT-0601 | Meter | Meter |  | FE | http://www.toronto.ca/TWONTO#00366
| WTR-333-METR-1401 | Flowmeter Displacement | CH 333 14 FQ N | Meter,Flow | Meter |  | METR | http://www.toronto.ca/TWONTO#00369
| WTR-333-METR-1402 | Flowmeter Displacement | CH 333 14 FQ S | Meter,Flow | Meter |  | METR | http://www.toronto.ca/TWONTO#00369
| WTR-161-METR-1401A | Meter | CH 161 14A | Meter | Meter |  | METR | http://www.toronto.ca/TWONTO#00369
| WTR-190-METR-1502 | Meter | CH 190 15 | Meter,Flow,Displacement | Meter | 35395 | METR | x
| WTR-359-FE-0401 | Flow Element | WTR-359-CH-0004 | Meter | Meter |  | FE | http://www.toronto.ca/TWONTO#00366
| WTR-PDS-FIT-0001 | Transmitter, Flow, Magnetic, Discharge, District 5S | WTR-PDS-TRW | Meter,Flow,Magmeter | Meter |  | FIT | http://www.toronto.ca/TWONTO#00369
| WTR-PEL-FE-0004 | Flowmeter, Totalizer, Service Water | WTR-PEL-TRW | Meter,Flow | Meter |  | FE | http://www.toronto.ca/TWONTO#00366
| WTR-PJS-FQIT-2501 | Flowmeter, Rotometer, City Water Supply | WTR-PJS-CW | Transmitter,Flow | Meter |  | FQIT | http://www.toronto.ca/TWONTO#00369
| WTR-PMI-FE-0001 | Flow Element | WTR-PMI-FIT-0001 | Meter | Meter |  | FE | http://www.toronto.ca/TWONTO#00366
| WTR-PMI-FE-0002 | Flow Element | WTR-PMI-FIT-0002 | Meter | Meter |  | FE | http://www.toronto.ca/TWONTO#00366
| WTR-PMI-FE-0004 | Flow Element | WTR-PMI-FIT-0004 | Meter | Meter |  | FE | http://www.toronto.ca/TWONTO#00366
| WTR-PMI-FE-0006 | Flow Element | WTR-PMI-FQIT-0006 | Meter | Meter |  | FE | http://www.toronto.ca/TWONTO#00366
| WTR-PPD-FE-0101 | Flow Element, Venturi Pump 1 | WTR-PPD-FIT-0101S |  | Meter |  | FE | http://www.toronto.ca/TWONTO#00366
| WTR-PPD-FE-0301 | Flow Element, Venturi Pump 3 | WTR-PPD-FIT-0301S |  | Meter |  | FE | http://www.toronto.ca/TWONTO#00366
| WTR-PPD-FE-0401 | Flow Element, Venturi Pump 4 | WTR-PPD-FIT-0401S |  | Meter |  | FE | http://www.toronto.ca/TWONTO#00366
| WTR-PRH-FQIR-0001 | Meter, Service Water | WTR-PRH-CW | Meter | Meter |  | FQIR | http://www.toronto.ca/TWONTO#00369
| WTR-PTH-FE-0001 | Flow Element | WTR-PTH-FIT-0001 | Meter | Meter |  | FE | http://www.toronto.ca/TWONTO#00366
| WTR-PTH-FE-0002 | Flow Element, Service Water | WTR-PTH-CW | Meter | Meter |  | FE | http://www.toronto.ca/TWONTO#00366
| WTR-PWT-FQIR-0001 | Meter, Service Water Supply Valve | WTR-PWT-CW | Meter | Meter |  | FQIR | http://www.toronto.ca/TWONTO#00369
| WTR-349-METR-1001 | Meter | CH 349 10 | Meter | Meter |  | METR | http://www.toronto.ca/TWONTO#00369
| WTR-349-METR-1002 | Meter | CH 349 10 | Meter | Meter |  | METR | http://www.toronto.ca/TWONTO#00369
| FHO-AUX-ANL-0020 | Ozone calibration unit -Sr # G-001535 | FHO-AUX | Analyzer,PH | Meter |  | ANL | http://www.toronto.ca/TWONTO#00390
| FHO-LAB-ANL-0013 | pH Meter ( For Reference Only) | FHO-AUX | Analyzer,PH | Meter |  | ANL | http://www.toronto.ca/TWONTO#00118
| FHO-ELS-JIT-0610 | Meter, Power Monitoring, MCC-0610, Filter Building(1-8), S2, Electrical Room | FHO-ELS-MCC-0610 |  | Meter |  | JIT | http://www.toronto.ca/TWONTO#00302
94987 | FHO-SPC-COM-1601 | Termination Panel, Clarifier Building, S2, Main Foyer, N/E | FHO-SPC |  | Communications Equipment |  | COM | http://www.toronto.ca/TWONTO#00540 |  | Process Control Systems - Services Area
26452 | FHO-SPC-COM-1102 | Termination Panel, Admin Building, S4, Main Electrical Room, South | FHO-SPC |  | Communications Equipment |  | COM | http://www.toronto.ca/TWONTO#00540 |  | Process Control Systems - Services Area
94976 | FHO-SPC-COM-1101 | Termination Panel, Admin Building, S4, Main Electrical Room, South Wall | FHO-SPC |  | Communications Equipment |  | COM | http://www.toronto.ca/TWONTO#00540 |  | Process Control Systems - Services Area
| THCLIQMNT | THC Liquids Maintenance | THC |  |  |  |  | http://www.toronto.ca/TWONTO#00260 | Work Area | Highland Creek Treatment Plant
| THC-LQMT-SPARES | THC Liquids Maintenance Area- Spare Rebuilt Equipment | THC |  |  |  |  | http://www.toronto.ca/TWONTO#00260 | Sub-Process | Highland Creek Treatment Plant
| THC-LQMT-SPARES | THC Liquids Maintenance Area- Spare Rebuilt Equipment | THCLIQMNT |  |  |  |  | http://www.toronto.ca/TWONTO#00260 | Sub-Process | THC Liquids Maintenance
126393 | THC-LQMT-SPARE PARTS | THC Liquids Maintenance Spare parts repair/recondition/rebuild | THC-PLT-BAR SCREENS |  | Tank |  |  | http://www.toronto.ca/TWONTO#00260 |  | Bar Screening
62505 | THC-LQMT-SPARE PARTS | THC Liquids Maintenance Spare parts repair/recondition/rebuild | THC-LQMT-SPARE |  | Tank |  |  | http://www.toronto.ca/TWONTO#00260 |  | THC Liquids Maintenance Spare parts/materials
| THC-LQMT-SPARE | THC Liquids Maintenance Spare parts/materials | THC-LQMT-SPARES |  |  |  |  | http://www.toronto.ca/TWONTO#00260 | Process | THC Liquids Maintenance Area- Spare Rebuilt Equipment
| THCSLDMNT | THC Solids Maintenance | THC |  |  |  |  | http://www.toronto.ca/TWONTO#00260 | Work Area | Highland Creek Treatment Plant
| THC-SLMT-SPARE | THC Solids Maintenance - Spare equipment | THC-LQMT-SPARES |  |  |  |  | http://www.toronto.ca/TWONTO#00260 | Process | THC Liquids Maintenance Area- Spare Rebuilt Equipment
| FHO-ELS-JIT-1210 | Meter, Power Monitoring, MCC-1210, Ozone Building, Electrical Room | FHO-ELS-INQ |  | Meter |  | JIT | http://www.toronto.ca/TWONTO#00302
| FHO-ELS-JIT-1220 | Meter, Power Monitoring, MCC-1220, Ozone Building, Electrical Room | FHO-ELS-INQ |  | Meter |  | JIT | http://www.toronto.ca/TWONTO#00302
| FHO-LAB-ANL-0015 SUSP | pH Meter (Lab) | FHO-AUX | Analyzer,PH | Meter | 40060 | ANL | x
| FHO-LAB-ANL-0005 | Plant Portable pH Meter (For Reference Only) | FHO-AUX | Analyzer,PH | Meter |  | ANL | http://www.toronto.ca/TWONTO#00118
| FHO-MCS-METR-0001 | Megger Insulation Tester, 5 KV Sr # 060406/1025 | FHO-MCS-MEQ | Meter,Insulation | Meter |  | METR | http://www.toronto.ca/TWONTO#OWLClass_sobum-gizot-dozos-nafil
| FHO-MCS-METR-0002 | Megger Insulation Tester, 5 KV Hand Crank Sr # 020502/4134 | FHO-MCS-MEQ | Meter,Insulation | Meter |  | METR | http://www.toronto.ca/TWONTO#OWLClass_sobum-gizot-dozos-nafil
| FHO-SBS-FIR-0601 | Indicator, Flow, Recording, Skid #6 Process Variables, CP-0601, Chemical Building, S4, SBS Pump Room | FHO-SBS-P-0601 |  | Meter |  | FIR | http://www.toronto.ca/TWONTO#00255
| FIS-BW-AIT-0002-SUS | Surface Wash Flow Meter | FIS-FLT-P-0001-SUS | Meter,Flow | Meter | 38153 | AIT | x
| FIS-GRK-AM-0001 | Weather Station | FIS-SES-LTG |  | Meter |  | AM | http://www.toronto.ca/TWONTO#00805
| FIS-SES-SQ-1021 | Safety,Plant,Voltage Detector,SALISBURY 4744 | FIS-SES_SQ | Meter,volt | Meter |  | SQ | http://www.toronto.ca/TWONTO#00485
| FIS-SES-SQ-1024 | Safety,Plant,Insulation Tester,MEGGER, MIT510/2 | FIS-SES_SQ | Meter,Insulation | Meter |  | SQ | http://www.toronto.ca/TWONTO#OWLClass_sobum-gizot-dozos-nafil
| FIS-SES-SQ-1028 | Safety,Plant,DLRO Tester | FIS-SES_SQ | Meter | Meter |  | SQ | http://www.toronto.ca/TWONTO#OWLClass_sobum-gizot-dozos-nafil
| TN122A | Meter, Flow, Potable Water, Building M | THC-SUSPENDED | Meter | Meter | 32223 |  | x
| TN124A | Meter, Flow, Potable Water, Building M | THC-PWA-POTAB METER | Meter | Meter | 32225 |  | x
| TN127A | Meter, Flow, Potable Water, Building M | THC-PWA-POTAB METER | Meter | Meter | 32259 |  | x
| TN127A | Meter, Flow, Potable Water, Building M | THC-SUSPENDED | Meter | Meter | 32259 |  | x
| TN128A | Meter, Flow, Potable Water, Building M | THC-PWA-POTAB METER | Meter | Meter | 32260 |  | x
| TN128A | Meter, Flow, Potable Water, Building M | THC-SUSPENDED | Meter | Meter | 32260 |  | x
| TN129A | Meter, Flow, Potable Water, Building M | THC-PWA-POTAB METER | Meter | Meter | 32261 |  | x
| TN129A | Meter, Flow, Potable Water, Building M | THC-SUSPENDED | Meter | Meter | 32261 |  | x
| TN130A | Meter, Flow, Potable Water, Building M | THC-PWA-POTAB METER | Meter | Meter | 32262 |  | x
| TN130A | Meter, Flow, Potable Water, Building M | THC-SUSPENDED | Meter | Meter | 32262 |  | x
| TN132A | Meter, Flow, Potable Water, Building M | THC-SUSPENDED | Meter | Meter | 32264 |  | x
| SWM-PBL-JIT-0001 | Meter, Hydro Revenue | SWM-PBL | Meter | Meter |  | JIT | http://www.toronto.ca/TWONTO#00302
| SWM-PBL-JIT-0002 | Meter, Digital | SWM-PBL | Meter | Meter |  | JIT | http://www.toronto.ca/TWONTO#00302
| SWM-PBL-JIT-0003 | Meter, Power Indicating Transmitter | SWM-PBL | Meter | Meter |  | JIT | http://www.toronto.ca/TWONTO#00302
| SWM-PET-GA-0001 | Gauge, Discharge Pressure | SWM-PET |  | Meter |  | GA | http://www.toronto.ca/TWONTO#punol-kujib-zolom-dolav
| SWM-PET-GA-0001 | Gauge, Discharge Pressure | SWM-PET-MISC |  | Meter |  | GA | http://www.toronto.ca/TWONTO#punol-kujib-zolom-dolav
| SWM-PIT-JIT-0001 | Meter, Power Indicating Transmitter | SWM-PIT | Meter | Meter |  | JIT | http://www.toronto.ca/TWONTO#00302
| SWM-PIT-JIT-0001 | Meter, Power Indicating Transmitter | SWM-PIT-MISC | Meter | Meter |  | JIT | http://www.toronto.ca/TWONTO#00302
| SWM-PMG-JIT-0001 | Meter, Power Indicating Transmitter | SWM-PMG-MISC | Meter | Meter |  | JIT | http://www.toronto.ca/TWONTO#00302
| WTR-RRH-FQ-0001 | Meter, Flow, Washdown Line, Rosehill Reservoir, Valve House | WTR-RRH-CW | Meter,Flow | Meter |  | FQ | http://www.toronto.ca/TWONTO#00369
| SWM-PNQ-FQ-0001 | Meter, Natural Gas | SWM-PNQ | Meter | Meter |  | FQ | http://www.toronto.ca/TWONTO#00369
| SWM-PWI-GA-0001 | Gauge, Discharge Pressure | SWM-PWI-MISC |  | Meter |  | GA | http://www.toronto.ca/TWONTO#punol-kujib-zolom-dolav
| THC-SLMT-SPARE | THC Solids Maintenance - Spare equipment | THCSLDMNT |  |  |  |  | http://www.toronto.ca/TWONTO#00260 | Process | THC Solids Maintenance
| TAB-BFP-GA-0001 | Backflow Preventer Test Kit | TAB-CW-BFP |  | Meter |  | GA | http://www.toronto.ca/TWONTO#OWLClass_fivij-sibit-rikok-fapib
| TAB-BFP-GA-0002 | Backflow Preventer Test Kit | TAB-CW-BFP |  | Meter |  | GA | http://www.toronto.ca/TWONTO#OWLClass_fivij-sibit-rikok-fapib
| TAB-CHL-FIT-1117 | Flowmeter,Mass | TAB-DIS-CHL-7 | Meter,Flow | Meter |  | FIT | http://www.toronto.ca/TWONTO#00369
| FN2200D | Meter, Sludge Density | TAB-PRM-INQ | Meter,Density | Meter |  |  | http://www.toronto.ca/TWONTO#00689
| WTR-359-METR-0301A | Meter | CH 359 03A | Meter,Flow | Meter |  | METR | http://www.toronto.ca/TWONTO#00369
| TAB-DIG-FIT-6171 | Transmitter, Flow Indicating,Out let from Dryer No.D-6160 | TAB-DIG-D-6160 | Transmitter,Flow | Meter |  | FIT | http://www.toronto.ca/TWONTO#00369
| TAB-DIG-FIT-9717 | Transmitter, Flow Indicating,Out let from Dryer No.D-9715 | TAB-DIG-D-9715 | Transmitter,Flow | Meter |  | FIT | http://www.toronto.ca/TWONTO#00369
| TAB-DIG-FIT-9718 | Transmitter, Flow Indicating,Out let from Dryer No.D-9716 | TAB-DIG-D-9716 | Transmitter,Flow | Meter |  | FIT | http://www.toronto.ca/TWONTO#00369
| TAB-DIS-FIT-8001 | Transmitter, Flow Indicating, Water to Injectors | TAB-DIS-V-8001 | Transmitter,Flow | Meter |  | FIT | http://www.toronto.ca/TWONTO#00369
| TAB-DIS-FIT-8003 | Flow Meter, South Final Effluent Channel | TAB-SUSPENDED ENTITY | Meter,Flow | Meter | 34306 | FIT | x
| TAB-DIS-FIT-8004 | Flow Meter, North Final Effluent Channel | TAB-SUSPENDED ENTITY | Meter,Flow | Meter | 34307 | FIT | x
| TAB-DIS-METR-3011 | Meter, Portable, Residual chlorine | TAB-SLO-ANL | Analyzer,Chlorine | Meter |  | METR | http://www.toronto.ca/TWONTO#00581
| TAB-DIS-METR-3012 | Meter, Portable, Residual chlorine | TAB-DIS-SP | Analyzer,Chlorine | Meter |  | METR | http://www.toronto.ca/TWONTO#00581
| TAB-DIS-METR-3012 | Meter, Portable, Residual chlorine | TAB-SLO-ANL | Analyzer,Chlorine | Meter |  | METR | http://www.toronto.ca/TWONTO#00581
| TAB-DIS-METR-3013 | Meter, Portable, Residual chlorine | TAB-DIS-SP | Analyzer,Chlorine | Meter |  | METR | http://www.toronto.ca/TWONTO#00581
| TAB-DIS-METR-3013 | Meter, Portable, Residual chlorine | TAB-SLO-ANL | Analyzer,Chlorine | Meter |  | METR | http://www.toronto.ca/TWONTO#00581
| TAB-DIS-METR-3014 | Meter, Portable, Residual chlorine | TAB-DIS-SP | Analyzer,Chlorine | Meter |  | METR | http://www.toronto.ca/TWONTO#00581
| TAB-DIS-METR-3014 | Meter, Portable, Residual chlorine | TAB-SLO-ANL | Analyzer,Chlorine | Meter |  | METR | http://www.toronto.ca/TWONTO#00581
| TAB-DIS-METR-3015 | Meter, Portable, Residual chlorine | TAB-DIS-SP | Analyzer,Chlorine | Meter |  | METR | http://www.toronto.ca/TWONTO#00581
| WTR-093-METR-0401B | Meter Displacement | CH 093 04B | Meter,Flow,Displacement | Meter |  | METR | http://www.toronto.ca/TWONTO#00369
| TAB-DIS-METR-3020 | Meter, Portable, Chlorine Gas | TAB-SLO-ANL | Analyzer,Chlorine | Meter |  | METR | http://www.toronto.ca/TWONTO#00583
| TAB-EL1-JIT-6631 | Meter,Power,MCC-6631,Electrical Room,Ground Floor,Grit Build,P Building | TAB-EL1-MCC-6631 | Control Panel,MCC | Meter |  | JIT | http://www.toronto.ca/TWONTO#00302
| TAB-EL1-JIT-6634 | Meter,Power,MCC-6634,Electrical Room,Ground Floor,Grit Build,P Building | TAB-EL1-MCC-6634 | Meter,Power Recording | Meter |  | JIT | http://www.toronto.ca/TWONTO#00302
| TAB-EL1-JIT-6674 | Meter,Power,MCC-6674,Electrical Room,Ground Floor,Grit Build,P Building | TAB-EL1-MCC-6674 | Meter,Power Recording | Meter |  | JIT | http://www.toronto.ca/TWONTO#00302
| TAB-EL3-JIT-6102 | Digital Meter,Indoor,Plant Services,Seawall Substation 600V MCC | TAB-EL3-MCC-6102 | Meter,current | Meter |  | JIT | http://www.toronto.ca/TWONTO#00302
| TAB-EL3-JIT-6103 | Digital Meter | TAB-EL3-MCC-6103 | Meter,Power Recording | Meter |  | JIT | http://www.toronto.ca/TWONTO#00302
| TAB-EL3-JIT-6104 | Digital Meter | TAB-EL3-MCC-6224 | Meter,Power Recording | Meter |  | JIT | http://www.toronto.ca/TWONTO#00302
| TAB-EL3-JRT-1507 | Relay,Indoor,Plant Services,Seawall Substation 13.8kV Switchgear | TAB-EL3-BUS-1507 | Meter | Meter |  | JRT | http://www.toronto.ca/TWONTO#00622
| TAB-EL3-JRT-1530 | Relay,Indoor,Plant Services,Seawall Substation 13.8kV Switchgear | TAB-EL3-BUS-1506 | Switchgear | Meter |  | JRT | http://www.toronto.ca/TWONTO#00622
| TAB-EL3-JRT-1550 | Relay,Indoor,Plant Services,Seawall Substation 13.8kV Switchgear | TAB-EL3-BUS-1507 | Meter | Meter |  | JRT | http://www.toronto.ca/TWONTO#00622
| WTR-093-METR-1101 | Meter Displacement | CH 093 11 FQ | Meter,Flow,Displacement | Meter |  | METR | http://www.toronto.ca/TWONTO#00369
| TAB-PRM-DIT-3300 | Meter, Sludge Density, sludge from Pumps 3301 & 3302 from Tk 5 & 6 | TAB-PRM-T-0500 | Meter,Density | Meter |  | DIT | http://www.toronto.ca/TWONTO#00689
| TAB-PRM-DIT-3400 | Meter, Sludge Density, sludge from Pumps 3401 & 3402 from Tk 7 | TAB-PRM-T-0700 | Meter,Density | Meter |  | DIT | http://www.toronto.ca/TWONTO#00689
| TAB-PRM-DIT-3500 | Meter, Sludge Density, sludge from Pumps 3501 & 3502 from Tk 8 | TAB-PRM-P-3501 | Meter,Density | Meter |  | DIT | http://www.toronto.ca/TWONTO#00689
| TAB-PRM-DIT-3600 | Meter, Sludge Density, sludge from Pumps 3601 & 3602 from Tk 9 | TAB-PRM-P-3601 | Meter,Density | Meter |  | DIT | http://www.toronto.ca/TWONTO#00689
| TAB-PRM-DIT-3700 | Meter, Sludge Density, sludge from Pumps 3701& 3702 from Tk 10 | TAB-PRM-V | Meter,Density | Meter |  | DIT | http://www.toronto.ca/TWONTO#00689
| TAB-PRM-DIT-3800 | Meter, Sludge Density,sludge from Pumps 3801& 3802 from Tk 11 | TAB-PRM-V | Meter,Density | Meter |  | DIT | http://www.toronto.ca/TWONTO#00689
| TAB-PRM-DIT-3900 | Meter, Sludge Density,sludge from Pumps 3901& 3902 from Tk 12 | TAB-PRM-V | Meter,Density | Meter |  | DIT | http://www.toronto.ca/TWONTO#00689
| TAB-PRM-DIT-4300 | Meter, Sludge Density, Nuclear | TAB-PRM-V | Meter,Density | Meter | 39586 | DIT | x
| TAB-PRM-FIT-3100 | Transmitter, Flow Indicating, Raw Sludge Pumps 3101&3102, | TAB-PRM-P-3101 | Transmitter,Flow | Meter |  | FIT | http://www.toronto.ca/TWONTO#00369
| TAB-PRM-FIT-3200 | Transmitter Flow Indicating, Raw Sludge Pumps 3201&3202 | TAB-PRM-P-3201 | Transmitter,Flow | Meter |  | FIT | http://www.toronto.ca/TWONTO#00369
| TAB-PRM-FIT-3300 | Transmitter, Flow Indicating,Raw Sludge Pumps 3301 &3302 | TAB-PRM-P-3301 | Transmitter,Flow | Meter |  | FIT | http://www.toronto.ca/TWONTO#00369
| TAB-PRM-FIT-3400 | Transmitter, Flow Indication,PRS, Pump Outlets P-3401&3402 | TAB-PRM-P-3401 | Transmitter,Flow | Meter | 35830 | FIT | x
| TAB-PRM-FIT-3600? | Transmitter, Flow Indication,PRS, Pump Outlets P-3601&3602 | TAB-PRM-P-3601? | Transmitter,Flow | Meter | 34197 | FIT | x
| TAB-PRM-FIT-3700 | Transmitter, Flow Indication, PRS, Discharge from P-3701 & 3702 | TAB-PRM-P-3701 | Transmitter,Flow | Meter |  | FIT | http://www.toronto.ca/TWONTO#00369
| TAB-PRM-FIT-3800 | Transmitter, Flow Indication, PRS, Discharge from Pumps P-3801 & 3802 | TAB-PRM-P-3801 | Transmitter,Flow | Meter |  | FIT | http://www.toronto.ca/TWONTO#00369
| TAB-RSP-FIT-0070 | Transmitter, Flow Indication | TAB-RSP-PIP-0003 | Transmitter,Flow | Meter |  | FIT | http://www.toronto.ca/TWONTO#00369
| TAB-RSP-FIT-0090 | Transmitter, Flow Indication, Influent to Conduit 1 | TAB-RSP-PM | Transmitter,Flow | Meter |  | FIT | http://www.toronto.ca/TWONTO#00369
| FN2139 | Meter, Sludge Density, Line 1 | TAB-PRM-INQ-OPS | Meter,Density | Meter |  |  | http://www.toronto.ca/TWONTO#00689
| WTR-094-METR-0201 | Meter Displacement | CH 094 02 FQ | Meter,Flow,Displacement | Meter |  | METR | http://www.toronto.ca/TWONTO#00369
| TAB-STR-FIT-0032 | Transmitter, Flow Indication, Seawall Gate, PSG42, Discharge Gate | TAB-STR-INQ | Meter,Flow,Doppler | Meter |  | FIT | http://www.toronto.ca/TWONTO#00369
| TAB-STR-FIT-0034 | Transmitter, Flow Indication, Seawall Gate, PSG44, Discharge Gate | TAB-STR-INQ | Meter,Flow,Doppler | Meter |  | FIT | http://www.toronto.ca/TWONTO#00369
| TAB-STR-FIT-0245 | Transmitter, Mass Flow, Aeration Tank 2, Pass 1 Group 1 | TAB-STR-T-0200 | Meter,Flow,Mass | Meter |  | FIT | http://www.toronto.ca/TWONTO#00369
| TAB-STR-FIT-0266 | Transmitter, Mass Flow, Aeration Tank 2, Pass 3 Group 2 | TAB-STR-T-0200 | Meter,Flow,Mass | Meter |  | FIT | http://www.toronto.ca/TWONTO#00369
| TAB-STR-FIT-0275 | Transmitter, Mass Flow, Aeration Tank 2, Pass 4 Group 1 | TAB-STR-T-0200 | Meter,Flow,Mass | Meter |  | FIT | http://www.toronto.ca/TWONTO#00369
| TAB-STR-FIT-0277 | Transmitter, Mass Flow, Aeration Tank 2, Pass 4 Group 3 | TAB-STR-T-0200 | Meter,Flow,Mass | Meter |  | FIT | http://www.toronto.ca/TWONTO#00369
| WTR-128-METR-0902 | Meter Displacement | CH 128 09 FQ N | Meter,Flow,Displacement | Meter |  | METR | http://www.toronto.ca/TWONTO#00369
| TAB-STR-METR-0002 | Meter, Portable, Suspended Solid with Probe | TAB-STR-ANL-0100 | Analyzer,Suspended Solid | Meter |  | METR | http://www.toronto.ca/TWONTO#00752
| WTR-128-METR-0903 | Meter Displacement | CH 128 09 FQ S | Meter,Flow,Displacement | Meter |  | METR | http://www.toronto.ca/TWONTO#00369
| TAB-STR-METR-0006 | Meter, Portable, Disolved Oxygen-HACH | TAB-STR-ANL-0100 | Analyzer,Dissolved Oxygen (DO) | Meter |  | METR | http://www.toronto.ca/TWONTO#00280
| TAB-STR-METR-0007 | Meter, Portable, Suspended Solid-HACH | TAB-STR-ANL-0100 | Meter,Suspended Solids | Meter |  | METR | http://www.toronto.ca/TWONTO#00752
| WTR-093-METR-0402B | Meter Displacement | CH 093 04B | Meter,Flow,Displacement | Meter |  | METR | http://www.toronto.ca/TWONTO#00369
| WTR-RWL-METR-0001 | Meter, Electrical, Control Room | WTR-RWL-ELS | Meter | Meter |  | METR | http://www.toronto.ca/TWONTO#00369
| TAB-STR-METR-0010 | Meter, Portable, Suspended Solid-Partech | TAB-STR-ANL-0100 | Meter,Suspended Solids | Meter |  | METR | http://www.toronto.ca/TWONTO#00752
| THC-CW-FIT-7482 | Meter, Flow, Totalizer, City Water Supply, Building J | THC-PWA-POTAB METER | Meter,Flow | Meter |  | FIT | http://www.toronto.ca/TWONTO#00369
| THC-CW-FIT-7483 | Meter, Flow, Totalizer, City Water Supply, Building J | THC-PWA-POTAB METER | Meter,Flow | Meter | 35280 | FIT | x
| THC-CW-FIT-7483 | Meter, Flow, Totalizer, City Water Supply, Building J | THC-SUSPENDED | Meter,Flow | Meter | 35280 | FIT | x
| THC-CW-FIT-7484 | Meter, Flow, Totalizer, City Water Supply, Building M, Heat Treatment | THC-PWA-POTAB METER | Meter,Flow | Meter |  | FIT | http://www.toronto.ca/TWONTO#00369
| SWM-PNQ-FQ-0001 | Meter, Natural Gas | SWM-PNQ-MISC | Meter | Meter |  | FQ | http://www.toronto.ca/TWONTO#00369
| THR-ACC-FQ-1800 | Meter,Flow Totalizing , Heating Water System, COGEN Basement | THR-ACC-HCP4 | Transmitter,Pressure,Differential | Meter |  | FQ | http://www.toronto.ca/TWONTO#00369
| THC-DEW-FIT-0322 | Transmitter, Flow Indicating, Centrifuge Feed | THC-DEW-CF-0312/0313 | Transmitter,Flow | Meter | 35330 | FIT | x
| THC-DEW-FIT-0322 | Transmitter, Flow Indicating, Centrifuge Feed | THC-SUSPENDED | Transmitter,Flow | Meter | 35330 | FIT | x
| THC-DEW-FIT-5191 | Transmitter, Flow Indicating, Digested Sludge to Blending Tank, Dewatering | THC-DEW-BLEND | Transmitter,Flow | Meter |  | FIT | http://www.toronto.ca/TWONTO#00369
| THC-DEW-FIT-5482 | Transmitter, Flow Indicating, Blended Sludge, System Dewatering | THC-DEW-CF-1100 |  | Meter | 34659 | FIT | x
| THC-DEW-FIT-5482 | Transmitter, Flow Indicating, Blended Sludge, System Dewatering | THC-SUSPENDED |  | Meter | 34659 | FIT | x
| THC-DEW-FIT-5812 | Transmitter, Flow Indicating, Blended Sludge, System Dewatering | THC-DEW-CF-1500/1600 |  | Meter | 34660 | FIT | x
| THC-DEW-FIT-5812 | Transmitter, Flow Indicating, Blended Sludge, System Dewatering | THC-SUSPENDED |  | Meter | 34660 | FIT | x
| THC-DEW-FIT-5832 | Transmitter, Flow Indicating, Blended Sludge, System Dewatering | THC-DEW-CF-1500 |  | Meter | 34310 | FIT | x
| THC-DEW-FIT-5832 | Transmitter, Flow Indicating, Blended Sludge, System Dewatering | THC-SUSPENDED |  | Meter | 34310 | FIT | x
| THC-DEW-FIT-7267 | Transmitter, Flow Indicating, Polymer Feed, Dewatering | THC-DEW-POL-1 |  | Meter |  | FIT | http://www.toronto.ca/TWONTO#00369
| THC-DEW-FIT-7327 | Transmitter, Flow Indicating, Polymer Feed, Dewatering | THC-DEW-POL-2 |  | Meter |  | FIT | http://www.toronto.ca/TWONTO#00369
| THC-ELS-JIT-0701 | Meter, Power, MCC-0701, Phase I Secondary | THC-ELS-MCC-0701 |  | Meter |  | JIT | http://www.toronto.ca/TWONTO#00302
| THC-ELS-JIT-0702 | Meter, Power, MCC-0701, Phase I Secondary | THC-ELS-MCC-0702 |  | Meter |  | JIT | http://www.toronto.ca/TWONTO#00302
| THC-ELS-JIT-0801 | Meter, Power, MCC-0801, Phase I Secondary | THC-ELS-MCC-0801 | Control Panel,MCC | Meter |  | JIT | http://www.toronto.ca/TWONTO#00302
| THC-ELS-JIT-0802 | Meter, Power, MCC-0802, Phase I Secondary | THC-ELS-MCC-0802 | Control Panel,MCC | Meter |  | JIT | http://www.toronto.ca/TWONTO#00302
| THC-ELS-JIT-0900 | Meter,Power,Biosolids Building Feeder 1 | THC-ELS-PDP-0901 |  | Meter |  | JIT | http://www.toronto.ca/TWONTO#00302
| THC-ELS-JIT-1001 | Meter, Power, MCC-1001, Phase I Primary | THC-ELS-MCC-1001 |  | Meter |  | JIT | http://www.toronto.ca/TWONTO#00302
| THC-ELS-JIT-1002 | Meter, Power, MCC-1002, Phase I Primary | THC-ELS-MCC-1002 |  | Meter |  | JIT | http://www.toronto.ca/TWONTO#00302
| THC-ELS-JIT-1500 | Meter,Power,MCC-1500,Biosolids Building | THC-ELS-MCC-1500 |  | Meter |  | JIT | http://www.toronto.ca/TWONTO#00302
| THC-ELS-JIT-1510 | Meter,Power,CF-1500,Biosolids Building | THC-DEW-CF-1500 |  | Meter |  | JIT | http://www.toronto.ca/TWONTO#00302
| THC-ELS-JIT-1601 | Meter,Power,MCC-1601,Biosolids Building | THC-ELS-MCC-1601 |  | Meter |  | JIT | http://www.toronto.ca/TWONTO#00302
| THC-ELS-JIT-1602 | Meter,Power,MCC-1602,Biosolids Building | THC-ELS-MCC-1602 |  | Meter |  | JIT | http://www.toronto.ca/TWONTO#00302
| THC-ELS-JIT-1801 | Meter,Power,MCC-1801,Biosolids Building | THC-ELS-MCC-1801 |  | Meter |  | JIT | http://www.toronto.ca/TWONTO#00302
| THC-ELS-JIT-1830 | Meter,Power,MCC-1830 Feeder,Thickening Building | THC-ELS-MCC-1830 |  | Meter |  | JIT | http://www.toronto.ca/TWONTO#00302
| THC-ELS-JIT-1850 | Meter,Power,MCC-1850 Feeder,Thichening Building | THC-ELS-MCC-1850 |  | Meter |  | JIT | http://www.toronto.ca/TWONTO#00302
| THC-ELS-JIT-2200 | Meter,Power,Digester Feeder 2 | THC-ELS-PDP-2202 | Meter,Power Recording | Meter |  | JIT | http://www.toronto.ca/TWONTO#00302
| THC-ELS-JIT-2401 | Meter, Power, MCC-2401, Phase IV Secondary | THC-ELS-MCC-2401 |  | Meter |  | JIT | http://www.toronto.ca/TWONTO#00302
| THC-ELS-JIT-2402 | Meter, Power, MCC-2402, Phase IV Secondary | THC-ELS-MCC-2402 |  | Meter |  | JIT | http://www.toronto.ca/TWONTO#00302
| THC-ELS-JIT-2810 | Power Meter,Boiler Building,Boiler Room | THC-ELS-MCC-2810 |  | Meter |  | JIT | http://www.toronto.ca/TWONTO#00302
| THC-ELS-JIT-3801E | Meter, Power, Administration Building, MCC-3801E | THC-ELS-MCC-3801E |  | Meter |  | JIT | http://www.toronto.ca/TWONTO#00302
| THC-ELS-JIT-4002 | Meter, Power, PDP-4002, Electrical Room, Headworks | THC-ELS-PDP-4002 | Meter,Power Recording | Meter |  | JIT | http://www.toronto.ca/TWONTO#00302
| THC-ELS-JIT-4024 | Meter, Power, MCC-4024, Electrical Room, Headworks | THC-ELS-MCC-4024 | Meter,Power Recording | Meter |  | JIT | http://www.toronto.ca/TWONTO#00302
| THC-ELS-JIT-5002 | Meter,Power,Digester MCC Feeder 2 | THC-ELS-MCC-5002 | Meter,Power Recording | Meter |  | JIT | http://www.toronto.ca/TWONTO#00302
| PN3002D | Meter, Sludge Density, Nuclear | TAB-PRM-INQ-OPS | Meter,Density | Meter |  |  | http://www.toronto.ca/TWONTO#00689
| ON3102D | Meter, Sludge Level, Bubbler, Dew. Bldg, New Wet Well, Outside | TAB-DEW-WEL | Meter,Level,Bubbler | Meter |  |  | http://www.toronto.ca/TWONTO#00689
| THC-SES-AM-0215 | Meter, Atmosphere Monitoring ( Portable ) | THC-SES-GAS-M | Atmosphere Monitoring Device,Portable,Oxygen/Toxic/CH4/LEL/CL/SO2 | Meter | 35431 | AM | x
| THC-PWA-FIT-0801 | Flowmeter, Strainer Intake Header, N.E. Pumping Station | THC-PWA-EFFLUENT | Meter,Flow | Meter |  | FIT | http://www.toronto.ca/TWONTO#00369
| THC-PWA-PSL-0801 | Pressure switch (low pressure alarm),Plant Water Pump Inlet | THC-PWA-EFFLUENT | Meter,Flow | Meter |  | PSL | http://www.toronto.ca/TWONTO#00604
| THC-SES-AM-0216 | Meter, Atmosphere Monitoring ( Portable ) | THC-SES-GAS-M | Atmosphere Monitoring Device,Portable,Oxygen/Toxic/CH4/LEL/CL/SO2 | Meter | 35509 | AM | x
| THC-SES-AM-0101 | Meter, LEL Gases, Atmosphere Monitoring ( Portable ) | THC-SES-GAS-M | Atmosphere Monitoring Device,Portable,Oxygen/Toxic/CH4/LEL/CL/SO2 | Meter |  | AM | http://www.toronto.ca/TWONTO#00583
| THC-SES-AM-0206 | Meter, LEL Gases, Atmosphere Monitoring ( Portable ) | THC-SES-GAS-A | Atmosphere Monitoring Device,Portable,Oxygen/Toxic/CH4/LEL/CL/SO2 | Meter |  | AM | http://www.toronto.ca/TWONTO#00583
| THC-SES-AM-0207 | Meter, LEL Gases, Atmosphere Monitoring ( Portable ) | THC-SES-GAS-A | Atmosphere Monitoring Device,Portable,Oxygen/Toxic/CH4/LEL/CL/SO2 | Meter |  | AM | http://www.toronto.ca/TWONTO#00583
| THC-SES-AM-0208 | Meter, LEL Gases, Atmosphere Monitoring ( Portable ) | THC-SES-GAS-A | Atmosphere Monitoring Device,Portable,Oxygen/Toxic/CH4/LEL/CL/SO2 | Meter |  | AM | http://www.toronto.ca/TWONTO#00583
| THC-SES-AM-0210 | Meter, LEL Gases, Atmosphere Monitoring ( Portable ) | THC-SES-GAS-A | Atmosphere Monitoring Device,Portable,Oxygen/Toxic/CH4/LEL/CL/SO2 | Meter |  | AM | http://www.toronto.ca/TWONTO#00583
| THC-SES-AM-0211 | Meter, LEL Gases, Atmosphere Monitoring ( Portable ) | THC-SES-GAS-A | Atmosphere Monitoring Device,Portable,Oxygen/Toxic/CH4/LEL/CL/SO2 | Meter |  | AM | http://www.toronto.ca/TWONTO#00583
| THC-SES-AM-0101 | Meter, LEL Gases, Atmosphere Monitoring ( Portable ) | THC-SES-GAS-K | Atmosphere Monitoring Device,Portable,Oxygen/Toxic/CH4/LEL/CL/SO2 | Meter |  | AM | http://www.toronto.ca/TWONTO#00583
| THC-SES-AM-0204 | Meter, LEL Gases, Atmosphere Monitoring ( Portable ) | THC-SES-GAS-A | Atmosphere Monitoring Device,Portable,Oxygen/Toxic/CH4/LEL/CL/SO2 | Meter |  | AM | http://www.toronto.ca/TWONTO#00583
| THC-SES-AM-0209 | Meter, LEL Gases, Atmosphere Monitoring ( Portable ) | THC-SES-GAS-A | Atmosphere Monitoring Device,Portable,Oxygen/Toxic/CH4/LEL/CL/SO2 | Meter |  | AM | http://www.toronto.ca/TWONTO#00583
| THC-SES-AM-0217 | Meter, LEL Gases, Atmosphere Monitoring ( Portable ) | THC-SES-GAS-K | Atmosphere Monitoring Device,Portable,Oxygen/Toxic/CH4/LEL/CL/SO2 | Meter |  | AM | http://www.toronto.ca/TWONTO#00583
| THC-SES-AM-0219 | Meter, LEL Gases, Atmosphere Monitoring ( Portable ), Work Area 3 | THC-SES-GAS-A | Atmosphere Monitoring Device,Portable,Oxygen/Toxic/CH4/LEL/CL/SO2 | Meter |  | AM | http://www.toronto.ca/TWONTO#00583
| THC-SES-AM-0220 | Meter, LEL Gases, Atmosphere Monitoring ( Portable ), Work Area 3 | THC-SES-GAS-A | Atmosphere Monitoring Device,Portable,Oxygen/Toxic/CH4/LEL/CL/SO2 | Meter |  | AM | http://www.toronto.ca/TWONTO#00583
| THC-SES-AM-0218 | Meter, LEL Gases, Atmosphere Monitoring ( Portable ), Work Area 3 | THC-SES-GAS-A | Atmosphere Monitoring Device,Portable,Oxygen/Toxic/CH4/LEL/CL/SO2 | Meter |  | AM | http://www.toronto.ca/TWONTO#00583
| THC-SES-AM-0221 | Meter, LEL Gases, Atmosphere Monitoring ( Portable ), Work Area 3 | THC-SES-GAS-A | Atmosphere Monitoring Device,Portable,Oxygen/Toxic/CH4/LEL/CL/SO2 | Meter |  | AM | http://www.toronto.ca/TWONTO#00583
| THC-INC-AM-0103 | Test Station, Atmosphere Monitoring ( Portable ) | THC-SUSPENDED |  | Meter | 33628 | AM | x
| THC-INC-AM-0103 | Test Station, Atmosphere Monitoring ( Portable ) | THC-SES-GAS-M |  | Meter | 33628 | AM | x
| THC-STW-CT-0011 | Controller, Storm Water Flowmeter/Miscellaneous, Admin Building Basement, Mechanical Room B104 | THC-STW-FIT-0011 |  | Meter |  | CT | http://www.toronto.ca/TWONTO#00613
| THR-ACC-FQ-1800 | Meter,Flow Totalizing , Heating Water System, COGEN Basement | THR-ACC-AHU-0410 | Transmitter,Pressure,Differential | Meter |  | FQ | http://www.toronto.ca/TWONTO#00369
| THR-ACC-FQ-4000 | Meter,Flow Totalizing, Heating Water System, Gallery T17E | THR-ACC-HCP4 | Transmitter,Pressure,Differential | Meter |  | FQ | http://www.toronto.ca/TWONTO#00369
| THR-ACC-FQ-4000 | Meter,Flow Totalizing, Heating Water System, Gallery T17E | THR-ACC-HE-4000 | Transmitter,Pressure,Differential | Meter |  | FQ | http://www.toronto.ca/TWONTO#00369
| THR-ACC-FQ-4500 | Meter,Flow Totalizing,Heating Water System, SP RAS PS Basement | THR-ACC-HCP4 | Transmitter,Pressure,Differential | Meter |  | FQ | http://www.toronto.ca/TWONTO#00369
| THR-ACC-FQ-4500 | Meter,Flow Totalizing,Heating Water System, SP RAS PS Basement | THR-ACC-HE-4500 | Transmitter,Pressure,Differential | Meter |  | FQ | http://www.toronto.ca/TWONTO#00369
| THR-CG-FIT-1101 | Transmitter, Flow, Engine Fuel Gas, Engine Fuel System, Engine-Gen 1101 | THR-CG-ENG-1101 |  | Meter |  | FIT | http://www.toronto.ca/TWONTO#00369
| THC-ROUTINE SLMT--SPARE | THC-Routine Inspection Solids Maintenance -SPARE ENTITY NUMBER | THCSLDMNT |  |  |  |  | http://www.toronto.ca/TWONTO#00278 | Process | THC Solids Maintenance
74071 | THR-ELS-TS-9563B | Transfer Switch, Digester 7-10 Electrical Bldg, Main Floor | THR-ELS-PDP-0602 | Switch | Switch |  | TS | http://www.toronto.ca/TWONTO#00754 |  | Control Panel, Power Distribution Panel, Line 0105, 600V Switchgear, Electrical Room, West Substation
135116 | THR-ELS-TS-9563B | Transfer Switch, Digester 7-10 Electrical Bldg, Main Floor | THR-ELS-LP-9583 | Switch | Switch |  | TS | http://www.toronto.ca/TWONTO#00754 |  | Lighting Panel, Control Panel Bldg, East Wall
74030 | THR-ELS-TR-0202 | Transformer, Dry, 600V,New Maintenance Bldg. | THR-ELS-RSPS | Transformer,Lighting | Tank |  | TR | http://www.toronto.ca/TWONTO#00755 |  | Electrical System, Returns Sludge Pumping Station
135086 | THR-ELS-TR-0202 | Transformer, Dry, 600V,New Maintenance Bldg. | THR-RSPS-CR | Transformer,Lighting | Tank |  | TR | http://www.toronto.ca/TWONTO#00755 |  | New Returns Control Room
| FCL-ELS-TR-002GA | Transformer, Lighting, 600/120/208V, 30kVA, 3PH, LP-002GA, Gaseous Building, 3rd Floor, NH3 Maintenance | FCL-ELS-6 |  |  |  | TR | http://www.toronto.ca/TWONTO#00755 | Electrical Equipment | Interior Lighting
32971 | KR2211A | Unit Heater, Silo #1, Main Floor, Silo Building | TAB-ACC-HTR-SLO | H.V.A.C.,Heater | HVAC |  |  | http://www.toronto.ca/TWONTO#00418 |  | Unit Heaters- Silo Bldg
32970 | KR2211A | Unit Heater, Silo #1, Main Floor, Silo Building | TAB-ACC-HTR | H.V.A.C.,Heater | HVAC |  |  | http://www.toronto.ca/TWONTO#00418 |  | Heaters- Convection,
32975 | KR2214A | Unit Heater, Silo #3, Main Floor, Silo Building | TAB-ACC-HTR-SLO | H.V.A.C.,Heater | HVAC |  |  | http://www.toronto.ca/TWONTO#00418 |  | Unit Heaters- Silo Bldg
| THR-ELS-JIT-0602 | Power Meter, Customer, PDP-0602, Electrical Room, West Substation | THR-ELS-PDP-0602 | Meter,Power Recording | Meter |  | JIT | http://www.toronto.ca/TWONTO#00302
| THR-ELS-JIT-0602 | Power Meter, Customer, PDP-0602, Electrical Room, West Substation | THR-ELS-WS | Meter,Power Recording | Meter |  | JIT | http://www.toronto.ca/TWONTO#00302
| THR-ELS-JIT-3801 | Meter, Power Indicating, Plant Water Pump Station | THR-ELS-MCC-3801 | Transmitter,Power Indicating | Meter |  | JIT | http://www.toronto.ca/TWONTO#00302
| THR-THK-CF-4021-KQ | Centrifuge Time Tracking Monitor | THR-THK-CF-4021 |  | Meter |  | CF | http://www.toronto.ca/TWONTO#00255
| THR-THK-CF-4031-KQ | Centrifuge Time Tracking Monitor | THR-THK-CF-4031 |  | Meter |  | CF | http://www.toronto.ca/TWONTO#00255
| THR-THK-CF-4041-KQ | Centrifuge Time Tracking Monitor | THR-THK-CF-4041 |  | Meter |  | CF | http://www.toronto.ca/TWONTO#00255
| THR-THK-CF-4061-KQ | Centrifuge Time Tracking Monitor | THR-THK-CF-4031A |  | Meter |  | CF | http://www.toronto.ca/TWONTO#00255
| THR-THK-CF-4061-KQ | Centrifuge Time Tracking Monitor | THR-THK-CF-4061 |  | Meter |  | CF | http://www.toronto.ca/TWONTO#00255
| THR-THK-CF-4071-KQ | Centrifuge Time Tracking Monitor | THR-THK-CF-4041A |  | Meter |  | CF | http://www.toronto.ca/TWONTO#00255
32973 | KR2213A | Unit Heater, Silo #3, Main Floor, Silo Building | TAB-ACC-HTR-SLO | H.V.A.C.,Heater | HVAC |  |  | http://www.toronto.ca/TWONTO#00418 |  | Unit Heaters- Silo Bldg
| ON3103D | Meter, Sludge Level, Infrared, Dew. Bldg, New Wet Well, Outside | TAB-DEW-WEL | Meter,Level,Infrared | Meter |  |  | http://www.toronto.ca/TWONTO#00689
| FN2004D | Meter, Suspended Solids Interface, Portable | TAB-STR-ANL-0100 | Analyzer,Suspended Solid | Meter |  |  | http://www.toronto.ca/TWONTO#00752
| FHO-ZMC | Zebra Mussel Control System | FHO-DIS |  |  |  |  | http://www.toronto.ca/TWONTO#00260 | Sub-Process | Disinfection
| FHO-SM-SEN-0001 | ZMCS Raw Water Gas Detection | FHO-SES | Atmosphere Monitoring Device,Stationary,H2S/CO/CL/Toxic/SO2/NH3 |  |  | SEN | x | Equipment Location | Safety & Environmental Services
| CL2102D | Pressure Switch, North Line, Alarm System Activation | TAB-DIS-SQ | Meter,Flow,Differential Pressure | Meter |  |  | http://www.toronto.ca/TWONTO#00604
| CL2103D | Pressure Switch, South Line, Alarm System Activation | TAB-DIS-SQ | Meter,Flow,Differential Pressure | Meter |  |  | http://www.toronto.ca/TWONTO#00604
| EN2001D | Recorder, Raw Water Flow (& Indicator) | TAB-PWA-INQ | Recorder | Meter |  |  | http://www.toronto.ca/TWONTO#00255
| CL2012D1 | Switch, Pressure Vacuum, Evaporator | TAB-DIS-CHL-4 | Meter,Flow,Differential Pressure | Meter |  |  | http://www.toronto.ca/TWONTO#00604
| CL2013D1 | Switch, Pressure Vacuum, Evaporator | TAB-DIS-CHL-5 | Meter,Flow,Differential Pressure | Meter |  |  | http://www.toronto.ca/TWONTO#00604
| CL2014D1 | Switch, Pressure Vacuum, Evaporator | TAB-DIS-CHL-6 | Meter,Flow,Differential Pressure | Meter |  |  | http://www.toronto.ca/TWONTO#00604
| CL2016D1 | Switch, Pressure Vacuum, Evaporator | TAB-DIS-CHL-8 | Meter,Flow,Differential Pressure | Meter |  |  | http://www.toronto.ca/TWONTO#00604
| CL2011D1 | Switch, Pressure Vacuum, Evaporator | TAB-DIS-CHL-3 | Meter,Flow,Differential Pressure | Meter |  |  | http://www.toronto.ca/TWONTO#00604
| CL2015D1 | Switch, Pressure Vacuum, Evaporator | TAB-DIS-CHL-7 | Meter,Flow,Differential Pressure | Meter |  |  | http://www.toronto.ca/TWONTO#00604
| CL2010D1 | Switch, Pressure Vacuum,, Evaporator | TAB-DIS-CHL-2 | Meter,Flow,Differential Pressure | Meter |  |  | http://www.toronto.ca/TWONTO#00604
| FCL-PWA METR-0002-SUS | Test Kit, Backflow Preventer | FCL-SUSPENDED | Meter,Flow | Meter | 40793 |  | x
| FCL-PWA METR-0002-SUS | Test Kit, Backflow Preventer | FCL-MCS | Meter,Flow | Meter | 40793 |  | x
| FHA-GRK-WEATHER | Weather Station / Windsock | FHA-GRK-PRTY-0001 | Weather Station | Meter |  |  | http://www.toronto.ca/TWONTO#00805
| TNT-DIS-METR-0001 | Meter, pH/mV/Temperature | TNT-ELS | Analyzer,PH | Meter |  | METR | http://www.toronto.ca/TWONTO#00118
| TNT-DIS-METR-0002 | Meter, pH/Temperature | TNT-ELS | Analyzer,PH | Meter |  | METR | http://www.toronto.ca/TWONTO#00118
| TNT-DIS-METR-0004 | Dest Top Analyser for Ammonia, Chlorine etc., | TNT-ELS | Analyzer,PH | Meter |  | METR | http://www.toronto.ca/TWONTO#00118
| TNT-ELS-JIT-4001 | Transmitter, Power Quality, MCC-4001 | TNT-ELS-MCC-4001 | Meter,Multi | Meter |  | JIT | http://www.toronto.ca/TWONTO#00302
| TAB-DIS-METR-3018 | Meter, Portable pH,mV and Temperature Instrument,YSI ECOSense pH100 | TAB-SLO-ANL | Analyzer,PH | Meter |  | METR | http://www.toronto.ca/TWONTO#00118
| TAB-CW-METR-0001 | Meter, Portable, City Water Line, Gas Control Building, Basement | TAB-CW-METR | Meter,Flow | Meter |  | METR | http://www.toronto.ca/TWONTO#00369
| TAB-CW-METR-0001 | Meter, Portable, City Water Line, Gas Control Building, Basement | TAB-STR-ANL-0100 | Meter,Flow | Meter |  | METR | http://www.toronto.ca/TWONTO#00369
| TAB-STR-METR-0001 | Meter, Portable, Final Effluent Quality | TAB-STR-ANL-0100 | Analyzer,Suspended Solid | Meter |  | METR | http://www.toronto.ca/TWONTO#00369
| WTR-PWT-METR-0001 | Meter, Water, Utility, Basement | WTR-PWT-CW | Meter | Meter |  | METR | http://www.toronto.ca/TWONTO#00369
| WTR-PWT-METR-0002 | Meter, Water, Utility, Basement | WTR-PWT-CW | Meter | Meter |  | METR | http://www.toronto.ca/TWONTO#00369
| WTR-161-METR-1402A | Flowmeter | CH 161 14A FQ | Meter,Flow,Displacement | Meter |  | METR | http://www.toronto.ca/TWONTO#00369
| WTR-190-METR-0602 | Flow Meter | CH 190 06 | Meter,Flow,Displacement | Meter |  | METR | http://www.toronto.ca/TWONTO#00369
| TAB-STR-METR-0008 | Microscope with Camera | TAB-STR-ANL-0100 | Meter | Meter |  | METR | http://www.toronto.ca/TWONTO#00567
| WTR-269-FE-0401 | Flow Element | WTR-269-CH-0005 | Meter | Meter |  | FE | http://www.toronto.ca/TWONTO#00366
| WTR-272-METR-0901 | Flow Recorder Totalizer | CH 272 APT FQIR | Recorder | Meter |  | METR | http://www.toronto.ca/TWONTO#00255
| WTR-282-FE-0201 | Flow Element | WTR-282-CH-0003 | Meter | Meter |  | FE | http://www.toronto.ca/TWONTO#00366
| WTR-285-METR-0301 | Flowmeter | CH 285 03 FQIR | Recorder | Meter | 37270 | METR | x
| WTR-286-METR-0301 | Flowmeter | CH 286 03 FQIR | Recorder | Meter |  | METR | http://www.toronto.ca/TWONTO#00369
| TAB-STR-METR-0009 | Microscope with Camera | TAB-STR-ANL-0100 | Meter | Meter |  | METR | http://www.toronto.ca/TWONTO#00567
| TAB-SLO-METR-0001 | Moisture Meter, (Portable) | TAB-SLO-BIO | Filter | Meter |  | METR | http://www.toronto.ca/TWONTO#00430
| WTR-359-FE-0401 | Flow Element | WTR-359-FIT-0401 | Meter | Meter |  | FE | http://www.toronto.ca/TWONTO#00366
| TNT-DIS-METR-0003 | Pocket Calorimeter | TNT-ELS | Analyzer,PH | Meter |  | METR | http://www.toronto.ca/TWONTO#00567
| TAB-CW-FQ-0003 | Totalising Meter, Flow , City Water, D Bldg | FN2203 | Meter,Flow | Meter |  | FQ | http://www.toronto.ca/TWONTO#00369
| TAB-CW-FQ-0003 | Totalising Meter, Flow , City Water, D Bldg | FN2204 | Meter,Flow | Meter |  | FQ | http://www.toronto.ca/TWONTO#00369
| WTR-PMI-FE-0005 | Flow Element | WTR-PMI-FIT-0005 | Meter | Meter |  | FE | http://www.toronto.ca/TWONTO#00366
| WTR-PPD-FE-0201 | Flow Element, Venturi Pump 2 | WTR-PPD-FIT-0201S |  | Meter |  | FE | http://www.toronto.ca/TWONTO#00366
| TAB-CW-FQ-0002 | Totalising Meter, Flow , City Water, M & T Bldg | FN2202 | Meter,Flow | Meter |  | FQ | http://www.toronto.ca/TWONTO#00369
| TAB-ELS-METR-0203 | Stick for testing ,Detex Voltage Detector,4.16kV-34.5 kV, | TAB-STR-ELQ | Meter,Insulation | Meter |  | METR | http://www.toronto.ca/TWONTO#00426
32974 | KR2214A | Unit Heater, Silo #3, Main Floor, Silo Building | TAB-ACC-HTR | H.V.A.C.,Heater | HVAC |  |  | http://www.toronto.ca/TWONTO#00418 |  | Heaters- Convection,
| COL-BDC-AE-0001 | Analyser Element, Combustible Gas | COL-BDC-MISC | Transmitter | Analyzer |  | AE | http://www.toronto.ca/TWONTO#00209
| COL-BCV-AE-0003 | Analyser Element, Gas | COL-BCV-MISC | Transmitter | Analyzer |  | AE | http://www.toronto.ca/TWONTO#00209
| COL-BDC-AE-0004 | Analyser Element, Gas | COL-BDC-MISC | Transmitter | Analyzer |  | AE | http://www.toronto.ca/TWONTO#00209
| COL-PBR-AE-0001 | Analyser Element, Gas | COL-PBR-MISC | Sensor | Analyzer |  | AE | http://www.toronto.ca/TWONTO#00209
| COL-PBG-AE-0001 | Analyser Element, Gas | COL-PBG-MISC | Sensor | Analyzer |  | AE | http://www.toronto.ca/TWONTO#00209
| COL-PCF-AE-0001 | Analyser Element, Gas | COL-PCF | Sensor | Analyzer |  | AE | http://www.toronto.ca/TWONTO#00209
| COL-PBG-AE-0002 | Analyser Element, Gas | COL-PBG-MISC | Sensor | Analyzer |  | AE | http://www.toronto.ca/TWONTO#00209
| COL-PEV-AE-0001 | Analyser Element, Gas | COL-PEV-MISC | Sensor | Analyzer |  | AE | http://www.toronto.ca/TWONTO#00209
| COL-PHP-AE-0001 | Analyser Element, Gas | COL-PHP-MISC | Sensor | Analyzer |  | AE | http://www.toronto.ca/TWONTO#00209
| COL-PKP-AE-0002 | Analyser Element, Gas | COL-PKP-MISC | Sensor | Analyzer |  | AE | http://www.toronto.ca/TWONTO#00209
| COL-PHP-AE-0002 | Analyser Element, Gas | COL-PHP-MISC | Sensor | Analyzer |  | AE | http://www.toronto.ca/TWONTO#00209
| COL-PKP-AE-0003 | Analyser Element, Gas | COL-PKP-MISC | Sensor | Analyzer |  | AE | http://www.toronto.ca/TWONTO#00209
| COL-PKP-AE-0001 | Analyser Element, Gas | COL-PKP-MISC | Sensor | Analyzer |  | AE | http://www.toronto.ca/TWONTO#00209
| COL-PMY-AE-0003 | Analyser Element, Gas | COL-PMY-MISC | Transmitter | Analyzer |  | AE | http://www.toronto.ca/TWONTO#00209
| COL-PRR-AE-0001 | Analyser Element, Gas | COL-PRR-MISC | Sensor | Analyzer |  | AE | http://www.toronto.ca/TWONTO#00209
| COL-PSP-AE-0001 | Analyser Element, Gas | COL-PSP-MISC | Sensor | Analyzer |  | AE | http://www.toronto.ca/TWONTO#00209
| COL-PVM-AE-0002 | Analyser Element, Gas | COL-PVM-MISC | Sensor | Analyzer |  | AE | http://www.toronto.ca/TWONTO#00209
| COL-PVM-AE-0001 | Analyser Element, Gas | COL-PVM-MISC | Sensor | Analyzer |  | AE | http://www.toronto.ca/TWONTO#00209
| COL-PVM-AE-0003 | Analyser Element, Gas | COL-PVM-MISC | Sensor | Analyzer |  | AE | http://www.toronto.ca/TWONTO#00209
| COL-RBB-AE-0201B | Analyser Element, Gas | COL-RBB-MISC | Sensor | Analyzer |  | AE | http://www.toronto.ca/TWONTO#00209
| COL-RBB-AE-0201A | Analyser Element, Gas | COL-RBB-MISC | Sensor | Analyzer |  | AE | http://www.toronto.ca/TWONTO#00209
| COL-RBB-AE-0201C | Analyser Element, Gas | COL-RBB-MISC | Sensor | Analyzer |  | AE | http://www.toronto.ca/TWONTO#00209
| COL-RBB-AE-0201D | Analyser Element, Gas | COL-RBB-MISC | Sensor | Analyzer |  | AE | http://www.toronto.ca/TWONTO#00209
| COL-PNT-AE-0200B | Analyser Element, H2S Gas | COL-PNT-MISC | Analyzer | Analyzer |  | AE | http://www.toronto.ca/TWONTO#00209
| COL-PNT-AE-0200E | Analyser Element, H2S Gas | COL-PNT-MISC | Analyzer | Analyzer |  | AE | http://www.toronto.ca/TWONTO#00209
| COL-PNT-AE-0200H | Analyser Element, H2S Gas | COL-PNT-MISC | Analyzer | Analyzer |  | AE | http://www.toronto.ca/TWONTO#00209
| COL-PSW-AE-0200E | Analyser Element, H2S Gas | COL-PSW-MISC | Analyzer | Analyzer |  | AE | http://www.toronto.ca/TWONTO#00209
| COL-PHB-AE-0002 | Analyser Element, Methane | COL-PHB-MISC | Transmitter | Analyzer |  | AE | http://www.toronto.ca/TWONTO#00209
| COL-PLB-AE-0200F | Analyser Element, Methane | COL-PLB-AUX-INST | Analyzer,Oxygen | Analyzer |  | AE | http://www.toronto.ca/TWONTO#00209
| COL-PLB-AE-0200C | Analyser Element, Methane | COL-PLB-AUX-INST | Analyzer,Methane/LEL | Analyzer |  | AE | http://www.toronto.ca/TWONTO#00209
| COL-PNT-AE-0200C | Analyser Element, Methane | COL-PNT-MISC | Analyzer,Methane/LEL | Analyzer |  | AE | http://www.toronto.ca/TWONTO#00209
| COL-PSW-AE-0200C | Analyser Element, Methane | COL-PSW-MISC | Analyzer,Methane/LEL | Analyzer |  | AE | http://www.toronto.ca/TWONTO#00209
| COL-PNT-AE-0200F | Analyser Element, Methane | COL-PNT-MISC | Analyzer,Methane/LEL | Analyzer |  | AE | http://www.toronto.ca/TWONTO#00209
| COL-PNT-AE-0200I | Analyser Element, Methane | COL-PNT-MISC | Analyzer,Methane/LEL | Analyzer |  | AE | http://www.toronto.ca/TWONTO#00209
| COL-PSM-AE-0003 | Analyser Element, O2 | COL-PSM-MISC | Transmitter | Analyzer |  | AE | http://www.toronto.ca/TWONTO#00209
| COL-BDC-AE-0002 | Analyser Element, Oxygen | COL-BDC-MISC | Transmitter | Analyzer |  | AE | http://www.toronto.ca/TWONTO#00209
| COL-BCV-AE-0002 | Analyser Element, Oxygen | COL-BCV-MISC | Transmitter | Analyzer |  | AE | http://www.toronto.ca/TWONTO#00209
| COL-BEB-AE-0002 | Analyser Element, Oxygen | COL-BEB-MISC | Transmitter | Analyzer |  | AE | http://www.toronto.ca/TWONTO#00209
| SWM-PMG-AE-0003 | Analyser Element, Oxygen | SWM-PMG-MISC | Transmitter | Analyzer |  | AE | http://www.toronto.ca/TWONTO#00209
| SWM-PNQ-AE-0001 | Analyser Element, Oxygen | SWM-PNQ-MISC | Transmitter | Analyzer |  | AE | http://www.toronto.ca/TWONTO#00209
| COL-PMM-AE-0200A | Analyser Element, Oxygen Gas | COL-PMM-MISC | Analyzer,Oxygen | Analyzer |  | AE | http://www.toronto.ca/TWONTO#00209
| COL-PLB-AE-0200A | Analyser Element, Oxygen Gas | COL-PLB-AUX-INST | Analyzer,Methane/LEL | Analyzer |  | AE | http://www.toronto.ca/TWONTO#00209
| COL-PSW-AE-0200D | Analyser Element, Oxygen Gas | COL-PSW-MISC | Analyzer,Oxygen | Analyzer |  | AE | http://www.toronto.ca/TWONTO#00209
| COL-PLB-AE-0200D | Analyser Element, Oxygen Gas | COL-PLB-AUX-INST | Analyzer,Oxygen | Analyzer |  | AE | http://www.toronto.ca/TWONTO#00209
| COL-PNT-AE-0200A | Analyser Element, Oxygen Gas | COL-PNT-MISC | Analyzer,Oxygen | Analyzer |  | AE | http://www.toronto.ca/TWONTO#00209
| COL-PNT-AE-0200D | Analyser Element, Oxygen Gas | COL-PNT-MISC | Analyzer,Oxygen | Analyzer |  | AE | http://www.toronto.ca/TWONTO#00209
| COL-PNT-AE-0200G | Analyser Element, Oxygen Gas | COL-PNT-MISC | Analyzer,Oxygen | Analyzer |  | AE | http://www.toronto.ca/TWONTO#00209
| COL-PSW-AE-0200A | Analyser Element, Oxygen Gas | COL-PSW-MISC | Analyzer,Oxygen | Analyzer |  | AE | http://www.toronto.ca/TWONTO#00209
| COL-PSW-AE-0200B | Analyser Element, Oxygen Gas | COL-PSW-MISC | Analyzer | Analyzer |  | AE | http://www.toronto.ca/TWONTO#00209
| COL-BEB-AE-0003 | Analyser Element, Toxic & IR | COL-BEB-MISC | Transmitter | Analyzer |  | AE | http://www.toronto.ca/TWONTO#00209
| COL-BDC-AE-0003 | Analyser Element, Toxic & IR | COL-BDC-MISC | Transmitter | Analyzer |  | AE | http://www.toronto.ca/TWONTO#00209
| COL-BCV-AE-0001 | Analyser Element,Combustible Gas | COL-BCV-MISC | Transmitter | Analyzer |  | AE | http://www.toronto.ca/TWONTO#00209
| COL-BEB-AE-0001 | Analyser Element,Combustible Gas | COL-BEB-MISC | Transmitter | Analyzer |  | AE | http://www.toronto.ca/TWONTO#00209
| SWM-PIT-AE-0002 | Analyser Element,Combustible Gas | SWM-PIT-MISC | Transmitter | Analyzer |  | AE | http://www.toronto.ca/TWONTO#00209
| COL-PHB-AE-0001 | Analyser Element,Combustible Gas | COL-PHB-MISC | Transmitter | Analyzer |  | AE | http://www.toronto.ca/TWONTO#00209
| TAB-STR-AE-0249A | Analyser, Dissolved Oxygen Sensor A, DO Sensor, Aeration Tank 2 Pass 1 Group 2 and 3 | TAB-STR-T-0200 | Analyzer,Dissolved Oxygen (DO) | Sensor |  | AE | http://www.toronto.ca/TWONTO#00209
| TAB-STR-AE-0229B | Analyser, Dissolved Oxygen Sensor B, DO Sensor, Aeration Tank 2 Pass 1 Group 2 and 3 | TAB-STR-T-0200 | Analyzer,Dissolved Oxygen (DO) | Sensor |  | AE | http://www.toronto.ca/TWONTO#00209
| TNT-AER-AE-0101B | Analysis Indicating Transmitter Element, Nh4/Do, Aeration Tank 1 - Nh4/Do Analyzer, Aeration | TNT-AER-AIT-0101 | Sensor,Gas | Sensor |  | AE | http://www.toronto.ca/TWONTO#00209
| TNT-AER-AE-0201B | Analysis Indicating Transmitter Element, Nh4/Do, Aeration Tank 2 - Nh4/Do Analyzer, Aeration | TNT-AER-AIT-0201 | Sensor,Gas | Sensor |  | AE | http://www.toronto.ca/TWONTO#00209
| TNT-AER-AE-0101A | Analysis Indicating Transmitter sensor, Nh4/Do, Aeration Tank 1 - Nh4/Do Analyzer, Aeration | TNT-AER-AIT-0101 | Sensor | Sensor |  | AE | http://www.toronto.ca/TWONTO#00209
| TNT-AER-AE-0201A | Analysis Indicating Transmitter sensor, Nh4/Do, Aeration Tank 2 - Nh4/Do Analyzer, Aeration | TNT-AER-AIT-0201 | Sensor | Sensor |  | AE | http://www.toronto.ca/TWONTO#00209
| TNT-AER-AE-0301A | Analysis Indicating Transmitter, Do Concentration, Aeration Tank 3 - Do Analyzer, Aeration | TNT-AER-AIT-0301 | Analyzer,Dissolved Oxygen (DO) | Transmitter |  | AE | http://www.toronto.ca/TWONTO#00209
| TNT-AER-AE-0301B | Analysis Indicating Transmitter, Do Concentration, Aeration Tank 3 - Do Analyzer, Aeration | TNT-AER-AIT-0301 | Analyzer,Dissolved Oxygen (DO) | Transmitter |  | AE | http://www.toronto.ca/TWONTO#00209
| TNT-AER-AE-0401A | Analysis Indicating Transmitter, Do Concentration, Aeration Tank 4 - Do Analyzer, Aeration | TNT-AER-AIT-0401 | Analyzer,Dissolved Oxygen (DO) | Transmitter |  | AE | http://www.toronto.ca/TWONTO#00209
| TNT-AER-AE-0401B | Analysis Indicating Transmitter, Do Concentration, Aeration Tank 4 - Do Analyzer, Aeration | TNT-AER-AIT-0401 | Analyzer,Dissolved Oxygen (DO) | Transmitter |  | AE | http://www.toronto.ca/TWONTO#00209
| TNT-AER-AE-0501A | Analysis Indicating Transmitter, Do Concentration, Aeration Tank 5 - Do Analyzer, Aeration | TNT-AER-AIT-0501 | Analyzer,Dissolved Oxygen (DO) | Transmitter |  | AE | http://www.toronto.ca/TWONTO#00209
| TNT-AER-AE-0501B | Analysis Indicating Transmitter, Do Concentration, Aeration Tank 5- Do Analyzer, Aeration | TNT-AER-AIT-0501 | Analyzer,Dissolved Oxygen (DO) | Transmitter |  | AE | http://www.toronto.ca/TWONTO#00209
| TNT-AER-AE-0601A | Analysis Indicating Transmitter, Do Concentration, Aeration Tank 6 - Do Analyzer, Aeration | TNT-AER-AIT-0601 | Analyzer,Dissolved Oxygen (DO) | Transmitter |  | AE | http://www.toronto.ca/TWONTO#00209
| TNT-AER-AE-0601B | Analysis Indicating Transmitter, Do Concentration, Aeration Tank 6 - Do Analyzer, Aeration | TNT-AER-AIT-0601 | Analyzer,Dissolved Oxygen (DO) | Transmitter |  | AE | http://www.toronto.ca/TWONTO#00209
| TNT-AER-AE-0701A | Analysis Indicating Transmitter, Do Concentration, Aeration Tank 7 - Do Analyzer, Aeration | TNT-AER-AIT-0701 | Analyzer,Dissolved Oxygen (DO) | Transmitter |  | AE | http://www.toronto.ca/TWONTO#00209
| TNT-AER-AE-0701B | Analysis Indicating Transmitter, Do Concentration, Aeration Tank 7 - Do Analyzer, Aeration | TNT-AER-AIT-0701 | Analyzer,Dissolved Oxygen (DO) | Transmitter |  | AE | http://www.toronto.ca/TWONTO#00209
| TNT-AER-AE-0801B | Analysis Indicating Transmitter, Do Concentration, Aeration Tank 8 - Do Analyzer, Aeration | TNT-AER-AIT-0801 | Analyzer,Dissolved Oxygen (DO) | Transmitter |  | AE | http://www.toronto.ca/TWONTO#00209
| TNT-AER-AE-0801A | Analysis Indicating Transmitter, Do Concentration, Aeration Tank 8 - Do Analyzer, Aeration | TNT-AER-AIT-0801 | Analyzer,Dissolved Oxygen (DO) | Transmitter |  | AE | http://www.toronto.ca/TWONTO#00209
| THR-DIS-AE-1500A | Analyzer Element, Chlorine Gas Detection | THR-DIS-ANL-1500 | Analyzer,Chlorine | Analyzer |  | AE | http://www.toronto.ca/TWONTO#00209
| THR-DIS-AE-1500C | Analyzer Element, Chlorine Gas Detection | THR-DIS-ANL-1500 | Analyzer,Chlorine | Analyzer |  | AE | http://www.toronto.ca/TWONTO#00209
| THR-DIS-AE-1500B | Analyzer Element, Chlorine, Gas Detection | THR-DIS-ANL-1500 | Analyzer,Chlorine | Analyzer |  | AE | http://www.toronto.ca/TWONTO#00209
| THR-DIS-AE-1500D | Analyzer Element, Chlorine, Gas Detection | THR-DIS-ANL-1500 | Analyzer,Chlorine | Analyzer |  | AE | http://www.toronto.ca/TWONTO#00209
| THR-DIS-AE-1500E | Analyzer Element, Chlorine, Gas Detection | THR-DIS-ANL-1500 | Analyzer,Chlorine | Analyzer |  | AE | http://www.toronto.ca/TWONTO#00209
| THR-DIS-AE-1500F | Analyzer Element, Chlorine, Gas Detection | THR-DIS-ANL-1500 | Analyzer,Chlorine | Analyzer |  | AE | http://www.toronto.ca/TWONTO#00209
| THR-DIS-AE-1500H | Analyzer Element, Chlorine, Gas Detection | THR-DIS-ANL-1500 | Analyzer,Chlorine | Analyzer |  | AE | http://www.toronto.ca/TWONTO#00209
| THR-DIS-AE-1500G | Analyzer Element, Chlorine, Gas Detection | THR-DIS-ANL-1500 | Analyzer,Chlorine | Analyzer |  | AE | http://www.toronto.ca/TWONTO#00209
| THR-DIS-AE-1500J | Analyzer Element, Chlorine, Gas Detection | THR-DIS-ANL-1500 | Analyzer,Chlorine | Analyzer |  | AE | http://www.toronto.ca/TWONTO#00209
| THR-DIS-AE-1500L | Analyzer Element, Chlorine, Gas Detection | THR-DIS-ANL-1500 | Analyzer,Chlorine | Analyzer |  | AE | http://www.toronto.ca/TWONTO#00209
| THR-DIS-AE-1500K | Analyzer Element, Chlorine, Gas Detection | THR-DIS-ANL-1500 | Analyzer,Chlorine | Analyzer |  | AE | http://www.toronto.ca/TWONTO#00209
| THR-DIS-AE-1500M | Analyzer Element, Chlorine, Gas Detection | THR-DIS-ANL-1500 | Analyzer,Chlorine | Analyzer |  | AE | http://www.toronto.ca/TWONTO#00209
| COL-PSW-AE-0200F | Analyzer Element, Methane Gas Sensor | COL-PSW-CP-0200 | Analyzer,Methane/LEL | Analyzer |  | AE | http://www.toronto.ca/TWONTO#00209
| COL-PWR-AE-0101 | Analyzer Element, Methane Gas Sensor, Control Room, West Rouge PS (old tag COL-PWR-AIT-0101) | COL-PWR-ANL-0100 | Analyzer,Methane/LEL | Analyzer |  | AE | http://www.toronto.ca/TWONTO#00209
| COL-PWR-AE-0102 | Analyzer Element, Methane Gas Sensor, Odour Control Room, West Rouge PS (old tag COL-PWR-AIT-0102 ) | COL-PWR-ANL-0100 | Analyzer,Methane/LEL | Analyzer |  | AE | http://www.toronto.ca/TWONTO#00209
| COL-RBB-AE-0205B | Analyzer Element, Turbidity | COL-RBB-MISC | Analyzer | Analyzer |  | AE | http://www.toronto.ca/TWONTO#OWLClass_f6bbfc33_149c_45c5_8934_8b613ac8690e
| COL-RBB-AE-0205A | Analyzer Element, Turbidity | COL-RBB-MISC | Analyzer | Analyzer |  | AE | http://www.toronto.ca/TWONTO#OWLClass_f6bbfc33_149c_45c5_8934_8b613ac8690e
| TAB-STR-AE-0295 | Analyzer, TKN/NOX/ammonia analyzer, Aeration Tank 2,Pass 4, South end | TAB-STR-T-0200 | Analyzer,Ammonia | Analyzer |  | AE | http://www.toronto.ca/TWONTO#00209
| TAB-STR-AE-0294B | Analyzer, TKN/NOX/ammonia analyzer, Secondary Clarifier No.2, Effluent | TAB-STR-T-0200 | Analyzer,Ammonia | Analyzer |  | AE | http://www.toronto.ca/TWONTO#00209
| TAB-STR-AE-0259A | Analyzer, Dissolved Oxygen Sensor A, DO Analyzer, Aeration Tank 2, Pass 2 Group 2 and 3 | TAB-STR-T-0200 | Analyzer,Dissolved Oxygen (DO) | Sensor |  | AE | http://www.toronto.ca/TWONTO#00209
| TAB-STR-AE-0279A | Analyzer, Dissolved Oxygen Sensor A, DO Analyzer, Aeration Tank 2, Pass 4 Group 2 and 3 | TAB-STR-T-0200 | Analyzer,Dissolved Oxygen (DO) | Sensor |  | AE | http://www.toronto.ca/TWONTO#00209
| TAB-STR-AE-0258B | Analyzer, Dissolved Oxygen Sensor B, DO Analyzer, Aeration Tank 2, Pass 2 Group 2 and 3 | TAB-STR-T-0200 | Analyzer,Dissolved Oxygen (DO) | Sensor |  | AE | http://www.toronto.ca/TWONTO#00209
| TAB-STR-AE-0278 | Analyzer, Dissolved Oxygen, DO Analyzer, Aeration Tank 2, Pass 4 Group 1 | TAB-STR-T-0200 | Analyzer,Dissolved Oxygen (DO) | Sensor |  | AE | http://www.toronto.ca/TWONTO#00209
| TAB-STR-AE-0294A | Analyzer, NH4/NO3 Nitrate, Secondary Clarifier No.2, Effluent | TAB-STR-T-0200 | Analyzer,Ammonia | Analyzer |  | AE | http://www.toronto.ca/TWONTO#00209
| TAB-STR-AE-0281B | Analyzer, pH Sensor,pH Analyzer, North Settled Sewage Channel | TAB-STR-T-0200 | Analyzer,PH | Sensor |  | AE | http://www.toronto.ca/TWONTO#OWLClass_8cbd140c_9232_4d30_977e_0b22da393541
| TAB-STR-AE-0293B | Analyzer, pH Sensor,pH Analyzer, Secondary Clarifier No.2, Effluent | TAB-STR-T-0200 | Analyzer,PH | Sensor |  | AE | http://www.toronto.ca/TWONTO#OWLClass_8cbd140c_9232_4d30_977e_0b22da393541
| TAB-STR-AE-0282B | Analyzer, pH Sensor,pH Analyzer, South Settled Sewage Channel | TAB-STR-T-0200 | Analyzer,PH | Sensor |  | AE | http://www.toronto.ca/TWONTO#OWLClass_8cbd140c_9232_4d30_977e_0b22da393541
| TAB-STR-AE-0281C | Analyzer, Temperature Sensor,Temperature Analyzer, North Settled Sewage Channel | TAB-STR-T-0200 | Transmitter,Temperature | Sensor |  | AE | http://www.toronto.ca/TWONTO#00733
| TAB-STR-AE-0293C | Analyzer, Temperature Sensor,Temperature Analyzer, Secondary Clarifier No.2, Effluent | TAB-STR-T-0200 | Transmitter,Temperature | Sensor |  | AE | http://www.toronto.ca/TWONTO#00733
| TAB-STR-AE-0282C | Analyzer, Temperature Sensor,Temperature Analyzer, South Settled Sewage Channel | TAB-STR-T-0200 | Transmitter,Temperature | Sensor |  | AE | http://www.toronto.ca/TWONTO#00733
| TAB-STR-AE-0281A | Analyzer, TSS Sensor, TSS Analyzer, North Settled Sewage Channel | TAB-STR-T-0200 | Analyzer,Suspended Solid | Sensor |  | AE | http://www.toronto.ca/TWONTO#00209
| TAB-STR-AE-0293A | Analyzer, TSS Sensor, TSS Analyzer, Secondary Clarifier No.2, Effluent | TAB-STR-T-0200 | Analyzer,Suspended Solid | Sensor |  | AE | http://www.toronto.ca/TWONTO#00209
| TAB-STR-AE-0282A | Analyzer, TSS Sensor, TSS Analyzer, South Settled Sewage Channel | TAB-STR-T-0200 | Analyzer,Suspended Solid | Sensor |  | AE | http://www.toronto.ca/TWONTO#00209
| TAB-STR-AE-0269A | Analyzr, Dissolved Oxygen Sensor A, DO Analyzer, Aeration Tank 2, Pass 3 Group 2 and 3 | TAB-STR-T-0200 | Analyzer,Dissolved Oxygen (DO) | Sensor |  | AE | http://www.toronto.ca/TWONTO#00209
| TAB-STR-AE-0269B | Analyzr, Dissolved Oxygen Sensor B, DO Analyzer, Aeration Tank 2, Pass 3 Group 2 and 3 | TAB-STR-T-0200 | Analyzer,Dissolved Oxygen (DO) | Sensor |  | AE | http://www.toronto.ca/TWONTO#00209
| TNT-DIG-AE-1302 | Element, Analyzing | TNT-DIG-ANL-1300 | Atmosphere Monitoring Device,Stationary,Methane/LEL | Analyzer |  | AE | http://www.toronto.ca/TWONTO#00209
| TNT-DIG-AE-1301 | Element, Analyzing | TNT-DIG-ANL-1300 | Atmosphere Monitoring Device,Stationary,Methane/LEL | Analyzer |  | AE | http://www.toronto.ca/TWONTO#00209
| TNT-DIG-AE-1304 | Element, Analyzing | TNT-DIG-ANL-1300 | Atmosphere Monitoring Device,Stationary,Methane/LEL | Analyzer |  | AE | http://www.toronto.ca/TWONTO#00209
| TNT-DIG-AE-1303 | Element, Analyzing | TNT-DIG-ANL-1300 | Atmosphere Monitoring Device,Stationary,Methane/LEL | Analyzer |  | AE | http://www.toronto.ca/TWONTO#00209
| TNT-DIG-AE-1305 | Element, Analyzing | TNT-DIG-ANL-1300 | Atmosphere Monitoring Device,Stationary,Methane/LEL | Analyzer |  | AE | http://www.toronto.ca/TWONTO#00209
| TNT-DIG-AE-1306 | Element, Analyzing | TNT-DIG-ANL-1300 | Atmosphere Monitoring Device,Stationary,Methane/LEL | Analyzer |  | AE | http://www.toronto.ca/TWONTO#00209
| TNT-DIG-AE-1307 | Element, Analyzing | TNT-DIG-ANL-1300 | Atmosphere Monitoring Device,Stationary,Methane/LEL | Analyzer |  | AE | http://www.toronto.ca/TWONTO#00209
| TNT-DIG-AE-1308 | Element, Analyzing | TNT-DIG-ANL-1300 | Atmosphere Monitoring Device,Stationary,Methane/LEL | Analyzer |  | AE | http://www.toronto.ca/TWONTO#00209
| TNT-DIG-AE-1309 | Element, Analyzing | TNT-DIG-ANL-1300 | Atmosphere Monitoring Device,Stationary,Methane/LEL | Analyzer |  | AE | http://www.toronto.ca/TWONTO#00209
| TNT-MCS-AE-0302 | Element, Analyzing, Atmosphere | TNT-MCS-SHOP | Atmosphere Monitoring Device,Stationary,H2S/CO/CL/Toxic/SO2/NH3 | Analyzer |  | AE | http://www.toronto.ca/TWONTO#00209
| TNT-MCS-AE-0301 | Element, Analyzing, Atmosphere | TNT-MCS-SHOP | Atmosphere Monitoring Device,Stationary,H2S/CO/CL/Toxic/SO2/NH3 | Analyzer |  | AE | http://www.toronto.ca/TWONTO#00209
| THR-EL-AE-534 | Emergency Light, (3 Pcs at 3 Level) T-14 At Exit to North Access House | THR-ELS-EL-AERS | Lighting,Emergency | Lighting |  | AE | http://www.toronto.ca/TWONTO#00934
| THR-EL-AE-515 | Emergency Light, At intersection of T-14 & T-17 Galleries | THR-ELS-EL-AERS | Lighting,Emergency | Lighting |  | AE | http://www.toronto.ca/TWONTO#00934
| THR-EL-AE-540 | Emergency Light, T-14 Access to HPBB | THR-ELS-EL-AERS | Lighting,Emergency | Lighting |  | AE | http://www.toronto.ca/TWONTO#00934
| THR-EL-AE-541 | Emergency Light, T-14 Access to HPBB & Fence Storage | THR-ELS-EL-AERS | Lighting,Emergency | Lighting |  | AE | http://www.toronto.ca/TWONTO#00934
| THR-EL-AE-545 | Emergency Light, T-14 At Intersection ot T-17 | THR-ELS-EL-AERS | Lighting,Emergency | Lighting |  | AE | http://www.toronto.ca/TWONTO#00934
| THR-EL-AE-538 | Emergency Light, T-14 At Intersection T-21 Galleries | THR-ELS-EL-AERS | Lighting,Emergency | Lighting |  | AE | http://www.toronto.ca/TWONTO#00934
| THR-EL-AE-536 | Emergency Light, T-14 At PRS-FIT-0425 Aeration Tank 7 | THR-ELS-EL-AERS | Lighting,Emergency | Lighting |  | AE | http://www.toronto.ca/TWONTO#00934
| THR-EL-AE-535 | Emergency Light, T-14 At PRS-FIT-0445 Aeration Tank 8 | THR-ELS-EL-AERS | Lighting,Emergency | Lighting |  | AE | http://www.toronto.ca/TWONTO#00934
| THR-EL-AE-546 | Emergency Light, T-14 At RPU-0014 | THR-ELS-EL-AERS | Lighting,Emergency | Lighting |  | AE | http://www.toronto.ca/TWONTO#00934
| THR-EL-AE-537 | Emergency Light, T-14 At RPU-0030 | THR-ELS-EL-AERS | Lighting,Emergency | Lighting |  | AE | http://www.toronto.ca/TWONTO#00934
| THR-EL-AE-550 | Emergency Light, T-14 At South Access House | THR-ELS-EL-AERS | Lighting,Emergency | Lighting |  | AE | http://www.toronto.ca/TWONTO#00934
| THR-EL-AE-549 | Emergency Light, T-14 At THR-AER-FIT-0322 | THR-ELS-EL-AERS | Lighting,Emergency | Lighting |  | AE | http://www.toronto.ca/TWONTO#00934
| THR-EL-AE-548 | Emergency Light, T-14 At THR-AER-FIT-0420 | THR-ELS-EL-AERS | Lighting,Emergency | Lighting |  | AE | http://www.toronto.ca/TWONTO#00934
| THR-EL-AE-547 | Emergency Light, T-14 At THR-AER-FIT-0422 | THR-ELS-EL-AERS | Lighting,Emergency | Lighting |  | AE | http://www.toronto.ca/TWONTO#00934
| THR-EL-AE-539 | Emergency Light, T-14 Midway Between Telephone & Fence Electrical Storage | THR-ELS-EL-AERS | Lighting,Emergency | Lighting |  | AE | http://www.toronto.ca/TWONTO#00934
| THR-EL-AE-543 | Emergency Light, T-14 Midway of Fence Storage | THR-ELS-EL-AERS | Lighting,Emergency | Lighting |  | AE | http://www.toronto.ca/TWONTO#00934
| THR-EL-AE-542 | Emergency Light, T-14 North End of Fence Storage | THR-ELS-EL-AERS | Lighting,Emergency | Lighting |  | AE | http://www.toronto.ca/TWONTO#00934
| THR-EL-AE-544 | Emergency Light, T-14 South End of Fence Storage | THR-ELS-EL-AERS | Lighting,Emergency | Lighting |  | AE | http://www.toronto.ca/TWONTO#00934
| THR-EL-AE-514 | Emergency Light, Westernmost Point of T-17 Gallery | THR-ELS-EL-AERS | Lighting,Emergency | Lighting |  | AE | http://www.toronto.ca/TWONTO#00934
| TAB-DIG-AE-7201 | Flame Sensor, Digester Gas, Waste Gas Burner BU-7200 | TAB-DIG-BU-7200 | Sensor,Flame | Sensor |  | AE | http://www.toronto.ca/TWONTO#00362
| TAB-DIG-AE-7301 | Flame Sensor, Digester Gas, Waste Gas Burner BU-7300 | TAB-DIG-BU-7300 | Sensor,Flame | Sensor |  | AE | http://www.toronto.ca/TWONTO#00362
| TAB-DIG-AE-7401 | Flame Sensor, Digester Gas, Waste Gas Burner BU-7400 | TAB-DIG-BU-7400 | Sensor | Sensor |  | AE | http://www.toronto.ca/TWONTO#00362
| TAB-DIG-AE-7501 | Flame Sensor, Digester Gas, Waste Gas Burner BU-7500 | TAB-DIG-BU-7500 | Sensor,Flame | Sensor |  | AE | http://www.toronto.ca/TWONTO#00362
| TAB-DIG-AE-7601 | Flame Sensor, Digester Gas, Waste Gas Burner BU-7600 | TAB-DIG-BU-7600 | Sensor | Sensor |  | AE | http://www.toronto.ca/TWONTO#00362
| COL-SMC-AE-0001 | gas analyzer, control room | COL-SMC-MISC | Sensor | Analyzer |  | AE | http://www.toronto.ca/TWONTO#00209
| COL-PLB-AE-0200B | H2S Gas Detector | COL-PLB-AUX-INST | Analyzer | Analyzer |  | AE | http://www.toronto.ca/TWONTO#00209
| COL-PLB-AE-0200E | H2S Gas Detector | COL-PLB-AUX-INST | Analyzer | Analyzer |  | AE | http://www.toronto.ca/TWONTO#00209
| COL-PMM-AE-0200B | H2S Gas Detector | COL-PMM-MISC | Analyzer | Analyzer |  | AE | http://www.toronto.ca/TWONTO#00209
| COL-PMM-AE-0200C | Methane Gas Detector | COL-PNT-MISC | Analyzer,Methane/LEL | Analyzer |  | AE | http://www.toronto.ca/TWONTO#00209
| TAB-DIG-AE-7101 | Sensor Gas, Methane Detector, Waste Gas Burner Station | TAB-DIG-CP-7100 | Sensor,Gas | Sensor |  | AE | http://www.toronto.ca/TWONTO#00209
| TAB-DIG-AE-7102 | Sensor Gas, Methane Detector, Waste Gas Burner Station | TAB-DIG-CP-7100 | Sensor,Gas | Sensor |  | AE | http://www.toronto.ca/TWONTO#00209
| TAB-DIG-AE-9171 | Sensor, Combustible Gas, Digesters 9-12 Drip Trap Room, Gas Room, Dig 9-12 Control Building. | TAB-DIG-AIT-9171 | Sensor,Gas | Gas Monitoring |  | AE | http://www.toronto.ca/TWONTO#00209
| TAB-DIG-AE-9172 | Sensor, Combustible Gas, Digesters 9-12 Drip Trap Room, Gas Room, Dig 9-12 Control Building. | TAB-DIG-AIT-9172 | Sensor,Gas | Gas Monitoring |  | AE | http://www.toronto.ca/TWONTO#00209
| COL-PCU-AE-0101 | Sensor, Gas, Methane, Wetwells, Cumber PS | COL-PCU-CP-0200 | Sensor,Gas | Sensor |  | AE | http://www.toronto.ca/TWONTO#00209
| THC-PRS-AE-0001D | Sensor,Analysis,Indicating, Leak Detection, Ferrous Chloride Building | THC-PRS-ANL-0001 |  | Sensor |  | AE | http://www.toronto.ca/TWONTO#OWLClass_a1c9ec00_40d1_4598_a219_34f401ca40b3
| THC-PRS-AE-0001A | Sensor,Analysis,Indicating, Leak Detection, Ferrous Chloride Building | THC-PRS-ANL-0001 |  | Sensor |  | AE | http://www.toronto.ca/TWONTO#OWLClass_a1c9ec00_40d1_4598_a219_34f401ca40b3
| THC-PRS-AE-0001B | Sensor,Analysis,Indicating, Leak Detection, Ferrous Chloride Building | THC-PRS-ANL-0001 |  | Sensor |  | AE | http://www.toronto.ca/TWONTO#OWLClass_a1c9ec00_40d1_4598_a219_34f401ca40b3
| THC-PRS-AE-0001C | Sensor,Analysis,Indicating, Leak Detection, Ferrous Chloride Building | THC-PRS-ANL-0001 |  | Sensor |  | AE | http://www.toronto.ca/TWONTO#OWLClass_a1c9ec00_40d1_4598_a219_34f401ca40b3
| THC-PRS-AE-0002A | Sensor,Analysis,Indicating, Leak Detection, Ferrous Chloride Building | THC-PRS-ANL-0002 |  | Sensor |  | AE | http://www.toronto.ca/TWONTO#OWLClass_a1c9ec00_40d1_4598_a219_34f401ca40b3
| THC-PRS-AE-0002B | Sensor,Analysis,Indicating, Leak Detection, Ferrous Chloride Building | THC-PRS-ANL-0002 |  | Sensor |  | AE | http://www.toronto.ca/TWONTO#OWLClass_a1c9ec00_40d1_4598_a219_34f401ca40b3
| THC-AER-AE-2107A | Sensor,Analysis,Indicating, Mixed Liquor Suspended Solids, Aeration Tank 1, T-2100 | THC-AER-AIT-2107 | Transmitter | Sensor |  | AE | http://www.toronto.ca/TWONTO#00209
| THC-AER-AE-2107B | Sensor,Analysis,Indicating, Mixed Liquor Suspended Solids, Aeration Tank 1, T-2100 | THC-AER-AIT-2107 | Transmitter | Sensor |  | AE | http://www.toronto.ca/TWONTO#00209
| THC-AER-AE-2207A | Sensor,Analysis,Indicating, Mixed Liquor Suspended Solids, Aeration Tank 2, T-2200 | THC-AER-AIT-2207 | Transmitter | Sensor |  | AE | http://www.toronto.ca/TWONTO#00209
| THC-AER-AE-2207B | Sensor,Analysis,Indicating, Mixed Liquor Suspended Solids, Aeration Tank 2, T-2200 | THC-AER-AIT-2207 | Transmitter | Sensor |  | AE | http://www.toronto.ca/TWONTO#00209
| THC-AER-AE-2307A | Sensor,Analysis,Indicating, Mixed Liquor Suspended Solids, Aeration Tank 3, T-2300 | THC-AER-AIT-2307 | Transmitter | Sensor |  | AE | http://www.toronto.ca/TWONTO#00209
| THC-AER-AE-2307B | Sensor,Analysis,Indicating, Mixed Liquor Suspended Solids, Aeration Tank 3, T-2300 | THC-AER-AIT-2307 | Transmitter | Sensor |  | AE | http://www.toronto.ca/TWONTO#00209
| THC-AER-AE-2407A | Sensor,Analysis,Indicating, Mixed Liquor Suspended Solids, Aeration Tank 4, T-2400 | THC-AER-AIT-2407 | Transmitter | Sensor |  | AE | http://www.toronto.ca/TWONTO#00209
| THC-AER-AE-2407B | Sensor,Analysis,Indicating, Mixed Liquor Suspended Solids, Aeration Tank 4, T-2400 | THC-AER-AIT-2407 | Transmitter | Sensor |  | AE | http://www.toronto.ca/TWONTO#00209
| THC-DIS-AE-0602B | Sensor,Chlorine Residual,Effluent Sample Line,South Effluent PS,Ground Floor | THC-DIS-AIT-0602 |  | Sensor |  | AE | http://www.toronto.ca/TWONTO#00209
| THC-DIS-AE-0612B | Sensor,Chlorine Residual,Effluent Sample Line,South Effluent PS,Ground Floor | THC-DIS-AIT-0612 |  | Sensor |  | AE | http://www.toronto.ca/TWONTO#00209
| THC-SES-AE-5501B | Sensor,H2S,Drip Trap Room,Building UU | THC-SES-ANL-5500 | Sensor | Sensor |  | AE | http://www.toronto.ca/TWONTO#00209
| THC-SES-AE-5501A | Sensor,Methane,Drip Trap Room,Building UU | THC-SES-ANL-5500 | Sensor | Sensor |  | AE | http://www.toronto.ca/TWONTO#00209
| THC-SES-AE-5502 | Sensor,Methane,Drip Trap Room,Building UU | THC-SES-ANL-5500 | Sensor | Sensor |  | AE | http://www.toronto.ca/TWONTO#00209
| THC-DIS-AE-0602A | Sensor,ORP,Effluent Sample Line,South Effluent Pump Station,Ground Floor | THC-DIS-AIT-0602 |  | Sensor |  | AE | http://www.toronto.ca/TWONTO#OWLClass_60b5a74a_3d48_4466_94eb_e56d82e4430c
| THC-DIS-AE-0612A | Sensor,ORP,Effluent Sample Line,South Effluent Pump Station,Ground Floor | THC-DIS-AIT-0612 |  | Sensor |  | AE | http://www.toronto.ca/TWONTO#OWLClass_60b5a74a_3d48_4466_94eb_e56d82e4430c
| THC-DIS-AE-0502 | Sensor,Ortho P,Sampling Well,South Effluent Pump Station,Ground Floor | THC-DIS-AIT-0603 |  | Sensor |  | AE | http://www.toronto.ca/TWONTO#00209
| THC-DIS-AE-0603B | Sensor,Ortho P,Sampling Well,South Effluent Pump Station,Ground Floor | THC-DIS-AIT-0603 |  | Sensor |  | AE | http://www.toronto.ca/TWONTO#00209
| THC-DIS-AE-0611 | Sensor,PH & Temp.,Effluent Sample Line,South Effluent Pump Station,Ground Floor | THC-DIS-AIT-0611 |  | Sensor |  | AE | http://www.toronto.ca/TWONTO#OWLClass_8cbd140c_9232_4d30_977e_0b22da393541
| THC-DIS-AE-0601 | Sensor,PH & Temperature,Effluent Sample Line,South Effluent PS,Ground Floor | THC-DIS-AIT-0601 |  | Sensor |  | AE | http://www.toronto.ca/TWONTO#OWLClass_8cbd140c_9232_4d30_977e_0b22da393541
| THC-DIS-AE-0603A | Sensor,TSS,Sampling Well,South Effluent Pump Station,Ground Floor | THC-DIS-AIT-0603 |  | Sensor |  | AE | http://www.toronto.ca/TWONTO#00209
| TAB-DIG-AE-7063 | SensorElement(UV Eye- flame sensor) | TAB-SUSPENDED ENTITY | Sensor,Temperature | Sensor |  | AE | http://www.toronto.ca/TWONTO#00362
| TAB-DIG-AE-7061 | SensorElement(UV Eye- flame sensor) | TAB-SUSPENDED ENTITY | Sensor,Temperature | Sensor |  | AE | http://www.toronto.ca/TWONTO#00362
| TAB-DIG-AE-7062 | SensorElement(UV Eye- flame sensor) | TAB-DIG-BU-7062 | Sensor,Temperature | Sensor |  | AE | http://www.toronto.ca/TWONTO#00362
| THC-DCL-AE-0003A | Transmitter, Analyzer Indicating, SO2 Gas Monitoring, Dechlorination Simulation | THC-DCL-SIMULATION | Analyzer,Sulphur Dioxide | Analyzer |  | AE | http://www.toronto.ca/TWONTO#00209
| THC-DCL-AE-0003B | Transmitter, Analyzer Indicating, SO2 Gas Monitoring, Dechlorination Simulation | THC-DCL-SIMULATION | Analyzer,Sulphur Dioxide | Analyzer |  | AE | http://www.toronto.ca/TWONTO#00209
| COL-PBP-AE-0001 | Transmitter, Gas | COL-PBP-MISC | Transmitter | Analyzer |  | AE | http://www.toronto.ca/TWONTO#00209
| COL-PBP-AE-0002 | Transmitter, Gas | COL-PBP-MISC | Transmitter | Analyzer |  | AE | http://www.toronto.ca/TWONTO#00209
| COL-PMY-AE-0001 | Transmitter, Gas | COL-PMY-MISC | Transmitter | Analyzer |  | AE | http://www.toronto.ca/TWONTO#00209
| COL-PSM-AE-0002 | Transmitter, Gas | COL-PSM-MISC | Transmitter | Analyzer |  | AE | http://www.toronto.ca/TWONTO#00209
| COL-PMY-AE-0002 | Transmitter, Gas | COL-PMY-MISC | Transmitter | Analyzer |  | AE | http://www.toronto.ca/TWONTO#00209
| SWM-PMG-AE-0001 | Transmitter, Gas | SWM-PMG-MISC | Transmitter | Analyzer |  | AE | http://www.toronto.ca/TWONTO#00209
| COL-PSM-AE-0001 | Transmitter, Gas | COL-PSM-MISC | Transmitter | Analyzer |  | AE | http://www.toronto.ca/TWONTO#00209
| COL-PWN-AE-0001 | Transmitter, Gas | COL-PWN-MISC | Transmitter | Analyzer |  | AE | http://www.toronto.ca/TWONTO#00209
| SWM-PNQ-AE-0002 | Transmitter, Gas | SWM-PNQ-MISC | Transmitter | Analyzer |  | AE | http://www.toronto.ca/TWONTO#00209
| COL-PSM-AE-0004 | Transmitter, H2S | COL-PSM-MISC | Transmitter | Analyzer |  | AE | http://www.toronto.ca/TWONTO#00209
| SWM-PNQ-AE-0003 | Transmitter, H2S | SWM-PNQ-MISC | Transmitter | Analyzer |  | AE | http://www.toronto.ca/TWONTO#00209
| SWM-PMG-AE-0002 | Transmitter, H2S | SWM-PMG-MISC | Transmitter | Analyzer |  | AE | http://www.toronto.ca/TWONTO#00209
| COL-PEV-ANL-0001 | Analyser Element, Gas | COL-PEV-MISC | Sensor | Analyzer |  | ANL | http://www.toronto.ca/TWONTO#00359
| COL-PVM-ANL-0001 | Analyser Element, Gas | COL-PVM-MISC | Sensor | Analyzer |  | ANL | http://www.toronto.ca/TWONTO#00359
| COL-BDC-ANL-0001 | Analyser, Gas | COL-BDC-MISC | Analyzer | Analyzer |  | ANL | http://www.toronto.ca/TWONTO#00359
| COL-BCV-ANL-0001 | Analyser, Gas | COL-BCV-MISC | Analyzer | Analyzer |  | ANL | http://www.toronto.ca/TWONTO#00359
| COL-PMY-ANL-0002 | Analyser, Gas | COL-PMY-MISC | Analyzer | Analyzer |  | ANL | http://www.toronto.ca/TWONTO#00359
| COL-BEB-ANL-0001 | Analyser, Gas | COL-BEB-MISC | Analyzer | Analyzer |  | ANL | http://www.toronto.ca/TWONTO#00359
| COL-PSM-ANL-0001 | Analyser, Gas | COL-PSM-MISC | Analyzer | Analyzer |  | ANL | http://www.toronto.ca/TWONTO#00359
| COL-PMY-ANL-0001 | Analyser, Gas | COL-PMY-MISC | Analyzer | Analyzer |  | ANL | http://www.toronto.ca/TWONTO#00359
| SWM-PMG-ANL-0001 | Analyser, Gas | SWM-PMG-MISC | Analyzer | Analyzer |  | ANL | http://www.toronto.ca/TWONTO#00359
| COL-PSP-ANL-0001 | Analyser, Gas | COL-PSP-MISC | Analyzer | Analyzer |  | ANL | http://www.toronto.ca/TWONTO#00359
| COL-PSS-ANL-0001 | Analyser, Gas | COL-PSS-MISC | Analyzer | Analyzer |  | ANL | http://www.toronto.ca/TWONTO#00359
| SWM-PBL-ANL-0001 | Analyser, Gas | SWM-PBL-MISC | Analyzer | Analyzer |  | ANL | http://www.toronto.ca/TWONTO#00359
| SWM-PNQ-ANL-0001 | Analyser, Gas | SWM-PNQ-MISC | Analyzer | Analyzer |  | ANL | http://www.toronto.ca/TWONTO#00359
| TAB-PRM-ANL-7111 | Analyszer, Gas Monitoring | TAB-PRM-SQ-OPT | Atmosphere Monitoring Device,Stationary | Gas Monitoring |  | ANL | http://www.toronto.ca/TWONTO#00359
| TNT-DIG-ANL-1300 | Analyzer | TNT-DIG-GAS-MON | Atmosphere Monitoring Device,Stationary,Methane/LEL | Analyzer |  | ANL | http://www.toronto.ca/TWONTO#00359
| TAB-SLO-ANL-9251 | Analyzer Gas Monitor, PL-301A, CCT#38, Elect. MCC Room, | TAB-SLO-SQ | Control Panel,Instrumentation | Control Panel |  | ANL | http://www.toronto.ca/TWONTO#00359
| THR-DIG-ANL-8005 | Analyzer Indication Panel, Dig. Electrical Room(Dig7-8) | THR-DIG-AIT | Analyzer,Methane/LEL | Analyzer |  | ANL | http://www.toronto.ca/TWONTO#00359
| THR-DIG-ANL-8004 | Analyzer Indication Panel, Digester 9-10, Truck Loading Bay | THR-DIG-AIT | Analyzer,Carbon Monoxide (CO) | Analyzer |  | ANL | http://www.toronto.ca/TWONTO#00359
| THR-DIG-ANL-8012B | Analyzer Indication Panel, Gas Compressor Bldg. Electrical Room | THR-DIG-AIT | Analyzer,Methane/LEL | Analyzer |  | ANL | http://www.toronto.ca/TWONTO#00359
| THR-DIG-ANL-8012A | Analyzer Indication Panel, Gas Compressor Bldg. Electrical Room | THR-DIG-AIT | Analyzer,Methane/LEL | Analyzer |  | ANL | http://www.toronto.ca/TWONTO#00359
| THR-DIG-ANL-8003 | Analyzer Indication Panel, Scrubber Room 4, Dig. Electrical Room | THR-DIG-AIT | Analyzer,Methane/LEL | Analyzer |  | ANL | http://www.toronto.ca/TWONTO#00359
| THR-DIG-ANL-8002 | Analyzer Indication Panel, Scrubber Room 5, Dig. Electrical Room | THR-DIG-AIT | Analyzer,Methane/LEL | Analyzer |  | ANL | http://www.toronto.ca/TWONTO#00359
| TAB-PLT-ANL-7090 | Analyzer, Atmosphere Gas Monitor | TAB-PLT-SQ-D | Atmosphere Monitoring Device,Stationary | Gas Monitoring |  | ANL | http://www.toronto.ca/TWONTO#00359
| TAB-PLT-ANL-7100 | Analyzer, Atmosphere Gas Monitor | TAB-PLT-SQ-D | Atmosphere Monitoring Device,Stationary | Gas Monitoring |  | ANL | http://www.toronto.ca/TWONTO#00359
| TAB-PRM-ANL-7100 | Analyzer, Atmosphere Gas Monitor | TAB-PRM-SQ-P | Atmosphere Monitoring Device,Stationary | Gas Monitoring |  | ANL | http://www.toronto.ca/TWONTO#00359
| TAB-PRM-ANL-7000 | Analyzer, Atmosphere Gas Monitor | TAB-PRM-INQ | Atmosphere Monitoring Device,Stationary | Gas Monitoring |  | ANL | http://www.toronto.ca/TWONTO#00359
| TAB-RSP-ANL-7150 | Analyzer, Atmosphere Monitoring, CG | TAB-RSP-SQ-T | Atmosphere Monitoring Device,Stationary | Alarm |  | ANL | http://www.toronto.ca/TWONTO#00359
| TAB-RSP-ANL-0003 | Analyzer, Atmosphere Monitoring, CG | TAB-RSP-SQ-M | Atmosphere Monitoring Device,Stationary | Alarm |  | ANL | http://www.toronto.ca/TWONTO#00359
| TAB-PAB-ANL-1000 | Analyzer, Atmosphere Monitoring, T Bldg | TAB-RSP-SQ-T | Atmosphere Monitoring Device,Stationary | Alarm |  | ANL | http://www.toronto.ca/TWONTO#00359
| FIS-LAB-ANL-0401 | Analyzer, Chlorine(multi chemical), Administration Building Lab | FIS-AUX | Analyzer,Chlorine | Analyzer |  | ANL | http://www.toronto.ca/TWONTO#00359
| FHA-LAB-ANL-0010 | Analyzer, Chlorine, Pocket (Hach), Chemical Lab | FHA-AUX-LAB | Analyzer | Analyzer |  | ANL | http://www.toronto.ca/TWONTO#00216
| FHA-LAB-ANL-0011 | Analyzer, Chlorine, Pocket (Hach), Chemical Lab | FHA-AUX-LAB | Analyzer | Analyzer |  | ANL | http://www.toronto.ca/TWONTO#00216
| FHO-LAB-ANL-0002 | Analyzer, Chlorine, Portable Titrator, Operators Lab | FHO-AUX | Analyzer,Chlorine | Analyzer |  | ANL | http://www.toronto.ca/TWONTO#00216
| FHO-LAB-ANL-0004 | Analyzer, Chlorine, Portable Titrator, Operators Lab | FHO-AUX | Analyzer,Chlorine | Analyzer |  | ANL | http://www.toronto.ca/TWONTO#00216
| FHA-LAB-ANL-0016 | Analyzer, Chlorine, Portable Titrator, Operators Lab. | FHA-AUX-LAB | Analyzer | Analyzer |  | ANL | http://www.toronto.ca/TWONTO#00216
| FHA-LAB-ANL-0001 | Analyzer, Chlorine, Portable Titrator, Operators Lab. | FHA-AUX-LAB | Analyzer | Analyzer |  | ANL | http://www.toronto.ca/TWONTO#00216
32972 | KR2213A | Unit Heater, Silo #3, Main Floor, Silo Building | TAB-ACC-HTR | H.V.A.C.,Heater | HVAC |  |  | http://www.toronto.ca/TWONTO#00418 |  | Heaters- Convection,
| FHO-LAB-ANL-0019 | Analyzer, Chlorine, Portable, SL 1000 (HACH) Sr# 150690100345, Operator's Lab | FHO-AUX | Analyzer,Chlorine | Analyzer |  | ANL | http://www.toronto.ca/TWONTO#00216
| FHO-LAB-ANL-0020 | Analyzer, Chlorine, Portable, SL 1000 (HACH) Sr# 243550101373, Operator's Lab | FHO-AUX | Analyzer,Chlorine | Analyzer |  | ANL | http://www.toronto.ca/TWONTO#00216
| FHO-CL-ANL-0100 | Analyzer, Cl &SO2 Gas Monitor, Cl&SO2 Machine Room Detectors, Chemical Building, Scrubber Room | FHO-SM-SB-0100 | Analyzer,Chlorine | Gas Monitoring |  | ANL | http://www.toronto.ca/TWONTO#00359
| FIS-LAB-ANL-0801 | Analyzer, CL/PH, Portable Colorimeter, Administration Building Lab | FIS-AUX | Analyzer,Chlorine | Analyzer |  | ANL | http://www.toronto.ca/TWONTO#00216
| THC-PRS-ANL-0001 | Analyzer, Conductivity, Ferrous Chloride Leakage, Ferrous Chloride Building | THC-PRS-BLDG |  | Sensor |  | ANL | http://www.toronto.ca/TWONTO#OWLClass_576d9df1_5769_4397_9566_31bd0039a255
| THC-PRS-ANL-0002 | Analyzer, Conductivity, Ferrous Chloride Leakage, Ferrous Chloride Building | THC-PRS-BLDG |  | Sensor |  | ANL | http://www.toronto.ca/TWONTO#OWLClass_576d9df1_5769_4397_9566_31bd0039a255
| TAB-DIG-ANL-7900 | Analyzer, Control Panel ,Gas Monitoring, Gas Control Bldg, Control Room, South Wall | TAB-DIG-SQ | Atmosphere Monitoring Device,Stationary,Methane/LEL | Analyzer |  | ANL | http://www.toronto.ca/TWONTO#00359
| TAB-ACC-ANL-7151A | Analyzer, Control Panel, Fire, 'Z' Bldg, Electrical Room | TAB-ACC-ANL-7151 |  | Analyzer |  | ANL | http://www.toronto.ca/TWONTO#00359
| TAB-ACC-ANL-7151 | Analyzer, Control Panel, Gas Detection, 'Z' Bldg, Electrical Room | TAB-THK-SQ |  | Analyzer |  | ANL | http://www.toronto.ca/TWONTO#00359
| TAB-DIS-ANL-9500 | Analyzer, Control Panel, Gas Detection, Chlorine Bldg, Lobby | TAB-DIS-SQ | Sensor,Gas | Analyzer |  | ANL | http://www.toronto.ca/TWONTO#00359
| COL-PSU-UPS-0001 | UPS, Main Floor | COL-PSU | Uninterruptible Power Supply |  |  | UPS | http://www.toronto.ca/TWONTO#00124 | Electrical Equipment | Sunnyside Pumping Station
| TAB-SLO-ANL-9252A | Analyzer, Control Panel, Gas Detection, Silo Building Control Room, Behind RPU-1150 | TAB-SLO-SES |  | Analyzer |  | ANL | http://www.toronto.ca/TWONTO#00359
| TAB-PRM-ANL-7110 | Analyzer, Control Panel, Gas Monitoring, Primary Tanks, P.S.#3 Control Room | TAB-PRM-SQ-OPT | Atmosphere Monitoring Device,Stationary,Methane/LEL | Analyzer |  | ANL | http://www.toronto.ca/TWONTO#00359
| THC-DIG-ANL-3000 | Analyzer, Digested Gas, Gas System Panel | THC-SES-GAS-M | Analyzer,Methane/LEL | Analyzer |  | ANL | http://www.toronto.ca/TWONTO#00359
| FHO-SES-ANL-6005 | Analyzer, Gas Detector, Portable, Gas AlertMicroClip XT , Admin Building, Electrical Workshop | FHO-SES-ANL-6061 | Sensor,Gas | Gas Monitoring |  | ANL | http://www.toronto.ca/TWONTO#00583
| FHO-SES-ANL-6001 | Analyzer, Gas Detector, Portable, Gas AlertMicroClip XT, Admin Building, Electrical Workshop | FHO-SES-ANL-6061 | Sensor,Gas | Gas Monitoring |  | ANL | http://www.toronto.ca/TWONTO#00583
| FHO-SES-ANL-6002 | Analyzer, Gas Detector, Portable, Gas AlertMicroClip XT, Admin Building, Electrical Workshop | FHO-SES-ANL-6061 | Sensor,Gas | Gas Monitoring |  | ANL | http://www.toronto.ca/TWONTO#00583
| FHO-SES-ANL-6004 | Analyzer, Gas Detector, Portable, Gas AlertMicroClip XT, Admin Building, Electrical Workshop | FHO-SES-ANL-6061 | Sensor,Gas | Gas Monitoring |  | ANL | http://www.toronto.ca/TWONTO#00583
| FHO-SES-ANL-6003 | Analyzer, Gas Detector, Portable, Gas AlertMicroClip XT, Admin Building, Electrical Workshop | FHO-SES-ANL-6061 | Sensor,Gas | Gas Monitoring |  | ANL | http://www.toronto.ca/TWONTO#00583
| FHO-SES-ANL-6006 | Analyzer, Gas Leak Detector, Portable, PortaSens II, Admin Building, Electrical Workshop | FHO-SES-ANL-6061 | Sensor,Gas | Gas Monitoring |  | ANL | http://www.toronto.ca/TWONTO#00583
| TAB-PRM-ANL-7112 | Analyzer, Gas Monitoring | TAB-PRM-SQ-OPT | Atmosphere Monitoring Device,Stationary | Gas Monitoring |  | ANL | http://www.toronto.ca/TWONTO#00583
| THC-INC-ANL-3000 | Analyzer, Gas System Panel, Incineration , Buiding M | THC-SES-GAS-M | Analyzer,Methane/LEL | Analyzer |  | ANL | http://www.toronto.ca/TWONTO#00359
| TAB-PLT-ANL-0100 | Analyzer, Gas System, New Screening/Grit Bldg Gas Level Monitoring, Gas Monitoring, P Bldg. | TAB-PLT-SQ-P | Atmosphere Monitoring Device,Stationary | Gas Monitoring |  | ANL | http://www.toronto.ca/TWONTO#00359
| COL-PST-ANL-0001 | Analyzer, hazardous Gas | COL-PST-MISC |  | Analyzer |  | ANL | http://www.toronto.ca/TWONTO#00359
| COL-PHP-ANL-0001 | Analyzer, hazardous Gas | COL-PHP-MISC |  | Analyzer |  | ANL | http://www.toronto.ca/TWONTO#00359
| THC-INC-ANL-3004 | Analyzer, Hazardous Gas Monitoring System Panel | THC-SES-GAS-M | Analyzer,Methane/LEL | Analyzer |  | ANL | http://www.toronto.ca/TWONTO#00359
| THR-CG-ANL-6196 | Analyzer, Hazardous Gas, Engine Room, Plant Services, Hazardous Gas Monitoring System | THR-CG-ENG | Analyzer,Methane/LEL | Analyzer |  | ANL | http://www.toronto.ca/TWONTO#00359
| THC-DEW-ANL-7982 | Analyzer, Hazardous Gas, Methane / LEL Detection System | THC-SES-GAS-J | Analyzer,Methane/LEL | Analyzer |  | ANL | http://www.toronto.ca/TWONTO#00359
| FHA-SES-ANL-0007 | Analyzer, Hydrogen Fluoride, Gas Dectector | FHA-SES-SQ-1125 | Sensor,Gas | Gas Monitoring |  | ANL | http://www.toronto.ca/TWONTO#00359
| FHA-SES-ANL-0008 | Analyzer, Hydrogen Fluoride, Gas Dectector, | FHA-SES-SQ-1125 | Sensor,Gas | Gas Monitoring |  | ANL | http://www.toronto.ca/TWONTO#00359
| FHO-SES-ANL-6061 | Analyzer, LEL Gas Detector, Portable, Admin Building, Control Room | FHO-SES-SQ-0001 | PPE | Gas Monitoring |  | ANL | http://www.toronto.ca/TWONTO#00359
| THC-PLT-ANL-7985 | Analyzer, Methane / LEL, Gas Detection, Display Panel | THC-SES-GAS-I | Analyzer,Methane/LEL | Analyzer |  | ANL | http://www.toronto.ca/TWONTO#00359
| FHA-LAB-ANL-0002 | Analyzer, Multi-parameter, Spectrophotometer DR 3900 (Hach), Operators Lab. | FHA-AUX-LAB | Analyzer | Analyzer |  | ANL | http://www.toronto.ca/TWONTO#00567
| FCL-LAB-ANL-0018 | Analyzer, Multipurpose(Chlorine-Orthophosphate-Ammonia-Nitrite), SL 1000, SR. NO.160340101394, Operators Lab | FCL-LAB | Analyzer | Analyzer |  | ANL | http://www.toronto.ca/TWONTO#00567
| FCL-LAB-ANL-0020 | Analyzer, Multipurpose(Chlorine-Orthophosphate-Ammonia-Nitrite), SL 1000, SR. NO. 181580203817, Operators Lab | FCL-LAB | Analyzer | Analyzer |  | ANL | http://www.toronto.ca/TWONTO#00567
| FCL-LAB-ANL-0013 | Analyzer, Multipurpose(Chlorine-Orthophosphate-Ammonia-Nitrite), Spectrophotometer DR 3900, FCL-LAB-ANL-0013, Operators Lab | FCL-LAB | Analyzer | Analyzer |  | ANL | http://www.toronto.ca/TWONTO#00567
| FHO-LAB-ANL-0008 | Analyzer, Orthophosphate, Spectrophotometer, Hach DR 3900, Control Room Lab | FHO-AUX | Analyzer,Orthophosphate | Analyzer |  | ANL | http://www.toronto.ca/TWONTO#00567
| THC-PLT-ANL-6701 | Analyzer, Ozone Gas Detection System, Display Panel | THC-SES-GAS-I | Analyzer,Ozone | Analyzer |  | ANL | http://www.toronto.ca/TWONTO#00359
| THR-PRM-ANL-8020 | Analyzer, Panel Hazardous Gas Monitoring, Primary Gallery | THR-PRM-SOUTH |  | Analyzer |  | ANL | http://www.toronto.ca/TWONTO#00359
| THR-PLT-ANL-0100 | Analyzer, Panel, Hazardous Gas Monitoring, Headhouse MCC Room | THR-PLT-HH | Analyzer,Methane/LEL | Analyzer |  | ANL | http://www.toronto.ca/TWONTO#00359
| THR-PLT-ANL-0014 | Analyzer, Panel, Hazardous Gas Monitoring,GRIT Bldg | THR-PLT-GRITS | Analyzer,Methane/LEL | Analyzer |  | ANL | http://www.toronto.ca/TWONTO#00359
| THR-PLT-ANL-0014A | Analyzer, Panel, Hazardous Gas Monitoring,GRIT Bldg | THR-PLT-GRITS | Analyzer | Analyzer |  | ANL | http://www.toronto.ca/TWONTO#00359
| THR-PLT-ANL-0015 | Analyzer, Panel, Hazardous Gas Monitoring,Headhouse MCC Room | THR-PLT-HH | Analyzer | Analyzer |  | ANL | http://www.toronto.ca/TWONTO#00359
| FHA-LAB-ANL-0013 | Analyzer, pH, (Thermo Fisher Scientific) -STARA2110, Chemical Lab | FHA-AUX-LAB | Analyzer | Analyzer |  | ANL | http://www.toronto.ca/TWONTO#00118
| FIS-LAB-ANL-0501 | Analyzer, pH, Administration Building Lab | FIS-AUX | Analyzer,PH | Analyzer |  | ANL | http://www.toronto.ca/TWONTO#00118
| FHO-LAB-ANL-0014 | Analyzer, pH, Mettler Toledo, Operators Lab | FHO-AUX | Analyzer,PH | Analyzer |  | ANL | http://www.toronto.ca/TWONTO#00118
| FCL-LAB-ANL-0012 | Analyzer, pH, Operator Lab, Admin Building | FCL-LAB | Analyzer,PH | Analyzer |  | ANL | http://www.toronto.ca/TWONTO#00118
| FHA-LAB-ANL-0006 | Analyzer, pH, Portable Parallel Type (Hach SL1000), Operators Lab. | FHA-AUX-LAB | Analyzer | Analyzer |  | ANL | http://www.toronto.ca/TWONTO#00118
| THR-EPS-ANL-0001 | Analyzer, pH, Portable, Effluent Pumping Station, Sampling Room | THR-EPS | Analyzer,PH | Analyzer |  | ANL | http://www.toronto.ca/TWONTO#00118
| FHA-SES-ANL-0010 | Analyzer, Portable Ammonia Detector | FHA-SES-SQ-1125 | Sensor,Gas | Gas Monitoring |  | ANL | http://www.toronto.ca/TWONTO#00583
| FHA-SES-ANL-0001 | Analyzer, Portable CL2 Detector | FHA-SES-SQ-1125 | Sensor,Gas | Gas Monitoring |  | ANL | http://www.toronto.ca/TWONTO#00581
| FHA-SES-ANL-0001A | Analyzer, Portable CL2 Detector | FHA-SES-SQ-1125 | Sensor,Gas | Gas Monitoring |  | ANL | http://www.toronto.ca/TWONTO#00581
| FHA-SES-ANL-0002 | Analyzer, Portable CL2 Detector | FHA-SES-SQ-1125 | Sensor,Gas | Gas Monitoring |  | ANL | http://www.toronto.ca/TWONTO#00581
| FHA-SES-ANL-0002A | Analyzer, Portable CL2 Detector | FHA-SES-SQ-1125 | Sensor,Gas | Gas Monitoring |  | ANL | http://www.toronto.ca/TWONTO#00581
| WTR-PSC-ANL-0003 | Analyzer, Portable Hanna Instrument, S/N J0002652, PSC- East Work Area | WTR-EAST-ANL | Analyzer,Chlorine | Analyzer |  | ANL | http://www.toronto.ca/TWONTO#00581
| FHA-SES-ANL-0004 | Analyzer, Portable Multi Gas Detector | FHA-SES-SQ-1125 | Sensor,Gas | Gas Monitoring |  | ANL | http://www.toronto.ca/TWONTO#00583
| FHA-SES-ANL-0003 | Analyzer, Portable Multi Gas Detector | FHA-SES-SQ-1125 | Sensor,Gas | Gas Monitoring |  | ANL | http://www.toronto.ca/TWONTO#00583
| FHA-SES-ANL-0006 | Analyzer, Portable Multi Gas Detector | FHA-SES-SQ-1125 | Sensor,Gas | Gas Monitoring |  | ANL | http://www.toronto.ca/TWONTO#00583
| FHA-SES-ANL-0005 | Analyzer, Portable Multi Gas Detector | FHA-SES-SQ-1125 | Sensor,Gas | Gas Monitoring |  | ANL | http://www.toronto.ca/TWONTO#00583
| WTR-PLW-ANL-0005 | Analyzer, Portable Parallel, SL 1000, S/N 162780102070, PLW - West Work Area | WTR-WEST-ANL | Analyzer,Chlorine | Analyzer |  | ANL | http://www.toronto.ca/TWONTO#00583
| WTR-PHL-ANL-0002 | Analyzer, Portable Parallel, SL 1000, S/N 190580104550, PHL- Central Work Area | WTR-SCT-ANL | Analyzer,Chlorine | Analyzer |  | ANL | http://www.toronto.ca/TWONTO#00583
| WTR-PLW-ANL-0001 | Analyzer, Portable Parallel, SL 1000, S/N 241590100585, PLW - West Work Area | WTR-WEST-ANL | Analyzer,Chlorine | Analyzer |  | ANL | http://www.toronto.ca/TWONTO#00583
| FHA-SES-ANL-0009 | Analyzer, Portable SO2 Detector | FHA-SES-SQ-1125 | Sensor,Gas | Gas Monitoring |  | ANL | http://www.toronto.ca/TWONTO#00583
| TAB-ACC-ANL-2814 | Analyzer, Refractometer, Chemical Feeder line, Old Dewatering Bsmt | TAB-ACC-P-2814 | Analyzer | Analyzer |  | ANL | http://www.toronto.ca/TWONTO#00567
| TAB-ACC-ANL-1021 | Analyzer, Refrigerant Monitor System | TAB-ACC-CI | Analyzer | Analyzer |  | ANL | http://www.toronto.ca/TWONTO#00567
| FHO-SES-ANL-6011 | Analyzer, Single Gas Detector, NH3, Portable, GasAlert Extreme, Admin Building, Electrical Workshop | FHO-SES-ANL-6061 | Sensor,Gas | Gas Monitoring |  | ANL | http://www.toronto.ca/TWONTO#00359
| FHO-SES-ANL-6012 | Analyzer, Single Gas Detector, NH3, Portable, GasAlert Extreme, Admin Building, Electrical Workshop | FHO-SES-ANL-6061 | Sensor,Gas | Gas Monitoring |  | ANL | http://www.toronto.ca/TWONTO#00359
| FHO-SES-ANL-6031 | Analyzer, Single Gas Detector, Ozone, Portable, GasAlert Extreme, Admin Building, Electrical Workshop | FHO-SES-ANL-6061 | Sensor,Gas | Gas Monitoring |  | ANL | http://www.toronto.ca/TWONTO#00359
| FHO-SES-ANL-6032 | Analyzer, Single Gas Detector, Ozone, Portable, GasAlert Extreme, Admin Building,Electrical Workshop | FHO-SES-ANL-6061 | Sensor,Gas | Gas Monitoring |  | ANL | http://www.toronto.ca/TWONTO#00359
| FHO-SES-ANL-6033 | Analyzer, Single Gas Detector, Ozone, Portable, GasAlert Extreme, Admin Building,Electrical Workshop | FHO-SES-ANL-6061 | Sensor,Gas | Gas Monitoring |  | ANL | http://www.toronto.ca/TWONTO#00359
| FHO-SES-ANL-6034 | Analyzer, Single Gas Detector, Ozone, Portable, GasAlert Extreme, Admin Building,Electrical Workshop | FHO-SES-ANL-6061 | Sensor,Gas | Gas Monitoring |  | ANL | http://www.toronto.ca/TWONTO#00359
| FHO-SES-ANL-6036 | Analyzer, Single Gas Detector, Ozone, Portable, GasAlert Extreme, Admin Building,Electrical Workshop | FHO-SES-ANL-6061 | Sensor,Gas | Gas Monitoring |  | ANL | http://www.toronto.ca/TWONTO#00359
| FHO-SES-ANL-6035 | Analyzer, Single Gas Detector, Ozone, Portable, GasAlert Extreme, Admin Building,Electrical Workshop | FHO-SES-ANL-6061 | Sensor,Gas | Gas Monitoring |  | ANL | http://www.toronto.ca/TWONTO#00359
| FHO-SES-ANL-6038 | Analyzer, Single Gas Detector, Ozone, Portable, GasAlert Extreme, Admin Building,Electrical Workshop | FHO-SES-ANL-6061 | Sensor,Gas | Gas Monitoring |  | ANL | http://www.toronto.ca/TWONTO#00359
| FHO-SES-ANL-6037 | Analyzer, Single Gas Detector, Ozone, Portable, GasAlert Extreme, Admin Building,Electrical Workshop | FHO-SES-ANL-6061 | Sensor,Gas | Gas Monitoring |  | ANL | http://www.toronto.ca/TWONTO#00359
| FHO-SES-ANL-6039 | Analyzer, Single Gas Detector, Ozone, Portable, GasAlert Extreme, Admin Building,Electrical Workshop | FHO-SES-ANL-6061 | Sensor,Gas | Gas Monitoring |  | ANL | http://www.toronto.ca/TWONTO#00359
| FHO-SES-ANL-6040 | Analyzer, Single Gas Detector, Ozone, Portable, GasAlert Extreme, Admin Building,Electrical Workshop | FHO-SES-ANL-6061 | Sensor,Gas | Gas Monitoring |  | ANL | http://www.toronto.ca/TWONTO#00359
| FHO-SES-ANL-6052 | Analyzer, Single Gas Detector, SO2, Portable, GasAlert Extreme, Admin Building, Electrical Workshop | FHO-SES-ANL-6061 | Sensor,Gas | Gas Monitoring |  | ANL | http://www.toronto.ca/TWONTO#00359
| FHO-SES-ANL-6051 | Analyzer, Single Gas Detector, SO2, Portable, GasAlert Extreme, Admin Building, Electrical Workshop | FHO-SES-ANL-6061 | Sensor,Gas | Gas Monitoring |  | ANL | http://www.toronto.ca/TWONTO#00359
| FHO-DCL-ANL-0200 | Analyzer, SO2 Gas Monitor, Cl&SO2 Storage Room SO2 Detecors, Chemical Building, Scrubber Room | FHO-SM-SB-0100 |  | Analyzer |  | ANL | http://www.toronto.ca/TWONTO#00359
| THC-DCL-ANL-0003 | Analyzer, SO2 Gas Monitoring, Meter Panel | THC-DCL-ZONE 3 | Analyzer,Sulphur Dioxide | Analyzer |  | ANL | http://www.toronto.ca/TWONTO#00359
| THC-SES-ANL-0900 | Analyzer, SO2 Gas Monitoring, Meter Panel | THC-DCL-ZONE 3 |  | Analyzer |  | ANL | http://www.toronto.ca/TWONTO#00359
| FHA-AUX-ANL-0008 | Analyzer, Spectrophotometer DR 3900 (RMF Pilot Plant) (Hach Yearly) | FHA-AUX-LAB | Analyzer,Chlorine | Analyzer |  | ANL | http://www.toronto.ca/TWONTO#00567
| FHA-WWW-ANL-0001 | Analyzer, Suspended Solids, Portable | FHA-WWW | Analyzer,Suspended Solid | Analyzer |  | ANL | http://www.toronto.ca/TWONTO#00752
| FHA-WWW-ANL-0002 | Analyzer, Suspended Solids, Portable | FHA-WWW | Analyzer,Suspended Solid | Analyzer |  | ANL | http://www.toronto.ca/TWONTO#00752
| FHO-LAB-ANL-0001 | Analyzer, Titrator | FHO-AUX | Analyzer,Chlorine | Analyzer |  | ANL | http://www.toronto.ca/TWONTO#00567
| FHO-LAB-ANL-0003 | Analyzer, Titrator | FHO-AUX | Analyzer,Chlorine | Analyzer |  | ANL | http://www.toronto.ca/TWONTO#00567
| FIS-LAB-ANL-0101 | Analyzer, Titrator, Operators Lab | FIS-AUX | Analyzer | Analyzer |  | ANL | http://www.toronto.ca/TWONTO#00567
| FIS-LAB-ANL-0201 | Analyzer, Titrator, Operators Lab | FIS-AUX | Analyzer | Analyzer |  | ANL | http://www.toronto.ca/TWONTO#00567
| FHA-AUX-ANL-0007 | Analyzer, Turbidimeter Verification Unit (0.5 NTU ICE-PIC), Bench Type (RMF Pilot Plant) (Hach Yearly) | FHA-AUX-LAB | Analyzer,Turbidity | Analyzer |  | ANL | http://www.toronto.ca/TWONTO#00763
| FHA-LAB-ANL-0005 | Analyzer, Turbidity, Bench Type (Hach 2100), Operators Lab. | FHA-AUX-LAB | Analyzer | Analyzer |  | ANL | http://www.toronto.ca/TWONTO#00763
| FIS-LAB-ANL-0601 | Analyzer, Turbidity, Benchtop, Administration Building Lab | FIS-AUX | Analyzer,Turbidity | Analyzer |  | ANL | http://www.toronto.ca/TWONTO#00763
| FHO-LAB-ANL-0007 | Analyzer, Turbidity, Hach TU, Control Room Lab | FHO-AUX | Analyzer,Turbidity | Analyzer |  | ANL | http://www.toronto.ca/TWONTO#00763
| FHA-LAB-ANL-0004 | Analyzer, Turbidity, Portable Type (Hach -2100P), Chemical Lab | FHA-AUX-LAB | Analyzer | Analyzer |  | ANL | http://www.toronto.ca/TWONTO#00763
| FHA-LAB-ANL-0021 | Analyzer, Turbidity, TU 5200 (Hach), Operators Lab. | FHA-AUX-LAB | Analyzer | Analyzer |  | ANL | http://www.toronto.ca/TWONTO#00763
| FCL-LAB-ANL-0019 | Analyzer, Turbidity, TU 5200, Turbidimeter Bench Type Laser Sr.No.1684653, Operators Lab | FCL-LAB | Analyzer,Turbidity | Analyzer |  | ANL | http://www.toronto.ca/TWONTO#00763
| FHO-SM-ANL-0004 | Analyzer, Zebra Mussel Control Gas Detection, TRW Building, S2, Elevator Column | FHO-SM-SEN-0001 | Sensor,Gas,CL2 | Gas Monitoring |  | ANL | http://www.toronto.ca/TWONTO#00359
| TAB-DIS-ANL-8106 | Analyzer,Alarm, Chlorine | TAB-DIS-SQ | Sensor,Gas | Alarm |  | ANL | http://www.toronto.ca/TWONTO#00359
| FHO-CL-ANL-0200 | Analyzer,Chlorine Gas Monitor,Cl&SO2 Storage Room Chlorine Detecors, Chemical Building, Scrubber Room | FHO-SM-SB-0100 | Analyzer,Chlorine | Gas Monitoring |  | ANL | http://www.toronto.ca/TWONTO#00359
| FHA-LAB-ANL-0007 | Analyzer,Multi-parameter , Portable Parallel Type (Hach SL1000), Operators Lab. | FHA-AUX-LAB | Analyzer,PH | Analyzer |  | ANL | http://www.toronto.ca/TWONTO#00567
| FHO-SES-ANL-6022 | Analyzer,Single Gas Detector, Chlorine,Portable, GasAlert Extreme,Admin Building,Electrical Workshop | FHO-SES-ANL-6061 | Sensor,Gas | Gas Monitoring |  | ANL | http://www.toronto.ca/TWONTO#00216
| FHO-SES-ANL-6021 | Analyzer,Single Gas Detector, Chlorine,Portable, GasAlert Extreme,Admin Building,Electrical Workshop | FHO-SES-ANL-6061 | Sensor,Gas | Gas Monitoring |  | ANL | http://www.toronto.ca/TWONTO#00216
| FHO-SES-ANL-6024 | Analyzer,Single Gas Detector, Chlorine,Portable, GasAlert Extreme,Admin Building,Electrical Workshop | FHO-SES-ANL-6061 | Sensor,Gas | Gas Monitoring |  | ANL | http://www.toronto.ca/TWONTO#00216
| FHO-SES-ANL-6023 | Analyzer,Single Gas Detector, Chlorine,Portable, GasAlert Extreme,Admin Building,Electrical Workshop | FHO-SES-ANL-6061 | Sensor,Gas | Gas Monitoring |  | ANL | http://www.toronto.ca/TWONTO#00216
| FHO-SES-ANL-6025 | Analyzer,Single Gas Detector, Chlorine,Portable, GasAlert Extreme,Admin Building,Electrical Workshop | FHO-SES-ANL-6061 | Sensor,Gas | Gas Monitoring |  | ANL | http://www.toronto.ca/TWONTO#00216
| TAB-DIG-ANL-9210 | Control Panel, Combustible Gas Monitoring, Digesters 13-16 | TAB-DIG-SQ-T13-16 | Sensor,Gas | Gas Monitoring |  | ANL | http://www.toronto.ca/TWONTO#00359
| TAB-DIG-ANL-9260 | Control Panel, Combustible Gas Monitoring, Digesters 19-22 | TAB-DIG-SQ-T19-22 | Sensor,Gas | Gas Monitoring |  | ANL | http://www.toronto.ca/TWONTO#00359
| TAB-DIG-ANL-9160 | Control Panel, Combustible Gas Monitoring, Digesters 5-12 | TAB-DIG-SQ-T09-12 | Sensor,Gas | Gas Monitoring |  | ANL | http://www.toronto.ca/TWONTO#00359
| TAB-DIG-ANL-9110 | Control Panel, Gas Monitoring Field Lamp/Horn Test | TAB-DIG-SQ-T01-04 | Sensor,Gas | Gas Monitoring |  | ANL | http://www.toronto.ca/TWONTO#00359
| THR-THK-ANL-0004 | Control Panel, Hazardous Gas Monitoring, Electrical Room | THR-THK | Control Panel,Instrumentation | Control Panel |  | ANL | http://www.toronto.ca/TWONTO#00359
| COL-PSU-UPS-0001 | UPS, Main Floor | COL-PSU-MISC | Uninterruptible Power Supply |  |  | UPS | http://www.toronto.ca/TWONTO#00124 | Electrical Equipment | Miscellaneous Equipment
| THC-DIG-ANL-5301 | Control Panel,Gas Monitoring,Electrical Room,Building U | THC-SES-GAS-U | Analyzer,Methane/LEL | Analyzer |  | ANL | http://www.toronto.ca/TWONTO#00359
| THC-SES-ANL-5500 | Control Panel,Gas Monitoring,Electrical Room,Building UU | THC-SES-GAS-UU | Control Panel | Gas Monitoring |  | ANL | http://www.toronto.ca/TWONTO#00359
| FHO-LAB-ANL-0006 | Digital Chlorine Analyzer ( For Reference Only) | FHO-AUX | Analyzer,Chlorine | Analyzer |  | ANL | http://www.toronto.ca/TWONTO#00359
| THC-AER-ANL-0003 | Dissolved Oxigen Analyzer, Portable | THC-AER | Analyzer,Dissolved Oxygen (DO) | Analyzer |  | ANL | http://www.toronto.ca/TWONTO#00280
| THC-AER-ANL-0001 | Dissolved Oxigen Analyzer, Portable | THC-AER | Analyzer,Dissolved Oxygen (DO) | Analyzer |  | ANL | http://www.toronto.ca/TWONTO#00280
| THC-AER-ANL-0002 | Dissolved Oxigen Analyzer, Portable | THC-AER | Analyzer,Dissolved Oxygen (DO) | Analyzer |  | ANL | http://www.toronto.ca/TWONTO#00280
| FHA-SM-ANL-0101 | FHA-SM-AIC-0101 - Controler, Chlorine/SO2 Gas Detectors | FHA-SES-SCRUBBER | Control Panel,Instrumentation | Gas Monitoring |  | ANL | http://www.toronto.ca/TWONTO#00359
| THR-DIS-ANL-1500 | Gas Analyzer Panel, Chlorine, Gas Detection and Alarms | THR-S-E | Analyzer,Chlorine | Analyzer |  | ANL | http://www.toronto.ca/TWONTO#00359
| THR-DIS-ANL-1501 | Gas Analyzer Panel, Chlorine, Gas Detection and Alarms | THR-S-E | Analyzer,Chlorine | Analyzer |  | ANL | http://www.toronto.ca/TWONTO#00359
| COL-PWR-ANL-0100 | Gas analyzer, Control Room, West Rouge PS | COL-PWR | Control Panel | Control Panel |  | ANL | http://www.toronto.ca/TWONTO#00359
| TAB-DIG-ANL-9101 | Gas Monitoring System (nine points) | TAB-DIG-SQ-T19-22 | Sensor,Gas | Gas Monitoring |  | ANL | http://www.toronto.ca/TWONTO#00359
| TAB-DIG-ANL-9150 | Gas Monitoring System (nine points) | TAB-DIG-SQ-T01-04 | Sensor,Gas | Gas Monitoring |  | ANL | http://www.toronto.ca/TWONTO#00359
| TAB-DIG-ANL-9201 | Gas Monitoring System (nine points) | TAB-DIG-SQ-T13-16 | Sensor,Gas | Gas Monitoring |  | ANL | http://www.toronto.ca/TWONTO#00359
| FHO-LAB-ANL-0012 | Iso-temp Hotplate | FHO-AUX | Heater | Heater |  | ANL | http://www.toronto.ca/TWONTO#00567
| THC-PLT-ANL-0200 | Panel, Gas Monitoring, Headworks | THC-PLT-RPU-3010 | Control Panel,Instrumentation | Analyzer |  | ANL | http://www.toronto.ca/TWONTO#00359
| FCL-SES-ANL-0009 | Portable Gas Alert Quattro 4 Gas Detector | FCL-SES-3 | Sensor,Gas | Gas Monitoring |  | ANL | http://www.toronto.ca/TWONTO#00583
| FCL-SES-ANL-0012 | Portable Gas Alert Quattro 4 Gas Detector | FCL-SES-3 | Sensor,Gas | Gas Monitoring |  | ANL | http://www.toronto.ca/TWONTO#00583
| FCL-SES-ANL-0014 | Portable Gas Alert Quattro 4 Gas Detector | FCL-SES-3 | Sensor,Gas | Gas Monitoring |  | ANL | http://www.toronto.ca/TWONTO#00583
| FCL-SES-ANL-0013 | Portable Gas Alert Quattro 4 Gas Detector | FCL-SES-3 | Sensor,Gas | Gas Monitoring |  | ANL | http://www.toronto.ca/TWONTO#00583
| FHA-SES-ANL-0011 | Portable Gas detector - Multi (CO,H2S,O2 and LEL) | FHA-SES-SQ-1125 | Sensor,Gas | Gas Monitoring |  | ANL | http://www.toronto.ca/TWONTO#00583
| FHA-SES-ANL-0012 | Portable Gas detector -Single | FHA-SES-SQ-1125 | Sensor,Gas | Gas Monitoring |  | ANL | http://www.toronto.ca/TWONTO#00583
| TAB-ACC-ANL-1832 | Refractometer, Glycol Chemical feeder Line | TAB-ACC-FD-1832 | Analyzer | Analyzer |  | ANL | http://www.toronto.ca/TWONTO#OWLClass_suruz-tisoj-tahar-mofaz
| TAB-ACC-ANL-3882 | Refractometer, Glycol Chemical feeder Line | TAB-ACC-FD-3882 | Analyzer | Analyzer |  | ANL | http://www.toronto.ca/TWONTO#OWLClass_suruz-tisoj-tahar-mofaz
| TAB-ACC-ANL-1232 | Refractometer, Glycol Chemical feeder Line | TAB-ACC-FD-1232 | Analyzer | Analyzer |  | ANL | http://www.toronto.ca/TWONTO#OWLClass_suruz-tisoj-tahar-mofaz
| TAB-ACC-ANL-2052 | Refractometer, Glycol Chemical feeder Line | TAB-ACC-FD-2052 | Analyzer | Analyzer |  | ANL | http://www.toronto.ca/TWONTO#OWLClass_suruz-tisoj-tahar-mofaz
| FCL-LAB-ANL-0017 | Scale, Scientech | FCL-LAB | Analyzer | Analyzer |  | ANL | http://www.toronto.ca/TWONTO#00567
| THC-AER-ANL-0005 | Suspended Solids Analyzer, Portable | THC-AER | Analyzer,Suspended Solid | Analyzer |  | ANL | http://www.toronto.ca/TWONTO#00752
| THC-AER-ANL-0004 | Suspended Solids Analyzer, Portable | THC-AER | Analyzer,Suspended Solid | Analyzer |  | ANL | http://www.toronto.ca/TWONTO#00752
| THC-ACC-ANL-0100 | Transmitter, Analyser, Hazardous Gas, Methane/LEL Detection System | THC-ACC-CP-0101 | Analyzer,Methane/LEL | Transmitter |  | ANL | http://www.toronto.ca/TWONTO#00359
| THC-ACC-ANL-7993 | Transmitter, Analyzer, Hazardous Gas, Methane / LEL Detection System | THC-SES-GAS-E | Analyzer,Methane/LEL | Transmitter |  | ANL | http://www.toronto.ca/TWONTO#00359
| COL-PCP-ANL-0001 | Transmitter, Hazardous Gas | COL-PCP-MISC | Analyzer | Analyzer |  | ANL | http://www.toronto.ca/TWONTO#00359
| DOS-DIS-ANL-0005 | TRK Portable Analyzer- Hach 2100P Turbidimeter | DOS-DIS-ANL | Analyzer,Chlorine | Analyzer |  | ANL | http://www.toronto.ca/TWONTO#00763
| DOS-DIS-ANL-0004 | TRK Portable Analyzer- Hach 2100P Turbidimeter | DOS-DIS-ANL | Analyzer,Chlorine | Analyzer |  | ANL | http://www.toronto.ca/TWONTO#00763
| DOS-DIS-ANL-0002 | TRK Portable Analyzer- Hach Packet Colorimeter 11 | DOS-DIS-ANL |  | Analyzer |  | ANL | http://www.toronto.ca/TWONTO#00216
| DOS-DIS-ANL-0003 | TRK Portable Analyzer- Hach Packet Colorimeter 11 | DOS-DIS-ANL | Analyzer,Chlorine | Analyzer |  | ANL | http://www.toronto.ca/TWONTO#00216
| COL-PBG-FI-0001 | Flow Indicating Transmitter | COL-PBG-MISC |  | Remote Transmission Unit |  | FI | http://www.toronto.ca/TWONTO#00366
| COL-PRR-FI-0001 | Flow Indicating Transmitter | COL-PRR-MISC |  | Remote Transmission Unit |  | FI | http://www.toronto.ca/TWONTO#00366
| COL-PFB-FI-0001 | Flow Indicating Transmitter | COL-PFB-MISC |  | Remote Transmission Unit |  | FI | http://www.toronto.ca/TWONTO#00366
| COL-PKG-FI-0001 | Flow Indicating Transmitter | COL-PKG-MISC |  | Remote Transmission Unit |  | FI | http://www.toronto.ca/TWONTO#00366
| COL-PKP-FI-0001 | Flow Indicating Transmitter | COL-PKP-MISC |  | Remote Transmission Unit |  | FI | http://www.toronto.ca/TWONTO#00366
| SWM-PET-FI-0001 | Flow Indicating Transmitter | SWM-PET-MISC |  | Remote Transmission Unit |  | FI | http://www.toronto.ca/TWONTO#00366
| COL-PMD-FI-0001 | Flow Indicating Transmitter | COL-PMD-MISC |  | Remote Transmission Unit |  | FI | http://www.toronto.ca/TWONTO#00366
| SWM-PWD-FI-0001 | Flow Indicating Transmitter | SWM-PWD-MISC |  | Remote Transmission Unit |  | FI | http://www.toronto.ca/TWONTO#00366
| COL-PWC-FI-0001 | Flow Indicating Transmitter | COL-PWC-MISC |  | Remote Transmission Unit |  | FI | http://www.toronto.ca/TWONTO#00366
| SWM-PWI-FI-0001 | Flow Indicating Transmitter | SWM-PWI-MISC |  | Remote Transmission Unit |  | FI | http://www.toronto.ca/TWONTO#00366
| FIS-TRW-FI-0010 | Flow, Indicator, Propeller, Water to Island Distr. System, Workshop Building, Low Level, High Lift PS, South Tunnel | FIS-TRW |  | Transmitter |  | FI | http://www.toronto.ca/TWONTO#00366
| FHO-DOZ-FI-0500 | Indicator, Flow, Air, Nitrogen Discharge to GOX Pretreatment, Ozone Building,S2,RW Process Room,N | FHO-NIT-SYS | Meter,Flow,Rotometer | Indicator |  | FI | http://www.toronto.ca/TWONTO#00366
| FHA-BW-FI-1101 | Indicator, Flow, Filter Building,Blower Room | FHA-BW | Meter,Flow,Mass | Indicator |  | FI | http://www.toronto.ca/TWONTO#00366
| FHO-POL-FI-0901 | Indicator, Flow, Water to Static Mixer MX-0902, Chemical Building, S4, Wastewater Polymer Skid | FHO-POL-P-0901 | Transmitter,Flow | Indicator |  | FI | http://www.toronto.ca/TWONTO#00366
| TAB-OCS-FI-2601 | Meter, Flow, Rotameter | TAB-OCS-HU-8510 | Meter,Flow,Rotometer | Indicator |  | FI | http://www.toronto.ca/TWONTO#piguk-mumor-jugoj-sibif
| FHA-AM-FI-6810 | Rotameter, seal water pump | FHA-AM-SB-6810 |  | Indicator |  | FI | http://www.toronto.ca/TWONTO#piguk-mumor-jugoj-sibif
| THC-DIS-FI-0363 | Rotameter,NW Plant Aeration Effluent Chamber Sodium Hypo Dosing,Disinfection Bldg | THC-DIS-P-0360 |  | Transmitter |  | FI | http://www.toronto.ca/TWONTO#piguk-mumor-jugoj-sibif
| THC-DIS-FI-0361 | Rotameter,NW Plant RAS Sodium Hypo Dosing,Disinfection Bldg | THC-DIS-P-0360 |  | Transmitter |  | FI | http://www.toronto.ca/TWONTO#piguk-mumor-jugoj-sibif
| THC-DIS-FI-0362 | Rotameter,NW Plant RAS Sodium Hypo Dosing,Disinfection Bldg | THC-DIS-P-0360 |  | Transmitter |  | FI | http://www.toronto.ca/TWONTO#piguk-mumor-jugoj-sibif
| THC-DIS-FI-0364 | Rotameter,NW Plant Secondary Clarifier Distribution Chamber Sodium Hypo Dosing,Disinfection Bldg | THC-DIS-P-0360 |  | Transmitter |  | FI | http://www.toronto.ca/TWONTO#piguk-mumor-jugoj-sibif
| THC-DIS-FI-0323 | Rotameter,SW Plant Aeration Effluent Chamber Sodium Hypo Dosing,Disinfection Bldg | THC-DIS-P-0320 |  | Transmitter |  | FI | http://www.toronto.ca/TWONTO#piguk-mumor-jugoj-sibif
| THC-DIS-FI-0321 | Rotameter,SW Plant RAS Sodium Hypo Dosing,Disinfection Bldg | THC-DIS-P-0320 |  | Transmitter |  | FI | http://www.toronto.ca/TWONTO#piguk-mumor-jugoj-sibif
| THC-DIS-FI-0322 | Rotameter,SW Plant RAS Sodium Hypo Dosing,Disinfection Bldg | THC-DIS-P-0320 |  | Transmitter |  | FI | http://www.toronto.ca/TWONTO#piguk-mumor-jugoj-sibif
| THC-DIS-FI-0324 | Rotameter,SW Plant Secondary Clarifier Distribution Chamber Sodium Hypo Dosing,Disinfection Bldg | THC-DIS-P-0320 |  | Transmitter |  | FI | http://www.toronto.ca/TWONTO#piguk-mumor-jugoj-sibif
| FCL-SES-FP-0002 | Annunciator Panel, Fire Alarm System RL Clark Building | FCL-SES-FA-0001A | Fire Prevention,Alarm | Alarm |  | FP | http://www.toronto.ca/TWONTO#OWLClass_tinik-gifim-dijov-zonav
| WTR-RDF-GA-0001 | Gauge Indicator, Tank 0100 | WTR-RDF-T-0100 |  | Indicator |  | GA | http://www.toronto.ca/TWONTO#fufop-dabag-pazir-kital
| WTR-RBV-GA-0001 | Gauge Indicator, Tank 0100 | WTR-RBV-T-0100 |  | Indicator |  | GA | http://www.toronto.ca/TWONTO#fufop-dabag-pazir-kital
| WTR-REG-GA-0001 | Gauge Indicator, Tank 0100 | WTR-REG-T-0100 |  | Indicator |  | GA | http://www.toronto.ca/TWONTO#fufop-dabag-pazir-kital
| WTR-REL-GA-0001 | Gauge Indicator, Tank 0100 | WTR-REL-T-0100 |  | Indicator |  | GA | http://www.toronto.ca/TWONTO#fufop-dabag-pazir-kital
| WTR-RRH-GA-0001 | Gauge Indicator, Tank 0100 | WTR-RRH-T-0100 |  | Indicator |  | GA | http://www.toronto.ca/TWONTO#fufop-dabag-pazir-kital
| WTR-RLW-GA-0001 | Gauge Indicator, Tank 0100 | WTR-RLW-T-0100 |  | Indicator |  | GA | http://www.toronto.ca/TWONTO#fufop-dabag-pazir-kital
| WTR-RRV-GA-0001 | Gauge Indicator, Tank 0100 | WTR-RRV-T-0100 |  | Indicator |  | GA | http://www.toronto.ca/TWONTO#fufop-dabag-pazir-kital
| WTR-RMI-GA-0001 | Gauge Indicator, Tank 0100 | WTR-RMI-T-0100 |  | Indicator |  | GA | http://www.toronto.ca/TWONTO#fufop-dabag-pazir-kital
| WTR-RST-GA-0001 | Gauge Indicator, Tank 0100 | WTR-RST-T-0100 |  | Indicator |  | GA | http://www.toronto.ca/TWONTO#fufop-dabag-pazir-kital
| WTR-RBV-GA-0002 | Gauge Indicator, Tank 0200 | WTR-RBV-T-0200 |  | Indicator |  | GA | http://www.toronto.ca/TWONTO#fufop-dabag-pazir-kital
| WTR-RDF-GA-0002 | Gauge Indicator, Tank 0200 | WTR-RDF-T-0200 |  | Indicator |  | GA | http://www.toronto.ca/TWONTO#fufop-dabag-pazir-kital
| WTR-REG-GA-0002 | Gauge Indicator, Tank 0200 | WTR-REG-T-0200 |  | Indicator |  | GA | http://www.toronto.ca/TWONTO#fufop-dabag-pazir-kital
| WTR-REL-GA-0002 | Gauge Indicator, Tank 0200 | WTR-REL-T-0200 |  | Indicator |  | GA | http://www.toronto.ca/TWONTO#fufop-dabag-pazir-kital
| WTR-RLW-GA-0002 | Gauge Indicator, Tank 0200 | WTR-RLW-T-0200 |  | Indicator |  | GA | http://www.toronto.ca/TWONTO#fufop-dabag-pazir-kital
| WTR-RMI-GA-0002 | Gauge Indicator, Tank 0200 | WTR-RMI-T-0200 |  | Indicator |  | GA | http://www.toronto.ca/TWONTO#fufop-dabag-pazir-kital
| WTR-RRH-GA-0002 | Gauge Indicator, Tank 0200 | WTR-RRH-T-0200 |  | Indicator |  | GA | http://www.toronto.ca/TWONTO#fufop-dabag-pazir-kital
| WTR-RRV-GA-0002 | Gauge Indicator, Tank 0200 | WTR-RRV-T-0200 |  | Indicator |  | GA | http://www.toronto.ca/TWONTO#fufop-dabag-pazir-kital
| WTR-RST-GA-0002 | Gauge Indicator, Tank 0200 | WTR-RST-T-0200 |  | Indicator |  | GA | http://www.toronto.ca/TWONTO#fufop-dabag-pazir-kital
| WTR-RDF-GA-0003 | Gauge Indicator, Tank 0300 | WTR-RDF-T-0300 |  | Indicator |  | GA | http://www.toronto.ca/TWONTO#fufop-dabag-pazir-kital
| WTR-RDF-GA-0004 | Gauge Indicator, Tank 0400 | WTR-RDF-T-0400 |  | Indicator |  | GA | http://www.toronto.ca/TWONTO#fufop-dabag-pazir-kital
| TAB-THK-GA-4021 | Gauge,Photo Eye - Dry Polymer Feed System | TAB-THK-MX-4020 | Sensor,Motion | Sensor |  | GA | http://www.toronto.ca/TWONTO#00530
| TAB-THK-GA-4011 | Gauge,Photo Eye - Dry Polymer feed System | TAB-THK-MX-4010 | Sensor,Motion | Sensor |  | GA | http://www.toronto.ca/TWONTO#00530
| TAB-THK-GA-4031 | Gauge,Photo Eye - Dry Polymer System | TAB-THK-MX-4030 | Sensor,Motion | Sensor |  | GA | http://www.toronto.ca/TWONTO#00530
| TNT-PLT-INQ-0101 | Detector,Motion | TNT-PLT-SC-0101 | Sensor,Motion | Sensor |  | INQ | http://www.toronto.ca/TWONTO#00530
| FIS-SES-INQ-6004 | High Voltage Detector, Electronic, Biddle Detex | FIS-SES-SQ-0100 | PPE | Analyzer |  | INQ | http://www.toronto.ca/TWONTO#00485
| FIS-SES-INQ-6002 | High Voltage Test Stick, Grey Fibre Glass Ground and Test | FIS-SES | Safety | Analyzer |  | INQ | http://www.toronto.ca/TWONTO#00485
| FIS-SES-INQ-6005 | High Voltage Test Stick, Yellow Fibre Glass Ground and Test | FIS-SES-SQ-0100 | Safety | Analyzer |  | INQ | http://www.toronto.ca/TWONTO#00485
| FIS-SES-INQ-6001 | High Voltage Test Stick, Yellow Fibre Glass Ground and Test, | FIS-SES-SQ-0100 | Safety | Analyzer |  | INQ | http://www.toronto.ca/TWONTO#00485
| FHA-SES-INQ-0002 | Instrument Equipment, Charger/Tester for Portable Multi Gas Detector, RMF Entrance | FHA-SES-SQ-1125 | Sensor,Gas | Gas Monitoring |  | INQ | http://www.toronto.ca/TWONTO#00390
| FHA-SES-INQ-0003 | Instrument Equipment, Charger/Tester for Portable Multi Gas Detector, RMF Entrance | FHA-SES-SQ-1125 | Sensor,Gas | Gas Monitoring |  | INQ | http://www.toronto.ca/TWONTO#00390
| FHA-SES-INQ-0001 | Instrument Equipment, Controller for Gas Detector Charger/Tester, RMF Entrance | FHA-SES-SQ-1125 | Sensor,Gas | Gas Monitoring |  | INQ | http://www.toronto.ca/TWONTO#00614
| TAB-DEW-INQ-3001 | Instrument, Controller, Unloading Hopper | TAB-DEW-FD-3001 | Controller | Controller |  | INQ | http://www.toronto.ca/TWONTO#00614
| TAB-DEW-INQ-3002 | Instrument, Controller, Unloading Hopper | TAB-DEW-FD-3002 | Controller | Controller |  | INQ | http://www.toronto.ca/TWONTO#00614
| TAB-DEW-INQ-3003 | Instrument, Controller, Unloading Hopper | TAB-DEW-FD-3003 | Controller | Controller |  | INQ | http://www.toronto.ca/TWONTO#00614
| TAB-DEW-INQ-3004 | Instrument, Controller, Unloading Hopper | TAB-DEW-FD-3004 | Controller | Controller |  | INQ | http://www.toronto.ca/TWONTO#00614
| TAB-DEW-INQ-3005 | Instrument, Controller, Unloading Hopper | TAB-DEW-FD-3005 | Controller | Controller |  | INQ | http://www.toronto.ca/TWONTO#00614
| TAB-DEW-INQ-3006 | Instrument, Controller, Unloading Hopper | TAB-DEW-FD-3006 | Controller | Controller |  | INQ | http://www.toronto.ca/TWONTO#00614
| FIS-SES-INQ-6006 | Megger, 5 kV Insulation Resistance Tester | FIS-SES-SQ-0100 | Safety | Analyzer |  | INQ | http://www.toronto.ca/TWONTO#OWLClass_sobum-gizot-dozos-nafil
| FIS-SES-INQ-6007 | Megger, 5 kV Insulation Resistance Tester | FIS-SES-SQ-0100 | Safety | Analyzer |  | INQ | http://www.toronto.ca/TWONTO#OWLClass_sobum-gizot-dozos-nafil
| FIS-AUX-INQ-0200 | Portable Pressure Calibration Unit, Instrumentation Shop | FIS-MCS | Sensor,Pressure | Analyzer |  | INQ | http://www.toronto.ca/TWONTO#00599
| THR-ELS-INQ-0300 | Portable Spectrophotometer(DR300) with RFID, Electrical & Instrument Shop | THR-ELS-INQ | Safety | Test Equipment |  | INQ | http://www.toronto.ca/TWONTO#OWLClass_suruz-tisoj-tahar-mofaz
| FIS-SES-INQ-6003 | Voltage Detector, High Voltage AC Audio/Visual | FIS-SES | Safety | Analyzer |  | INQ | http://www.toronto.ca/TWONTO#00485
| THC-MCS-LD-0033 | Chain Sling | THC-MCS-LD-A | Lifting Device,Sling | Crane |  | LD | http://www.toronto.ca/TWONTO#00930
| THC-MCS-LD-0032 | Chain Sling 9/32" x 6' - Lift All | THC-MCS-LD-A | Lifting Device,Sling | Crane |  | LD | http://www.toronto.ca/TWONTO#00930
| THC-INC-LD-0004 | Chainfall 1Ton | THC-MCS-LD-M | Lifting Device,Hoist | Crane |  | LD | http://www.toronto.ca/TWONTO#00930
| THC-INC-LD-0005 | Chainfall 1Ton | THC-MCS-LD-M | Lifting Device,Hoist | Crane |  | LD | http://www.toronto.ca/TWONTO#00930
| THC-INC-LD-0006 | Chainfall 1Ton | THC-MCS-LD-M | Lifting Device,Hoist | Crane |  | LD | http://www.toronto.ca/TWONTO#00930
| THC-MCS-LD-0001 | Chainfall, 0.5Ton | THC-MCS-LD-B | Lifting Device,Chain | Crane |  | LD | http://www.toronto.ca/TWONTO#00930
| THC-MCS-LD-0014 | Chainfall, 1.5 Ton (derated to 3/4 Ton) | THC-MCS-LD-J | Lifting Device,Hoist | Crane |  | LD | http://www.toronto.ca/TWONTO#00930
| THC-MCS-LD-0015 | Chainfall, 3Ton | THC-MCS-LD-J | Lifting Device,Chain | Crane |  | LD | http://www.toronto.ca/TWONTO#00930
| THC-DEW-LD-0002 | Clark WPX-45, Electric Pallet Truck, Building M | THC-MCS-LD-M | Lifting Device,Electric Pallet Truck | Crane |  | LD | http://www.toronto.ca/TWONTO#00473
| THC-INC-LD-0009 | Electric Hoist, 1 Ton, Polymer Loading Station | THC-MCS-LD-M | Lifting Device,Hoist,Electrical | Crane |  | LD | http://www.toronto.ca/TWONTO#00422
| THC-INC-LD-0010 | Electric Hoist, 1 Ton, Polymer Loading Station | THC-MCS-LD-M | Lifting Device,Hoist,Electrical | Crane |  | LD | http://www.toronto.ca/TWONTO#00422
| THC-INC-LD-0008 | Electric Hoist, 1 Ton, Polymer Loading Station, | THC-MCS-LD-M | Lifting Device,Hoist,Electrical | Crane |  | LD | http://www.toronto.ca/TWONTO#00422
| THC-MCS-LD-0013 | Electric Hoist/ Manual Trolley, 1Ton | THC-MCS-LD-J | Lifting Device,Hoist,Electrical | Crane |  | LD | http://www.toronto.ca/TWONTO#00422
| THC-DIG-LD-0001 | Electric Hoist/ Manual Trolley, 630 kg,Building U | THC-MCS-LD-U | Lifting Device,Hoist,Electrical | Crane |  | LD | http://www.toronto.ca/TWONTO#00422
| FCL-MCS-LD-0003 | Genie Lifting Device, | FCL-MCS-LD | Lifting Device | Man Lift |  | LD | http://www.toronto.ca/TWONTO#00492
| THC-MCS-LD-0004 | Hoist 0.5 Ton | THC-MCS-LD-A | Lifting Device,Hoist,Manual | Crane |  | LD | http://www.toronto.ca/TWONTO#00422
| THC-MCS-LD-0008 | Hoist 0.5 Ton | THC-MCS-LD-A | Lifting Device,Hoist,Manual | Crane |  | LD | http://www.toronto.ca/TWONTO#00422
| THC-MCS-LD-0007 | Hoist 0.5 Ton | THC-MCS-LD-A | Lifting Device,Hoist,Manual | Crane |  | LD | http://www.toronto.ca/TWONTO#00422
| THC-INC-LD-0002 | Hoist, 0.5 Ton | THC-MCS-LD-M | Lifting Device,Hoist | Crane |  | LD | http://www.toronto.ca/TWONTO#00422
| THC-MCS-LD-0016 | Hoist, 1Tons | THC-MCS-LD-J | Lifting Device,Hoist | Crane |  | LD | http://www.toronto.ca/TWONTO#00422
| THC-MCS-LD-0019 | Hoist, 1Tons | THC-MCS-LD-J | Lifting Device,Hoist | Crane |  | LD | http://www.toronto.ca/TWONTO#00422
| THC-MCS-LD-0005 | Hoist, 3/4 Ton | THC-MCS-LD-A | Lifting Device,Hoist | Crane |  | LD | http://www.toronto.ca/TWONTO#00422
| THC-MCS-LD-0010 | Hoist, 3/4 Ton | THC-MCS-LD-A | Lifting Device,Hoist | Crane |  | LD | http://www.toronto.ca/TWONTO#00422
| THC-INC-LD-0007 | Hoist, 3/4Ton | THC-MCS-LD-M | Lifting Device,Hoist | Crane |  | LD | http://www.toronto.ca/TWONTO#00422
| THC-MCS-LD-0006 | Hoist, Manual Trolley, 0.5 Ton | THC-MCS-LD-A | Lifting Device,Hoist,Manual | Crane |  | LD | http://www.toronto.ca/TWONTO#00422
27861 | FIS-ELS-WR-0401 | Welding Receptacle, 600V, Raw Water PS Building, Main Floor, Pump Room South | FIS-ELS-MCC-0400 |  | Power Distribution Panel |  | WR | http://www.toronto.ca/TWONTO#00821 |  | MCC,600 V,Raw Water Pumping Station,Upper Level,West
| TAB-PRM-LD-0110 | Lifting Device,Hoist,Polymer Bag,600V,Fed From MCC-6674,Polymer Room,Grit Build,P Building | TAB-MCS-CRN-P BLDG | Lifting Device | Building |  | LD | http://www.toronto.ca/TWONTO#00422
| TAB-PRM-LD-0001 | Lifting Device,Operating Access, 9kW,Fed from MCC-6631,Primary Gallery,P Building | TAB-MCS-CRN-P BLDG | Lifting Device | Building |  | LD | x
| TNT-MCS-LD-4000 | Monorail, Drain Pumps, Laboratory | TNT-MCS-LD | Lifting Device | Structure |  | LD | http://www.toronto.ca/TWONTO#OWLClass_gamit-vobop-fuliz-ninuk
| THC-STR-LD-0001 | Monorail/Trolley, 2Ton (derated to 1 ton by Ontario Crane Services), Building H | THC-MCS-LD-H | Lifting Device,Hoist | Crane |  | LD | http://www.toronto.ca/TWONTO#OWLClass_gamit-vobop-fuliz-ninuk
| TAB-VEH-LD-9001 | Order Picker, Floor 1, Stores Area, 125, Blower Building | TAB-AER-BL | Vehicle | Vehicle |  | LD | http://www.toronto.ca/TWONTO#00372
| THC-MCS-LD-0002 | Puller, 3/4Ton | THC-MCS-LD-A | Lifting Device,Chain | Crane |  | LD | http://www.toronto.ca/TWONTO#00422
| THC-MCS-LD-0003 | Puller, 3/4Ton | THC-MCS-LD-A | Lifting Device,Chain | Crane |  | LD | http://www.toronto.ca/TWONTO#00422
| THC-MCS-LD-0017 | Puller, 3/4Ton | THC-MCS-LD-J | Lifting Device,Chain | Crane |  | LD | http://www.toronto.ca/TWONTO#00422
| THC-DEW-LD-0003 | Scissor Lift, Building M | THC-MCS-LD-M | Lifting Device,Scissor Lift | Crane |  | LD | http://www.toronto.ca/TWONTO#00492
| THR-WA3-LD-0123 | Sling, Chain, Work Area 3,12,000ILBS,12 feet | THR-LD-WIRE-WA3 | Lifting Device,Sling | Lifting Device |  | LD | http://www.toronto.ca/TWONTO#00930
| THR-WA3-LD-0122 | Sling, Chain, Work Area 3,12,000ILBS,12 feet | THR-LD-WIRE-WA3 | Lifting Device,Sling | Lifting Device |  | LD | http://www.toronto.ca/TWONTO#00930
| THC-MCS-LD-0034 | Wire Rope Sling 3/8" x 4' | THC-MCS-LD-A | Lifting Device,Sling | Crane |  | LD | http://www.toronto.ca/TWONTO#00927
| TAB-DIG-LI-1004 | Indicator, Level, Digester 10, Sludge Heater Room, Digester 9-12 Control Building. | TAB-DIG-T-1000 | Indicator | Indicator |  | LI | http://www.toronto.ca/TWONTO#fufop-dabag-pazir-kital
| FIS-AM-LI-0101 | Indicator, Level, Ammonia Tank 0101 | FIS-AM-T-0101 |  | Sensor |  | LI | http://www.toronto.ca/TWONTO#fufop-dabag-pazir-kital
| FIS-AM-LI-0201 | Indicator, Level, Ammonia Tank 0201 | FIS-AM-T-0201 |  | Sensor |  | LI | http://www.toronto.ca/TWONTO#fufop-dabag-pazir-kital
| FHO-POL-LI-0901 | Indicator, Level, Calibration Column, Wastewater Polymer Skid, S4, Chem. Bldg. | FHO-POL-T-0901 | Transmitter,Level | Indicator |  | LI | http://www.toronto.ca/TWONTO#fufop-dabag-pazir-kital
| TAB-DIG-LI-1003 | Indicator, Level, Digester 10, Pump Room, Digester 9-12 Control Room | TAB-DIG-T-0900 | Indicator | Indicator |  | LI | http://www.toronto.ca/TWONTO#fufop-dabag-pazir-kital
| TAB-DIG-LI-1103 | Indicator, Level, Digester 11, Pump Room, Digester 9-12 Control Room | TAB-DIG-T-0900 | Indicator | Indicator |  | LI | http://www.toronto.ca/TWONTO#fufop-dabag-pazir-kital
| TAB-DIG-LI-1104 | Indicator, Level, Digester 11, Sludge Heater Room, Digester 9-12 Control Building. | TAB-DIG-T-1100 | Indicator | Indicator |  | LI | http://www.toronto.ca/TWONTO#fufop-dabag-pazir-kital
| TAB-DIG-LI-1204 | Indicator, Level, Digester 12, Sludge Heater Room, Digester 9-12 Control Building. | TAB-DIG-T-1200 | Indicator | Indicator |  | LI | http://www.toronto.ca/TWONTO#fufop-dabag-pazir-kital
| TAB-DIG-LI-1203 | Indicator, Level, Digester 12, Pump Room, Digester 9-12 Control Room | TAB-DIG-T-0900 | Indicator | Indicator |  | LI | http://www.toronto.ca/TWONTO#fufop-dabag-pazir-kital
| TAB-DIG-LI-0903 | Indicator, Level, Digester 9, Pump Room, Digester 9-12 Control Room | TAB-DIG-T-0900 | Indicator | Indicator |  | LI | http://www.toronto.ca/TWONTO#fufop-dabag-pazir-kital
| TAB-DIG-LI-0904 | Indicator, Level, Digester 9, Sludge Heater Room, Digester 9-12 Control Building. | TAB-DIG-T-0900 | Indicator | Indicator |  | LI | http://www.toronto.ca/TWONTO#fufop-dabag-pazir-kital
| FIS-FL-LI-0102 | Indicator, Level, Fluoride Tank 0101 | FIS-FL-T-0101 |  | Sensor |  | LI | http://www.toronto.ca/TWONTO#fufop-dabag-pazir-kital
| FIS-FL-LI-0202 | Indicator, Level, Fluoride Tank 0201 | FIS-FL-T-0201 |  | Sensor |  | LI | http://www.toronto.ca/TWONTO#fufop-dabag-pazir-kital
| WTR-PWT-LI-1010 | Indicator, Level, Fuel Bulk Storage Tank | WTR-PWT-T-1010 | Transmitter,Level | Indicator |  | LI | http://www.toronto.ca/TWONTO#fufop-dabag-pazir-kital
| WTR-PWT-LI-1100 | Indicator, Level, Fuel Day Tank | WTR-PWT-GEN-1100 | Transmitter,Level | Indicator |  | LI | http://www.toronto.ca/TWONTO#fufop-dabag-pazir-kital
| FCL-FL-LI-0102 | Indicator, Level, Magnetic, Fluoride Tank T-0101 | FCL-FL | Transmitter,Level | Transmitter |  | LI | http://www.toronto.ca/TWONTO#fufop-dabag-pazir-kital
| FCL-FL-LI-0202 | Indicator, Level, Magnetic, Fluoride Tank T-0201 | FCL-FL | Transmitter,Level | Transmitter |  | LI | http://www.toronto.ca/TWONTO#fufop-dabag-pazir-kital
| THC-DIG-LI-3414 | Indicator,Level,Cyclonic Separator CYCÂ­3414,Gas High Pressure System,Building U | THC-DIG-CYC-3414 | Sensor,Level | Indicator |  | LI | http://www.toronto.ca/TWONTO#fufop-dabag-pazir-kital
| THC-DIG-LI-3120 | Indicator,Level,Interstage Separator,FÂ­3120,Gas High Pressure System,Building U | THC-DIG-CYC-3120 | Sensor,Level | Indicator |  | LI | http://www.toronto.ca/TWONTO#fufop-dabag-pazir-kital
| THC-DIG-LI-3220 | Indicator,Level,Interstage Separator,FÂ­3220,Gas High Pressure System,Building U | THC-DIG-CYC-3220 | Sensor,Level | Indicator |  | LI | http://www.toronto.ca/TWONTO#fufop-dabag-pazir-kital
| THC-DIG-LI-3320 | Indicator,Level,Interstage Separator,FÂ­3320,Gas High Pressure System,Building U | THC-DIG-CYC-3320 | Sensor,Level | Indicator |  | LI | http://www.toronto.ca/TWONTO#fufop-dabag-pazir-kital
| THC-DIG-LI-3476 | Indicator,Level,Wet Receiver,TÂ­3413,Drop Leg,Gas High Pressure System,Building U | THC-DIG-T-3413 | Sensor,Level | Indicator |  | LI | http://www.toronto.ca/TWONTO#fufop-dabag-pazir-kital
| THC-DIG-LI-3432 | Indicator,Level,Wet Receiver,TÂ­3413,Gas High Pressure System,Building U | THC-DIG-T-3413 | Sensor,Level | Indicator |  | LI | http://www.toronto.ca/TWONTO#fufop-dabag-pazir-kital
27859 | FIS-ELS-WR-0102 | Welding Receptacle, 600V, Workshop Building, Main Floor, Generator Room | FIS-ELS-MCC-0100 |  | Power Distribution Panel |  | WR | http://www.toronto.ca/TWONTO#00821 |  | MCC,600 V,Workshop Building,Mezzanine,East
27860 | FIS-ELS-WR-0201 | Welding Receptacle, 600V, Workshop Building, Main Floor, Machine Shop | FIS-ELS-MCC-0200 |  | Power Distribution Panel |  | WR | http://www.toronto.ca/TWONTO#00821 |  | MCC,600 V,Workshop Building,Mezzanine,West
27858 | FIS-ELS-WR-0101 | Welding Receptacle, 600V, Workshop Building, Main Floor, Welding Booth | FIS-ELS-MCC-0100 |  | Power Distribution Panel |  | WR | http://www.toronto.ca/TWONTO#00821 |  | MCC,600 V,Workshop Building,Mezzanine,East
78872 | FHO-ELS-WR-0904 | Welding Receptacle, Admin Building, S4, Main Electrical Room, South Wall | FHO-ELS-LTG |  | Power Distribution Panel |  | WR | http://www.toronto.ca/TWONTO#00821 |  | Facility Electrical System
| THC-PRM-LI-1143 | Sight, Glass, Fan 1140 | THC-PRM-FN-1140 | Transmitter | Transmitter |  | LI | http://www.toronto.ca/TWONTO#fufop-dabag-pazir-kital
| THC-PRM-LI-1153 | Sight, Glass, Fan 1170 | THC-PRM-FN-1170 | Transmitter | Transmitter |  | LI | http://www.toronto.ca/TWONTO#fufop-dabag-pazir-kital
| THC-PRM-LI-1243 | Sight, Glass, Fan 1240 | THC-PRM-FN-1240 | Transmitter | Transmitter |  | LI | http://www.toronto.ca/TWONTO#fufop-dabag-pazir-kital
| THC-PRM-LI-1253 | Sight, Glass, Fan 1270 | THC-PRM-FN-1270 | Transmitter | Transmitter |  | LI | http://www.toronto.ca/TWONTO#fufop-dabag-pazir-kital
| THC-PRM-LI-1106 | Sight, Glass, Oil Tank 1110 | THC-PRM-T-1110 | Transmitter | Transmitter |  | LI | http://www.toronto.ca/TWONTO#fufop-dabag-pazir-kital
| THC-PRM-LI-1116 | Sight, Glass, Oil Tank 1170 | THC-PRM-T-1170 | Transmitter | Transmitter |  | LI | http://www.toronto.ca/TWONTO#fufop-dabag-pazir-kital
| THC-PRM-LI-1216 | Sight, Glass, Oil Tank 1270 | THC-PRM-T-1270 | Transmitter | Transmitter |  | LI | http://www.toronto.ca/TWONTO#fufop-dabag-pazir-kital
| THC-PRM-LI-1206 | Sight, Glass, Tank 1210 | THC-PRM-T-1210 | Transmitter | Transmitter |  | LI | http://www.toronto.ca/TWONTO#fufop-dabag-pazir-kital
| TNT-ELS-LTG-0031 | Emergency Light | TNT-ELS-LTG | Lighting,Emergency | Lighting |  | LTG | http://www.toronto.ca/TWONTO#00934
| TNT-ELS-LTG-0001 | Emergency Light | TNT-ELS-LTG | Lighting,Emergency | Lighting |  | LTG | http://www.toronto.ca/TWONTO#00934
| TNT-ELS-LTG-0034 | Emergency Light | TNT-ELS-LTG | Lighting,Emergency | Lighting |  | LTG | http://www.toronto.ca/TWONTO#00934
| TNT-ELS-LTG-0021 | Emergency Light | TNT-ELS-LTG | Lighting,Emergency | Lighting |  | LTG | http://www.toronto.ca/TWONTO#00934
| TNT-ELS-LTG-0036 | Emergency Light | TNT-ELS-LTG | Lighting,Emergency | Lighting |  | LTG | http://www.toronto.ca/TWONTO#00934
| TNT-ELS-LTG-0022 | Emergency Light | TNT-ELS-LTG | Lighting,Emergency | Lighting |  | LTG | http://www.toronto.ca/TWONTO#00934
| TNT-ELS-LTG-0037 | Emergency Light | TNT-ELS-LTG | Lighting,Emergency | Lighting |  | LTG | http://www.toronto.ca/TWONTO#00934
| TNT-ELS-LTG-0033 | Emergency Light | TNT-ELS-LTG | Lighting,Emergency | Lighting |  | LTG | http://www.toronto.ca/TWONTO#00934
| TNT-ELS-LTG-0038 | Emergency Light | TNT-ELS-LTG | Lighting,Emergency | Lighting |  | LTG | http://www.toronto.ca/TWONTO#00934
| TNT-ELS-LTG-0035 | Emergency Light | TNT-ELS-LTG | Lighting,Emergency | Lighting |  | LTG | http://www.toronto.ca/TWONTO#00934
| TNT-ELS-LTG-0039 | Emergency Light | TNT-ELS-LTG | Lighting,Emergency | Lighting |  | LTG | http://www.toronto.ca/TWONTO#00934
| TNT-ELS-LTG-0061 | Emergency Light | TNT-ELS-LTG | Lighting,Emergency | Lighting |  | LTG | http://www.toronto.ca/TWONTO#00934
| TNT-ELS-LTG-0051 | Emergency Light | TNT-ELS-LTG | Lighting,Emergency | Lighting |  | LTG | http://www.toronto.ca/TWONTO#00934
| TNT-ELS-LTG-0071 | Emergency Light | TNT-ELS-LTG | Lighting,Emergency | Lighting |  | LTG | http://www.toronto.ca/TWONTO#00934
| TNT-ELS-LTG-0062 | Emergency Light | TNT-ELS-LTG | Lighting,Emergency | Lighting |  | LTG | http://www.toronto.ca/TWONTO#00934
| TNT-ELS-LTG-0072 | Emergency Light | TNT-ELS-LTG | Lighting,Emergency | Lighting |  | LTG | http://www.toronto.ca/TWONTO#00934
| TNT-ELS-LTG-0073 | Emergency Light | TNT-ELS-LTG | Lighting,Emergency | Lighting |  | LTG | http://www.toronto.ca/TWONTO#00934
| TNT-ELS-LTG-0082 | Emergency Light | TNT-ELS-LTG | Lighting,Emergency | Lighting |  | LTG | http://www.toronto.ca/TWONTO#00934
| TNT-ELS-LTG-0074 | Emergency Light | TNT-ELS-LTG | Lighting,Emergency | Lighting |  | LTG | http://www.toronto.ca/TWONTO#00934
| TNT-ELS-LTG-0075 | Emergency Light | TNT-ELS-LTG | Lighting,Emergency | Lighting |  | LTG | http://www.toronto.ca/TWONTO#00934
| TNT-ELS-LTG-0081 | Emergency Light | TNT-ELS-LTG | Lighting,Emergency | Lighting |  | LTG | http://www.toronto.ca/TWONTO#00934
| TNT-ELS-LTG-0083 | Emergency Light | TNT-ELS-LTG | Lighting,Emergency | Lighting |  | LTG | http://www.toronto.ca/TWONTO#00934
| THR-GRK-LTG-0001 | Emergency Light, Portable, Explosion Proof, Work Area 1 | THR-GRK-GQ-WA1 | Lighting,Emergency | Lighting |  | LTG | http://www.toronto.ca/TWONTO#00934
| THR-GRK-LTG-0002 | Emergency Light, Portable, Explosion Proof, Work Area 1 | THR-GRK-GQ-WA1 | Lighting,Emergency | Lighting |  | LTG | http://www.toronto.ca/TWONTO#00934
| FHO-FEQ-LTG-0101 | Fire Strobe Light, Admin. Building, L1, Control Room, By Fire Alarm Control Panel | FHO-SES-FEQ-1000 |  | Lighting |  | LTG | http://www.toronto.ca/TWONTO#00151
| FHO-FEQ-LTG-1601 | Fire Strobe Light, Standby Power Building, S2, Generator Room, N/E Corner | FHO-SES-FEQ-1000 |  | Lighting |  | LTG | http://www.toronto.ca/TWONTO#00151
| FHO-FEQ-LTG-1602 | Fire Strobe Light, Standby Power Building, S2, Generator Room, West Wall | FHO-SES-FEQ-1000 |  | Lighting |  | LTG | http://www.toronto.ca/TWONTO#00151
| TAB-PLT-LTG-7112 | Light, Beacon, Alarm, ANL-0100, Stair C, East of Old Grit Hopper Area, Grit Bldg., P Bldg. | TAB-PLT-ANL-0100 | Atmosphere Monitoring Device,Stationary,H2S/CO/CL/Toxic/SO2/NH3 | Alarm |  | LTG | http://www.toronto.ca/TWONTO#00151
| TAB-PLT-LTG-7115 | Light, Beacon, Alarm, Gas System ANL-0100, Equipment Loading Bay, Grit Bldg., P Bldg. | TAB-PLT-ANL-0100 | Atmosphere Monitoring Device,Stationary,H2S/CO/CL/Toxic/SO2/NH3 | Alarm |  | LTG | http://www.toronto.ca/TWONTO#00151
| TAB-PLT-LTG-7101 | Light, Beacon, Alarm, Gas System ANL-0100, Grit Tank Area, Grit Bldg., P Bldg. | TAB-PLT-ANL-0100 | Atmosphere Monitoring Device,Stationary,H2S/CO/CL/Toxic/SO2/NH3 | Alarm |  | LTG | http://www.toronto.ca/TWONTO#00151
| TAB-PLT-LTG-7102 | Light, Beacon, Alarm, Gas System ANL-0100, Grit Tank Area, Grit Bldg., P Bldg. | TAB-PLT-ANL-0100 | Atmosphere Monitoring Device,Stationary,H2S/CO/CL/Toxic/SO2/NH3 | Alarm |  | LTG | http://www.toronto.ca/TWONTO#00151
| TAB-PLT-LTG-0101 | Light, Beacon, Alarm, Gas System ANL-0100, Hazardous Gas Monitoring, P Bldg. | TAB-PLT-ANL-0100 | Atmosphere Monitoring Device,Stationary,H2S/CO/CL/Toxic/SO2/NH3 | Alarm |  | LTG | http://www.toronto.ca/TWONTO#00151
| TAB-PLT-LTG-0102 | Light, Beacon, Alarm, Gas System ANL-0100, Hazardous Gas Monitoring, P Bldg. | TAB-PLT-ANL-0100 | Atmosphere Monitoring Device,Stationary,H2S/CO/CL/Toxic/SO2/NH3 | Alarm |  | LTG | http://www.toronto.ca/TWONTO#00151
| TAB-PLT-LTG-0203 | Light, Beacon, Alarm, Gas System ANL-0100, Hazardous Gas Monitoring, P Bldg. | TAB-PLT-ANL-0100 | Atmosphere Monitoring Device,Stationary,H2S/CO/CL/Toxic/SO2/NH3 | Alarm |  | LTG | http://www.toronto.ca/TWONTO#00151
| TAB-PLT-LTG-0103 | Light, Beacon, Alarm, Gas System ANL-0100, Hazardous Gas Monitoring, P Bldg. | TAB-PLT-ANL-0100 | Atmosphere Monitoring Device,Stationary,H2S/CO/CL/Toxic/SO2/NH3 | Alarm |  | LTG | http://www.toronto.ca/TWONTO#00151
| TAB-PLT-LTG-0204 | Light, Beacon, Alarm, Gas System ANL-0100, Hazardous Gas Monitoring, P Bldg. | TAB-PLT-ANL-0100 | Atmosphere Monitoring Device,Stationary,H2S/CO/CL/Toxic/SO2/NH3 | Alarm |  | LTG | http://www.toronto.ca/TWONTO#00151
| TAB-PLT-LTG-0201 | Light, Beacon, Alarm, Gas System ANL-0100, Hazardous Gas Monitoring, P Bldg. | TAB-PLT-ANL-0100 | Atmosphere Monitoring Device,Stationary,H2S/CO/CL/Toxic/SO2/NH3 | Alarm |  | LTG | http://www.toronto.ca/TWONTO#00151
| TAB-PLT-LTG-0205 | Light, Beacon, Alarm, Gas System ANL-0100, Hazardous Gas Monitoring, P Bldg. | TAB-PLT-ANL-0100 | Atmosphere Monitoring Device,Stationary,H2S/CO/CL/Toxic/SO2/NH3 | Alarm |  | LTG | http://www.toronto.ca/TWONTO#00151
| TAB-PLT-LTG-0202 | Light, Beacon, Alarm, Gas System ANL-0100, Hazardous Gas Monitoring, P Bldg. | TAB-PLT-ANL-0100 | Atmosphere Monitoring Device,Stationary,H2S/CO/CL/Toxic/SO2/NH3 | Alarm |  | LTG | http://www.toronto.ca/TWONTO#00151
| TAB-PLT-LTG-0206 | Light, Beacon, Alarm, Gas System ANL-0100, Hazardous Gas Monitoring, P Bldg. | TAB-PLT-ANL-0100 | Atmosphere Monitoring Device,Stationary,H2S/CO/CL/Toxic/SO2/NH3 | Alarm |  | LTG | http://www.toronto.ca/TWONTO#00151
| TAB-PLT-LTG-0207 | Light, Beacon, Alarm, Gas System ANL-0100, Hazardous Gas Monitoring, P Bldg. | TAB-PLT-ANL-0100 | Atmosphere Monitoring Device,Stationary,H2S/CO/CL/Toxic/SO2/NH3 | Alarm |  | LTG | http://www.toronto.ca/TWONTO#00151
| TAB-PLT-LTG-0301 | Light, Beacon, Alarm, Gas System ANL-0100, Hazardous Gas Monitoring, P Bldg. | TAB-PLT-ANL-0100 | Atmosphere Monitoring Device,Stationary,H2S/CO/CL/Toxic/SO2/NH3 | Alarm |  | LTG | http://www.toronto.ca/TWONTO#00151
| TAB-PLT-LTG-0208 | Light, Beacon, Alarm, Gas System ANL-0100, Hazardous Gas Monitoring, P Bldg. | TAB-PLT-ANL-0100 | Atmosphere Monitoring Device,Stationary,H2S/CO/CL/Toxic/SO2/NH3 | Alarm |  | LTG | http://www.toronto.ca/TWONTO#00151
| TAB-PLT-LTG-0209 | Light, Beacon, Alarm, Gas System ANL-0100, Hazardous Gas Monitoring, P Bldg. | TAB-PLT-ANL-0100 | Atmosphere Monitoring Device,Stationary,H2S/CO/CL/Toxic/SO2/NH3 | Alarm |  | LTG | http://www.toronto.ca/TWONTO#00151
| TAB-PLT-LTG-7114 | Light, Beacon, Alarm, Gas System ANL-0100, Old Grit Hopper Area, Grit Bldg., P Bldg. | TAB-PLT-ANL-0100 | Atmosphere Monitoring Device,Stationary,H2S/CO/CL/Toxic/SO2/NH3 | Alarm |  | LTG | http://www.toronto.ca/TWONTO#00151
| TAB-PLT-LTG-7111 | Light, Beacon, Alarm, Gas System ANL-0100, Old Grit Hopper Area, Grit Bldg., P Bldg. | TAB-PLT-ANL-0100 | Atmosphere Monitoring Device,Stationary,H2S/CO/CL/Toxic/SO2/NH3 | Alarm |  | LTG | http://www.toronto.ca/TWONTO#00151
| TAB-PLT-LTG-7113 | Light, Beacon, Alarm, Gas System ANL-0100, Old Grit Hopper Area, Grit Bldg., P Bldg. | TAB-PLT-ANL-0100 | Atmosphere Monitoring Device,Stationary,H2S/CO/CL/Toxic/SO2/NH3 | Alarm |  | LTG | http://www.toronto.ca/TWONTO#00151
| TAB-PLT-LTG-7011 | Light, Beacon, Alarm, Gas System ANL-0100, Old Screen Area, Grit Bldg., P Bldg. | TAB-PLT-ANL-0100 | Atmosphere Monitoring Device,Stationary,H2S/CO/CL/Toxic/SO2/NH3 | Alarm |  | LTG | http://www.toronto.ca/TWONTO#00151
| TAB-PLT-LTG-7012 | Light, Beacon, Alarm, Gas System ANL-0100, Old Screen Area, Grit Bldg., P Bldg. | TAB-PLT-ANL-0100 | Atmosphere Monitoring Device,Stationary,H2S/CO/CL/Toxic/SO2/NH3 | Alarm |  | LTG | http://www.toronto.ca/TWONTO#00151
| TAB-PLT-LTG-7013 | Light, Beacon, Alarm, Gas System ANL-0100, Old Screen Area, Grit Bldg., P Bldg. | TAB-PLT-ANL-0100 | Atmosphere Monitoring Device,Stationary,H2S/CO/CL/Toxic/SO2/NH3 | Alarm |  | LTG | http://www.toronto.ca/TWONTO#00151
| THR-ELS-LTG-0182 | Light, Gas\Ventilation Warning Alarm, Headhouse (Zone 1) | THR-ELS-LTG-HH | Lighting,Emergency | Lighting |  | LTG | http://www.toronto.ca/TWONTO#00151
| THR-ELS-LTG-0183 | Light, Gas\Ventilation Warning Alarm, Headhouse (Zone 1) | THR-ELS-LTG-HH | Lighting,Emergency | Lighting |  | LTG | http://www.toronto.ca/TWONTO#00151
| THR-ELS-LTG-1818 | Light, Gas\Ventilation Warning Alarm, Headhouse Loading Bay (Zone 3) | THR-ELS-LTG-GRIT | Lighting,Emergency | Lighting |  | LTG | http://www.toronto.ca/TWONTO#00151
| THR-ELS-LTG-2998 | Light, Gas\Ventilation Warning Alarm, North Grit Loading Bay (Zone 5) | THR-ELS-LTG-GRIT | Lighting,Emergency | Lighting |  | LTG | http://www.toronto.ca/TWONTO#00151
| THR-ELS-LTG-2996 | Light, Gas\Ventilation Warning Alarm, North Grit Tank Area (Zone 4) | THR-ELS-LTG-GRIT | Lighting,Emergency | Lighting |  | LTG | http://www.toronto.ca/TWONTO#00151
| THR-ELS-LTG-2997 | Light, Gas\Ventilation Warning Alarm, North Grit Tank Area (Zone 4) | THR-ELS-LTG-GRIT | Lighting,Emergency | Lighting |  | LTG | http://www.toronto.ca/TWONTO#00151
| THR-ELS-LTG-1802 | Light, Gas\Ventilation Warning Alarm, South Grit (Zone 2) | THR-ELS-LTG-GRIT | Lighting,Emergency | Lighting |  | LTG | http://www.toronto.ca/TWONTO#00151
| THR-ELS-LTG-1811 | Light, Gas\Ventilation Warning Alarm, South Grit (Zone 2) | THR-ELS-LTG-GRIT | Lighting,Emergency | Lighting |  | LTG | http://www.toronto.ca/TWONTO#00151
| THR-ELS-LTG-1810 | Light, Gas\Ventilation Warning Alarm, South Grit (Zone 2) | THR-ELS-LTG-GRIT | Lighting,Emergency | Lighting |  | LTG | http://www.toronto.ca/TWONTO#00151
| THR-ELS-LTG-0180 | Light, Go/NoGo, Headhouse (Zone 1) | THR-ELS-LTG-HH | Lighting,Emergency | Lighting |  | LTG | http://www.toronto.ca/TWONTO#00151
| THR-ELS-LTG-0181 | Light, Go/NoGo, Headhouse (Zone 1) | THR-ELS-LTG-HH | Lighting,Emergency | Lighting |  | LTG | http://www.toronto.ca/TWONTO#00151
| THR-ELS-LTG-0185 | Light, Go/NoGo, Headhouse (Zone 1) | THR-ELS-LTG-HH | Lighting,Emergency | Lighting |  | LTG | http://www.toronto.ca/TWONTO#00151
| THR-ELS-LTG-0186 | Light, Go/NoGo, Headhouse (Zone 1) | THR-ELS-LTG-HH | Lighting,Emergency | Lighting |  | LTG | http://www.toronto.ca/TWONTO#00151
| THR-ELS-LTG-2988 | Light, Go/NoGo, North Grit Tank Area (Zone 4) | THR-ELS-LTG-GRIT | Lighting,Emergency | Lighting |  | LTG | http://www.toronto.ca/TWONTO#00151
| THR-ELS-LTG-2989 | Light, Go/NoGo, North Grit Tank Area (Zone 4) | THR-ELS-LTG-GRIT | Lighting,Emergency | Lighting |  | LTG | http://www.toronto.ca/TWONTO#00151
| THR-ELS-LTG-2991 | Light, Go/NoGo, North Grit Tank Area (Zone 4) | THR-ELS-LTG-GRIT | Lighting,Emergency | Lighting |  | LTG | http://www.toronto.ca/TWONTO#00151
| THR-ELS-LTG-2990 | Light, Go/NoGo, North Grit Tank Area (Zone 4) | THR-ELS-LTG-GRIT | Lighting,Emergency | Lighting |  | LTG | http://www.toronto.ca/TWONTO#00151
| THR-ELS-LTG-2992 | Light, Go/NoGo, North Grit Tank Area (Zone 4) | THR-ELS-LTG-GRIT | Lighting,Emergency | Lighting |  | LTG | http://www.toronto.ca/TWONTO#00151
| THR-ELS-LTG-2993 | Light, Go/NoGo, North Grit Tank Area (Zone 4) | THR-ELS-LTG-GRIT | Lighting,Emergency | Lighting |  | LTG | http://www.toronto.ca/TWONTO#00151
| THR-ELS-LTG-2994 | Light, Go/NoGo, North Grit Tank Area (Zone 4) | THR-ELS-LTG-GRIT | Lighting,Emergency | Lighting |  | LTG | http://www.toronto.ca/TWONTO#00151
| THR-ELS-LTG-2995 | Light, Go/NoGo, North Grit Tank Area (Zone 4) | THR-ELS-LTG-GRIT | Lighting,Emergency | Lighting |  | LTG | http://www.toronto.ca/TWONTO#00151
| THR-ELS-LTG-1800 | Light, Go/NoGo, South Grit (Zone 2) | THR-ELS-LTG-GRIT | Lighting,Emergency | Lighting |  | LTG | http://www.toronto.ca/TWONTO#00151
| THR-ELS-LTG-1801 | Light, Go/NoGo, South Grit (Zone 2) | THR-ELS-LTG-GRIT | Lighting,Emergency | Lighting |  | LTG | http://www.toronto.ca/TWONTO#00151
| THC-PLT-LTG-1131 | Light, Green, Red, Amber, Outside Entrance Door DR-1131, Truck Loading Bay 1 | THC-PLT-DR-1131 | Lighting,General | Lighting |  | LTG | http://www.toronto.ca/TWONTO#00151
| THC-PLT-LTG-1130 | Light, Red, Truck in Position, Lower Level 1, Truck Loading Bay | THC-PLT-DR-1131 | Lighting,General | Lighting |  | LTG | http://www.toronto.ca/TWONTO#00151
| TAB-PLT-LTG-0554 | Light, Truck in Position, Truck Loading Bay No. 1, P Bldg. | TAB-PLT-LOA-P | Lighting,Security | Alarm |  | LTG | http://www.toronto.ca/TWONTO#00151
| TAB-PLT-LTG-0654 | Light, Truck in Position, Truck Loading Bay No. 2, P Bldg. | TAB-PLT-LOA-P | Lighting,Security | Alarm |  | LTG | http://www.toronto.ca/TWONTO#00151
| TAB-PLT-LTG-0555 | Light, Truck Not in Position, Truck Loading Bay No. 1, P Bldg. | TAB-PLT-LOA-P | Lighting,Security | Alarm |  | LTG | http://www.toronto.ca/TWONTO#00151
| TAB-PLT-LTG-0655 | Light, Truck Not in Position, Truck Loading Bay No. 2, P Bldg. | TAB-PLT-LOA-P | Lighting,Security | Alarm |  | LTG | http://www.toronto.ca/TWONTO#00151
| THR-ELS-LTG-GRITW | Light,Go/NoGo,Grit Building | THR-ELS-LTG | Lighting,General | Lighting |  | LTG | http://www.toronto.ca/TWONTO#00151
| THR-ELS-LTG-HHW | Light,Go/NoGo,Headhouse and South Grit Area | THR-ELS-LTG | Lighting,General | Lighting |  | LTG | http://www.toronto.ca/TWONTO#00151
| COL-PBG-LTG-0001 | Lighting | COL-PBG-MISC |  | Lighting |  | LTG | http://www.toronto.ca/TWONTO#OWLClass_bf4a19ed_88a8_4fe8_b294_bb31702c646f
| COL-PBR-LTG-0001 | Lighting | COL-PBR-MISC |  | Lighting |  | LTG | http://www.toronto.ca/TWONTO#OWLClass_bf4a19ed_88a8_4fe8_b294_bb31702c646f
| COL-PFB-LTG-0001 | Lighting | COL-PFB-MISC |  | Lighting |  | LTG | http://www.toronto.ca/TWONTO#OWLClass_bf4a19ed_88a8_4fe8_b294_bb31702c646f
| COL-PHB-LTG-0001 | Lighting | COL-PHB-MISC |  | Lighting |  | LTG | http://www.toronto.ca/TWONTO#OWLClass_bf4a19ed_88a8_4fe8_b294_bb31702c646f
| COL-PEV-LTG-0001 | Lighting | COL-PEV-MISC |  | Lighting |  | LTG | http://www.toronto.ca/TWONTO#OWLClass_bf4a19ed_88a8_4fe8_b294_bb31702c646f
| COL-PHP-LTG-0001 | Lighting | COL-PHP-MISC |  | Lighting |  | LTG | http://www.toronto.ca/TWONTO#OWLClass_bf4a19ed_88a8_4fe8_b294_bb31702c646f
| COL-PRR-LTG-0001 | Lighting | COL-PRR-MISC |  | Lighting |  | LTG | http://www.toronto.ca/TWONTO#OWLClass_bf4a19ed_88a8_4fe8_b294_bb31702c646f
| COL-PKG-LTG-0001 | Lighting | COL-PKG-MISC |  | Lighting |  | LTG | http://www.toronto.ca/TWONTO#OWLClass_bf4a19ed_88a8_4fe8_b294_bb31702c646f
| COL-PSD-LTG-0001 | Lighting | COL-PSD-MISC |  | Lighting |  | LTG | http://www.toronto.ca/TWONTO#OWLClass_bf4a19ed_88a8_4fe8_b294_bb31702c646f
| COL-PKP-LTG-0001 | Lighting | COL-PKP-MISC |  | Lighting |  | LTG | http://www.toronto.ca/TWONTO#OWLClass_bf4a19ed_88a8_4fe8_b294_bb31702c646f
| COL-PSK-LTG-0001 | Lighting | COL-PSK-MISC |  | Lighting |  | LTG | http://www.toronto.ca/TWONTO#OWLClass_bf4a19ed_88a8_4fe8_b294_bb31702c646f
| COL-PMD-LTG-0001 | Lighting | COL-PMD-MISC |  | Lighting |  | LTG | http://www.toronto.ca/TWONTO#OWLClass_bf4a19ed_88a8_4fe8_b294_bb31702c646f
| COL-PSS-LTG-0001 | Lighting | COL-PSS-MISC |  | Lighting |  | LTG | http://www.toronto.ca/TWONTO#OWLClass_bf4a19ed_88a8_4fe8_b294_bb31702c646f
| COL-PQW-LTG-0001 | Lighting | COL-PQW-MISC |  | Lighting |  | LTG | http://www.toronto.ca/TWONTO#OWLClass_bf4a19ed_88a8_4fe8_b294_bb31702c646f
| COL-PWN-LTG-0001 | Lighting | COL-PWN-MISC |  | Lighting |  | LTG | http://www.toronto.ca/TWONTO#OWLClass_bf4a19ed_88a8_4fe8_b294_bb31702c646f
| COL-PSM-LTG-0001 | Lighting | COL-PSM-MISC |  | Lighting |  | LTG | http://www.toronto.ca/TWONTO#OWLClass_bf4a19ed_88a8_4fe8_b294_bb31702c646f
| SWM-PWI-LTG-0001 | Lighting | SWM-PWI-MISC |  | Lighting |  | LTG | http://www.toronto.ca/TWONTO#OWLClass_bf4a19ed_88a8_4fe8_b294_bb31702c646f
| COL-PSP-LTG-0001 | Lighting | COL-PSP-MISC |  | Lighting |  | LTG | http://www.toronto.ca/TWONTO#OWLClass_bf4a19ed_88a8_4fe8_b294_bb31702c646f
| COL-PST-LTG-0001 | Lighting | COL-PST-MISC |  | Lighting |  | LTG | http://www.toronto.ca/TWONTO#OWLClass_bf4a19ed_88a8_4fe8_b294_bb31702c646f
| COL-PSU-LTG-0001 | Lighting | COL-PSU-MISC |  | Lighting |  | LTG | http://www.toronto.ca/TWONTO#OWLClass_bf4a19ed_88a8_4fe8_b294_bb31702c646f
| COL-PVM-LTG-0001 | Lighting | COL-PVM-MISC |  | Lighting |  | LTG | http://www.toronto.ca/TWONTO#OWLClass_bf4a19ed_88a8_4fe8_b294_bb31702c646f
| COL-PWC-LTG-0001 | Lighting | COL-PWC-MISC |  | Lighting |  | LTG | http://www.toronto.ca/TWONTO#OWLClass_bf4a19ed_88a8_4fe8_b294_bb31702c646f
| SWM-PET-LTG-0001 | Lighting | SWM-PET-MISC |  | Lighting |  | LTG | http://www.toronto.ca/TWONTO#OWLClass_bf4a19ed_88a8_4fe8_b294_bb31702c646f
| SWM-PWD-LTG-0001 | Lighting | SWM-PWD-MISC |  | Lighting |  | LTG | http://www.toronto.ca/TWONTO#OWLClass_bf4a19ed_88a8_4fe8_b294_bb31702c646f
| TAB-STR-LTG-AG | Lighting Aeration Gallery | TAB-STR-STRC-AG | Lighting | Lighting |  | LTG | http://www.toronto.ca/TWONTO#OWLClass_bf4a19ed_88a8_4fe8_b294_bb31702c646f
| TAB-EL1-LTG-1401A | Lighting fixture #1 | TAB-EL1-BUS-1401 | Lighting,General | Lighting |  | LTG | http://www.toronto.ca/TWONTO#OWLClass_bf4a19ed_88a8_4fe8_b294_bb31702c646f
| TAB-EL1-LTG-1401B | Lighting fixture #1 | TAB-EL1-BUS-1401 | Lighting,General | Lighting |  | LTG | http://www.toronto.ca/TWONTO#OWLClass_bf4a19ed_88a8_4fe8_b294_bb31702c646f
| TAB-EL1-LTG-1401D | Lighting fixture #1 | TAB-EL1-BUS-1401 | Lighting,General | Lighting |  | LTG | http://www.toronto.ca/TWONTO#OWLClass_bf4a19ed_88a8_4fe8_b294_bb31702c646f
| TAB-EL1-LTG-1401C | Lighting fixture #1 | TAB-EL1-BUS-1401 | Lighting,General | Lighting |  | LTG | http://www.toronto.ca/TWONTO#OWLClass_bf4a19ed_88a8_4fe8_b294_bb31702c646f
| THR-ELS-LTG-PRM | Lighting System, Security Primary Stations South | THR-ELS-LTG | Lighting,General | Lighting |  | LTG | http://www.toronto.ca/TWONTO#OWLClass_bf4a19ed_88a8_4fe8_b294_bb31702c646f
| THR-ELS-LTG-ADM | Lighting System, Security , Administration Building | THR-ELS-LTG | Lighting,General | Lighting |  | LTG | http://www.toronto.ca/TWONTO#OWLClass_bf4a19ed_88a8_4fe8_b294_bb31702c646f
| THR-ELS-LTG-AER | Lighting System, Security , Aeration Galleries | THR-ELS-LTG | Lighting,General | Lighting |  | LTG | http://www.toronto.ca/TWONTO#OWLClass_bf4a19ed_88a8_4fe8_b294_bb31702c646f
| THR-ELS-LTG-ACB | Lighting System, Security , Air Compressor Building | THR-ELS-LTG | Lighting,General | Lighting |  | LTG | http://www.toronto.ca/TWONTO#OWLClass_bf4a19ed_88a8_4fe8_b294_bb31702c646f
| THR-ELS-LTG-DIS | Lighting System, Security , Chlorine Building | THR-ELS-LTG | Lighting,General | Lighting |  | LTG | http://www.toronto.ca/TWONTO#OWLClass_bf4a19ed_88a8_4fe8_b294_bb31702c646f
| THR-ELS-LTG-DIG | Lighting System, Security , Digester | THR-ELS-LTG | Lighting,General | Lighting |  | LTG | http://www.toronto.ca/TWONTO#OWLClass_bf4a19ed_88a8_4fe8_b294_bb31702c646f
| THR-ELS-LTG-GCB | Lighting System, Security , Digester Gas Compressor Building | THR-ELS-LTG | Lighting,General | Lighting |  | LTG | http://www.toronto.ca/TWONTO#OWLClass_bf4a19ed_88a8_4fe8_b294_bb31702c646f
| WTR-MT1 | Work Area 1 EAST Mains and Chambers | WTR-EAST |  |  |  |  | http://www.toronto.ca/TWONTO#00260 | Process | Water Supply Work Area 1 EAST
| THR-ELS-LTG-EPS | Lighting System, Security , Effluent Pumping System Building | THR-ELS-LTG | Lighting,General | Lighting |  | LTG | http://www.toronto.ca/TWONTO#OWLClass_bf4a19ed_88a8_4fe8_b294_bb31702c646f
| THR-ELS-LTG-ER | Lighting System, Security , Engine Room | THR-ELS-LTG | Lighting,General | Lighting |  | LTG | http://www.toronto.ca/TWONTO#OWLClass_bf4a19ed_88a8_4fe8_b294_bb31702c646f
| THR-ELS-LTG-PRS | Lighting System, Security , Ferrous Chloride Building | THR-ELS-LTG | Lighting,General | Lighting |  | LTG | http://www.toronto.ca/TWONTO#OWLClass_bf4a19ed_88a8_4fe8_b294_bb31702c646f
| THR-ELS-LTG-FPW | Lighting System, Security , Filtered Plant Water Building | THR-ELS-LTG | Lighting,General | Lighting |  | LTG | http://www.toronto.ca/TWONTO#OWLClass_bf4a19ed_88a8_4fe8_b294_bb31702c646f
| THR-ELS-LTG-FST | Lighting System, Security , Final Tanks & Galleries | THR-ELS-LTG | Lighting,General | Lighting |  | LTG | http://www.toronto.ca/TWONTO#OWLClass_bf4a19ed_88a8_4fe8_b294_bb31702c646f
| THR-ELS-LTG-GRIT | Lighting System, Security , Grit Building & North Primary Galleries | THR-ELS-LTG | Lighting,General | Lighting |  | LTG | http://www.toronto.ca/TWONTO#OWLClass_bf4a19ed_88a8_4fe8_b294_bb31702c646f
| THR-ELS-LTG-HH | Lighting System, Security , Headhouse | THR-ELS-LTG | Lighting,General | Lighting |  | LTG | http://www.toronto.ca/TWONTO#OWLClass_bf4a19ed_88a8_4fe8_b294_bb31702c646f
| THR-ELS-LTG-HPBB | Lighting System, Security , High Pressure Blower Building | THR-ELS-LTG | Lighting,General | Lighting |  | LTG | http://www.toronto.ca/TWONTO#OWLClass_bf4a19ed_88a8_4fe8_b294_bb31702c646f
| WTR-LWA | Work Area 2 Central Mains and Chambers | WTR-SCT |  |  |  |  | http://www.toronto.ca/TWONTO#00260 | Process | Water Supply Work Area 2 SYSTEM CONTROL
| THR-ELS-LTG-NS | Lighting System, Security , North Substation | THR-ELS-LTG | Lighting,General | Lighting |  | LTG | http://www.toronto.ca/TWONTO#OWLClass_bf4a19ed_88a8_4fe8_b294_bb31702c646f
| THR-ELS-LTG-OCS | Lighting System, Security , Odour Control System Building | THR-ELS-LTG | Lighting,General | Lighting |  | LTG | http://www.toronto.ca/TWONTO#OWLClass_bf4a19ed_88a8_4fe8_b294_bb31702c646f
| THR-ELS-LTG-RSPS | Lighting System, Security , Returns Stations & Galleries | THR-ELS-LTG | Lighting,General | Lighting |  | LTG | http://www.toronto.ca/TWONTO#OWLClass_bf4a19ed_88a8_4fe8_b294_bb31702c646f
| THR-ELS-LTG-STB | Lighting System, Security , Sludge Thickening Building | THR-ELS-LTG | Lighting,General | Lighting |  | LTG | http://www.toronto.ca/TWONTO#OWLClass_bf4a19ed_88a8_4fe8_b294_bb31702c646f
| THR-ELS-LTG-WS | Lighting System, Security, West Substation | THR-ELS-WS | Lighting,General | Lighting |  | LTG | http://www.toronto.ca/TWONTO#OWLClass_bf4a19ed_88a8_4fe8_b294_bb31702c646f
| THC-ELS-LTG-BLDG A | Lighting, Bldg. A | THC-SES-LTG | Building Service,Lighting - Room | Lighting |  | LTG | http://www.toronto.ca/TWONTO#OWLClass_bf4a19ed_88a8_4fe8_b294_bb31702c646f
| THC-ELS-LTG-BLDG B | Lighting, Bldg. B | THC-SES-LTG | Building Service,Lighting - Room | Lighting |  | LTG | http://www.toronto.ca/TWONTO#OWLClass_bf4a19ed_88a8_4fe8_b294_bb31702c646f
| THC-ELS-LTG-BLDG C | Lighting, Bldg. C | THC-SES-LTG | Building Service,Lighting - Room | Lighting |  | LTG | http://www.toronto.ca/TWONTO#OWLClass_bf4a19ed_88a8_4fe8_b294_bb31702c646f
| THC-ELS-LTG-BLDG D | Lighting, Bldg. D | THC-SES-LTG | Building Service,Lighting - Room | Lighting |  | LTG | http://www.toronto.ca/TWONTO#OWLClass_bf4a19ed_88a8_4fe8_b294_bb31702c646f
| THC-ELS-LTG-BLDG DCL | Lighting, Bldg. DCL | THC-GRK-ELS-DCL | Building Service,Lighting - Room | Lighting |  | LTG | http://www.toronto.ca/TWONTO#OWLClass_bf4a19ed_88a8_4fe8_b294_bb31702c646f
| THC-ELS-LTG-BLDG E | Lighting, Bldg. E | THC-SES-LTG | Building Service,Lighting - Room | Lighting |  | LTG | http://www.toronto.ca/TWONTO#OWLClass_bf4a19ed_88a8_4fe8_b294_bb31702c646f
| THC-ELS-LTG-BLDG F | Lighting, Bldg. F | THC-SES-LTG | Building Service,Lighting - Room | Lighting |  | LTG | http://www.toronto.ca/TWONTO#OWLClass_bf4a19ed_88a8_4fe8_b294_bb31702c646f
| THC-ELS-LTG-BLDG H | Lighting, Bldg. H | THC-SES-LTG | Building Service,Lighting - Room | Lighting |  | LTG | http://www.toronto.ca/TWONTO#OWLClass_bf4a19ed_88a8_4fe8_b294_bb31702c646f
| THC-ELS-LTG-BLDG I | Lighting, Bldg. I | THC-SES-LTG | Building Service,Lighting - Room | Lighting |  | LTG | http://www.toronto.ca/TWONTO#OWLClass_bf4a19ed_88a8_4fe8_b294_bb31702c646f
| THC-ELS-LTG-BLDG J | Lighting, Bldg. J | THC-SES-LTG | Building Service,Lighting - Room | Lighting |  | LTG | http://www.toronto.ca/TWONTO#OWLClass_bf4a19ed_88a8_4fe8_b294_bb31702c646f
| THC-ELS-LTG-BLDG K | Lighting, Bldg. K | THC-SES-LTG | Building Service,Lighting - Room | Lighting |  | LTG | http://www.toronto.ca/TWONTO#OWLClass_bf4a19ed_88a8_4fe8_b294_bb31702c646f
| THC-ELS-LTG-BLDG L | Lighting, Bldg. L | THC-SES-LTG | Building Service,Lighting - Room | Lighting |  | LTG | http://www.toronto.ca/TWONTO#OWLClass_bf4a19ed_88a8_4fe8_b294_bb31702c646f
| THC-ELS-LTG-BLDG M | Lighting, Bldg. M | THC-SES-LTG | Building Service,Lighting - Room | Lighting |  | LTG | http://www.toronto.ca/TWONTO#OWLClass_bf4a19ed_88a8_4fe8_b294_bb31702c646f
| THC-ELS-LTG-BLDG N | Lighting, Bldg. N | THC-SES-LTG | Building Service,Lighting - Room | Lighting |  | LTG | http://www.toronto.ca/TWONTO#OWLClass_bf4a19ed_88a8_4fe8_b294_bb31702c646f
| THC-ELS-LTG-BLDG O | Lighting, Bldg. O | THC-SES-LTG | Building Service,Lighting - Room | Lighting |  | LTG | http://www.toronto.ca/TWONTO#OWLClass_bf4a19ed_88a8_4fe8_b294_bb31702c646f
| THC-ELS-LTG-BLDG P | Lighting, Bldg. P | THC-GRK-ELS-P | Building Service,Lighting - Room | Lighting |  | LTG | http://www.toronto.ca/TWONTO#OWLClass_bf4a19ed_88a8_4fe8_b294_bb31702c646f
| THC-ELS-LTG-BLDG Q | Lighting, Bldg. Q | THC-GRK-ELS-Q | Building Service,Lighting - Room | Lighting |  | LTG | http://www.toronto.ca/TWONTO#OWLClass_bf4a19ed_88a8_4fe8_b294_bb31702c646f
| THC-ELS-LTG-BLDG R | Lighting, Bldg. R | THC-SES-LTG | Building Service,Lighting - Room | Lighting |  | LTG | http://www.toronto.ca/TWONTO#OWLClass_bf4a19ed_88a8_4fe8_b294_bb31702c646f
| THC-ELS-LTG-BLDG S | Lighting, Bldg. S | THC-SES-LTG | Building Service,Lighting - Room | Lighting |  | LTG | http://www.toronto.ca/TWONTO#OWLClass_bf4a19ed_88a8_4fe8_b294_bb31702c646f
| THC-ELS-LTG-BLDG T | Lighting, Bldg. T | THC-GRK-ELS-T | Building Service,Lighting - Room | Lighting |  | LTG | http://www.toronto.ca/TWONTO#OWLClass_bf4a19ed_88a8_4fe8_b294_bb31702c646f
| THC-ELS-LTG-BLDG W | Lighting, Bldg. W | THC-SES-LTG | Building Service,Lighting - Room | Lighting |  | LTG | http://www.toronto.ca/TWONTO#OWLClass_bf4a19ed_88a8_4fe8_b294_bb31702c646f
| THC-ELS-LTG-BLDG U | Lighting, Building U | THC-SES | Building Service,Lighting - Room | Lighting |  | LTG | http://www.toronto.ca/TWONTO#OWLClass_bf4a19ed_88a8_4fe8_b294_bb31702c646f
| THC-ELS-LTG-BLDG UU | Lighting, Building UU | THC-SES | Valve,Gate | Valve |  | LTG | http://www.toronto.ca/TWONTO#OWLClass_bf4a19ed_88a8_4fe8_b294_bb31702c646f
| TAB-DEW-LTG-0001 | Lighting, Dewatering Bldg | TAB-DEW-ELECTRICAL | Lighting | Lighting |  | LTG | http://www.toronto.ca/TWONTO#OWLClass_bf4a19ed_88a8_4fe8_b294_bb31702c646f
| THC-ELS-LTG-DIG | Lighting, Digester Tunnel | THC-ELS-LTG-TUNNEL | Valve,Gate | Lighting |  | LTG | http://www.toronto.ca/TWONTO#OWLClass_bf4a19ed_88a8_4fe8_b294_bb31702c646f
| FIS-AM-LTG-0001 | Lighting, Emergency Strobe, Ammonia Room | FIS-AM |  | Lighting |  | LTG | http://www.toronto.ca/TWONTO#00151
| FIS-AM-LTG-0003 | Lighting, Emergency Strobe, Ammonia Room | FIS-AM |  | Lighting |  | LTG | http://www.toronto.ca/TWONTO#00151
| FIS-AM-LTG-0002 | Lighting, Emergency Strobe, Ammonia Room | FIS-AM |  | Lighting |  | LTG | http://www.toronto.ca/TWONTO#00151
| FIS-AM-LTG-0005 | Lighting, Emergency Strobe, Ammonia Room | FIS-AM |  | Lighting |  | LTG | http://www.toronto.ca/TWONTO#00151
| FIS-AM-LTG-0004 | Lighting, Emergency Strobe, Ammonia Room | FIS-AM |  | Lighting |  | LTG | http://www.toronto.ca/TWONTO#00151
| FIS-AM-LTG-0006 | Lighting, Emergency Strobe, Ammonia Room | FIS-AM |  | Lighting |  | LTG | http://www.toronto.ca/TWONTO#00151
| FIS-AM-LTG-0007 | Lighting, Emergency Strobe, Ammonia Room | FIS-AM |  | Lighting |  | LTG | http://www.toronto.ca/TWONTO#00151
| FIS-AM-LTG-0008 | Lighting, Emergency Strobe, Ammonia Room | FIS-AM |  | Lighting |  | LTG | http://www.toronto.ca/TWONTO#00151
| FIS-AM-LTG-0009 | Lighting, Emergency Strobe, Ammonia Room | FIS-AM |  | Lighting |  | LTG | http://www.toronto.ca/TWONTO#00151
| FIS-AM-LTG-0010 | Lighting, Emergency Strobe, Ammonia Room | FIS-AM |  | Lighting |  | LTG | http://www.toronto.ca/TWONTO#00151
| WTR-PWT-LTG-0005 | Lighting, Emergency, Light, Outdoor Generator Enclosure | WTR-PWT-AUX | Lighting,Emergency | Lighting |  | LTG | http://www.toronto.ca/TWONTO#00934
| WTR-PWT-LTG-0004 | Lighting, Emergency, Light, Outdoor Generator Enclosure | WTR-PWT-AUX | Lighting,Emergency | Lighting |  | LTG | http://www.toronto.ca/TWONTO#00934
| WTR-RRH-LTG-0003 | Lighting, Emergency, Rosehill Reservoir, Valve House, Basement | WTR-RRH-AUX | Lighting,Emergency | Lighting |  | LTG | http://www.toronto.ca/TWONTO#00934
| WTR-RRH-LTG-0005 | Lighting, Emergency, Rosehill Reservoir, Valve House, Basement | WTR-RRH-AUX | Lighting,Emergency | Lighting |  | LTG | http://www.toronto.ca/TWONTO#00934
| WTR-RRH-LTG-0004 | Lighting, Emergency, Rosehill Reservoir, Valve House, Basement | WTR-RRH-AUX | Lighting,Emergency | Lighting |  | LTG | http://www.toronto.ca/TWONTO#00934
| WTR-RRH-LTG-0006 | Lighting, Emergency, Rosehill Reservoir, Valve House, Basement | WTR-RRH-AUX | Lighting,Emergency | Lighting |  | LTG | http://www.toronto.ca/TWONTO#00934
| WTR-RRH-LTG-0007 | Lighting, Emergency, Rosehill Reservoir, Valve House, Basement | WTR-RRH-AUX | Lighting,Emergency | Lighting |  | LTG | http://www.toronto.ca/TWONTO#00934
| WTR-RRH-LTG-0008 | Lighting, Emergency, Rosehill Reservoir, Valve House, Basement | WTR-RRH-AUX | Lighting,Emergency | Lighting |  | LTG | http://www.toronto.ca/TWONTO#00934
| WTR-RRH-LTG-0002 | Lighting, Emergency, Rosehill Reservoir, Valve House, Storage Room | WTR-RRH-AUX | Lighting,Emergency | Lighting |  | LTG | http://www.toronto.ca/TWONTO#00260
| THC-ELS-LTG-0003 | Lighting, Exterior, and Interior Above 15FT hight, Plant Electrical Services | THC-GRK-ELS | Building Service,Lighting - Room | Lighting |  | LTG | http://www.toronto.ca/TWONTO#00260
| FHA-ELS-LTG-0202 | Lighting, Facility Interior | FHA-GRK-ELS-0200 | Building Service,Electrical 110 - 220 V | Lighting |  | LTG | http://www.toronto.ca/TWONTO#OWLClass_bf4a19ed_88a8_4fe8_b294_bb31702c646f
| FHO-ELS-LTG-2000 | Lighting, Facility Interior : Plant wide, interior lighting | FHO-ELS-LTG | Building Service,Lighting - Room | Lighting |  | LTG | http://www.toronto.ca/TWONTO#OWLClass_bf4a19ed_88a8_4fe8_b294_bb31702c646f
| FHA-ELS-LTG-0203 | Lighting, Facility Exterior | FHA-GRK-ELS-0200 | Building Service,Electrical 110 - 220 V | Lighting |  | LTG | http://www.toronto.ca/TWONTO#OWLClass_bf4a19ed_88a8_4fe8_b294_bb31702c646f
| FHO-ELS-LTG-3000 | Lighting, Facility Exterior : Building Exterior and Property Lighting | FHO-ELS-LTG | Building Service,Electrical 110 - 220 V | Lighting |  | LTG | http://www.toronto.ca/TWONTO#OWLClass_bf4a19ed_88a8_4fe8_b294_bb31702c646f
| THC-ELS-LTG-0002 | Lighting, Interior, Under 15 FT high, Work Area 2 | THC-GRK-ELS | Building Service,Lighting - Room | Lighting |  | LTG | http://www.toronto.ca/TWONTO#OWLClass_bf4a19ed_88a8_4fe8_b294_bb31702c646f
| THC-ELS-LTG-0001 | Lighting, Interior, Under 15 FT hight, Work Area 1 | THC-GRK-ELS | Building Service,Lighting - Room | Lighting |  | LTG | http://www.toronto.ca/TWONTO#OWLClass_bf4a19ed_88a8_4fe8_b294_bb31702c646f
| TAB-DIG-LTG-9111 | Lighting, LEL Alarm Digesters 1-4 Drip Trap Room | TAB-DIG-ANL-9110 | Lighting,General | Lighting |  | LTG | http://www.toronto.ca/TWONTO#00151
| TAB-DIG-LTG-9112 | Lighting, LEL Alarm Digesters 1-4 Drip Trap Room | TAB-DIG-ANL-9110 | Lighting,General | Lighting |  | LTG | http://www.toronto.ca/TWONTO#00151
| TAB-DIG-LTG-9113 | Lighting, LEL Alarm Digesters 1-4 Drip Trap Room | TAB-DIG-ANL-9110 | Lighting,General | Lighting |  | LTG | http://www.toronto.ca/TWONTO#00151
| TAB-DIG-LTG-9221 | Lighting, LEL Alarm Digesters 13-16 Gas Compressor Room | TAB-DIG-ANL-9210 | Lighting,General | Lighting |  | LTG | http://www.toronto.ca/TWONTO#00151
| TAB-DIG-LTG-9225 | Lighting, LEL Alarm Digesters 13-16 Gas Compressor Room | TAB-DIG-ANL-9210 | Lighting,General | Lighting |  | LTG | http://www.toronto.ca/TWONTO#00151
| TAB-DIG-LTG-9222 | Lighting, LEL Alarm Digesters 13-16 Gas Compressor Room | TAB-DIG-ANL-9210 | Lighting,General | Lighting |  | LTG | http://www.toronto.ca/TWONTO#00151
| TAB-DIG-LTG-9226 | Lighting, LEL Alarm Digesters 13-16 Gas Compressor Room | TAB-DIG-ANL-9210 | Lighting,General | Lighting |  | LTG | http://www.toronto.ca/TWONTO#00151
| TAB-DIG-LTG-9223 | Lighting, LEL Alarm Digesters 13-16 Gas Compressor Room | TAB-DIG-ANL-9210 | Lighting,General | Lighting |  | LTG | http://www.toronto.ca/TWONTO#00151
| TAB-DIG-LTG-9224 | Lighting, LEL Alarm Digesters 13-16 Gas Compressor Room | TAB-DIG-ANL-9210 | Lighting,General | Lighting |  | LTG | http://www.toronto.ca/TWONTO#00151
| TAB-DIG-LTG-9272 | Lighting, LEL Alarm Digesters 19-22 Gas Compressor Room | TAB-DIG-ANL-9260 | Lighting,General | Lighting |  | LTG | http://www.toronto.ca/TWONTO#00151
| TAB-DIG-LTG-9271 | Lighting, LEL Alarm Digesters 19-22 Gas Compressor Room | TAB-DIG-ANL-9260 | Lighting,General | Lighting |  | LTG | http://www.toronto.ca/TWONTO#00151
| TAB-DIG-LTG-9274 | Lighting, LEL Alarm Digesters 19-22 Gas Compressor Room | TAB-DIG-ANL-9260 | Lighting,General | Lighting |  | LTG | http://www.toronto.ca/TWONTO#00151
| TAB-DIG-LTG-9273 | Lighting, LEL Alarm Digesters 19-22 Gas Compressor Room | TAB-DIG-ANL-9260 | Lighting,General | Lighting |  | LTG | http://www.toronto.ca/TWONTO#00151
| TAB-DIG-LTG-9275 | Lighting, LEL Alarm Digesters 19-22 Gas Compressor Room | TAB-DIG-ANL-9260 | Lighting,General | Lighting |  | LTG | http://www.toronto.ca/TWONTO#00151
| TAB-DIG-LTG-9276 | Lighting, LEL Alarm Digesters 19-22 Gas Compressor Room | TAB-DIG-ANL-9260 | Lighting,General | Lighting |  | LTG | http://www.toronto.ca/TWONTO#00151
| TAB-DIG-LTG-9163 | Lighting, LEL Alarm Digesters 5-8 Drip Trap Room | TAB-DIG-ANL-9110 | Lighting,General | Lighting |  | LTG | http://www.toronto.ca/TWONTO#00151
| TAB-DIG-LTG-9161 | Lighting, LEL Alarm Digesters 5-8 Drip Trap Room | TAB-DIG-ANL-9110 | Lighting,General | Lighting |  | LTG | http://www.toronto.ca/TWONTO#00151
| TAB-DIG-LTG-9162 | Lighting, LEL Alarm Digesters 5-8 Drip Trap Room | TAB-DIG-ANL-9110 | Lighting,General | Lighting |  | LTG | http://www.toronto.ca/TWONTO#00151
| WTR-MT3 | Work Area 3 WEST Mains and Chambers | WTR-WEST |  |  |  |  | http://www.toronto.ca/TWONTO#00260 | Process | Water Supply Work Area 3 WEST
| THC-ELS-LTG-TUNNEL | Lighting, Tunnels | THC-SES | Building Service,Lighting - Room | Lighting |  | LTG | http://www.toronto.ca/TWONTO#OWLClass_bf4a19ed_88a8_4fe8_b294_bb31702c646f
| THC-ELS-LTG-BLDG X | Lighting, WA2, Workshop( Bldg. X) | THC-SES-LTG | Building Service,Lighting - Room | Lighting |  | LTG | http://www.toronto.ca/TWONTO#OWLClass_bf4a19ed_88a8_4fe8_b294_bb31702c646f
| TAB-SLO-LTG-0001 | Lighting, Weighing Scale, South Service Road | 50588 | Lighting,General | Lighting |  | LTG | http://www.toronto.ca/TWONTO#OWLClass_bf4a19ed_88a8_4fe8_b294_bb31702c646f
| THC-ELS-LTG-BLDG G | Lighting,, Bldg. G | THC-SES-LTG | Building Service,Lighting - Room | Lighting |  | LTG | http://www.toronto.ca/TWONTO#OWLClass_bf4a19ed_88a8_4fe8_b294_bb31702c646f
| TAB-DIG-LTG-9173 | Lighting,Emergency, Combustible Gas Alarm Light, Gas Room, Digesters 9-12 Control Building. | TAB-DIG-ANL-9160 |  | Alarm |  | LTG | http://www.toronto.ca/TWONTO#00934
| TAB-DIG-LTG-9171 | Lighting,Emergency, Combustible Gas Alarm Light, Outside of Gas Room, Digesters 9-12 Control Building. | TAB-DIG-ANL-9160 | Lighting,Emergency | Alarm |  | LTG | http://www.toronto.ca/TWONTO#00934
| TAB-DIG-LTG-9172 | Lighting,Emergency, Combustible Gas Alarm Light, Outside of Gas Room, Digesters 9-12 Control Building. | TAB-DIG-ANL-9160 | Lighting,Emergency | Alarm |  | LTG | http://www.toronto.ca/TWONTO#00934
| WTR-RST-LTG-ELS | Lighting,General,Exterior Lighting,Reservoir-Virtual | WTR-RST-ELS | Lighting,General | Lighting |  | LTG | http://www.toronto.ca/TWONTO#OWLClass_bf4a19ed_88a8_4fe8_b294_bb31702c646f
| TAB-SES-LTG-0003 | Lights, Aircraft Obstruction - Total 8 Nos. | TAB-STR-SQ | Lighting,Aviation | Lighting |  | LTG | http://www.toronto.ca/TWONTO#00260
| THR-ELS-LTG-4800 | Lights, Combo Unit, Electrical Room, West Substation | THR-ELS-LTG-WS | Lighting,Emergency | Lighting |  | LTG | http://www.toronto.ca/TWONTO#00934
| THR-ELS-LTG-4801 | Lights, Combo Unit, Electrical Room, West Substation | THR-ELS-LTG-WS | Lighting,Emergency | Lighting |  | LTG | http://www.toronto.ca/TWONTO#00934
| THR-ELS-LTG-4800A | Lights, Remote head, Emergency Lighting, Electrical Room, West Substation | THR-ELS-LTG-WS | Lighting,Emergency | Lighting |  | LTG | http://www.toronto.ca/TWONTO#00934
| THR-ELS-LTG-4800B | Lights, Remote head, Emergency Lighting, Electrical Room, West Substation | THR-ELS-LTG-WS | Lighting,Emergency | Lighting |  | LTG | http://www.toronto.ca/TWONTO#00934
| TAB-PRM-LTG-0701 | Lights, Road Lighting,Primary Tanks 0700,0800&0900,P Building | TAB-EL1-MCC-6634 | Lighting,General | Lighting |  | LTG | http://www.toronto.ca/TWONTO#OWLClass_bf4a19ed_88a8_4fe8_b294_bb31702c646f
| FHO-ELS-LTG-1000 | Support Electrical Systems | FHO-ELS-LTG | Building Service,Electrical 110 - 220 V | Building |  | LTG | http://www.toronto.ca/TWONTO#00260
| TAB-WA4-LTG-0001 | WA4 Lighting common to all places | TAB-WA4-ELS | Lighting | Lighting |  | LTG | http://www.toronto.ca/TWONTO#OWLClass_bf4a19ed_88a8_4fe8_b294_bb31702c646f
| WTR-PHL-METR-23524 | Analyzer, Chlorine Pocket Colorimeter, S/N 01305E223524 | WTR-SCT-ANL | Analyzer,Chlorine | Analyzer |  | METR | http://www.toronto.ca/TWONTO#00216
| WTR-PHL-METR-08843 | Analyzer, Chlorine Pocket Colorimeter, S/N 040100008843 | WTR-LWA-ANL | Analyzer,Chlorine | Analyzer |  | METR | http://www.toronto.ca/TWONTO#00216
| WTR-PLW-METR-08875 | Analyzer, Chlorine Pocket Colorimeter, S/N 040100008875 | WTR-WEST-ANL | Analyzer,Chlorine | Analyzer |  | METR | http://www.toronto.ca/TWONTO#00216
| WTR-PLW-METR-33814 | Analyzer, Chlorine Pocket Colorimeter, S/N 05070C033814 | WTR-WEST-ANL | Analyzer,Chlorine | Analyzer |  | METR | http://www.toronto.ca/TWONTO#00216
| WTR-PLW-METR-54292 | Analyzer, Chlorine Pocket Colorimeter, S/N 06080D054292 | WTR-WEST-ANL | Analyzer,Chlorine | Analyzer |  | METR | http://www.toronto.ca/TWONTO#00216
| WTR-PHL-METR-24349 | Analyzer, Chlorine Pocket Colorimeter, S/N 09050E124349 | WTR-LWA-ANL | Analyzer,Chlorine | Analyzer |  | METR | http://www.toronto.ca/TWONTO#00216
| WTR-PSC-METR-24352 | Analyzer, Chlorine Pocket Colorimeter, S/N 09050E124352 | WTR-EAST-ANL | Analyzer,Chlorine | Analyzer |  | METR | http://www.toronto.ca/TWONTO#00216
| WTR-PHL-METR-24356 | Analyzer, Chlorine Pocket Colorimeter, S/N 09050E124356 | WTR-SCT-ANL | Analyzer,Chlorine | Analyzer |  | METR | http://www.toronto.ca/TWONTO#00216
| WTR-PLW-METR-10432 | Analyzer, Chlorine Pocket Colorimeter, S/N 12100E210432 | WTR-WEST-ANL | Analyzer,Chlorine | Analyzer |  | METR | http://www.toronto.ca/TWONTO#00216
| WTR-PSC-METR-19287 | Analyzer, Chlorine Pocket Colorimeter, S/N 13030E219287 | WTR-EAST-ANL | Analyzer,Chlorine | Analyzer |  | METR | http://www.toronto.ca/TWONTO#00216
| WTR-PSC-METR-22124 | Analyzer, Chlorine Pocket Colorimeter, S/N 13050E222124 | WTR-EAST-ANL | Analyzer,Chlorine | Analyzer |  | METR | http://www.toronto.ca/TWONTO#00216
| WTR-PHL-METR-93049 | Analyzer, Chlorine Pocket Colorimeter, S/N 16020E293049 | WTR-LWA-ANL | Analyzer,Chlorine | Analyzer |  | METR | http://www.toronto.ca/TWONTO#00216
| WTR-PHL-METR-27450 | Analyzer, Chlorine Pocket Colorimeter, S/N 17040E327450 | WTR-LWA-ANL | Analyzer,Chlorine | Analyzer |  | METR | http://www.toronto.ca/TWONTO#00216
| WTR-PLW-METR-55269 | Analyzer, Chlorine Pocket Colorimeter, S/N 18040E355269 | WTR-WEST-ANL | Analyzer,Chlorine | Analyzer |  | METR | http://www.toronto.ca/TWONTO#00216
| WTR-PHL-METR-02296 | Analyzer, Chlorine Pocket Colorimeter, S/N 19100A002296 | WTR-LWA-ANL | Analyzer,Chlorine | Analyzer |  | METR | http://www.toronto.ca/TWONTO#00216
| WTR-PHL-METR-02297 | Analyzer, Chlorine Pocket Colorimeter, S/N 19100A002297 | WTR-LWA-ANL | Analyzer,Chlorine | Analyzer |  | METR | http://www.toronto.ca/TWONTO#00216
| WTR-PHL-METR-02298 | Analyzer, Chlorine Pocket Colorimeter, S/N 19100A002298 | WTR-SCT-ANL | Analyzer,Chlorine | Analyzer |  | METR | http://www.toronto.ca/TWONTO#00216
| WTR-PSC-METR-00997 | Analyzer, Chlorine Pocket Colorimeter, S/N 24070B000997 | WTR-EAST-ANL | Analyzer,Chlorine | Analyzer |  | METR | http://www.toronto.ca/TWONTO#00216
| WTR-PSC-METR-01039 | Analyzer, Chlorine Pocket Colorimeter, S/N 24070B001039 | WTR-EAST-ANL | Analyzer,Chlorine | Analyzer |  | METR | http://www.toronto.ca/TWONTO#00216
| WTR-PSC-METR-01857 | Analyzer, Chlorine Pocket Colorimeter, S/N 24070B001857 | WTR-EAST-ANL | Analyzer,Chlorine | Analyzer |  | METR | http://www.toronto.ca/TWONTO#00216
| WTR-PSC-METR-24358 | Analyzer, Chlorine, Pocket Colorimeter, S/N 09050E124358 | WTR-EAST-ANL | Analyzer,Chlorine | Analyzer |  | METR | http://www.toronto.ca/TWONTO#00216
| WTR-PHL-METR-22108 | Analyzer, Chlorine, Pocket Colorimeter, S/N 13050E222108 | WTR-LWA-ANL | Analyzer,Chlorine | Analyzer |  | METR | http://www.toronto.ca/TWONTO#00216
| WTR-PHL-METR-79923 | Analyzer, Turbidity, Portable, S/N 19090C079923 | WTR-LWA-ANL | Analyzer,Turbidity | Analyzer |  | METR | http://www.toronto.ca/TWONTO#00763
| WTR-PLW-METR-69043 | Analyzer,Turbidity, Portable , S/N 18080C069043 | WTR-WEST-ANL | Analyzer,Turbidity | Analyzer |  | METR | http://www.toronto.ca/TWONTO#00763
| WTR-PLW-METR-69253 | Analyzer,Turbidity, Portable , S/N 18090C069253 | WTR-WEST-ANL | Analyzer,Turbidity | Analyzer |  | METR | http://www.toronto.ca/TWONTO#00763
| WTR-PSC-METR-85216 | Analyzer,Turbidity, Portable , S/N 20040C085216 | WTR-EAST-ANL | Analyzer,Turbidity | Analyzer |  | METR | http://www.toronto.ca/TWONTO#00763
| WTR-PSC-METR-91009 | Analyzer,Turbidity, Portable , S/N TN400X20091009 | WTR-EAST-ANL | Analyzer,Turbidity | Analyzer |  | METR | http://www.toronto.ca/TWONTO#00763
| WTR-PSC-METR-22583 | Analyzer,Turbidity, Portable S/N 13010C022583 | WTR-EAST-ANL | Analyzer,Turbidity | Analyzer |  | METR | http://www.toronto.ca/TWONTO#00763
| WTR-PHL-METR-23100 | Analyzer,Turbidity, Portable S/N 13010C023100 | WTR-LWA-ANL | Analyzer,Turbidity | Analyzer |  | METR | http://www.toronto.ca/TWONTO#00763
| WTR-PHL-METR-00175 | Analyzer,Turbidity, Portable S/N 22080D000175 | WTR-LWA-ANL | Analyzer,Turbidity | Analyzer |  | METR | http://www.toronto.ca/TWONTO#00763
| WTR-PHL-METR-00221 | Analyzer,Turbidity, Portable S/N 24120D000221 | WTR-LWA-ANL | Analyzer,Turbidity | Analyzer |  | METR | http://www.toronto.ca/TWONTO#00763
| WTR-PLW-METR-22429 | Analyzer,Turbidity, Portable, S/N 12120C022429 | WTR-WEST-ANL | Analyzer,Turbidity | Analyzer |  | METR | http://www.toronto.ca/TWONTO#00763
| WTR-PHL-METR-57929 | Analyzer,Turbidity, Portable, S/N 17050C057929 | WTR-LWA-ANL | Analyzer,Turbidity | Analyzer |  | METR | http://www.toronto.ca/TWONTO#00763
| WTR-PEL-SCR-0105 | Selective Catalytic Reduction, Generator 1100, Generator Building, Generator Room | WTR-PEL-GEN-1100 |  | Piping |  | SCR | http://www.toronto.ca/TWONTO#OWLClass_3ff3f355_a097_4e22_a789_b77f5047c458
| WTR-PEL-SCR-0106 | Selective Catalytic Reduction, Generator 1200, Generator Building, Generator Room | WTR-PEL-GEN-1200 |  | Piping |  | SCR | http://www.toronto.ca/TWONTO#OWLClass_3ff3f355_a097_4e22_a789_b77f5047c458
| WTR-PEL-SCR-0205 | Selective Catalytic Reduction, Generator 1300, Generator Building, Generator Room | WTR-PEL-GEN-1300 |  | Piping |  | SCR | http://www.toronto.ca/TWONTO#OWLClass_3ff3f355_a097_4e22_a789_b77f5047c458
| WTR-PRH-SCR-1200 | Selective Catalytic Reduction, Reactor , Generator Room | WTR-PRH-GEN-1200 | Atmosphere Monitoring Device,Stationary | Gas Monitoring |  | SCR | http://www.toronto.ca/TWONTO#OWLClass_3ff3f355_a097_4e22_a789_b77f5047c458
| WTR-PRH-SCR-1100 | Selective Catalytic Reduction, Reactor, Generator Room | WTR-PRH-GEN-1100 | Atmosphere Monitoring Device,Stationary | Gas Monitoring |  | SCR | http://www.toronto.ca/TWONTO#OWLClass_3ff3f355_a097_4e22_a789_b77f5047c458
| TAB-PRS-SEN-2243 | Sensor, Daylight, Lighting, Vestibule, PRS Bldg | TAB-PRS-INQ | Lighting | Sensor |  | SEN | http://www.toronto.ca/TWONTO#OWLClass_49c4dc7d_0231_4e1e_bccb_05806f03a274
| TAB-STR-SQ-0201 | , MSA GALAXY GX2 cylinder holder | TAB-STR-SQ-0200 | Sensor,Gas | Gas Monitoring |  | SQ | http://www.toronto.ca/TWONTO#00390
| TAB-DEW-SQ-0100 | Calibrator, Base Module,Portable Gas Monitor, | TAB-DEW-SAFETY | Sensor,Gas | Gas Monitoring |  | SQ | http://www.toronto.ca/TWONTO#00390
| TAB-ACC-SQ-0100 | Calibrator, Base Module,Portable Gas Monitor, | TAB-WA6-SQ | Sensor,Gas | Gas Monitoring |  | SQ | http://www.toronto.ca/TWONTO#00390
| TAB-DIG-SQ-0100 | Calibrator, Base Module,Portable Gas Monitor, | TAB-WA5-SQ | Sensor,Gas | Gas Monitoring |  | SQ | http://www.toronto.ca/TWONTO#00390
| TAB-ACC-SQ-0200 | Calibrator, Base Module,Portable Gas Monitor, | TAB-WA6-SQ | Sensor,Gas | Gas Monitoring |  | SQ | http://www.toronto.ca/TWONTO#00390
| TAB-DIG-SQ-0400 | Calibrator, Base Module,Portable Gas Monitor, | TAB-WA5-SQ | Sensor,Gas | Gas Monitoring |  | SQ | http://www.toronto.ca/TWONTO#00390
| TAB-DIG-SQ-0200 | Calibrator, Base Module,Portable Gas Monitor, | TAB-WA5-SQ | Sensor,Gas | Gas Monitoring |  | SQ | http://www.toronto.ca/TWONTO#00390
| TAB-ELS-SQ-0100 | Calibrator, Base Module,Portable Gas Monitor, | TAB-ELS-AM | Sensor,Gas | Gas Monitoring |  | SQ | http://www.toronto.ca/TWONTO#00390
| TAB-DIG-SQ-0300 | Calibrator, Base Module,Portable Gas Monitor, | TAB-WA5-SQ | Sensor,Gas | Gas Monitoring |  | SQ | http://www.toronto.ca/TWONTO#00390
| TAB-ELS-SQ-0200 | Calibrator, Base Module,Portable Gas Monitor, | TAB-ELS-AM | Sensor,Gas | Gas Monitoring |  | SQ | http://www.toronto.ca/TWONTO#00390
| TAB-PRM-SQ-0100 | Calibrator, Base Module,Portable Gas Monitor, | TAB-STR-INQ | Sensor,Gas | Gas Monitoring |  | SQ | http://www.toronto.ca/TWONTO#00390
| TAB-PRM-SQ-0200 | Calibrator, Base Module,Portable Gas Monitor, | TAB-STR-INQ | Sensor,Gas | Gas Monitoring |  | SQ | http://www.toronto.ca/TWONTO#00390
| TAB-STR-SQ-0200 | Calibrator, Base Module,Portable Gas Monitor, | TAB-STR-SQ | Sensor,Gas | Gas Monitoring |  | SQ | http://www.toronto.ca/TWONTO#00390
| TAB-RSP-SQ-0300 | Calibrator, Base Module,Portable Gas Monitor, | TAB-RSP-SQ-M | Sensor,Gas | Gas Monitoring |  | SQ | http://www.toronto.ca/TWONTO#00390
| TAB-WA7-SQ-0100 | Calibrator, Base Module,Portable Gas Monitor, | TAB-SES-SQ | Sensor,Gas | Gas Monitoring |  | SQ | http://www.toronto.ca/TWONTO#00390
| TAB-SLO-SQ-0100 | Calibrator, Base Module,Portable Gas Monitor, | TAB-SLO-ANL | Sensor,Gas | Gas Monitoring |  | SQ | http://www.toronto.ca/TWONTO#00390
| TAB-STR-SQ-0300 | Calibrator, Base Module,Portable Gas Monitor, | TAB-STR-SQ | Sensor,Gas | Gas Monitoring |  | SQ | http://www.toronto.ca/TWONTO#00390
| TNT-SES-SQ-0200 | Calibrator, Base Module,Portable Gas Monitor, | TNT-GRK | Sensor,Gas | Gas Monitoring |  | SQ | http://www.toronto.ca/TWONTO#00390
| TAB-RSP-SQ-0300B | Charger, Multi-Unit for Portable Gas Monitors | TAB-RSP-SQ-0300 | Sensor,Gas | Gas Monitoring |  | SQ | http://www.toronto.ca/TWONTO#00390
| TAB-STR-SQ-0300B | Charger, Multi-Unit for Portable Gas Monitors | TAB-STR-SQ-0300 | Sensor,Gas | Gas Monitoring |  | SQ | http://www.toronto.ca/TWONTO#00390
| TAB-ELS-SQ-LTG6 | Exit Signs, Emergency & Security Lights- Gas Control Bldg | TAB-WA6-SQ |  | Lighting |  | SQ | http://www.toronto.ca/TWONTO#OWLClass_bf4a19ed_88a8_4fe8_b294_bb31702c646f
| YCM-SES-SQ-0101 | Eye Wash Station on ground floor in small engine room at YCM | FAC-YCM-SES | PPE,Eyewash Station | Lighting |  | SQ | http://www.toronto.ca/TWONTO#00307
| YCM-SES-SQ-0102 | Eye Wash Station on ground floor in store room at YCM | FAC-YCM-SES | PPE,Eyewash Station | Lighting |  | SQ | http://www.toronto.ca/TWONTO#00307
| TAB-CW-SQ-0640 | Eye Wash Station,North Substation,Battery Room, North Wall | NORTH SUBSTN_BTTRY RM | H.V.A.C.,Heater,Unit | Heater |  | SQ | http://www.toronto.ca/TWONTO#00307
| FHA-SES-SQ-0101 | Eyewash Station, (EYE-0015), Pump Building, High Lift PS No. 2 (Scarborough Pump Room) | FHA-SES-SQ-0008 | PPE,Eyewash Station | Safety Equipment |  | SQ | http://www.toronto.ca/TWONTO#00307
| FHA-SES-SQ-0001 | Hard Hats, FHA | FHA-SES | Safety | Safety Equipment |  | SQ | http://www.toronto.ca/TWONTO#00260
| TAB-RSP-SQ-0300A | Holder, Calibration Gas Bottle for Portable Gas Monitors | TAB-RSP-SQ-0300 | Sensor,Gas | Gas Monitoring |  | SQ | x
| TAB-STR-SQ-0200A | Holder, Calibration Gas Bottle for Portable Gas Monitors | TAB-STR-SQ-0200 | Sensor,Gas | Gas Monitoring |  | SQ | x
| TAB-STR-SQ-0300A | Holder, Calibration Gas Bottle for Portable Gas Monitors | TAB-STR-SQ-0300 | Sensor,Gas | Gas Monitoring |  | SQ | x
| TAB-STR-SQ-0302 | MSA GALAXY GX2 Automated test system | TAB-STR-SQ-0300 | Sensor,Gas | Gas Monitoring |  | SQ | http://www.toronto.ca/TWONTO#00390
| TAB-STR-SQ-0202 | MSA GALAXY GX2 Automated test system | TAB-STR-SQ-0200 | Sensor,Gas | Gas Monitoring |  | SQ | http://www.toronto.ca/TWONTO#00390
| TAB-STR-SQ-0301 | MSA GALAXY GX2 cylinder holder | TAB-STR-SQ-0300 | Sensor,Gas | Gas Monitoring |  | SQ | http://www.toronto.ca/TWONTO#00390
| TAB-DEW-SQ-LADDERS | WA3 Ladders, Portable | TAB-WORK-AREA-SOL |  | Ladder |  | SQ | http://www.toronto.ca/TWONTO#00260
| THC-GRK-SS-0001 | Cameras & Monitors, Plant Security | THC-GRK-SS | Security System,Camera | Camera |  | SS | http://www.toronto.ca/TWONTO#00673
| TAB-GRK-SS-1802 | Control Panel, Desk Height, Security Control Room, Security System, iStar, IT Disctribution Room( Room 211), iStar, Second Floor Blower Building Building, | TAB-STR-ELQ | Security System | Control Panel |  | SS | http://www.toronto.ca/TWONTO#00673
| TAB-GRK-SS-1801 | Control Panel, Desk Height, Security Control Room, Security System, iStar, IT Disctribution Room( Room 211), iStar, Second Floor Blower Building Building, | TAB-STR-ELQ | Security System | Control Panel |  | SS | http://www.toronto.ca/TWONTO#00673
| THC-GRK-SS-0002 | Duress button, WA1 Control Room, Plant Security | THC-GRK-SS | Security System,Camera | Alarm |  | SS | http://www.toronto.ca/TWONTO#00563
| THC-GRK-SS-0003 | Duress button, WA2 Control Room, Plant Security | THC-GRK-SS | Security System,Camera | Alarm |  | SS | http://www.toronto.ca/TWONTO#00563
| TAB-DIG-TI-1260 | Gauge, Temperature Indication, Digester 10 Hot Water Supply Temperature, Digesters 9-12 Ground Floor S/W | TAB-DIG-V-1263 | Indicator | Indicator |  | TI | http://www.toronto.ca/TWONTO#tujad-guzov-jilok-tubav
| TAB-DIG-TI-1060 | Gauge, Temperature Indication, Digester 10 Hot Water Supply Temperature, Digesters 9-12 Ground Floor S/W | TAB-DIG-V-1063 | Indicator | Indicator |  | TI | http://www.toronto.ca/TWONTO#tujad-guzov-jilok-tubav
| TAB-DIG-TI-1061 | Gauge, Temperature Indication, Digester 10 Sludge Heat Exchanger Hot Water Return Temperature, Digesters 9-12 Ground Floor S/W | TAB-DIG-HE-1050 | Indicator | Indicator |  | TI | http://www.toronto.ca/TWONTO#tujad-guzov-jilok-tubav
| TAB-DIG-TI-1062 | Gauge, Temperature Indication, Digester 10 Sludge Heat Exchanger Hot Water Return Temperature, Digesters 9-12 Ground Floor S/W | TAB-DIG-HE-1050 | Indicator | Indicator |  | TI | http://www.toronto.ca/TWONTO#tujad-guzov-jilok-tubav
| TAB-DIG-TI-1030 | Gauge, Temperature Indication, Digester 10 Sludge Heat Exchanger Sludge Inlet Temperature, Digesters 9-12 Basement S/W | TAB-DIG-HE-1050 | Indicator | Transmitter |  | TI | http://www.toronto.ca/TWONTO#tujad-guzov-jilok-tubav
| TAB-DIG-TI-1031 | Gauge, Temperature Indication, Digester 10 Sludge Heat Exchanger Sludge Outlet Temperature, Digesters 9-12 Ground Floor S/W | TAB-DIG-HE-1050 | Indicator | Indicator |  | TI | http://www.toronto.ca/TWONTO#tujad-guzov-jilok-tubav
| TAB-DIG-TI-1032 | Gauge, Temperature Indication, Digester 10 Sludge Heat Exchanger Sludge Outlet Temperature, Digesters 9-12 Ground Floor S/W | TAB-DIG-HE-1050 | Indicator | Indicator |  | TI | http://www.toronto.ca/TWONTO#tujad-guzov-jilok-tubav
| TAB-DIG-TI-1034 | Gauge, Temperature Indication, Digester 10 Sludge Temperature, Digesters 9-12 Basement | TAB-DIG-T-1000 | Indicator | Indicator |  | TI | http://www.toronto.ca/TWONTO#tujad-guzov-jilok-tubav
| TAB-DIG-TI-1160 | Gauge, Temperature Indication, Digester 11 Hot Water Supply Temperature, Digesters 9-12 Ground Floor S/W | TAB-DIG-V-1163 | Indicator | Indicator |  | TI | http://www.toronto.ca/TWONTO#tujad-guzov-jilok-tubav
| TAB-DIG-TI-1162 | Gauge, Temperature Indication, Digester 11 Sludge Heat Exchanger Hot Water Return Temperature, Digesters 9-12 Ground Floor S/W | TAB-DIG-HE-1150 | Indicator | Indicator |  | TI | http://www.toronto.ca/TWONTO#tujad-guzov-jilok-tubav
| TAB-DIG-TI-1161 | Gauge, Temperature Indication, Digester 11 Sludge Heat Exchanger Hot Water Return Temperature, Digesters 9-12 Ground Floor S/W | TAB-DIG-HE-1150 | Indicator | Indicator |  | TI | http://www.toronto.ca/TWONTO#tujad-guzov-jilok-tubav
| TAB-DIG-TI-1130 | Gauge, Temperature Indication, Digester 11 Sludge Heat Exchanger Sludge Inlet Temperature, Digesters 9-12 Basement S/W | TAB-DIG-HE-1150 | Indicator | Transmitter |  | TI | http://www.toronto.ca/TWONTO#tujad-guzov-jilok-tubav
| TAB-DIG-TI-1131 | Gauge, Temperature Indication, Digester 11 Sludge Heat Exchanger Sludge Outlet Temperature, Digesters 9-12 Ground Floor S/W | TAB-DIG-HE-1150 | Indicator | Indicator |  | TI | http://www.toronto.ca/TWONTO#tujad-guzov-jilok-tubav
| TAB-DIG-TI-1132 | Gauge, Temperature Indication, Digester 11 Sludge Heat Exchanger Sludge Outlet Temperature, Digesters 9-12 Ground Floor S/W | TAB-DIG-HE-1150 | Indicator | Indicator |  | TI | http://www.toronto.ca/TWONTO#tujad-guzov-jilok-tubav
| TAB-DIG-TI-1134 | Gauge, Temperature Indication, Digester 11 Sludge Temperature, Digesters 9-12 Basement | TAB-DIG-T-1100 | Indicator | Indicator |  | TI | http://www.toronto.ca/TWONTO#tujad-guzov-jilok-tubav
| TAB-DIG-TI-1261 | Gauge, Temperature Indication, Digester 12 Sludge Heat Exchanger Hot Water Return Temperature, Digesters 9-12 Ground Floor S/W | TAB-DIG-HE-1250 | Indicator | Indicator |  | TI | http://www.toronto.ca/TWONTO#tujad-guzov-jilok-tubav
| TAB-DIG-TI-1262 | Gauge, Temperature Indication, Digester 12 Sludge Heat Exchanger Hot Water Return Temperature, Digesters 9-12 Ground Floor S/W | TAB-DIG-HE-1250 | Indicator | Indicator |  | TI | http://www.toronto.ca/TWONTO#tujad-guzov-jilok-tubav
| TAB-DIG-TI-1230 | Gauge, Temperature Indication, Digester 12 Sludge Heat Exchanger Sludge Inlet Temperature, Digesters 9-12 Basement S/W | TAB-DIG-HE-1250 | Indicator | Transmitter |  | TI | http://www.toronto.ca/TWONTO#tujad-guzov-jilok-tubav
| TAB-DIG-TI-1232 | Gauge, Temperature Indication, Digester 12 Sludge Heat Exchanger Sludge Outlet Temperature, Digesters 9-12 Ground Floor S/W | TAB-DIG-HE-1250 | Indicator | Indicator |  | TI | http://www.toronto.ca/TWONTO#tujad-guzov-jilok-tubav
| TAB-DIG-TI-1231 | Gauge, Temperature Indication, Digester 12 Sludge Heat Exchanger Sludge Outlet Temperature, Digesters 9-12 Ground Floor S/W | TAB-DIG-HE-1250 | Indicator | Indicator |  | TI | http://www.toronto.ca/TWONTO#tujad-guzov-jilok-tubav
| TAB-DIG-TI-1234 | Gauge, Temperature Indication, Digester 12 Sludge Temperature, Digesters 9-12 Basement | TAB-DIG-T-1200 | Indicator | Indicator |  | TI | http://www.toronto.ca/TWONTO#tujad-guzov-jilok-tubav
| TAB-DIG-TI-0960 | Gauge, Temperature Indication, Digester 9 Hot Water Supply Temperature, Digesters 9-12 Ground Floor N/W | TAB-DIG-V-0963 | Indicator | Indicator |  | TI | http://www.toronto.ca/TWONTO#tujad-guzov-jilok-tubav
| TAB-DIG-TI-0961 | Gauge, Temperature Indication, Digester 9 Sludge Heat Exchanger Hot Water Return Temperature, Digesters 9-12 Ground Floor S/W | TAB-DIG-HE-0950 | Indicator | Indicator |  | TI | http://www.toronto.ca/TWONTO#tujad-guzov-jilok-tubav
| TAB-DIG-TI-0962 | Gauge, Temperature Indication, Digester 9 Sludge Heat Exchanger Hot Water Return Temperature, Digesters 9-12 Ground Floor S/W | TAB-DIG-HE-0950 | Indicator | Indicator |  | TI | http://www.toronto.ca/TWONTO#tujad-guzov-jilok-tubav
| TAB-DIG-TI-0930 | Gauge, Temperature Indication, Digester 9 Sludge Heat Exchanger Sludge Inlet Temperature, Digesters 9-12 Basement S/W | TAB-DIG-HE-0950 | Indicator | Indicator |  | TI | http://www.toronto.ca/TWONTO#tujad-guzov-jilok-tubav
| TAB-DIG-TI-0931 | Gauge, Temperature Indication, Digester 9 Sludge Heat Exchanger Sludge Outlet Temperature, Digesters 9-12 Ground Floor S/W | TAB-DIG-HE-0950 | Indicator | Indicator |  | TI | http://www.toronto.ca/TWONTO#tujad-guzov-jilok-tubav
| TAB-DIG-TI-0932 | Gauge, Temperature Indication, Digester 9 Sludge Heat Exchanger Sludge Outlet Temperature, Digesters 9-12 Ground Floor S/W | TAB-DIG-HE-0950 | Indicator | Indicator |  | TI | http://www.toronto.ca/TWONTO#tujad-guzov-jilok-tubav
| TAB-DIG-TI-0934 | Gauge, Temperature Indication, Digester 9 Sludge Temperature, Digesters 9-12 Basement, at Digester 9 | TAB-DIG-T-0900 | Indicator | Indicator |  | TI | http://www.toronto.ca/TWONTO#tujad-guzov-jilok-tubav
| THC-AER-TI-2806 | Indicator, Temperature, Blower Discharge, SE Plant , SE Plant Blowers Part 1 and Train #8 | THC-AER-T-2800 |  | Transmitter |  | TI | http://www.toronto.ca/TWONTO#tujad-guzov-jilok-tubav
| FHO-DOZ-TI-5100A | Indicator, Temperature, HE-5100 Closed Loop Cooling Water Inlet,Ozone Bldg, L1, Ozone Equipment Room | FHO-DOZ-CL-CW | Sensor,Temperature | Indicator |  | TI | http://www.toronto.ca/TWONTO#tujad-guzov-jilok-tubav
| FHO-DOZ-TI-5100B | Indicator, Temperature, HE-5100 Closed Loop Cooling Water Outlet,Ozone Bldg, L1,Ozone Equipment Room | FHO-DOZ-CL-CW | Sensor,Temperature | Indicator |  | TI | http://www.toronto.ca/TWONTO#tujad-guzov-jilok-tubav
| FHO-DOZ-TI-5120A | Indicator, Temperature, HE-5100 Open Loop Cooling Water Inlet,Ozone Bldg, L1, Ozone Equipment Room | FHO-DOZ-CL-CW | Sensor,Temperature | Indicator |  | TI | http://www.toronto.ca/TWONTO#tujad-guzov-jilok-tubav
| FHO-DOZ-TI-5120B | Indicator, Temperature, HE-5100 Open Loop Cooling Water Outlet,Ozone Bldgg, L1, Ozone Equipment Room | FHO-DOZ-CL-CW | Sensor,Temperature | Indicator |  | TI | http://www.toronto.ca/TWONTO#tujad-guzov-jilok-tubav
| FHO-DOZ-TI-5200A | Indicator, Temperature, HE-5200 Closed Loop Cooling Water Inlet,Ozone Bldg, L1, Ozone Equipment Room | FHO-DOZ-CL-CW | Sensor,Temperature | Indicator |  | TI | http://www.toronto.ca/TWONTO#tujad-guzov-jilok-tubav
| FHO-DOZ-TI-5200B | Indicator, Temperature, HE-5200 Closed Loop Cooling Water Outlet,Ozone Bldg, L1,Ozone Equipment Room | FHO-DOZ-CL-CW | Sensor,Temperature | Indicator |  | TI | http://www.toronto.ca/TWONTO#tujad-guzov-jilok-tubav
| FHO-DOZ-TI-5220A | Indicator, Temperature, HE-5200 Open Loop Cooling Water Inlet,Ozone Bldg, L1, Ozone Equipment Room | FHO-DOZ-CL-CW | Sensor,Temperature | Indicator |  | TI | http://www.toronto.ca/TWONTO#tujad-guzov-jilok-tubav
| FHO-DOZ-TI-5220B | Indicator, Temperature, HE-5200 Open Loop Cooling Water Outlet,Ozone Bldg, L1, Ozone Equipment Room | FHO-DOZ-CL-CW | Sensor,Temperature | Indicator |  | TI | http://www.toronto.ca/TWONTO#tujad-guzov-jilok-tubav
| WTR-PPD-TI-1012 | Indicator, Temperature, Return, AHU Cooling Water, Pump Gallery | WTR-PPD-AHU-1011 |  | Indicator |  | TI | http://www.toronto.ca/TWONTO#tujad-guzov-jilok-tubav
| WTR-PPD-TI-1011 | Indicator, Temperature, Supply, AHU Cooling Water, Pump Gallery | WTR-PPD-AHU-1011 |  | Indicator |  | TI | http://www.toronto.ca/TWONTO#tujad-guzov-jilok-tubav
| THC-DIG-TI-3427 | Indicator,Temperature,Aftercooler Discharge Header,Gas High Pressure System,Building U | THC-DIG-C-BOOST-3100 | Sensor,Temperature | Indicator |  | TI | http://www.toronto.ca/TWONTO#tujad-guzov-jilok-tubav
| THC-DIG-TI-3450 | Indicator,Temperature,Outlet,Aftercooler,HEÂ­3411,Gas High Pressure System,Building U | THC-DIG-HE-3411 | Sensor,Temperature | Indicator |  | TI | http://www.toronto.ca/TWONTO#tujad-guzov-jilok-tubav
| THC-DIG-TI-3452 | Indicator,Temperature,Outlet,Aftercooler,HEÂ­3412,Gas High Pressure System,Building U | THC-DIG-HE-3412 | Sensor,Temperature | Indicator |  | TI | http://www.toronto.ca/TWONTO#tujad-guzov-jilok-tubav
| THC-ACC-TI-0041 | Temperature Indicator, Glycol Return, Snow Melting System, Zone #1, Admin Bldg, North/West Area | THC-ACC-MAN-0011 |  | Transmitter |  | TI | http://www.toronto.ca/TWONTO#tujad-guzov-jilok-tubav
| THC-ACC-TI-0042 | Temperature Indicator, Glycol Return, Snow Melting System, Zone #2, Admin Bldg, South/West Area | THC-ACC-MAN-0021 |  | Transmitter |  | TI | http://www.toronto.ca/TWONTO#tujad-guzov-jilok-tubav
| THC-ACC-TI-0043 | Temperature Indicator, Glycol Return, Snow Melting System, Zone #3, Admin Bldg, North/East Area | THC-ACC-MAN-0031 |  | Transmitter |  | TI | http://www.toronto.ca/TWONTO#tujad-guzov-jilok-tubav
| THC-ACC-TI-0044 | Temperature Indicator, Glycol Return, Snow Melting System, Zone #4, Admin Bldg, South/East Area | THC-ACC-MAN-0041 |  | Transmitter |  | TI | http://www.toronto.ca/TWONTO#tujad-guzov-jilok-tubav
| THC-ACC-TI-0045 | Temperature Indicator, Glycol Return, Snow Melting System, Zone #5, Admin Bldg, Courtyard Area | THC-ACC-MAN-0051 |  | Transmitter |  | TI | http://www.toronto.ca/TWONTO#tujad-guzov-jilok-tubav
| THC-ACC-TI-0046 | Temperature Indicator, Glycol Return, Snow Melting System, Zone #6, Admin Bldg | THC-ACC-MAN-0061 |  | Transmitter |  | TI | http://www.toronto.ca/TWONTO#tujad-guzov-jilok-tubav
| THC-ACC-TI-0031 | Temperature Indicator, Glycol Supply, Snow Melting System, Zone #1, Admin Bldg, North/West Area | THC-ACC-MAN-0011 |  | Transmitter |  | TI | http://www.toronto.ca/TWONTO#tujad-guzov-jilok-tubav
| THC-ACC-TI-0032 | Temperature Indicator, Glycol Supply, Snow Melting System, Zone #2, Admin Bldg, South/West Area | THC-ACC-MAN-0021 |  | Transmitter |  | TI | http://www.toronto.ca/TWONTO#tujad-guzov-jilok-tubav
| THC-ACC-TI-0033 | Temperature Indicator, Glycol Supply, Snow Melting System, Zone #3, Admin Bldg, North/East Area | THC-ACC-MAN-0031 |  | Transmitter |  | TI | http://www.toronto.ca/TWONTO#tujad-guzov-jilok-tubav
| THC-ACC-TI-0034 | Temperature Indicator, Glycol Supply, Snow Melting System, Zone #4, Admin Bldg, South/East Area | THC-ACC-MAN-0041 |  | Transmitter |  | TI | http://www.toronto.ca/TWONTO#tujad-guzov-jilok-tubav
| THC-ACC-TI-0035 | Temperature Indicator, Glycol Supply, Snow Melting System, Zone #5, Admin Bldg, Courtyard Area | THC-ACC-MAN-0051 |  | Transmitter |  | TI | http://www.toronto.ca/TWONTO#tujad-guzov-jilok-tubav
| THC-ACC-TI-0036 | Temperature Indicator, Glycol Supply, Snow Melting System, Zone #6, Admin Bldg | THC-ACC-MAN-0061 |  | Transmitter |  | TI | http://www.toronto.ca/TWONTO#tujad-guzov-jilok-tubav
| THC-PRM-TI-0904 | Temperature, Indicate, Oil Tank 0910 | THC-PRM-T-0910 |  | Transmitter |  | TI | http://www.toronto.ca/TWONTO#tujad-guzov-jilok-tubav
| THC-PRM-TI-0914 | Temperature, Indicate, Oil Tank 0970 | THC-PRM-T-0970 |  | Transmitter |  | TI | http://www.toronto.ca/TWONTO#tujad-guzov-jilok-tubav
| THC-PRM-TI-1104 | Temperature, Indicate, Oil Tank 1110 | THC-PRM-T-1110 |  | Transmitter |  | TI | http://www.toronto.ca/TWONTO#tujad-guzov-jilok-tubav
| THC-PRM-TI-1114 | Temperature, Indicate, Oil Tank 1170 | THC-PRM-T-1170 | Transmitter,Temperature | Transmitter |  | TI | http://www.toronto.ca/TWONTO#tujad-guzov-jilok-tubav
| THC-PRM-TI-1204 | Temperature, Indicate, Oil Tank 1210 | THC-PRM-T-1210 | Transmitter,Temperature | Transmitter |  | TI | http://www.toronto.ca/TWONTO#tujad-guzov-jilok-tubav
| THC-PRM-TI-1214 | Temperature, Indicate, Oil Tank 1270 | THC-PRM-T-1270 | Transmitter,Temperature | Transmitter |  | TI | http://www.toronto.ca/TWONTO#tujad-guzov-jilok-tubav
| WTR-PPD-TI-1013 | Transmitter, Temperature, Indoor, AHU, Pump Gallery | WTR-PPD-AHU-1011 | Transmitter,Temperature | Indicator |  | TI | http://www.toronto.ca/TWONTO#tujad-guzov-jilok-tubav
| WTR-PPD-TI-1014 | Transmitter, Temperature, Outdoor Air, | WTR-PPD-AHU-1011 | Transmitter,Temperature | Indicator |  | TI | http://www.toronto.ca/TWONTO#tujad-guzov-jilok-tubav
| COL-RBB-UV-0121 | UV Chamber, disinfection | COL-RBB-MISC |  | Chamber |  | UV | http://www.toronto.ca/TWONTO#00126
| 8831 | All Buildings, Wet Wells WA8 | TAB-WA8 | Tank | Tank |  |  | http://www.toronto.ca/TWONTO#00260
| 36233 | TAB Power Failure August 14, 2003 | 52349 |  |  |  |  | x
| 17800 | TAB Power Distribution Projects | 52349 |  |  |  |  | x
| 21381 | TAB Process Control Projects | 52349 |  |  |  |  | x
| 32752 | TAB Process Computers | 52349 |  |  |  |  | x
| FCL-ELS-7 | Exterior Lighting | FCL-ELS |  | Lighting |  |  | http://www.toronto.ca/TWONTO#OWLClass_bf4a19ed_88a8_4fe8_b294_bb31702c646f
| FCL-ELS-INTLTG-1 | Interior Building lighting - Low Lift area | FCL-ELS-6 |  | Lighting |  | INTLTG | http://www.toronto.ca/TWONTO#OWLClass_bf4a19ed_88a8_4fe8_b294_bb31702c646f
| FCL-ELS-INTLTG-1 | Interior Building lighting - Low Lift area | FCL-MCS |  | Lighting |  | INTLTG | http://www.toronto.ca/TWONTO#OWLClass_bf4a19ed_88a8_4fe8_b294_bb31702c646f
| FCL-ELS-INTLTG-2 | Interior Building lighting - High Lift Area | FCL-MCS |  | Lighting |  | INTLTG | http://www.toronto.ca/TWONTO#OWLClass_bf4a19ed_88a8_4fe8_b294_bb31702c646f
| FCL-GRK-ACCESSLADDER | Access Ladders in Plant | FCL-SES |  | Ladder |  |  | http://www.toronto.ca/TWONTO#00260
| FCL-MCS-ELEVATOR | Elevators | FCL-MCS |  |  |  |  | http://www.toronto.ca/TWONTO#00260
| TAB-ELS-LDR-4106 | 10 feet step ladder | TAB-ELS-LDR |  | Ladder |  | LDR | http://www.toronto.ca/TWONTO#00585
| FCL-SES-SCBA | SCBA Virtual Entity | FCL-SES |  |  |  |  | x
| FHA-DWQMS-CEL | Annual CEL Review (Virtual) | FHA ADMIN |  |  |  |  | x
| TAB-ELS-LDR-4101 | 3 feet step ladder | TAB-ELS-LDR |  | Ladder |  | LDR | http://www.toronto.ca/TWONTO#00585
| FCL-DWQMS-CEL | Annual CEL Review (Virtual) | FCL ADMIN |  |  |  |  | x
| TAB-ELS-LDR-4102 | 6 feet step ladder | TAB-ELS-LDR |  | Ladder |  | LDR | http://www.toronto.ca/TWONTO#00585
| TAB-ELS-LDR-4105 | 8 feet step ladder | TAB-ELS-LDR |  | Ladder |  | LDR | http://www.toronto.ca/TWONTO#00585
| TAB-ELS-LDR-4103 | 8 feet step ladder | TAB-ELS-LDR |  | Ladder |  | LDR | http://www.toronto.ca/TWONTO#00585
| TAB-ELS-LDR-4104 | 8 feet step ladder | TAB-ELS-LDR |  | Ladder |  | LDR | http://www.toronto.ca/TWONTO#00585
| TAB-WA6-LDR-1612 | Access Ladder | TAB-WA6-LDR-1600 |  | Ladder |  | LDR | http://www.toronto.ca/TWONTO#00457
| TAB-WA6-LDR-1601 | Access Ladder | TAB-WA6-LDR-1600 |  | Ladder |  | LDR | http://www.toronto.ca/TWONTO#00457
| TAB-WA6-LDR-1601 | Access Ladder | TAB-WA6-SQ |  | Ladder |  | LDR | http://www.toronto.ca/TWONTO#00457
| TAB-WA6-LDR-1602 | Access Ladder | TAB-WA6-LDR-1600 |  | Ladder |  | LDR | http://www.toronto.ca/TWONTO#00457
| TAB-WA6-LDR-1603 | Access Ladder | TAB-WA6-LDR-1600 |  | Ladder |  | LDR | http://www.toronto.ca/TWONTO#00457
| TAB-WA6-LDR-1602 | Access Ladder | TAB-WA6-SQ |  | Ladder |  | LDR | http://www.toronto.ca/TWONTO#00457
| TAB-WA6-LDR-1603 | Access Ladder | TAB-WA6-SQ |  | Ladder |  | LDR | http://www.toronto.ca/TWONTO#00457
| TAB-WA6-LDR-1616 | Access Ladder | TAB-WA6-LDR-1600 |  | Ladder |  | LDR | http://www.toronto.ca/TWONTO#00457
| TAB-WA6-LDR-1614 | AccessLadder | TAB-WA6-LDR-1600 |  | Ladder |  | LDR | http://www.toronto.ca/TWONTO#00457
| TAB-WA2-LDR-1120 | Aluminium Extendable Ladder | TAB-SES-LDR-1100 |  | Ladder |  | LDR | http://www.toronto.ca/TWONTO#00457
| FHO-DWQMS-CEL | Annual CEL Review (Virtual) | FHO ADMIN |  |  |  |  | x
| FIS-DWQMS-CEL | Annual CEL Review (Virtual) | FIS ADMIN |  |  |  |  | x
| WTR-DWQMS-CEL | Annual CEL Review (Virtual) | WTR ADMIN |  |  |  |  | x
| TAB-FEQ-T-1801 | Clean Agent Fire Suppression Tank, Level 2, 206, Blower Building | TAB-STR-ELQ | Tank | Tank |  | T | http://www.toronto.ca/TWONTO#00211
| TAB-ACC-T-1803 | DHW Expansion Tank, Level 1, 105, Blower Building | TAB-STR-STRC | Tank | Tank |  | T | http://www.toronto.ca/TWONTO#00427
| TAB-ACC-T-1801 | DHW Tank, Level 1, 105, Blower Building | TAB-STR-STRC | Tank | Tank |  | T | http://www.toronto.ca/TWONTO#00427
| TAB-ACC-T-1802 | DHW Tank, Level 1, 131, Blower Building | TAB-STR-STRC | Tank | Tank |  | T | http://www.toronto.ca/TWONTO#00427
| TAB-CAP-PRJ-0024 | Dig 1-4 Upgrades | TAB-DIG |  | Tank |  | PRJ | x
| TAB-CAP-PRJ-0024 | Dig 1-4 Upgrades | TAB-DIG-T-01-04 |  | Tank |  | PRJ | x
| THC-SES-MEQ-5900 | Emergency Water Tempering System,Hot Water,Hot Water Supply,Disinfection Bldg | THC-SES-SQ-EYE |  | HVAC |  | MEQ | http://www.toronto.ca/TWONTO#00427
| TAB-WA6-LDR-1606 | Extension Ladder | TAB-WA6-SQ |  | Ladder |  | LDR | http://www.toronto.ca/TWONTO#00457
| TAB-WA6-LDR-1606 | Extension Ladder | TAB-WA6-LDR-1600 |  | Ladder |  | LDR | http://www.toronto.ca/TWONTO#00457
| TAB-WA6-LDR-1615 | Extension Ladder | TAB-WA6-LDR-1600 |  | Ladder |  | LDR | http://www.toronto.ca/TWONTO#00457
| TAB-WA6-LDR-1617 | Extension Ladder | TAB-WA6-LDR-1600 |  | Ladder |  | LDR | http://www.toronto.ca/TWONTO#00457
| FCL-ELS-EXTLTG | Exterior Building light | FCL-MCS |  | Lighting |  |  | http://www.toronto.ca/TWONTO#OWLClass_bf4a19ed_88a8_4fe8_b294_bb31702c646f
| FCL-SES-EYE | Eye Wash Virtual Entity | FCL-SES |  |  |  |  | x
| TAB-WA2-LDR-1117 | FEATHERLITE Aluminium Ladder | TAB-SES-LDR-1100 |  | Ladder |  | LDR | http://www.toronto.ca/TWONTO#00457
| TAB-WA2-LDR-1115 | Fibre glass adder | TAB-SES-LDR-1100 |  | Ladder |  | LDR | http://www.toronto.ca/TWONTO#00457
| TAB-WA2-LDR-1113 | Fibre glass adder | TAB-SES-LDR-1100 |  | Ladder |  | LDR | http://www.toronto.ca/TWONTO#00457
| TAB-WA2-LDR-1114 | Fibre glass Ladder | TAB-SES-LDR-1100 |  | Ladder |  | LDR | http://www.toronto.ca/TWONTO#00457
| TAB-WA2-LDR-1111 | Fibre glass Ladder | TAB-SES-LDR-1100 |  | Ladder |  | LDR | http://www.toronto.ca/TWONTO#00457
| TAB-WA2-LDR-1103 | Fibre glass stepladder | TAB-SES-LDR-1100 |  | Ladder |  | LDR | http://www.toronto.ca/TWONTO#00585
| TAB-WA2-LDR-1104 | Fibre glass stepladder | TAB-SES-LDR-1100 |  | Ladder |  | LDR | http://www.toronto.ca/TWONTO#00585
| TAB-WA2-LDR-1105 | Fibre glass stepladder | TAB-SES-LDR-1100 |  | Ladder |  | LDR | http://www.toronto.ca/TWONTO#00585
| TAB-WA2-LDR-1106 | Fibre glass stepladder | TAB-SES-LDR-1100 |  | Ladder |  | LDR | http://www.toronto.ca/TWONTO#00585
| TAB-WA2-LDR-1108 | Fibre glass stepladder | TAB-SES-LDR-1100 |  | Ladder |  | LDR | http://www.toronto.ca/TWONTO#00585
| TAB-WA2-LDR-1101 | Fibre glass stepladder | TAB-SES-LDR-1100 |  | Ladder |  | LDR | http://www.toronto.ca/TWONTO#00585
| TAB-WA2-LDR-1102 | Fibre glass stepladder | TAB-SES-LDR-1100 |  | Ladder |  | LDR | http://www.toronto.ca/TWONTO#00585
| TAB-WA2-LDR-1107 | Fibre glass stepladder | TAB-SES-LDR-1100 |  | Ladder |  | LDR | http://www.toronto.ca/TWONTO#00585
| TAB-WA2-LDR-1109 | Fibre glass stepladder | TAB-SES-LDR-1100 |  | Ladder |  | LDR | http://www.toronto.ca/TWONTO#00585
| TAB-WA2-LDR-1110 | Fibre glass stepladder | TAB-SES-LDR-1100 |  | Ladder |  | LDR | http://www.toronto.ca/TWONTO#00585
| FCL-SES-LIFERING | Floatation Devices Virtual Entity | FCL-SES |  |  |  |  | x
| THC-ACC-MEQ-5900 | Heating Skid,Disinfection Bldg | THC-ACC-BLDG G |  | HVAC |  | MEQ | http://www.toronto.ca/TWONTO#00427
| FCL-ELS-6 | Interior Lighting | FCL-ELS |  | Lighting |  |  | http://www.toronto.ca/TWONTO#OWLClass_bf4a19ed_88a8_4fe8_b294_bb31702c646f
| TAB-WA1-LDR-1301 | Ladder | TAB-WA1-LDR-1300 |  | Ladder |  | LDR | http://www.toronto.ca/TWONTO#00457
| TAB-WA1-LDR-1302 | Ladder | TAB-WA1-LDR-1300 |  | Ladder |  | LDR | http://www.toronto.ca/TWONTO#00457
| TAB-WA1-LDR-1307 | Ladder | TAB-WA1-LDR-1300 |  | Ladder |  | LDR | http://www.toronto.ca/TWONTO#00457
| TAB-WA1-LDR-1308 | Ladder | TAB-WA1-LDR-1300 |  | Ladder |  | LDR | http://www.toronto.ca/TWONTO#00457
| TAB-WA1-LDR-1309 | Ladder | TAB-WA1-LDR-1300 |  | Ladder |  | LDR | http://www.toronto.ca/TWONTO#00457
| TAB-WA1-LDR-1310 | Ladder | TAB-WA1-LDR-1300 |  | Ladder |  | LDR | http://www.toronto.ca/TWONTO#00457
| TAB-WA1-LDR-1315 | Ladder | TAB-WA1-LDR-1300 |  | Ladder |  | LDR | http://www.toronto.ca/TWONTO#00457
| TAB-WA1-LDR-1316 | Ladder | TAB-WA1-LDR-1300 |  | Ladder |  | LDR | http://www.toronto.ca/TWONTO#00457
| TAB-WA1-LDR-1317 | Ladder | TAB-WA1-LDR-1300 |  | Ladder |  | LDR | http://www.toronto.ca/TWONTO#00457
| TAB-WA1-LDR-1318 | Ladder | TAB-WA1-LDR-1300 |  | Ladder |  | LDR | http://www.toronto.ca/TWONTO#00457
| TAB-WA1-LDR-1320 | Ladder | TAB-WA1-LDR-1300 |  | Ladder |  | LDR | http://www.toronto.ca/TWONTO#00457
| TAB-WA1-LDR-1321 | Ladder | TAB-WA1-LDR-1300 |  | Ladder |  | LDR | http://www.toronto.ca/TWONTO#00457
| TAB-WA1-LDR-1322 | Ladder | TAB-WA1-LDR-1300 |  | Ladder |  | LDR | http://www.toronto.ca/TWONTO#00457
| TAB-WA1-LDR-1327 | Ladder | TAB-WA1-LDR-1300 |  | Ladder |  | LDR | http://www.toronto.ca/TWONTO#00457
| TAB-WA1-LDR-1328 | Ladder | TAB-WA1-LDR-1300 |  | Ladder |  | LDR | http://www.toronto.ca/TWONTO#00457
| TAB-WA1-LDR-1329 | Ladder | TAB-WA1-LDR-1300 |  | Ladder |  | LDR | http://www.toronto.ca/TWONTO#00457
| TAB-WA1-LDR-1330 | Ladder | TAB-WA1-LDR-1300 |  | Ladder |  | LDR | http://www.toronto.ca/TWONTO#00457
| TAB-WA1-LDR-1331 | Ladder | TAB-WA1-LDR-1300 |  | Ladder |  | LDR | http://www.toronto.ca/TWONTO#00457
| TAB-WA2-LDR-1119 | Ladder | TAB-SES-LDR-1100 |  | Ladder |  | LDR | http://www.toronto.ca/TWONTO#00457
| TAB-WA2-LDR-1124 | ladder | TAB-SES-LDR-1100 |  | Ladder |  | LDR | http://www.toronto.ca/TWONTO#00457
| TAB-WA2-LDR-1125 | ladder | TAB-SES-LDR-1100 |  | Ladder |  | LDR | http://www.toronto.ca/TWONTO#00457
| TAB-WA2-LDR-1126 | ladder | TAB-SES-LDR-1100 |  | Ladder |  | LDR | http://www.toronto.ca/TWONTO#00457
| TNT-WA9-LDR-1405 | Ladder | TNT-WA9-LDR |  | Ladder |  | LDR | http://www.toronto.ca/TWONTO#00457
| TNT-WA9-LDR-1407 | Ladder | TNT-WA9-LDR |  | Ladder |  | LDR | http://www.toronto.ca/TWONTO#00457
| TNT-WA9-LDR-1408 | Ladder | TNT-WA9-LDR |  | Ladder |  | LDR | http://www.toronto.ca/TWONTO#00457
| TNT-WA9-LDR-1409 | Ladder | TNT-WA9-LDR |  | Ladder |  | LDR | http://www.toronto.ca/TWONTO#00457
| TNT-WA9-LDR-1411 | Ladder | TNT-WA9-LDR |  | Ladder |  | LDR | http://www.toronto.ca/TWONTO#00457
| TNT-WA9-LDR-1414 | Ladder | TNT-WA9-LDR |  | Ladder |  | LDR | http://www.toronto.ca/TWONTO#00457
| TNT-WA9-LDR-1417 | Ladder | TNT-WA9-LDR |  | Ladder |  | LDR | http://www.toronto.ca/TWONTO#00457
| TNT-WA9-LDR-1419 | Ladder | TNT-WA9-LDR |  | Ladder |  | LDR | http://www.toronto.ca/TWONTO#00457
| TNT-WA9-LDR-1423 | Ladder | TNT-WA9-LDR |  | Ladder |  | LDR | http://www.toronto.ca/TWONTO#00457
| TNT-WA9-LDR-1424 | Ladder | TNT-WA9-LDR |  | Ladder |  | LDR | http://www.toronto.ca/TWONTO#00457
| TAB-WA1-LDR-1303 | Ladder | TAB-WA1-LDR-1300 |  | Ladder |  | LDR | http://www.toronto.ca/TWONTO#00457
| TAB-WA1-LDR-1304 | Ladder | TAB-WA1-LDR-1300 |  | Ladder |  | LDR | http://www.toronto.ca/TWONTO#00457
| TAB-WA1-LDR-1305 | Ladder | TAB-WA1-LDR-1300 |  | Ladder |  | LDR | http://www.toronto.ca/TWONTO#00457
| TAB-WA1-LDR-1306 | Ladder | TAB-WA1-LDR-1300 |  | Ladder |  | LDR | http://www.toronto.ca/TWONTO#00457
| TAB-WA1-LDR-1311 | Ladder | TAB-WA1-LDR-1300 |  | Ladder |  | LDR | http://www.toronto.ca/TWONTO#00457
| TAB-WA1-LDR-1312 | Ladder | TAB-WA1-LDR-1300 |  | Ladder |  | LDR | http://www.toronto.ca/TWONTO#00457
| TAB-WA1-LDR-1313 | Ladder | TAB-WA1-LDR-1300 |  | Ladder |  | LDR | http://www.toronto.ca/TWONTO#00457
| TAB-WA1-LDR-1314 | Ladder | TAB-WA1-LDR-1300 |  | Ladder |  | LDR | http://www.toronto.ca/TWONTO#00457
| TAB-WA1-LDR-1319 | Ladder | TAB-WA1-LDR-1300 |  | Ladder |  | LDR | http://www.toronto.ca/TWONTO#00457
| TAB-WA1-LDR-1323 | Ladder | TAB-WA1-LDR-1300 |  | Ladder |  | LDR | http://www.toronto.ca/TWONTO#00457
| TAB-WA1-LDR-1324 | Ladder | TAB-WA1-LDR-1300 |  | Ladder |  | LDR | http://www.toronto.ca/TWONTO#00457
| TAB-WA1-LDR-1325 | Ladder | TAB-WA1-LDR-1300 |  | Ladder |  | LDR | http://www.toronto.ca/TWONTO#00457
| TAB-WA1-LDR-1326 | Ladder | TAB-WA1-LDR-1300 |  | Ladder |  | LDR | http://www.toronto.ca/TWONTO#00457
| TAB-WA1-LDR-1332 | Ladder | TAB-WA1-LDR-1300 |  | Ladder |  | LDR | http://www.toronto.ca/TWONTO#00457
| TAB-WA2-LDR-1116 | Ladder | TAB-SES-LDR-1100 |  | Ladder |  | LDR | http://www.toronto.ca/TWONTO#00457
| TAB-WA2-LDR-1121 | ladder | TAB-SES-LDR-1100 |  | Ladder |  | LDR | http://www.toronto.ca/TWONTO#00457
| TAB-WA2-LDR-1122 | ladder | TAB-SES-LDR-1100 |  | Ladder |  | LDR | http://www.toronto.ca/TWONTO#00457
| TAB-WA2-LDR-1123 | ladder | TAB-SES-LDR-1100 |  | Ladder |  | LDR | http://www.toronto.ca/TWONTO#00457
| TAB-WA2-LDR-1127 | ladder | TAB-SES-LDR-1100 |  | Ladder |  | LDR | http://www.toronto.ca/TWONTO#00457
| TNT-WA9-LDR-1401 | Ladder | TNT-WA9-LDR |  | Ladder |  | LDR | http://www.toronto.ca/TWONTO#00457
| TNT-WA9-LDR-1402 | Ladder | TNT-WA9-LDR |  | Ladder |  | LDR | http://www.toronto.ca/TWONTO#00457
| TNT-WA9-LDR-1403 | Ladder | TNT-WA9-LDR |  | Ladder |  | LDR | http://www.toronto.ca/TWONTO#00457
| TNT-WA9-LDR-1404 | Ladder | TNT-WA9-LDR |  | Ladder |  | LDR | http://www.toronto.ca/TWONTO#00457
| TNT-WA9-LDR-1406 | Ladder | TNT-WA9-LDR |  | Ladder |  | LDR | http://www.toronto.ca/TWONTO#00457
| TNT-WA9-LDR-1410 | Ladder | TNT-WA9-LDR |  | Ladder |  | LDR | http://www.toronto.ca/TWONTO#00457
| TNT-WA9-LDR-1412 | Ladder | TNT-WA9-LDR |  | Ladder |  | LDR | http://www.toronto.ca/TWONTO#00457
| TNT-WA9-LDR-1413 | Ladder | TNT-WA9-LDR |  | Ladder |  | LDR | http://www.toronto.ca/TWONTO#00457
| TNT-WA9-LDR-1415 | Ladder | TNT-WA9-LDR |  | Ladder |  | LDR | http://www.toronto.ca/TWONTO#00457
| TNT-WA9-LDR-1416 | Ladder | TNT-WA9-LDR |  | Ladder |  | LDR | http://www.toronto.ca/TWONTO#00457
| TNT-WA9-LDR-1418 | Ladder | TNT-WA9-LDR |  | Ladder |  | LDR | http://www.toronto.ca/TWONTO#00457
| TNT-WA9-LDR-1420 | Ladder | TNT-WA9-LDR |  | Ladder |  | LDR | http://www.toronto.ca/TWONTO#00457
| TNT-WA9-LDR-1421 | Ladder | TNT-WA9-LDR |  | Ladder |  | LDR | http://www.toronto.ca/TWONTO#00457
| TNT-WA9-LDR-1422 | Ladder | TNT-WA9-LDR |  | Ladder |  | LDR | http://www.toronto.ca/TWONTO#00457
| THR-GRK-LAD-0044 | Ladder, 8Ft,Step,HPBB | THR-GRK-GQ-WA3 |  | Ladder |  | LAD | http://www.toronto.ca/TWONTO#00585
| THR-GRK-LAD-0025 | Ladder, Access with Adjustable Platform 2.3 Meter, VRS Giraffe- Headhouse | THR-GRK-GQ-WA2 |  | Ladder |  | LAD | http://www.toronto.ca/TWONTO#00457
| THR-GRK-LAD-0045 | Ladder, 10 Ft,Step,HPBB | THR-GRK-GQ-WA3 |  | Ladder |  | LAD | http://www.toronto.ca/TWONTO#00585
| THR-GRK-LAD-0006 | Ladder, 10 ft. Step, Fiberglass, Headhouse | THR-GRK-GQ-WA2 |  | Ladder |  | LAD | http://www.toronto.ca/TWONTO#00585
| THR-GRK-LAD-0046 | Ladder, 12 Ft,Step,HPBB | THR-GRK-GQ-WA3 |  | Ladder |  | LAD | http://www.toronto.ca/TWONTO#00585
| THR-GRK-LAD-0004A | Ladder, 12 ft. Step, Pumping Station | THR-GRK-GQ-WA2 |  | Ladder |  | LAD | http://www.toronto.ca/TWONTO#00585
| THR-GRK-LAD-0028 | Ladder, 12 ft. Step, Pumping Station | THR-GRK-GQ-WA2 |  | Ladder |  | LAD | http://www.toronto.ca/TWONTO#00585
| THR-GRK-LAD-0029 | Ladder, 12 ft. Step, Pumping Station#2 | THR-GRK-GQ-WA2 |  | Ladder |  | LAD | http://www.toronto.ca/TWONTO#00585
| THR-GRK-LAD-0003 | Ladder, 16 ft. Extension, Aluminum, Headhouse | THR-GRK-GQ-WA2 |  | Ladder |  | LAD | http://www.toronto.ca/TWONTO#00457
| THR-GRK-LAD-0013 | Ladder, 2 Ft,Voertex,Headhouse | THR-GRK-GQ-WA2 |  | Ladder |  | LAD | http://www.toronto.ca/TWONTO#00457
| THR-GRK-LAD-0023 | Ladder, 2 ft. Step, Fiberglass, Grit Building | THR-GRK-GQ-WA2 |  | Ladder |  | LAD | http://www.toronto.ca/TWONTO#00585
| THR-GRK-LAD-0001 | Ladder, 20 ft. Extension, Aluminum, Primary Tanks | THR-GRK-GQ-WA2 |  | Ladder |  | LAD | http://www.toronto.ca/TWONTO#00457
| THR-GRK-LAD-0027 | Ladder, 20 ft. Extension, Fiberglass, Headhouse | THR-GRK-GQ-WA2 |  | Ladder |  | LAD | http://www.toronto.ca/TWONTO#00457
| THR-GRK-LAD-0043 | Ladder, 26". Step, Aluminium, Bar Screen Conveyors Area. | THR-GRK-GQ-WA2 |  | Ladder |  | LAD | http://www.toronto.ca/TWONTO#00585
| THR-GRK-LAD-0042 | Ladder, 26". Step, Aluminium, Bar Screen Conveyors Area. | THR-GRK-GQ-WA2 |  | Ladder |  | LAD | http://www.toronto.ca/TWONTO#00585
| THR-GRK-LAD-0037 | Ladder, 3 ft. Step, Fiberglass, Grit Bldg. | THR-GRK-GQ-WA2 |  | Ladder |  | LAD | http://www.toronto.ca/TWONTO#00585
| THR-GRK-LAD-0038 | Ladder, 3 ft. Step, Fiberglass, Grit Bldg. | THR-GRK-GQ-WA2 |  | Ladder |  | LAD | http://www.toronto.ca/TWONTO#00585
| THR-GRK-LAD-0030 | Ladder, 32 Ft,Vortex,Headhouse | THR-GRK-GQ-WA2 |  | Ladder |  | LAD | http://www.toronto.ca/TWONTO#00457
| THR-GRK-LAD-0002 | Ladder, 32 ft. Extension, Fiberglass, North Grit | THR-GRK-GQ-WA2 |  | Ladder |  | LAD | http://www.toronto.ca/TWONTO#00457
| THR-GRK-LAD-0026 | Ladder, 4 ft. Step 300 LB, Fiberglass, Screening Trailer | THR-GRK-GQ-WA2 |  | Ladder |  | LAD | http://www.toronto.ca/TWONTO#00585
| THR-GRK-LAD-0024 | Ladder, 4 ft. Step, Fiberglass, South Pumping Station | THR-GRK-GQ-WA2 |  | Ladder |  | LAD | http://www.toronto.ca/TWONTO#00585
| THR-GRK-LAD-0034 | Ladder, 6 Ft,Step,North Cage | THR-GRK-GQ-WA2 |  | Ladder |  | LAD | http://www.toronto.ca/TWONTO#00585
| THR-GRK-LAD-0036 | Ladder, 6 Ft,Step,North Cage | THR-GRK-GQ-WA2 |  | Ladder |  | LAD | http://www.toronto.ca/TWONTO#00585
| THR-GRK-LAD-0010 | Ladder, 6 ft. Step, Fiberglass, Screening Trailer | THR-GRK-GQ-WA2 |  | Ladder |  | LAD | http://www.toronto.ca/TWONTO#00585
| THR-GRK-LAD-0009 | Ladder, 6 ft. Step, Fiberglass, South Cage | THR-GRK-GQ-WA2 |  | Ladder |  | LAD | http://www.toronto.ca/TWONTO#00585
| THR-GRK-LAD-0011 | Ladder, 6 ft. Step, Fiberglass, Headhouse | THR-GRK-GQ-WA2 |  | Ladder |  | LAD | http://www.toronto.ca/TWONTO#00585
| THR-GRK-LAD-0031 | Ladder, 8 Ft,Ext./Step,Screening Trailer | THR-GRK-GQ-WA2 |  | Ladder |  | LAD | http://www.toronto.ca/TWONTO#00585
| THR-GRK-LAD-0032 | Ladder, 8 Ft,Step,North Cage | THR-GRK-GQ-WA2 |  | Ladder |  | LAD | http://www.toronto.ca/TWONTO#00585
| THR-GRK-LAD-0033 | Ladder, 8 Ft,Step,North Cage | THR-GRK-GQ-WA2 |  | Ladder |  | LAD | http://www.toronto.ca/TWONTO#00585
| THR-GRK-LAD-0035 | Ladder, 8 Ft,Step,South Primary | THR-GRK-GQ-WA2 |  | Ladder |  | LAD | http://www.toronto.ca/TWONTO#00585
| FCL-SES-LAD-0001 | Ladder, 8 ft. Step, Fiberglass, Headhouse | FCL-GRK-ACCESSLADDER |  | Ladder |  | LAD | http://www.toronto.ca/TWONTO#00585
| FCL-SES-LAD-0001 | Ladder, 8 ft. Step, Fiberglass, Headhouse | FCL-SES |  | Ladder |  | LAD | http://www.toronto.ca/TWONTO#00585
| THR-GRK-LAD-0007 | Ladder, 8 ft. Step, Fiberglass, Headhouse | THR-GRK-GQ-WA2 |  | Ladder |  | LAD | http://www.toronto.ca/TWONTO#00585
| THR-GRK-LAD-0008 | Ladder, 8 ft. Step, Fiberglass, Headhouse | THR-GRK-GQ-WA2 |  | Ladder |  | LAD | http://www.toronto.ca/TWONTO#00585
| THR-GRK-LAD-0005 | Ladder, 8 ft. Step, Fiberglass, Headhouse | THR-GRK-GQ-WA2 |  | Ladder |  | LAD | http://www.toronto.ca/TWONTO#00585
| TAB-WA3-LDR-0017 | Ladder, Fibreglass 10 ft., 4th Floor, Featherlite 6910 | TAB-DEW-SQ-LADDERS |  | Ladder |  | LDR | http://www.toronto.ca/TWONTO#00457
| TAB-WA3-LDR-0018 | Ladder, Fibreglass 10 ft., Basement, Werner BON-L | TAB-DEW-SQ-LADDERS |  | Ladder |  | LDR | http://www.toronto.ca/TWONTO#00457
| TAB-WA3-LDR-0019 | Ladder, Fibreglass 12 ft., 4th Floor, Werner | TAB-DEW-SQ-LADDERS |  | Ladder |  | LDR | http://www.toronto.ca/TWONTO#00457
| TAB-WA3-LDR-0020 | Ladder, Fibreglass 12 ft., Basement Featherlite | TAB-DEW-SQ-LADDERS |  | Ladder |  | LDR | http://www.toronto.ca/TWONTO#00457
| TAB-WA3-LDR-0022 | Ladder, Fibreglass 14 ft., Basement Featherlite | TAB-DEW-SQ-LADDERS |  | Ladder |  | LDR | http://www.toronto.ca/TWONTO#00457
| TAB-WA3-LDR-0021 | Ladder, Fibreglass 14 ft., Basement Louisville | TAB-DEW-SQ-LADDERS |  | Ladder |  | LDR | http://www.toronto.ca/TWONTO#00457
| TAB-WA3-LDR-0023 | Ladder, Fibreglass 28 ft., Basement Louisville FE4238H8 | TAB-DEW-SQ-LADDERS |  | Ladder |  | LDR | http://www.toronto.ca/TWONTO#00457
| TAB-WA3-LDR-0024 | Ladder, Fibreglass 28 ft., Basement Louisville FE4238H8 | TAB-DEW-SQ-LADDERS |  | Ladder |  | LDR | http://www.toronto.ca/TWONTO#00457
| TAB-WA3-LDR-0010 | Ladder, Fibreglass 4 ft., 4th Floor, Werner PD6204CA | TAB-DEW-SQ-LADDERS |  | Ladder |  | LDR | http://www.toronto.ca/TWONTO#00457
| TAB-WA3-LDR-0025 | Ladder, Fibreglass 40 ft., 4th Floor Feather Lite | TAB-DEW-SQ-LADDERS |  | Ladder |  | LDR | http://www.toronto.ca/TWONTO#00457
| TAB-WA3-LDR-0003 | Ladder, Fibreglass 6 ft., 2nd floor, Featherlite | TAB-DEW-SQ-LADDERS |  | Ladder |  | LDR | http://www.toronto.ca/TWONTO#00457
| TAB-WA3-LDR-0004 | Ladder, Fibreglass 6 ft., 2nd floor, Louisville | TAB-DEW-SQ-LADDERS |  | Ladder |  | LDR | http://www.toronto.ca/TWONTO#00457
| TAB-WA3-LDR-0005 | Ladder, Fibreglass 6 ft., 2nd floor, Louisville (CrossXtep) | TAB-DEW-SQ-LADDERS |  | Ladder |  | LDR | http://www.toronto.ca/TWONTO#00457
| TAB-WA3-LDR-0001 | Ladder, Fibreglass 6 ft., 3rd floor | TAB-DEW-SQ-0010 |  | Ladder |  | LDR | http://www.toronto.ca/TWONTO#00457
| TAB-WA3-LDR-0001 | Ladder, Fibreglass 6 ft., 3rd floor | TAB-DEW-SQ-LADDERS |  | Ladder |  | LDR | http://www.toronto.ca/TWONTO#00457
| TAB-WA3-LDR-0002 | Ladder, Fibreglass 6 ft., 3rd floor | TAB-DEW-SQ-LADDERS |  | Ladder |  | LDR | http://www.toronto.ca/TWONTO#00457
| TAB-WA3-LDR-0006 | Ladder, Fibreglass 6 ft., Basement, Louisville (CrossXtep) | TAB-DEW-SQ-LADDERS |  | Ladder |  | LDR | http://www.toronto.ca/TWONTO#00457
| TAB-WA3-LDR-0009 | Ladder, Fibreglass 6 ft., Basement, Werner | TAB-DEW-SQ-LADDERS |  | Ladder |  | LDR | http://www.toronto.ca/TWONTO#00457
| TAB-WA3-LDR-0008 | Ladder, Fibreglass 6 ft., Basement, Werner | TAB-DEW-SQ-LADDERS |  | Ladder |  | LDR | http://www.toronto.ca/TWONTO#00457
| TAB-WA3-LDR-0007 | Ladder, Fibreglass 6 ft., Basement, Werner PD6206CA | TAB-DEW-SQ-LADDERS |  | Ladder |  | LDR | http://www.toronto.ca/TWONTO#00457
| TAB-WA4-LDR-0001 | Ladder, Fibreglass 6 ft., Chlorine Bldg. | TAB-SLO-SES |  | Ladder |  | LDR | http://www.toronto.ca/TWONTO#00457
| TAB-WA4-LDR-0005 | Ladder, Fibreglass 6 ft., Incineratot Bldg. 1st Floor | TAB-SLO-SES |  | Ladder |  | LDR | http://www.toronto.ca/TWONTO#00457
| TAB-WA4-LDR-0006 | Ladder, Fibreglass 6 ft., Incineratot Bldg. 1st Floor | TAB-SLO-SES |  | Ladder |  | LDR | http://www.toronto.ca/TWONTO#00457
| TAB-WA4-LDR-0007 | Ladder, Fibreglass 6 ft., Incineratot Bldg., Electrical Room | TAB-SLO-SES |  | Ladder |  | LDR | http://www.toronto.ca/TWONTO#00457
| TAB-WA4-LDR-0003 | Ladder, Fibreglass 6 ft., Silo Bldg. , 2nd Floor | TAB-SLO-SES |  | Ladder |  | LDR | http://www.toronto.ca/TWONTO#00457
| TAB-WA4-LDR-0002 | Ladder, Fibreglass 6 ft., Silo Bldg. , Basement | TAB-SLO-SES |  | Ladder |  | LDR | http://www.toronto.ca/TWONTO#00457
| TAB-WA4-LDR-0004 | Ladder, Fibreglass 6 ft., TLF Workshop | TAB-SLO-SES |  | Ladder |  | LDR | http://www.toronto.ca/TWONTO#00457
| TAB-WA3-LDR-0012 | Ladder, Fibreglass 8 ft., 3rd Floor, Werner BON-L | TAB-DEW-SQ-LADDERS |  | Ladder |  | LDR | http://www.toronto.ca/TWONTO#00457
| TAB-WA3-LDR-0011 | Ladder, Fibreglass 8 ft., 4th Floor, Werner 7408 | TAB-DEW-SQ-LADDERS |  | Ladder |  | LDR | http://www.toronto.ca/TWONTO#00457
| TAB-WA3-LDR-0015 | Ladder, Fibreglass 8 ft., Basement, Featherlite | TAB-DEW-SQ-LADDERS |  | Ladder |  | LDR | http://www.toronto.ca/TWONTO#00457
| TAB-WA3-LDR-0016 | Ladder, Fibreglass 8 ft., Basement, Featherlite | TAB-DEW-SQ-LADDERS |  | Ladder |  | LDR | http://www.toronto.ca/TWONTO#00457
| TAB-WA3-LDR-0014 | Ladder, Fibreglass 8 ft., Basement, Louisville | TAB-DEW-SQ-LADDERS |  | Ladder |  | LDR | http://www.toronto.ca/TWONTO#00457
| TAB-WA3-LDR-0013 | Ladder, Fibreglass 8 ft., Basement, Werner | TAB-DEW-SQ-LADDERS |  | Ladder |  | LDR | http://www.toronto.ca/TWONTO#00457
| TAB-WA4-LDR-0008 | Ladder, Fibreglass 8 ft., Incineratot Bldg., 1st Floor | TAB-SLO-SES |  | Ladder |  | LDR | http://www.toronto.ca/TWONTO#00457
| TAB-WA4-LDR-0010 | Ladder, Fibreglass 8 ft., Pigeon Alley Storage | TAB-SLO-SES |  | Ladder |  | LDR | http://www.toronto.ca/TWONTO#00457
| TAB-WA4-LDR-0009 | Ladder, Fibreglass 8 ft., Silo Bldg. Basement | TAB-SLO-SES |  | Ladder |  | LDR | http://www.toronto.ca/TWONTO#00457
| TAB-WA4-LDR-0012 | Ladder, Fibreglass, Featherlite 8 ft., Chlorine Bldg. Scrubber | TAB-SLO-SES |  | Ladder |  | LDR | http://www.toronto.ca/TWONTO#00457
| TAB-WA4-LDR-0011 | Ladder, Fibreglass, Featherlite 8 ft., Silo Bldg. 4th Floor | TAB-SLO-SES |  | Ladder |  | LDR | http://www.toronto.ca/TWONTO#00457
| TAB-WA4-LDR-0016 | Ladder, Fibreglass, Louisville 12 ft., TLF Workshop | TAB-SLO-SES |  | Ladder |  | LDR | http://www.toronto.ca/TWONTO#00457
| TAB-WA4-LDR-0015 | Ladder, Fibreglass, Louisville 12 ft.,Incinerator Bldg., 1st Floor | TAB-SLO-SES |  | Ladder |  | LDR | http://www.toronto.ca/TWONTO#00457
| TAB-WA4-LDR-0014 | Ladder, Fibreglass, Louisville 12 ft.,Silo Bldg., 4th Floor | TAB-SLO-SES |  | Ladder |  | LDR | http://www.toronto.ca/TWONTO#00457
| TAB-WA4-LDR-0013 | Ladder, Fibreglass, Louisville 8 ft.,Silo Bldg., 4th Floor | TAB-SLO-SES |  | Ladder |  | LDR | http://www.toronto.ca/TWONTO#00457
| THR-GRK-LAD-WA2 | Ladder, Portable, WA2 | THR-GRK-GQ-WA2 |  | Ladder |  | LAD | http://www.toronto.ca/TWONTO#00585
| THR-GRK-LAD-WA3 | Ladder, Portable, WA3 | THR-GRK-GQ-WA3 |  | Ladder |  | LAD | http://www.toronto.ca/TWONTO#00585
| THR-GRK-LAD-0014 | Ladder, Rolling Step, Steel 144 Inches, Headhouse | THR-GRK-GQ-WA2 |  | Ladder |  | LAD | http://www.toronto.ca/TWONTO#00585
| THR-GRK-LAD-0041 | Ladder, Rolling Step, Steel 153 Inches, Headhouse | THR-GRK-GQ-WA2 |  | Ladder |  | LAD | http://www.toronto.ca/TWONTO#00585
| THR-GRK-LAD-0040 | Ladder, Rolling Step, Steel 45 Inches, Headhouse | THR-GRK-GQ-WA2 |  | Ladder |  | LAD | http://www.toronto.ca/TWONTO#00585
| THR-GRK-LAD-0019 | Ladder, Rolling Step, Steel 72 Inches, Headhouse | THR-GRK-GQ-WA2 |  | Ladder |  | LAD | http://www.toronto.ca/TWONTO#00585
| THR-GRK-LAD-0020 | Ladder, Rolling Step, Steel 72 Inches, Headhouse | THR-GRK-GQ-WA2 |  | Ladder |  | LAD | http://www.toronto.ca/TWONTO#00585
| THR-GRK-LAD-0015 | Ladder, Rolling Step, Steel 90 Inches, Headhouse | THR-GRK-GQ-WA2 |  | Ladder |  | LAD | http://www.toronto.ca/TWONTO#00585
| THR-GRK-LAD-0017 | Ladder, Rolling Step, Steel 90 Inches, North Grit | THR-GRK-GQ-WA2 |  | Ladder |  | LAD | http://www.toronto.ca/TWONTO#00585
| TAB-SES-LDR-1100 | Ladders | TAB-STR-SQ |  | Ladder |  | LDR | http://www.toronto.ca/TWONTO#00457
| LTG17705 | Lighting & Electrical Equipments,Blower Bldg | TAB-STR-STRC | Lighting | Lighting |  |  | http://www.toronto.ca/TWONTO#00260
| LTG17702 | Lighting D Bldg | TAB-PRM-ELQ | Lighting | Lighting |  |  | http://www.toronto.ca/TWONTO#OWLClass_bf4a19ed_88a8_4fe8_b294_bb31702c646f
| LTG17702 | Lighting D Bldg | TAB-SUSPENDED ENTITY | Lighting | Lighting |  |  | http://www.toronto.ca/TWONTO#OWLClass_bf4a19ed_88a8_4fe8_b294_bb31702c646f
| LTG17698 | Lighting M Bldg | TAB-RSP-ELQ-M | Lighting | Lighting |  |  | http://www.toronto.ca/TWONTO#OWLClass_bf4a19ed_88a8_4fe8_b294_bb31702c646f
| LTG17698 | Lighting M Bldg | TAB-SUSPENDED ENTITY | Lighting | Lighting |  |  | http://www.toronto.ca/TWONTO#OWLClass_bf4a19ed_88a8_4fe8_b294_bb31702c646f
| LTG17703 | Lighting Old PS | TAB-PRM-ELQ-OPS | Lighting | Lighting |  |  | http://www.toronto.ca/TWONTO#OWLClass_bf4a19ed_88a8_4fe8_b294_bb31702c646f
| LTG17703 | Lighting Old PS | TAB-SUSPENDED ENTITY | Lighting | Lighting |  |  | http://www.toronto.ca/TWONTO#OWLClass_bf4a19ed_88a8_4fe8_b294_bb31702c646f
| LTG17704 | Lighting P Bldg | TAB-PRM-SQ-P | Lighting | Lighting |  |  | http://www.toronto.ca/TWONTO#OWLClass_bf4a19ed_88a8_4fe8_b294_bb31702c646f
| LTG18047 | Lighting Quad House | TAB-AER-OZ-ELQ | Lighting | Lighting |  |  | http://www.toronto.ca/TWONTO#OWLClass_bf4a19ed_88a8_4fe8_b294_bb31702c646f
| THR-ELS-DIG-0010 | Lighting System, T10 Digesters | THR-ELS-LTG-DIG | Lighting,General | Lighting |  | DIG | http://www.toronto.ca/TWONTO#OWLClass_bf4a19ed_88a8_4fe8_b294_bb31702c646f
| THR-ELS-STB-0011 | Lighting System, T11 Sludge Thickening Building | THR-ELS-LTG-STB | Lighting,General | Lighting |  | STB | http://www.toronto.ca/TWONTO#OWLClass_bf4a19ed_88a8_4fe8_b294_bb31702c646f
| THR-ELS-GRIT-0012 | Lighting System, T12 Grit Building & North Primary Galleries | THR-ELS-LTG-GRIT | Lighting,General | Lighting |  | GRIT | http://www.toronto.ca/TWONTO#OWLClass_bf4a19ed_88a8_4fe8_b294_bb31702c646f
| THR-ELS-PRM-0012 | Lighting System, T12 Primary Stations South | THR-ELS-LTG-PRM | Lighting,General | Lighting |  | PRM | http://www.toronto.ca/TWONTO#OWLClass_bf4a19ed_88a8_4fe8_b294_bb31702c646f
| THR-ELS-FST-0013 | Lighting System, T13 Final Sedimentation Tanks 1 - 4 | THR-ELS-LTG-FST | Lighting,General | Lighting |  | FST | http://www.toronto.ca/TWONTO#OWLClass_bf4a19ed_88a8_4fe8_b294_bb31702c646f
| THR-ELS-AER-0014NS | Lighting System, T14 North | THR-ELS-LTG-AER | Lighting,General | Lighting |  | AER | http://www.toronto.ca/TWONTO#OWLClass_bf4a19ed_88a8_4fe8_b294_bb31702c646f
| THR-ELS-AER-0014S | Lighting System, T14 South | THR-ELS-LTG-AER | Lighting,General | Lighting |  | AER | http://www.toronto.ca/TWONTO#OWLClass_bf4a19ed_88a8_4fe8_b294_bb31702c646f
| THR-ELS-FST-0015 | Lighting System, T15 Final Sedimentation Tanks 5 - 8 | THR-ELS-LTG-FST | Lighting,General | Lighting |  | FST | http://www.toronto.ca/TWONTO#OWLClass_bf4a19ed_88a8_4fe8_b294_bb31702c646f
| THR-ELS-AER-0016 | Lighting System, T16 Aeration Tanks 6 - 8 | THR-ELS-LTG-AER | Lighting,General | Lighting |  | AER | http://www.toronto.ca/TWONTO#OWLClass_bf4a19ed_88a8_4fe8_b294_bb31702c646f
| THR-ELS-AER-0016 | Lighting System, T16 Aeration Tanks 6 - 8 | THR-ELS-LTG-FST | Lighting,General | Lighting |  | AER | http://www.toronto.ca/TWONTO#OWLClass_bf4a19ed_88a8_4fe8_b294_bb31702c646f
| THR-ELS-AER-0017 | Lighting System, T17 West | THR-ELS-LTG-AER | Lighting,General | Lighting |  | AER | http://www.toronto.ca/TWONTO#OWLClass_bf4a19ed_88a8_4fe8_b294_bb31702c646f
| THR-ELS-ADM-0017 | Lighting System, T17, East | THR-ELS-LTG-ADM | Lighting,General | Lighting |  | ADM | http://www.toronto.ca/TWONTO#OWLClass_bf4a19ed_88a8_4fe8_b294_bb31702c646f
| THR-ELS-FST-0018 | Lighting System, T18 Final Sedimentation Tanks 16 - 21 | THR-ELS-LTG-FST | Lighting,General | Lighting |  | FST | http://www.toronto.ca/TWONTO#OWLClass_bf4a19ed_88a8_4fe8_b294_bb31702c646f
| THR-ELS-FST-0019 | Lighting System, T19 Final Sedimentation Tanks 9 - 12 | THR-ELS-LTG-FST | Lighting,General | Lighting |  | FST | http://www.toronto.ca/TWONTO#OWLClass_bf4a19ed_88a8_4fe8_b294_bb31702c646f
| THR-ELS-FST-0020 | Lighting System, T20 Final Sedimentation Tanks 9 & 11 | THR-ELS-LTG-FST | Lighting,General | Lighting |  | FST | http://www.toronto.ca/TWONTO#OWLClass_bf4a19ed_88a8_4fe8_b294_bb31702c646f
| THR-ELS-FST-0020A | Lighting System, T20A Final Sedimentation Tanks 1, 3, 5 & 7 | THR-ELS-LTG-FST | Lighting,General | Lighting |  | FST | http://www.toronto.ca/TWONTO#OWLClass_bf4a19ed_88a8_4fe8_b294_bb31702c646f
| THR-ELS-FST-0021 | Lighting System, T21 Final Sedimentation Tanks 13 - 15 | THR-ELS-LTG-FST | Lighting,General | Lighting |  | FST | http://www.toronto.ca/TWONTO#OWLClass_bf4a19ed_88a8_4fe8_b294_bb31702c646f
| THR-ELS-FST-0023 | Lighting System, T23 Final Sedimentation Tanks 16 & 19 | THR-ELS-LTG-FST | Lighting,General | Lighting |  | FST | http://www.toronto.ca/TWONTO#OWLClass_bf4a19ed_88a8_4fe8_b294_bb31702c646f
| LTG50747 | Lighting, Boiler Rms/Z Bldg | TAB-WA6 | Lighting | Lighting |  |  | http://www.toronto.ca/TWONTO#OWLClass_bf4a19ed_88a8_4fe8_b294_bb31702c646f
| LTG18423 | Lighting, Flotation/Z Bldg | TAB-THK-STRC | Lighting | Lighting |  |  | http://www.toronto.ca/TWONTO#OWLClass_bf4a19ed_88a8_4fe8_b294_bb31702c646f
| LTG18415 | Lighting, Old Biosolids Bldg | TAB-SLO-STRC-OBS | Lighting | Lighting |  |  | http://www.toronto.ca/TWONTO#OWLClass_bf4a19ed_88a8_4fe8_b294_bb31702c646f
| LTG18395 | Lighting, Pelletizer Bldg | TAB-SLD-STRC | Lighting | Lighting |  |  | http://www.toronto.ca/TWONTO#OWLClass_bf4a19ed_88a8_4fe8_b294_bb31702c646f
| LTG18405 | Lighting, Truck Loading Facility | TAB-SLO-STRC-TLF | Lighting | Lighting |  |  | http://www.toronto.ca/TWONTO#OWLClass_bf4a19ed_88a8_4fe8_b294_bb31702c646f
| LTG18414 | Lighting, Biosolids Silo Bldg | TAB-SLO-STRC-BS | Lighting | Lighting |  |  | http://www.toronto.ca/TWONTO#OWLClass_bf4a19ed_88a8_4fe8_b294_bb31702c646f
| LTG17699 | Lighting, D Bldg Prelim Treatment | TAB-PLT-ELQ-D | Lighting | Lighting |  |  | http://www.toronto.ca/TWONTO#OWLClass_bf4a19ed_88a8_4fe8_b294_bb31702c646f
| LTG18484 | Lighting, Dig Tanks 19-22 | TAB-DIG-STRC-19-22 | Lighting | Lighting |  |  | http://www.toronto.ca/TWONTO#OWLClass_bf4a19ed_88a8_4fe8_b294_bb31702c646f
| LTG18480 | Lighting, Dig. Pipe Gallery | TAB-DIG-STRC | Lighting | Lighting |  |  | http://www.toronto.ca/TWONTO#OWLClass_bf4a19ed_88a8_4fe8_b294_bb31702c646f
| LTG18481 | Lighting, Dig. Tanks 5-8 | TAB-DIG-STRC-T5-8 | Lighting | Lighting |  |  | http://www.toronto.ca/TWONTO#OWLClass_bf4a19ed_88a8_4fe8_b294_bb31702c646f
| TAB-RSP-LGT-0001 | Lighting, Emergency, M Bldg | TAB-RSP-STRC-M |  | Lighting |  | LGT | http://www.toronto.ca/TWONTO#00260
| TAB-RSP-LGT-0001 | Lighting, Emergency, M Bldg | TAB-SUSPENDED ENTITY |  | Lighting |  | LGT | http://www.toronto.ca/TWONTO#00260
| TAB-RSP-LGT-0002 | Lighting, Emergency, T Bldg | TAB-RSP-STRC-M |  | Lighting |  | LGT | http://www.toronto.ca/TWONTO#00260
| TAB-RSP-LGT-0002 | Lighting, Emergency, T Bldg | TAB-RSP-STRC-T |  | Lighting |  | LGT | http://www.toronto.ca/TWONTO#00260
| TAB-RSP-LGT-0002 | Lighting, Emergency, T Bldg | TAB-SUSPENDED ENTITY |  | Lighting |  | LGT | http://www.toronto.ca/TWONTO#00260
| LTG18044 | Lighting, Exterior, Aeration Tanks | TAB-AER-ELQ | Lighting | Lighting |  |  | http://www.toronto.ca/TWONTO#OWLClass_bf4a19ed_88a8_4fe8_b294_bb31702c646f
| LTG18045 | Lighting, Exterior, Final Tanks | TAB-STR2-STRC | Lighting | Lighting |  |  | http://www.toronto.ca/TWONTO#OWLClass_bf4a19ed_88a8_4fe8_b294_bb31702c646f
| LTG18534 | Lighting, incl Emerg, Exit Signs Gas Control Bldg. | TAB-GAS-ELS | Lighting | Lighting |  |  | http://www.toronto.ca/TWONTO#00260
| LTG18373 | Lighting, incl Emerg, Exit Signs, Auxiliary Bldg | TAB-AUX-STRC | Lighting | Lighting |  |  | http://www.toronto.ca/TWONTO#00260
| LTG18546 | Lighting, incl Emerg, Exit Signs, North Substation | TAB-ELS-STRC-N | Lighting | Lighting |  |  | http://www.toronto.ca/TWONTO#00260
| LTG18547 | Lighting, incl Emerg, Exit Signs, Seawall Substation | TAB-ELS-STRC-SW | Lighting | Lighting |  |  | http://www.toronto.ca/TWONTO#00260
| LTG18548 | Lighting, incl Emerg, Exit Signs, South Substation | TAB-ELS-STRC-S | Lighting | Lighting |  |  | http://www.toronto.ca/TWONTO#00260
| LTG18509 | Lighting, iOld Admin Bldg | TAB-ADM-STRC | Lighting | Lighting |  |  | http://www.toronto.ca/TWONTO#OWLClass_bf4a19ed_88a8_4fe8_b294_bb31702c646f
| LTG17709 | Lighting, South Training Bldg | TAB-ELS | Lighting | Lighting |  |  | http://www.toronto.ca/TWONTO#OWLClass_bf4a19ed_88a8_4fe8_b294_bb31702c646f
| LTG17701 | Lighting, Street, TABWA7 | TAB-ELS | Lighting | Lighting |  |  | http://www.toronto.ca/TWONTO#OWLClass_bf4a19ed_88a8_4fe8_b294_bb31702c646f
| LTG18146 | Lighting, T Bldg | TAB-RSP-ELQ | Lighting | Lighting |  |  | http://www.toronto.ca/TWONTO#OWLClass_bf4a19ed_88a8_4fe8_b294_bb31702c646f
| LTG18483 | Lighting,, Dig Tanks 13-16 | TAB-DIG-STRC-T13-16 | Lighting | Lighting |  |  | http://www.toronto.ca/TWONTO#OWLClass_bf4a19ed_88a8_4fe8_b294_bb31702c646f
| LTG18482 | Lighting,, Dig Tanks 9-12 | TAB-DIG-STRC-T9-12 | Lighting | Lighting |  |  | http://www.toronto.ca/TWONTO#OWLClass_bf4a19ed_88a8_4fe8_b294_bb31702c646f
| LTG18061 | Lighting,, Dig. Tnks 1-4 | TAB-DIG-STRC-T1-4 | Lighting | Lighting |  |  | http://www.toronto.ca/TWONTO#OWLClass_bf4a19ed_88a8_4fe8_b294_bb31702c646f
| LTG18510 | Lighting,, Machine Shop, Z Building | TAB-ELS | Lighting | Lighting |  |  | http://www.toronto.ca/TWONTO#OWLClass_bf4a19ed_88a8_4fe8_b294_bb31702c646f
| THR-ELS-LTG | Outdoor Lighting System, Plant Wide | THR-ELS | Lighting,General | Lighting |  |  | http://www.toronto.ca/TWONTO#OWLClass_bf4a19ed_88a8_4fe8_b294_bb31702c646f
| LTG-1 | Plant Lighting | TNT-ELS | Lighting,General | Lighting |  |  | http://www.toronto.ca/TWONTO#OWLClass_bf4a19ed_88a8_4fe8_b294_bb31702c646f
| LTG-1 | Plant Lighting | TNT-ELS-LTG | Lighting,General | Lighting |  |  | http://www.toronto.ca/TWONTO#OWLClass_bf4a19ed_88a8_4fe8_b294_bb31702c646f
| FIS-GRK-ELS-0100 | Plant Lighting ,Interior and grounds | FIS-GRK | Lighting | Lighting |  | ELS | http://www.toronto.ca/TWONTO#OWLClass_bf4a19ed_88a8_4fe8_b294_bb31702c646f
| TNT-WA9-LDR | Portable Ladder | TNT-GRK |  | Ladder |  |  | http://www.toronto.ca/TWONTO#00585
| TAB-WA6-LDR-1600 | Portable Ladders | TAB-WA6-SQ |  | Ladder |  | LDR | http://www.toronto.ca/TWONTO#00585
| THR-GRK-LAD-0039 | Scaffolding, Screening Room,Head house | THR-GRK-GQ-WA2 |  | Ladder |  | LAD | http://www.toronto.ca/TWONTO#00664
| THR-GRK-LAD-0047 | Scaffolding, South Aeration Tanks | THR-GRK-GQ-WA4 |  | Ladder |  | LAD | http://www.toronto.ca/TWONTO#00664
| WTR-RST-FALLSEASON | Season,Fall,Virtual | WTR-RST-AUX | Building Service | Peripheral |  |  | x
| WTR-RST-SPRINGSEASON | Season,Spring,Virtual | WTR-RST-AUX | Building Service | Peripheral |  |  | x
| TAB-WA6-LDR-1613 | Step Ladder | TAB-WA6-LDR-1600 |  | Ladder |  | LDR | http://www.toronto.ca/TWONTO#00585
| TAB-WA1-LDR-1333 | Step Ladder | TAB-WA1-LDR-1300 |  | Ladder |  | LDR | http://www.toronto.ca/TWONTO#00585
| TAB-WA2-LDR-1118 | Step Ladder | TAB-SES-LDR-1100 |  | Ladder |  | LDR | http://www.toronto.ca/TWONTO#00585
| TAB-WA6-LDR-1604 | Step Ladder | TAB-WA6-LDR-1600 |  | Ladder |  | LDR | http://www.toronto.ca/TWONTO#00585
| TAB-WA6-LDR-1605 | Step Ladder | TAB-WA6-LDR-1600 |  | Ladder |  | LDR | http://www.toronto.ca/TWONTO#00585
| TAB-WA6-LDR-1621 | Step Ladder | TAB-WA6-LDR-1600 |  | Ladder |  | LDR | http://www.toronto.ca/TWONTO#00585
| TAB-WA6-LDR-1624 | Step Ladder | TAB-WA6-LDR-1600 |  | Ladder |  | LDR | http://www.toronto.ca/TWONTO#00585
| TAB-WA6-LDR-1604 | Step Ladder | TAB-WA6-SQ |  | Ladder |  | LDR | http://www.toronto.ca/TWONTO#00585
| TAB-WA6-LDR-1605 | Step Ladder | TAB-WA6-SQ |  | Ladder |  | LDR | http://www.toronto.ca/TWONTO#00585
| TAB-WA6-LDR-1607 | step Ladder | TAB-WA6-LDR-1600 |  | Ladder |  | LDR | http://www.toronto.ca/TWONTO#00585
| TAB-WA6-LDR-1608 | step Ladder | TAB-WA6-LDR-1600 |  | Ladder |  | LDR | http://www.toronto.ca/TWONTO#00585
| TAB-WA6-LDR-1609 | step Ladder | TAB-WA6-LDR-1600 |  | Ladder |  | LDR | http://www.toronto.ca/TWONTO#00585
| TAB-WA6-LDR-1610 | step Ladder | TAB-WA6-LDR-1600 |  | Ladder |  | LDR | http://www.toronto.ca/TWONTO#00585
| TAB-WA6-LDR-1611 | step Ladder | TAB-WA6-LDR-1600 |  | Ladder |  | LDR | http://www.toronto.ca/TWONTO#00585
| TAB-WA6-LDR-1618 | Step Ladder | TAB-WA6-LDR-1600 |  | Ladder |  | LDR | http://www.toronto.ca/TWONTO#00585
| TAB-WA6-LDR-1619 | Step Ladder | TAB-WA6-LDR-1600 |  | Ladder |  | LDR | http://www.toronto.ca/TWONTO#00585
| TAB-WA6-LDR-1620 | Step Ladder | TAB-WA6-LDR-1600 |  | Ladder |  | LDR | http://www.toronto.ca/TWONTO#00585
| TAB-WA6-LDR-1622 | Step Ladder | TAB-WA6-LDR-1600 |  | Ladder |  | LDR | http://www.toronto.ca/TWONTO#00585
| TAB-WA6-LDR-1623 | Step Ladder | TAB-WA6-LDR-1600 |  | Ladder |  | LDR | http://www.toronto.ca/TWONTO#00585
| TAB-WA6-LDR-1625 | Step Ladder | TAB-WA6-LDR-1600 |  | Ladder |  | LDR | http://www.toronto.ca/TWONTO#00585
| TAB-WA1-LDR-1334 | Step Ladder 6' | TAB-WA1-LDR-1300 |  | Ladder |  | LDR | http://www.toronto.ca/TWONTO#00585
| TAB-WA1-LDR-1335 | Stepladder Item - Platform Stepladder | TAB-WA1-LDR-1300 |  | Ladder |  | LDR | http://www.toronto.ca/TWONTO#00585
| TAB-WA1-LDR-1336 | Stepladder Item -Twin Platform Stepladder | TAB-WA1-LDR-1300 |  | Ladder |  | LDR | http://www.toronto.ca/TWONTO#00585
| FIS-STW | Storm Water | FIS WORK AREA 1 |  |  |  |  | http://www.toronto.ca/TWONTO#00260
| FHA-ELS-ELS-0201 | Support Electrical Systems | FHA-GRK-ELS-0200 | Building Service,Electrical 110 - 220 V | Lighting |  | ELS | http://www.toronto.ca/TWONTO#00260
| WTR-PWT-SW-0002 | Switch, 600V, Local Disconnect, Transformer Room | WTR-PWT-ELS | Switch | Switch |  | SW | http://www.toronto.ca/TWONTO#00594
| WTR-PWT-SW-0003 | Switch, 600V, Local Disconnect, Transformer Room | WTR-PWT-ELS | Switch | Switch |  | SW | http://www.toronto.ca/TWONTO#00594
| WTR-PWT-SW-0005 | Switch, 600V, Local Disconnect, Transformer Room | WTR-PWT-ELS | Switch | Switch |  | SW | http://www.toronto.ca/TWONTO#00594
| WTR-PWT-SW-0008 | Switch, 600V, Local Disconnect, Transformer Room | WTR-PWT-ELS | Switch | Switch |  | SW | http://www.toronto.ca/TWONTO#00594
| TAB-ELS1- LP-2371B-1 | Switch, Elevator Cab Lighting Disconnect, Level 1, 103, Blower Building | TAB-STR-SQ | Switch | Switch |  |  | http://www.toronto.ca/TWONTO#00477
| TAB-THK-T-0002 | Tank, Analyzer | TAB-THK-V-TRANSF | Tank | Tank |  | T | http://www.toronto.ca/TWONTO#00427
| FIS-DCL-T-0401 | Tank, Dechlorination Storage Tank 0401 | FIS-DCL | Tank | Tank |  | T | http://www.toronto.ca/TWONTO#00211
| FIS-DCL-T-0501 | Tank, Dechlorination Storage Tank 0501 | FIS-DCL | Tank | Tank |  | T | http://www.toronto.ca/TWONTO#00211
| FIS-ACC-T-5002 | Tank, Expansion Tank, HVAC System, Ammonia/Fluoride Building | FIS-ACC-T-5001 | Tank | Tank |  | T | http://www.toronto.ca/TWONTO#00427
| FIS-ACC-T-5001 | Tank, Hot Water Tank, HVAC System, Ammonia/Fluoride Building | FIS-ACC-AMFL BUILDING | Tank | Tank |  | T | http://www.toronto.ca/TWONTO#00427
| TAB-ACC-T-3422B | Tank,Non-Pressurized,Glycol, Blower Bldg | TAB-ACC-HE-3421 | Tank,Non-Pressurized | Tank |  | T | http://www.toronto.ca/TWONTO#00427
| TAB-WA1-LDR-1300 | WA1 Ladder | TAB-WA1-SQ |  | Ladder |  | LDR | http://www.toronto.ca/TWONTO#00457
| TAB-ELS-SQ | WA8 Electrical Safety Equipment, Exit Signs, Emergency & Security Lights | TAB-SES-WA8 |  | Lighting |  |  | http://www.toronto.ca/TWONTO#00260
| TAB-ELS-WA8-LTG | WA8 General lighting | TAB-ELS-SQ |  | Lighting |  | WA8 | http://www.toronto.ca/TWONTO#OWLClass_bf4a19ed_88a8_4fe8_b294_bb31702c646f
| TAB-WA2-LDR-1112 | WERNER Fibre glass adder | TAB-SES-LDR-1100 |  | Ladder |  | LDR | http://www.toronto.ca/TWONTO#00457

## Sheet2
Row Labels | Count of Valid_Class
http://www.toronto.ca/TWONTO#00485 | 1
THC-ELS-METR-M859900/012 | 1
http://www.toronto.ca/TWONTO#00486 | 1
THC-ELS-METR-M859900/022 | 1
http://www.toronto.ca/TWONTO#00115 | 1
FHO-LAB-ANL-0018 | 1
http://www.toronto.ca/TWONTO#00493 | 1
TNT-CSO-TJB1 | 1
http://www.toronto.ca/TWONTO#00181 | 1
DOS-YCM-VEH-416001 | 1
http://www.toronto.ca/TWONTO#00647 | 1
FHA-GQ-53791 | 1
http://www.toronto.ca/TWONTO#00802 | 1
THR-FT-P-2755 | 1
http://www.toronto.ca/TWONTO#00680 | 1
FCL-SPC-CPU-0601 | 1
http://www.toronto.ca/TWONTO#00320 | 1
DOS-YCM-VEH-299001 | 1
http://www.toronto.ca/TWONTO#00713 | 1
COE-WA | 1
http://www.toronto.ca/TWONTO#00126 | 1
THC-STW-UV-0001 | 1
http://www.toronto.ca/TWONTO#00729 | 1
WTR-PMI-T-0001 | 1
http://www.toronto.ca/TWONTO#00447 | 2
FIS-AMT-ST-0001 | 1
THC-ACC-AIT-6000 | 1
http://www.toronto.ca/TWONTO#00489 | 2
THR-GRK-MT-5062 | 1
THR-GRK-MT-5237 | 1
http://www.toronto.ca/TWONTO#00408 | 2
FIS-MCS-MT-4508 | 1
THC-GRK-VEH-396094 | 1
http://www.toronto.ca/TWONTO#00815 | 2
THR-PRM-COM-0010 | 1
THR-PRM-COM-0011 | 1
http://www.toronto.ca/TWONTO#00435 | 2
THC-INC-IG-0001 | 1
THC-INC-IG-0002 | 1
http://www.toronto.ca/TWONTO#00152 | 2
FHO-DOZ-EV-0300 | 1
FHO-DOZ-EV-0400 | 1
http://www.toronto.ca/TWONTO#00450 | 2
THC-GRK-COM-0001 | 2
http://www.toronto.ca/TWONTO#00167 | 2
COL-PEV-BAT-0001 | 2
http://www.toronto.ca/TWONTO#00109 | 2
FHO-SES-SQ-CAT900E | 1
FHO-SES-SQ-HVBK1 | 1
http://www.toronto.ca/TWONTO#00246 | 2
FHO-ACC-T-0100 | 1
THC-ACC-T-0117 | 1
http://www.toronto.ca/TWONTO#00125 | 2
TAB-ACC-F-3603 | 1
TAB-ACC-F-3604 | 1
http://www.toronto.ca/TWONTO#00292 | 2
FCL-PAC-DCU-0201 | 1
FCL-PAC-DCU-0301 | 1
http://www.toronto.ca/TWONTO#00529 | 2
THR-GRK-TRL-0001 | 1
THR-GRK-TRL-0002 | 1
http://www.toronto.ca/TWONTO#00373 | 2
FHO-MCS-FTN-EX | 1
FHO-MCS-FTN-IN | 1
http://www.toronto.ca/TWONTO#00538 | 2
FHO-SPC-COM-0001 | 1
TAB-ITS-COM-5601 | 1
http://www.toronto.ca/TWONTO#00156 | 2
THC-INC-LAG-0001 | 1
THC-INC-LAG-0002 | 1
http://www.toronto.ca/TWONTO#00625 | 2
THC-DIS-PDM-0100 | 1
THC-DIS-PDM-0400 | 1
http://www.toronto.ca/TWONTO#00254 | 2
TAB-PLT-DM-0212 | 1
TAB-PLT-MEQ-0123 | 1
http://www.toronto.ca/TWONTO#00638 | 2
TAB-ACC-C-0001 | 1
TAB-ACC-C-0002 | 1
http://www.toronto.ca/TWONTO#00143 | 2
THC-AI-D-7010 | 1
THC-AI-D-7020 | 1
http://www.toronto.ca/TWONTO#00667 | 2
TAB-SLO-CV-0202B | 1
TAB-SLO-CV-0203B | 1
http://www.toronto.ca/TWONTO#00300 | 2
FHA-ELS-PDP-0406 | 1
FHA-ELS-PDP-0407 | 1
http://www.toronto.ca/TWONTO#00779 | 2
THR-GRK-VEH-0002 | 2
http://www.toronto.ca/TWONTO#00200 | 2
THC-DEW-CF-1300/1400 | 1
THC-DEW-CF-1500/1600 | 1
http://www.toronto.ca/TWONTO#00809 | 2
WR291 | 1
WR612 | 1
http://www.toronto.ca/TWONTO#00945 | 3
TAB-CW-FE-2020 | 1
TAB-CW-FE-2045 | 1
TAB-CW-FE-2046 | 1
http://www.toronto.ca/TWONTO#00189 | 3
DOS-DIS-STRA | 1
THC-SM-STRC-0002 | 1
THR-SES-HAZ-WASTE | 1
http://www.toronto.ca/TWONTO#00758 | 3
THC-PRM-CLR-0900SUSP | 1
THC-PRM-CLR-1030SUSP | 1
THC-PRM-CLR-1130SUSP | 1
http://www.toronto.ca/TWONTO#00768 | 3
FCL-ELS-T-0100 | 1
FHO-EPG-T-0001 | 1
WTR-PMI-T-0002 | 1
http://www.toronto.ca/TWONTO#00637 | 3
UE2027 | 1
UE2027C | 1
UE2029C | 1
http://www.toronto.ca/TWONTO#00449 | 3
FHO-DEW-T-0102 | 1
FHO-DEW-T-0103 | 1
TAB-RSP-T-1100 | 1
http://www.toronto.ca/TWONTO#00118 | 3
FHO-LAB-ANL-0005 | 1
FHO-LAB-ANL-0013 | 1
TNT-DIS-METR-0002 | 1
http://www.toronto.ca/TWONTO#00796 | 3
MH3966416293 | 1
MH3966816287 | 1
MH3966816328 | 1
http://www.toronto.ca/TWONTO#00226 | 3
THC-FT-T-PHASE IV-SP | 1
THC-PRM-CLR-0930 | 1
THC-PRM-CLR-1030 | 1
http://www.toronto.ca/TWONTO#00813 | 3
TAB-MCS-SQ-8001 | 1
TAB-MCS-SQ-8002 | 1
TAB-MCS-SQ-8003 | 1
http://www.toronto.ca/TWONTO#00816 | 3
THR-PRM-COM-0901 | 1
THR-PRM-COM-1001 | 1
THR-PRM-COM-1101 | 1
http://www.toronto.ca/TWONTO#00151 | 3
THC-ACC-ALR-0400A | 1
THC-ACC-ALR-0400B | 1
WTR-PSA-YAN-0002 | 1
http://www.toronto.ca/TWONTO#00686 | 4
FHA-AUX-ANL-0010 | 1
FHA-AUX-ANL-0011 | 1
FHO-LAB-ANL-0009 | 1
TAB-SA-AIT-1601 | 1
http://www.toronto.ca/TWONTO#00150 | 4
FCL-PAC-SL-0101 | 1
FCL-PAC-SL-0201 | 1
FCL-PAC-SL-0301 | 1
TAB-SA-T-0001 | 1
http://www.toronto.ca/TWONTO#00533 | 4
TAB-DIS-METR-3009 | 1
TAB-DIS-METR-3018 | 1
TNT-DIS-METR-0001 | 1
TNT-DIS-METR-0004 | 1
http://www.toronto.ca/TWONTO#00534 | 4
FHO-AUX-CAL-GRP1 | 1
FHO-AUX-CAL-GRP2 | 1
FHO-AUX-METR-0003 | 1
FHO-AUX-METR-0004 | 1
http://www.toronto.ca/TWONTO#00789 | 4
WTR-PPD-FE-0101 | 1
WTR-PPD-FE-0201 | 1
WTR-PPD-FE-0301 | 1
WTR-PPD-FE-0401 | 1
http://www.toronto.ca/TWONTO#00718 | 4
THC-ELS-VSS-1322 | 1
THC-ELS-VSS-3801E | 1
THC-ELS-VSS-4001 | 1
THC-ELS-VSS-4002 | 1
http://www.toronto.ca/TWONTO#00427 | 4
TAB-ACC-T-6411 | 1
THC-MCS-HTR-0201 | 1
THR-ACC-HE-4000 | 1
THR-ACC-HE-4500 | 1
http://www.toronto.ca/TWONTO#00622 | 4
TAB-EL3-JRT-1507 | 1
TAB-EL3-JRT-1530 | 1
TAB-EL3-JRT-1550 | 1
TAB-EL3-JRT-1560 | 1
http://www.toronto.ca/TWONTO#00195 | 4
THC-CAP-WA1 | 1
THC-CAP-WA2 | 1
THC-CAP-WA3 | 1
THC-CAP-WA4 | 1
http://www.toronto.ca/TWONTO#00390 | 4
FHO-AUX-CAL-0012 | 1
TAB-ELS-SQ-4000 | 1
TAB-ELS-SQ-4001 | 1
TAB-ELS-SQ-4002 | 1
http://www.toronto.ca/TWONTO#00101 | 4
TAB-SPC-CPU-0060 | 1
TAB-SPC-CPU-0061 | 1
TAB-SPC-CPU-0062 | 1
TAB-SPC-CPU-0063 | 1
http://www.toronto.ca/TWONTO#00305 | 4
STRC-16135 | 1
STRC-16136 | 1
WTR-RLL-T-0002 | 1
WTR-RRG-T-0002 | 1
http://www.toronto.ca/TWONTO#00655 | 4
FCL-CLA-RD-0101 | 1
FCL-CLA-RD-0201 | 1
FCL-CLB-RD-0101 | 1
FCL-CLB-RD-0201 | 1
http://www.toronto.ca/TWONTO#00756 | 4
DOS-YCM-VEH-267226 | 1
DOS-YCM-VEH-286001 | 1
DOS-YCM-VEH-286002 | 1
DOS-YCM-VEH-287001 | 1
http://www.toronto.ca/TWONTO#00663 | 4
FHA-MCS-MT-1401 | 1
THR-MCS-MT-0682 | 1
WTR-PAH-MEQ-0001 | 1
WTR-PSC-MEQ-0001 | 1
http://www.toronto.ca/TWONTO#00474 | 5
THC-MCS-LD-0030 | 1
THC-MCS-LD-0031 | 1
THR-MCS-LD-0557 | 1
THR-MCS-MT-0557 | 2
http://www.toronto.ca/TWONTO#00222 | 5
TAB-PRM-T-0410 | 1
TAB-PRM-T-0420 | 1
TAB-PRM-T-0430 | 1
TAB-PRM-T-0440 | 1
TAB-PRS-T-0710 | 1
http://www.toronto.ca/TWONTO#00786 | 5
WTR-PEL-VENT-1010 | 1
WTR-PEL-VENT-1020 | 1
WTR-PEL-VENT-1100 | 1
WTR-PEL-VENT-1200 | 1
WTR-PEL-VENT-1300 | 1
http://www.toronto.ca/TWONTO#00701 | 5
FHA-GRK-IRG-0201 | 1
FHA-WWW-IRG-0311 | 2
FHO-GRK-IRG-0201 | 2
http://www.toronto.ca/TWONTO#00174 | 5
FCL-ALM-T-0001 | 1
THC-DIS-STRC-0001 | 1
THC-PRS-STRC-0001 | 1
THR-DCL-T | 1
THR-DCL-T-0003S | 1
http://www.toronto.ca/TWONTO#00731 | 5
32017 | 1
THC-ITS-PA-0001 | 1
THC-ITS-PA-0002 | 1
THC-ITS-PA-0003 | 1
THR-ELS-COM-0002 | 1
http://www.toronto.ca/TWONTO#00404 | 5
TAB-MCS-MEQ-0101 | 1
TAB-MCS-MEQ-0102 | 1
TAB-MCS-MEQ-0103 | 1
TAB-MCS-MEQ-0104 | 1
TAB-MCS-MEQ-0105 | 1
http://www.toronto.ca/TWONTO#00752 | 5
FN2004D | 1
TAB-STR-METR-0002 | 1
TAB-STR-METR-0004 | 1
TAB-STR-METR-0007 | 1
TAB-STR-METR-0010 | 1
http://www.toronto.ca/TWONTO#00197 | 5
DOS-YCM-VEH-115011 | 1
DOS-YCM-VEH-135144 | 1
DOS-YCM-VEH-135150 | 1
DOS-YCM-VEH-884162 | 1
DOS-YCM-VEH-884236 | 1
http://www.toronto.ca/TWONTO#00244 | 5
COL-RBB-SS-0001 | 2
COL-RBB-SS-0002 | 2
YTF-SS-CR-1000 | 1
http://www.toronto.ca/TWONTO#00280 | 6
FN2005D | 1
FN2006D | 1
FN2007D | 1
TAB-STR-METR-0005 | 1
TAB-STR-METR-0006 | 1
TAB-STR-METR-0011 | 1
http://www.toronto.ca/TWONTO#00596 | 6
FIS-GRK-SM-0101 | 1
TAB-ACC-MEQ-6501 | 1
THC-ACC-MEQ-0901 | 1
THC-DCL-P-0001 | 1
THC-INC-P-0002 | 1
THC-PLT-P-0001 | 1
http://www.toronto.ca/TWONTO#00806 | 6
FCL-DCL-WSC-0101 | 2
FCL-DCL-WSC-0201 | 2
FCL-DCL-WSC-0301 | 2
http://www.toronto.ca/TWONTO#00726 | 6
FHO-MCS-MT-0501 | 1
THC-MCS-MT-0020 | 1
THC-MCS-MT-0021 | 2
THC-MCS-SM-0220 | 1
THC-MCS-SM-0230 | 1
http://www.toronto.ca/TWONTO#00425 | 6
THC-SES-FEQ-SD39 | 2
THR-PRM-HSE-N | 3
THR-PRM-HSE-S | 1
http://www.toronto.ca/TWONTO#00291 | 6
TAB-SA-D-0800 | 1
TAB-SA-D-0900 | 1
TAB-SA-D-1000 | 1
TAB-SA-D-2600 | 1
TAB-SA-D-3401 | 1
TAB-SA-D-3402 | 1
http://www.toronto.ca/TWONTO#00683 | 6
TAB-PRS-VEH-1010SUS | 2
TAB-PRS-VEH-1020SUS | 2
TAB-PRS-VEH-1030SUS | 2
http://www.toronto.ca/TWONTO#00283 | 7
FCL-ELS-1 | 1
FCL-ELS-2 | 1
FCL-ELS-4 | 1
FHA-GRK-ELS-0200 | 1
THC-ELS-ELQ-0001 | 2
THC-PWA-ELQ-0001 | 1
http://www.toronto.ca/TWONTO#00165 | 7
COL-PBF-BFP-0001 | 1
COL-PGR-BFP-0001 | 1
COL-PIR-BFP-0001 | 1
COL-PMT-BFP-0001 | 1
FCL-PAC-V-0014 | 1
FHO-MCS-BFP-0101 | 2
http://www.toronto.ca/TWONTO#00321 | 7
THC-ACC-AC-0441 | 1
THR-ACC-EV-3601 | 4
THR-ACC-EV-3602 | 2
http://www.toronto.ca/TWONTO#00203 | 7
TAB-PLT-T-0101 | 1
TAB-PLT-T-0201 | 1
TAB-PLT-T-0301 | 1
TAB-PLT-T-0401 | 1
TAB-PLT-T-0501 | 1
TAB-PLT-T-0601 | 1
TAB-RSP-T-0002 | 1
http://www.toronto.ca/TWONTO#00750 | 7
FHO-WWW-XSH-0101 | 2
FHO-WWW-XSH-0201 | 2
THC-PLT-ZSH-0247 | 1
THC-PLT-ZSH-0447 | 1
THC-PLT-ZSH-0547 | 1
http://www.toronto.ca/TWONTO#00335 | 7
FHO-SES-SQ-0005 | 1
FHO-SES-SQ-0006 | 2
TAB-LEICT-SQ-0002 | 1
TAB-WA6-SQ-0001 | 1
TNT-WA9-SQ-0010 | 2
http://www.toronto.ca/TWONTO#00794 | 7
THR-PLT-CYC-G | 1
THR-PLT-T-1400 | 1
THR-PLT-T-1500 | 1
THR-PLT-T-1600 | 1
THR-PLT-T-1700 | 1
THR-PLT-T-1800 | 1
THR-PLT-T-1900 | 1
http://www.toronto.ca/TWONTO#00316 | 8
SWM-PWD-ENG-0001 | 2
SWM-PWD-ENG-0002 | 2
SWM-PWD-ENG-0100 | 2
SWM-PWD-ENG-0200 | 2
http://www.toronto.ca/TWONTO#00539 | 8
COL-PCF-COM-0100A | 2
COL-PGA-COM-0001 | 2
FIS-ITS-COM-0100 | 1
FIS-ITS-COM-0200 | 1
TAB-ITS-COM-5600 | 1
THC-SPS-COM-2201 | 1
http://www.toronto.ca/TWONTO#00111 | 8
WTR-PEL-BUS-0001A | 1
WTR-PEL-BUS-0001B | 1
WTR-PEL-BUS-0101 | 1
WTR-PEL-BUS-0201 | 1
WTR-PEL-MCC-0001A | 1
WTR-PEL-MCC-0001B | 1
WTR-PKL-BUS-0101 | 1
WTR-PKL-BUS-0102 | 1
http://www.toronto.ca/TWONTO#00365 | 8
FHO-AUX-CAL-0004 | 1
FHO-AUX-CAL-0005 | 1
WTR-PLW-CLB-0001 | 1
WTR-PLW-CLB-0002 | 1
WTR-PLW-CLB-0003 | 1
WTR-PSC-CLB-0001 | 1
WTR-PSC-CLB-0002 | 1
WTR-PSC-CLB-0003 | 1
http://www.toronto.ca/TWONTO#00808 | 8
TAB-PLT-WSH-0141 | 1
TAB-PLT-WSH-0241 | 1
TAB-PLT-WSH-0341 | 1
TAB-PLT-WSH-0441 | 1
TAB-PLT-WSH-0541? | 2
TAB-PLT-WSH-0641? | 2
http://www.toronto.ca/TWONTO#00719 | 8
BOM - LABORATORY | 1
BOM - SERVICES | 1
TAB-DIG-HT-0002 | 1
TAB-OCS-HTR-6611 | 1
TAB-OCS-HTR-6621 | 1
TAB-OCS-HTR-6641 | 1
TAB-OCS-HTR-6651 | 1
TAB-OCS-HTR-6741 | 1
http://www.toronto.ca/TWONTO#00660 | 8
TAB-DEW-SP-0001 | 1
TAB-SLO-SP-0001 | 1
THR-DCL-ZONE-1 | 2
THR-DCL-ZONE-2 | 2
THR-DCL-ZONE-3 | 2
http://www.toronto.ca/TWONTO#00760 | 8
FCL-GRK-VEH-0003 | 1
FCL-GRK-VEH-0003-SU | 3
FCL-GRK-VEH-0004 | 1
FCL-GRK-VEH-0004-SU | 2
FCL-GRK-VEH-0006 | 1
http://www.toronto.ca/TWONTO#00426 | 9
FHO-SES-SQ-0016 | 1
FHO-SES-SQ-0017 | 1
FIS-SES-SQ-1019 | 1
FIS-SES-SQ-1020 | 1
FIS-SES-SQ-1023 | 1
TAB-ELS-METR-0203 | 1
TAB-ELS-SQ-HOT STICK | 1
THR-ELS-SQ-0001 | 1
THR-ELS-SQ-0002 | 1
http://www.toronto.ca/TWONTO#00492 | 9
FHA-GRK-VEH-0301 | 1
FHO-MCS-LD-0301 | 3
FHO-MCS-LD-0302 | 1
FHO-MCS-LD-0303 | 1
TAB-WA6-MEWP-0001 | 1
TAB-WA6-MEWP-0002 | 1
THC-GRK-LD-0001 | 1
http://www.toronto.ca/TWONTO#00665 | 9
COL-PRR-SC-0001 | 2
COL-PSP-SC-0001 | 2
COL-RBB-SC-0002 | 1
COL-RBC-SC-0001 | 2
COL-RBC-SC-0002 | 1
COL-RBC-SC-0003 | 1
http://www.toronto.ca/TWONTO#00166 | 9
COL-PEV-SC-0001 | 2
COL-PHP-SC-0001 | 2
COL-PSM-SC-0001 | 2
COL-PWC-SC-0001 | 2
COL-RBB-SC-0002 | 1
http://www.toronto.ca/TWONTO#00205 | 9
FHO-DOZ-T-2100 | 1
FHO-DOZ-T-2200 | 1
FHO-DOZ-T-2300 | 1
THC-STR-CH-8082 | 1
THC-STR-T-8282 | 1
THC-STR-T-8482 | 1
THR-DIS-T-1400 | 1
TNT-DIS-T-0100 | 1
TNT-DIS-T-0200 | 1
http://www.toronto.ca/TWONTO#00479 | 9
TAB-NGS-STM-BLR1 | 1
TAB-NGS-STM-BLR2 | 1
THR-DL-EFF | 1
THR-DL-FPW | 1
THR-DL-NPRS | 1
THR-DL-NRAS | 1
THR-DL-SPRS | 1
THR-DL-SRAS | 1
THR-DL-WA4 | 1
http://www.toronto.ca/TWONTO#00601 | 9
DU6502E | 2
TAB-SA-V-1010 | 1
THC-PLT-V-5820 | 1
THC-PLT-V-5830 | 1
THC-PRM-V-1023 | 1
THC-PRM-V-1033 | 1
THC-PRM-V-1083 | 1
THC-PRM-V-1093 | 1
http://www.toronto.ca/TWONTO#00484 | 9
FHA-SES-SQ-0016 | 1
FHA-SES-SQ-0017 | 1
FHO-SES-INQ-6001 | 1
FHO-SES-INQ-6002 | 1
FHO-SES-INQ-6003 | 1
FHO-SES-INQ-6004 | 1
FHO-SES-INQ-6005 | 1
FHO-SES-INQ-6006 | 1
FHO-SES-INQ-6007 | 1
http://www.toronto.ca/TWONTO#00566 | 9
THR-MCS-CHR-3649 | 2
THR-MCS-CHR-4214 | 1
THR-MCS-CHR-4215 | 1
THR-MCS-CHR-4218 | 1
THR-MCS-CHR-9885 | 1
THR-MCS-CHR-9889 | 1
THR-MCS-CHR-9890 | 1
THR-MCS-CHR-9892 | 1
http://www.toronto.ca/TWONTO#00598 | 10
FHA-MCS-MT-1101 | 1
FHA-MCS-MT-1301 | 1
FHO-MCS-MEQ-1201 | 1
FHO-MCS-MEQ-1202 | 1
FIS-MCS-LD-0005 | 1
QT0101A | 1
QT0201A | 1
THC-MCS-MT-0024 | 1
THC-MCS-MT-0025 | 1
THR-MCS-MT-0684 | 1
http://www.toronto.ca/TWONTO#00194 | 10
COL-PMY-CAP-0001 | 2
COL-PMY-CAP-0002 | 2
COL-PMY-CAP-0003 | 2
COL-PMY-CAP-0004 | 2
COL-PMY-CAP-0005 | 2
http://www.toronto.ca/TWONTO#00121 | 10
FHA-SES-SQ-1 | 1
FHO-SES-SQ-0008 | 1
FHO-SES-SQ-6022 | 1
FHO-SES-SQ-6033 | 1
FIS-SES-SQ-0100 | 2
FIS-SES-SQ-0200 | 1
THR-ELS-SQ-0050 | 1
THR-ELS-SQ-0051 | 1
THR-ELS-SQ-0052 | 1
http://www.toronto.ca/TWONTO#00405 | 10
COL-PBY-GDR-0001 | 3
COL-PKG-GDR-0300 | 1
TAB-DEW-GDR-1001 | 1
TAB-DEW-GDR-1101 | 1
TAB-DEW-GDR-1201 | 1
TAB-PRM-GDR-2402 | 1
TAB-PRM-GDR-4300 | 2
http://www.toronto.ca/TWONTO#00805 | 10
FHA-GRK-WEATHER | 1
FHO-AMT-WS-1000 | 1
FIS-AMT-WS-0001 | 1
FIS-GRK-AM-0001 | 3
THC-GRK-METR-0001 | 2
THR-SES-AM-0001 | 1
THR-SES-AM-0002 | 1
http://www.toronto.ca/TWONTO#00568 | 11
THC-ACC-MAN-0011 | 1
THC-ACC-MAN-0012 | 1
THC-ACC-MAN-0013 | 1
THC-ACC-MAN-0014 | 1
THC-ACC-MAN-0015 | 1
THC-ACC-MAN-0016 | 1
THC-ACC-MAN-0021 | 1
THC-ACC-MAN-0031 | 1
THC-ACC-MAN-0041 | 1
THC-ACC-MAN-0051 | 1
THC-ACC-MAN-0061 | 1
http://www.toronto.ca/TWONTO#00671 | 11
TAB-PLT-RC-0140 | 1
TAB-PLT-SCAM-0141 | 1
TAB-PLT-SCAM-0142 | 1
TAB-PLT-SCAM-0143 | 1
TAB-PLT-SCAM-0144 | 1
TAB-SS-SCAM-1500 | 1
WTR-PRH-SCAM-0001 | 1
WTR-RRH-SCAM-0001 | 1
WTR-RRH-SCAM-0002 | 1
WTR-RRH-SCAM-0003 | 1
WTR-RRH-SCAM-0004 | 1
http://www.toronto.ca/TWONTO#00747 | 11
FIS-GRK-SM-0100 | 1
THR-MCS-MT-5356 | 2
THR-MCS-PW-0001 | 1
THR-MCS-PW-0004 | 1
THR-MCS-PW-0572 | 1
WTR-PAH-MEQ-0002 | 1
WTR-PHL-MEQ-0001 | 1
WTR-PLW-MEQ-0005 | 1
WTR-PSC-MEQ-0005 | 1
YCM-TL-HDR-01 | 1
http://www.toronto.ca/TWONTO#00106 | 11
WTR-PAH-GFI-0001 | 1
WTR-PAH-GFI-0002 | 1
WTR-PAH-GFI-0003 | 1
WTR-PAH-GFI-0004 | 1
WTR-PJO-GFI-0001 | 1
WTR-PJO-GFI-0002 | 1
WTR-PJO-GFI-0003 | 1
WTR-PJO-GFI-0004 | 1
WTR-PJO-GFI-0005 | 1
WTR-PJO-GFI-0006 | 1
WTR-PKN-GFI-0001 | 1
http://www.toronto.ca/TWONTO#00263 | 12
COL-PCF-D-0001 | 2
COL-PLB-D-0100 | 3
COL-PMM-D-0100 | 2
COL-PSW-D-0100 | 2
DA2001A | 1
THR-ACC-D-0100 | 1
THR-ACC-D-4810 | 1
http://www.toronto.ca/TWONTO#00785 | 12
COL-PCU-DRV-0100 | 2
COL-PCU-DRV-0200 | 2
COL-PCU-DRV-0300 | 2
COL-PSM-DRV-0001 | 2
COL-RBB-DRV-0101 | 2
COL-RBB-DRV-0102 | 2
http://www.toronto.ca/TWONTO#00206 | 12
FHO-PAC-FD-0101-SUS | 2
FHO-PAC-FD-0201-SUS | 2
FHO-PAC-FD-0301-SUS | 2
FHO-PCL-P-0301-KQ | 2
FHO-PCL-P-0401-KQ | 2
TAB-ACC-FD-5050 | 1
THC-ACC-FD-0001 | 1
http://www.toronto.ca/TWONTO#00571 | 13
THR-PRM-BH-0001 | 1
THR-PRM-BH-0002 | 1
THR-PRM-BH-0003 | 1
THR-PRM-BH-0004 | 1
THR-PRM-BH-0005 | 1
THR-PRM-BH-0006 | 1
THR-PRM-BH-0007 | 1
THR-PRM-BH-0008 | 1
THR-PRM-BH-0009 | 1
THR-PRM-BH-0010 | 1
THR-PRM-BH-0011 | 1
THR-PRM-BH-0012 | 1
THR-PRM-BH-0013 | 1
http://www.toronto.ca/TWONTO#00527 | 13
FCL-ITS-TEL | 2
FCL-ITS-TEL-1304 | 1
FHA-RADIO-0001 | 1
FHA-RADIO-0002 | 1
FHA-RADIO-0003 | 1
FHA-RADIO-0004 | 1
FHA-RADIO-0005 | 1
FHA-RADIO-0006 | 1
FHA-RADIO-0007 | 1
FHA-RADIO-0008 | 1
FHA-RADIO-0009 | 1
FHA-RADIO-0010 | 1
http://www.toronto.ca/TWONTO#00579 | 13
TAB-PRM-FD-0111 | 1
TAB-THK-FD-4011 | 1
TAB-THK-FD-4021 | 1
TAB-THK-FD-4031 | 1
THC-THK-FD-1101 | 1
THC-THK-FD-1201 | 1
THR-THK-POL-8001 | 1
THR-THK-POL-8002 | 1
TNT-CSO-POL-2101 | 1
TNT-CSO-POL-2201 | 1
TNT-CSO-POL-2301 | 1
TNT-CSO-POL-2401 | 1
TNT-CSO-POL-2501 | 1
http://www.toronto.ca/TWONTO#00285 | 13
FHO-MCS-LD-0224 | 1
FHO-MCS-LD-0225 | 1
FHO-MCS-LD-0226 | 1
FHO-MCS-LD-0227 | 1
FHO-MCS-LD-0228 | 1
FHO-MCS-LD-0229 | 1
FHO-MCS-LD-0230 | 1
FHO-MCS-LD-0231 | 1
FHO-MCS-LD-0232 | 1
FHO-MCS-LD-0233 | 1
FHO-MCS-LD-0234 | 1
FHO-MCS-LD-0235 | 1
FHO-MCS-LD-0236 | 1
http://www.toronto.ca/TWONTO#00364 | 13
FCL-FLO-T-0101 | 1
FCL-FLO-T-0201 | 1
FCL-FLO-T-0301 | 1
FHA-SED-T-0101 | 1
FHA-SED-T-0201 | 1
FHA-SED-T-0301 | 1
FHA-SED-T-0401 | 1
FHA-SED-T-0501 | 1
FHA-SED-T-0601 | 1
FHO-FLO-T-0301 | 2
FHO-FLO-T-0401 | 2
http://www.toronto.ca/TWONTO#00266 | 14
COL-SHD | 2
COL-SKW-T-0100 | 1
COL-SKW-T-0200 | 1
COL-SMC-T-0100 | 2
COL-SMC-T-0200 | 2
SWM-SOS | 1
SWM-SOS-T-0100 | 1
SWM-SOS-T-0200 | 1
THC-STW-T-0011 | 1
TNT-CSO-T-0500 | 1
TNT-CSO-T-0600 | 1
http://www.toronto.ca/TWONTO#00569 | 14
COL-PCP-PIP-0001 | 1
COL-PGB-PIP-0001 | 1
COL-PHF-PIP-0001 | 1
COL-POM-PIP-0001 | 1
COL-PRX-PIP-0001 | 1
TAB-RSP-PIP-0001 | 1
TAB-RSP-PIP-0002 | 1
TAB-RSP-PIP-0003 | 1
TAB-RSP-PIP-0004 | 1
TAB-RSP-PIP-0005 | 1
TAB-RSP-PIP-1000 | 1
TAB-RSP-PIP-2000 | 1
THR-AER-PIP-0003 | 1
THR-DIG-PIP-0003 | 1
http://www.toronto.ca/TWONTO#00442 | 14
FCL-ROUTINE | 1
FHO-CBM-ROUTE-2 | 1
TAB-DIS-CHL-ROUTE | 1
TAB-WA1-IR-RTE | 1
TAB-WA2-IR-RTE | 1
TAB-WA3-IR-RTE | 1
TAB-WA4-IR-RTE | 2
TAB-WA5-IR-RTE | 2
TAB-WA6-IR-RTE | 1
TAB-WA7-IR-RTE | 1
TAB-WA8-IR-RTE | 1
THR ROUTE WA1-THK | 1
http://www.toronto.ca/TWONTO#00430 | 14
FCL-ACC-AT-0201A | 1
FCL-ACC-AT-0202A | 1
FCL-ACC-AT-0301 | 1
FCL-ACC-AT-0402 | 1
FCL-ACC-AT-0403 | 1
FCL-ACC-AT-0404 | 1
FCL-ACC-AT-0405 | 1
FCL-ACC-AT-0406 | 1
FCL-ACC-AT-0408A | 1
FCL-ACC-AT-0408B | 1
FCL-ACC-AT-0501A | 1
FCL-ACC-AT-0601A | 1
FCL-ACC-AT-0801A | 1
TAB-SLO-METR-0001 | 1
http://www.toronto.ca/TWONTO#00672 | 14
WTR-PJS-MS-0001 | 1
WTR-PJS-MS-0002 | 1
WTR-PJS-MS-0003 | 1
WTR-PJS-MS-0004 | 1
WTR-PJS-YAN-0001 | 1
WTR-PJS-YAN-0002 | 1
WTR-PJS-ZS-0001 | 1
WTR-PJS-ZS-0002 | 1
WTR-PJS-ZS-0003 | 1
WTR-PJS-ZS-0004 | 1
WTR-PJS-ZS-0005 | 1
WTR-PJS-ZS-0006 | 1
WTR-PJS-ZS-0007 | 1
WTR-PJS-ZS-0008 | 1
http://www.toronto.ca/TWONTO#00363 | 14
TAB-ACC-T-7101 | 1
TAB-ACC-T-7201 | 1
TAB-ACC-T-7302 | 1
TAB-ACC-T-7402 | 1
TAB-THK-T-0100 | 1
TAB-THK-T-0200 | 1
TAB-THK-T-0300 | 1
TAB-THK-T-0400 | 1
TAB-THK-T-0500 | 1
TAB-THK-T-0600 | 1
TAB-THK-T-0700 | 1
TAB-THK-T-0800 | 1
TAB-THK-T-0900 | 2
http://www.toronto.ca/TWONTO#00578 | 14
DU2021A | 1
THC-INC-AI-1000 | 1
THC-INC-AI-2000 | 1
THC-PLT-CP-0701 | 1
THC-PLT-CP-0702 | 1
THC-PLT-CP-0801 | 1
THC-PLT-CP-0901 | 1
THC-PLT-CP-0902 | 1
THC-PLT-CP-0903 | 1
THC-PLT-CP-0904 | 1
THC-PLT-CP-1101 | 1
THC-PLT-CP-1121 | 1
THC-PLT-CP-1221 | 1
THC-PWA-CP-1001 | 1
http://www.toronto.ca/TWONTO#00599 | 15
FCL-TST-CLB-0610 | 3
FCL-TST-CLB-0610B | 2
FCL-TST-CLB-0705 | 2
FHA-AUX-ANL-0017 | 2
FHA-AUX-ANL-0018 | 2
FHA-AUX-ANL-0021 | 1
THR-ELS-INQ-0025 | 1
THR-ELS-INQ-0299 | 2
http://www.toronto.ca/TWONTO#00360 | 15
FHA-SES-LD-0062 | 2
FHA-SES-LD-0083 | 2
FHA-SES-LD-0088 | 1
FHA-SES-LD-0092 | 2
FHA-SES-LD-0093 | 2
FHA-SES-LD-0094 | 2
FHA-SES-LD-0095 | 2
FHA-SES-LD-0096 | 2
http://www.toronto.ca/TWONTO#00581 | 16
TAB-DIS-METR-3010 | 2
TAB-DIS-METR-3011 | 2
TAB-DIS-METR-3012 | 2
TAB-DIS-METR-3013 | 2
TAB-DIS-METR-3014 | 2
TAB-DIS-METR-3015 | 2
TAB-DIS-METR-3016 | 2
TAB-DIS-METR-3017 | 2
http://www.toronto.ca/TWONTO#00531 | 16
COL-PFB-M-0101 | 1
COL-PFB-M-0201 | 1
COL-PSM-M-0101 | 2
COL-PSM-M-0201 | 2
COL-PSM-M-0301 | 2
COL-PWC-M-0101 | 1
COL-PWC-M-0201 | 1
THC-AER-M-7170 | 2
THC-AER-M-7270 | 2
THC-AER-M-7370 | 1
THC-AER-M-7470 | 1
http://www.toronto.ca/TWONTO#00105 | 16
COL-RBB-PS-0001 | 2
FHO-DOZ-PS-1150 | 2
FHO-DOZ-PS-1250 | 2
WTR-PEL-PSU-1001 | 1
WTR-PEL-PSU-1002 | 1
WTR-PEL-PSU-1003 | 1
WTR-PEL-PSU-1004 | 1
WTR-PEL-PSU-1005 | 1
WTR-PEL-PSU-1006 | 1
WTR-PEL-PSU-1007 | 1
WTR-PEL-PSU-1100 | 1
WTR-PEL-PSU-1200 | 1
WTR-PEL-PSU-1300 | 1
http://www.toronto.ca/TWONTO#00716 | 16
FCL-DCL-SO-0101 | 1
FCL-DCL-SO-0201 | 1
FCL-DCL-SO-0301 | 1
FCL-DCL-SO-0401 | 1
FCL-DCL-SO-0501 | 1
FHA-DCL-SO-0101 | 2
FHA-DCL-SO-0301 | 2
FHO-DCL-SO-0201 | 2
FHO-DCL-SO-0301 | 2
FIS-DCL-SO-0101 | 1
FIS-DCL-SO-0201 | 1
FIS-DCL-SO-0301 | 1
http://www.toronto.ca/TWONTO#00397 | 17
COL-PBF-GEN-0001 | 1
COL-PGA-GEN-0001 | 2
COL-PHA-GEN-0001 | 1
COL-PIR-GEN-0001 | 2
COL-PLV-GEN-0001 | 2
COL-PPU-GEN-0001 | 2
COL-PRD-GEN-0002 | 1
COL-PSL-GEN-0001 | 2
COL-PSL-GEN-0002 | 1
FHO-ELS-GEN-0101-KQ | 1
FHO-ELS-GEN-0201-KQ | 1
TNT-ELS-GEN-0001 | 1
http://www.toronto.ca/TWONTO#00213 | 17
DE1021A | 2
DE1022A | 2
FHA-ACC-AC-0019 | 1
FHA-ACC-AC-0019-SU | 2
FHA-ACC-AC-0022 | 1
FHO-ACC-CI-0104 | 1
FHO-ACC-CI-GROUP1 | 1
NX5232A | 1
NX6104A | 1
NX6107A | 1
NX6108A | 1
TAB-PWA-CI-0090 | 1
THC-ACC-AC-0271 | 1
THR-CG-Cl-0150 | 1
http://www.toronto.ca/TWONTO#00792 | 18
THC-AER-VSH-6026 | 1
THC-AER-VSH-6046 | 1
THC-AER-VSH-6086 | 1
THC-AER-VSH-6106 | 1
THC-AER-VSH-6206 | 1
THC-AER-VSH-6306 | 1
THR-BG-VSH-0111 | 1
THR-BG-VSH-0112 | 1
THR-BG-VSH-0113 | 1
THR-BG-VSH-0114 | 1
THR-BG-VSH-0211 | 1
THR-BG-VSH-0212 | 1
THR-BG-VSH-0213 | 1
THR-BG-VSH-0214 | 1
WTR-PKN-VSH-0201 | 1
WTR-PKN-VSH-0202 | 1
WTR-PKN-VSH-0203 | 1
WTR-PKN-VSH-0204 | 1
http://www.toronto.ca/TWONTO#00366 | 18
COL-PMM-FE-0104 | 2
WTR-269-FE-0401 | 2
WTR-282-FE-0201 | 2
WTR-316-FE-0601 | 2
WTR-359-FE-0401 | 2
WTR-PEL-FE-0004 | 1
WTR-PMI-FE-0001 | 1
WTR-PMI-FE-0002 | 1
WTR-PMI-FE-0004 | 1
WTR-PMI-FE-0005 | 1
WTR-PMI-FE-0006 | 1
WTR-PTH-FE-0001 | 1
WTR-PTH-FE-0002 | 1
http://www.toronto.ca/TWONTO#00429 | 18
FCL-ACC-HU-0301 | 1
FCL-ACC-HU-0302 | 1
FCL-ACC-HU-0303 | 1
TAB-ACC-HU-6501 | 1
TAB-OCS-HU-6710 | 1
THC-ACC-HU-0051 | 1
THC-ACC-HU-0052 | 1
THC-ACC-HU-0272 | 1
THC-ACC-HU-0273 | 1
THR-ACC-NX-778 | 2
YTF-CW-HU-7101 | 1
YTF-CW-HU-7201 | 1
YTF-CW-HU-7301 | 1
YTF-CW-HU-7401 | 1
YTF-CW-HU-7501 | 1
YTF-CW-HU-7601 | 1
YTF-CW-HU-7701 | 1
http://www.toronto.ca/TWONTO#00567 | 18
FCL-TRW-DIST-0001 | 2
FHO-LAB-ANL-0010 | 1
FPP-LAB-HTR-0001 | 2
FPP-LAB-MX-0001 | 2
FPP-LAB-MX-0002 | 1
FPP-LAB-MX-0003 | 1
TAB-STR-METR-0003 | 1
TAB-STR-METR-0008 | 1
TAB-STR-METR-0009 | 1
THC-LAB-DIST-0001 | 1
THR-ELS-INQ-0023 | 1
THR-ELS-INQ-3900 | 1
THR-ELS-INQ-9179 | 2
TNT-DIS-METR-0003 | 1
http://www.toronto.ca/TWONTO#00499 | 19
TAB-CHL-FIT-1112 | 1
TAB-CHL-FIT-1113 | 1
TAB-CHL-FIT-1114 | 1
TAB-CHL-FIT-1115 | 1
TAB-CHL-FIT-1116 | 1
TAB-CHL-FIT-1117 | 1
TAB-CHL-FIT-1118 | 1
TAB-STR-FIT-0245 | 1
TAB-STR-FIT-0246 | 1
TAB-STR-FIT-0247 | 1
TAB-STR-FIT-0255 | 1
TAB-STR-FIT-0256 | 1
TAB-STR-FIT-0257 | 1
TAB-STR-FIT-0265 | 1
TAB-STR-FIT-0266 | 1
TAB-STR-FIT-0267 | 1
TAB-STR-FIT-0275 | 1
TAB-STR-FIT-0276 | 1
TAB-STR-FIT-0277 | 1
http://www.toronto.ca/TWONTO#00352 | 19
FCL-SES-FEQ-3 | 2
TAB-SES-FEQ-0501 | 1
TAB-SES-FEQ-0503 | 1
TAB-SES-FEQ-0504 | 1
TAB-SES-FEQ-0505 | 1
TAB-SES-FEQ-0506 | 1
TAB-SES-FEQ-0507 | 1
TAB-SES-FEQ-0508 | 2
TAB-SES-FEQ-0509 | 1
TAB-SES-FEQ-0510 | 1
TAB-SES-FEQ-0511 | 1
TAB-SES-FEQ-0512 | 1
TAB-SES-FEQ-0513 | 1
TAB-SES-FEQ-0514 | 1
TAB-SES-FEQ-0515 | 1
THC-FEQ-FSP | 1
YTF-SES-FEQ-3000 | 1
http://www.toronto.ca/TWONTO#00193 | 19
FCL-BFP-TESTKIT-0001 | 1
FCL-BFP-TESTKIT-0002 | 1
FHA-PWA-METR-0001 | 1
FHA-PWA-METR-0002 | 1
FHO-AUX-ANL-0016 | 1
FHO-AUX-ANL-0017 | 1
FHO-AUX-ANL-0020 | 1
FHO-AUX-CAL-0001 | 2
FHO-AUX-CAL-0002 | 1
FHO-AUX-CAL-0003 | 1
FHO-AUX-CAL-0010 | 1
FHO-AUX-CAL-0011 | 1
FHO-MCS-METR-0001 | 1
FHO-MCS-METR-0002 | 1
FIS-PWA-METR-0001 | 1
FIS-PWA-METR-0002 | 1
TAB-ELS-METR-0201 | 1
TAB-ELS-METR-0202 | 1
http://www.toronto.ca/TWONTO#00128 | 20
TAB-DEW-DRV-0045 | 1
TAB-DEW-DRV-0046 | 1
TAB-DEW-DRV-0047 | 1
TAB-DEW-DRV-0048 | 1
TAB-DEW-DRV-0049 | 1
TAB-DEW-DRV-0050 | 1
TAB-DEW-DRV-0051 | 1
TAB-DEW-DRV-0052 | 1
TAB-DEW-DRV-0053 | 1
TAB-DEW-DRV-0054 | 1
TAB-DEW-DRV-0055 | 1
TAB-DEW-DRV-0056 | 1
TAB-DEW-DRV-0058 | 1
TAB-DEW-DRV-0059 | 1
TAB-DEW-DRV-0060 | 1
THR-PRM-DRV-2120 | 1
THR-PRM-DRV-2121 | 1
THR-PRM-DRV-2221 | 1
THR-PRM-DRV-2231 | 1
THR-PRM-DRV-2241 | 1
http://www.toronto.ca/TWONTO#00238 | 20
DOS-YCM-VEH-322057 | 1
DOS-YCM-VEH-322062 | 1
DOS-YCM-VEH-322065 | 1
DOS-YCM-VEH-322084 | 1
DOS-YCM-VEH-322094 | 1
DOS-YCM-VEH-323087 | 1
DOS-YCM-VEH-323089 | 1
DOS-YCM-VEH-323090 | 1
DOS-YCM-VEH-324015 | 1
DOS-YCM-VEH-324027 | 1
DOS-YCM-VEH-324028 | 1
DOS-YCM-VEH-325001 | 1
DOS-YCM-VEH-327005 | 1
DOS-YCM-VEH-333022 | 1
DOS-YCM-VEH-333023 | 1
FHA-GRK-VEH-378252 | 1
TAB-GRK-VEH-378251 | 2
THC-GRK-VEH-319174 | 1
THC-GRK-VEH-396523 | 1
http://www.toronto.ca/TWONTO#00702 | 20
COL-PCF-AD-0001 | 1
COL-PWH-AD-0001 | 1
THC-ELS-COM-0001 | 2
THC-ITS-TEL-6001 | 1
THC-ITS-TEL-6002 | 1
THC-ITS-TEL-6003 | 1
THC-ITS-TEL-6004 | 1
THC-ITS-TEL-6005 | 1
THC-ITS-TEL-6006 | 1
THC-ITS-TEL-6007 | 1
THC-ITS-TEL-6008 | 1
THC-ITS-TEL-6009 | 1
THC-ITS-TEL-6010 | 1
THC-ITS-WAP-6001 | 1
THC-ITS-WAP-6002 | 1
THC-ITS-WAP-6010 | 1
THC-ITS-WAP-6011 | 1
THC-ITS-WAP-6013 | 1
THC-ITS-WAP-6014 | 1
http://www.toronto.ca/TWONTO#00689 | 21
FHA-WWW-AIT-3012 | 1
FHA-WWW-AIT-3022 | 1
FHA-WWW-AIT-3032 | 1
FHA-WWW-AIT-3042 | 1
FN2139 | 1
FN2200D | 1
ON3101D | 1
ON3102D | 1
ON3103D | 1
PN3002D | 1
TAB-PRM-DIT-3100 | 1
TAB-PRM-DIT-3200 | 2
TAB-PRM-DIT-3300 | 1
TAB-PRM-DIT-3400 | 1
TAB-PRM-DIT-3500 | 1
TAB-PRM-DIT-3600 | 1
TAB-PRM-DIT-3700 | 1
TAB-PRM-DIT-3800 | 1
TAB-PRM-DIT-3900 | 1
TNT-PRM-SLD-0001 | 1
http://www.toronto.ca/TWONTO#00470 | 21
DOS-MCS-LD-5900550 | 1
FCL-SES-FA-0010 | 2
FCL-SES-FA-0011 | 1
FCL-SES-FA-0012 | 1
FHA-SES-SQ-0033 | 2
FHA-SES-SQ-0034 | 2
FHO-SES-SQ-6101 | 1
TAB-ELS-SQ-5020 | 1
TAB-ELS-SQ-5022 | 1
TAB-ELS-SQ-5023 | 1
TAB-ELS-SQ-5024 | 1
TAB-ELS-SQ-5025 | 1
TAB-ELS-SQ-5027 | 1
TAB-ELS-SQ-5028 | 1
TAB-ELS-SQ-5029 | 1
TAB-ELS-SQ-51BE | 1
TAB-ELS-SQ-E2AA | 1
TAB-WA2-SQ-6454 | 1
http://www.toronto.ca/TWONTO#00233 | 22
COL-PMY-C-0001 | 2
FCL-SA-C-0301 | 1
FCL-SA-C-0401 | 1
FHO-SA-C-0101-KQ | 2
FHO-SA-C-0201-KQ | 2
FHO-TRW-C-0101-KQ | 2
FHO-TRW-C-0102-KQ | 2
FHO-TRW-C-0103-KQ | 2
THR-DIG-GBP-5141 | 2
THR-DIG-GBP-5142 | 2
THR-DIG-GBP-5161 | 2
THR-DIG-GBP-5162 | 2
http://www.toronto.ca/TWONTO#00694 | 23
FCL-FLT-V-1008 | 1
FCL-POL-V-4112 | 1
FCL-POL-V-4122 | 1
FCL-POL-V-4132 | 1
FCL-POL-V-4212 | 1
FCL-POL-V-4222 | 1
FCL-POL-V-4232 | 1
THC-PRM-V-1011A | 1
THC-PRM-V-1011B | 1
THC-PRM-V-1012A | 1
THC-PRM-V-1012B | 1
THC-PRM-V-1013A | 1
THC-PRM-V-1013B | 1
THC-PRM-V-1014A | 1
THC-PRM-V-1014B | 1
THC-PRM-V-1111A | 1
THC-PRM-V-1111B | 1
THC-PRM-V-1112A | 1
THC-PRM-V-1112B | 1
THC-PRM-V-1113A | 1
THC-PRM-V-1113B | 1
THC-PRM-V-1114A | 1
THC-PRM-V-1114B | 1
http://www.toronto.ca/TWONTO#00946 | 23
FHA-AUX-P-0401 | 1
FHA-AUX-P-0402 | 1
FHO-MCS-P-0101 | 2
FHO-MCS-P-0101-KQ | 2
FHO-MCS-P-0201 | 2
FHO-MCS-P-0301 | 2
THC-DIS-P-0650 | 1
THR-PLT-P-3560 | 1
WTR-PJS-P-1001 | 1
WTR-PJS-P-1002 | 1
WTR-PMI-P-1400 | 2
WTR-PMI-P-1500 | 2
WTR-PRV-C-0701 | 1
WTR-PRV-C-0702 | 1
WTR-PSC-C-0001 | 1
WTR-PSC-P-0501 | 1
WTR-PSC-P-0502 | 1
http://www.toronto.ca/TWONTO#00810 | 24
FHA-MCS-MT-0801 | 1
FHA-MCS-MT-0901 | 1
FHA-MCS-MT-1201 | 1
QT0501A | 1
QT0502A | 1
QT0503A | 1
TAB-WA5-MEQ-0002 | 1
THC-MCS-MT-0022 | 1
THC-MCS-MT-0023 | 1
THC-MCS-MT-0026 | 2
THC-MCS-SM-0240 | 1
THR-MCS-MT-0408 | 1
THR-MCS-MT-0409 | 1
THR-MCS-MT-0556 | 1
THR-MCS-MT-0679 | 1
THR-MCS-MT-0680 | 1
THR-MCS-MT-0681 | 2
THR-MCS-MT-0683 | 1
THR-MCS-MT-0689 | 2
THR-MCS-MT-1990 | 1
WTR-PHL-MT-0001 | 1
http://www.toronto.ca/TWONTO#00341 | 24
TAB-WA2-SQ-0929 | 1
TAB-WA2-SQ-5824 | 1
TAB-WA4-SQ-3429 | 1
TAB-WA4-SQ-3430 | 1
TAB-WA4-SQ-3431 | 1
TAB-WA4-SQ-3432 | 1
TAB-WA4-SQ-5061 | 1
TAB-WA6-SQ-4990 | 2
TAB-WA6-SQ-8010 | 2
TAB-WA6-SQ-ECEF | 2
THC-SES-SQ-0001 | 3
THR-PLT-SQ | 2
THR-PLT-SQ-0102 | 1
THR-PLT-SQ-0112 | 1
THR-PLT-SQ-0122 | 1
THR-PLT-SQ-0132 | 1
THR-PLT-SQ-0142 | 1
THR-PLT-SQ-0152 | 1
http://www.toronto.ca/TWONTO#00107 | 24
FHO-ACC-HE-0501 | 1
TAB-ACC-AHU-1235 | 3
TAB-ACC-AHU-1236 | 2
TAB-ACC-AHU-1239 | 2
TAB-ACC-HC-6451 | 1
TAB-ACC-HC-9001 | 1
TAB-ACC-HC-9002 | 1
TAB-ACC-HC-9003 | 1
TAB-ACC-HC-9004 | 1
TAB-ACC-HC-9005 | 1
THC-ACC-HTR-0201 | 1
THC-ACC-HTR-0202 | 1
THC-ACC-HTR-0208 | 1
THC-ACC-HTR-6101 | 1
THC-ACC-HTR-6201 | 1
THC-ACC-HTR-6301 | 1
THC-ACC-HTR-6302 | 1
THC-ACC-HTR-6401 | 1
THC-ACC-HTR-6402 | 1
THC-ACC-HTR-6501 | 1
http://www.toronto.ca/TWONTO#00487 | 25
FCL-ELS-DS-00B1-A | 1
FCL-ELS-DS-00B2-A | 1
FCL-ELS-DS-B1B2-A | 1
FCL-ELS-LB-01CF | 1
FCL-ELS-LB-01CL | 1
FCL-ELS-LB-02CF | 1
FCL-ELS-LB-02CL | 1
TAB-EL1-SW-1500 | 1
TAB-EL1-SW-1501 | 1
TAB-EL1-SW-1502 | 1
TAB-EL1-SW-1503 | 1
TAB-EL1-SW-1520 | 1
TAB-RUU-SW-1401 | 1
TAB-RUU-SW-1402 | 1
TAB-RUU-SW-1403 | 1
TAB-RUU-SW-1421 | 1
TAB-RUU-SW-1423 | 1
THC-ELS-LB-0900 | 1
THC-ELS-LB-1000 | 1
THC-ELS-METR-M859900/030 | 1
WTR-PHL-SW-0101 | 1
WTR-PHL-SW-0201 | 1
WTR-PRH-SW-0101 | 1
WTR-PRH-SW-0103 | 1
WTR-PRH-SW-0201 | 1
http://www.toronto.ca/TWONTO#00473 | 25
FCL-MCS-LD-0004 | 2
FHO-MCS-LD-0214 | 1
FHO-MCS-LD-0215 | 1
FHO-MCS-LD-0304 | 1
FIS-MCS-LD-0006 | 1
TAB-WA1-LD-1255 | 1
TAB-WA1-LD-1256 | 1
TAB-WA1-LD-1257 | 1
TAB-WA1-LD-1258 | 1
TAB-WA1-LD-1259 | 1
TAB-WA1-LD-1260 | 1
TAB-WA1-LD-1261 | 1
TAB-WA6-LD-1002 | 1
TAB-WA6-LD-1003 | 1
THC-MCS-LD-0000000008 | 1
THC-MCS-LD-0000000009 | 1
THC-MCS-LD-0000000010 | 1
THC-MCS-LD-0000000011 | 1
THC-MCS-LD-0000000012 | 1
THC-MCS-LD-781 | 1
THC-MCS-LD-L-10097 | 1
TNT-MCS-LD-0046 | 1
TNT-MCS-LD-0047 | 1
WTR-PHL-LD-0001 | 1
http://www.toronto.ca/TWONTO#00148 | 26
FHA-SBS-T-0401 | 1
FHA-SM-SB-0100 | 1
THR-DIG-T-5111 | 2
THR-DIG-T-5114 | 2
THR-DIG-T-5211 | 2
THR-DIG-T-5215 | 2
THR-DIG-T-5411 | 2
THR-DIG-T-5415 | 2
THR-DIG-T-5603 | 2
THR-DIG-T-5618 | 2
THR-DIG-T-5803 | 2
THR-DIG-T-5818 | 2
THR-DIS-SB-1300 | 1
THR-DIS-SB-1350 | 1
THR-THK-SB-0001 | 1
THR-THK-SB-0002 | 1
http://www.toronto.ca/TWONTO#00359 | 27
COL-PHA-MON-0001 | 1
COL-PHA-MON-0002 | 1
COL-PHB-AIT-0001 | 1
COL-PHB-AIT-0002 | 1
COL-PKP-AIT-0001 | 1
COL-PKP-AIT-0002 | 1
COL-PKP-AIT-0003 | 1
COL-PRR-AIT-0001 | 1
COL-PSS-AIT-0001 | 2
COL-RBB-AIT-0003 | 2
COL-RBB-AIT-0205 | 2
COL-RBB-AIT-0206 | 2
COL-RBB-ANL-0122 | 2
COL-RBB-ANL-0201 | 2
COL-SMC-AIT-0001 | 2
FIS-FEQ-ASH-4501 | 1
FIS-FEQ-ASH-4502 | 1
THC-INC-AIT-0003 | 1
VP2022 | 1
WTR-EAST-ANL | 1
http://www.toronto.ca/TWONTO#00811 | 27
COL-PBR-WEL-0200 | 1
COL-PEV-WEL-0600 | 3
COL-PHP-WEL-0600 | 3
COL-PRR-WEL-0001 | 2
COL-PRX-WEL-0200 | 2
COL-PSK-WEL-0600 | 2
COL-PSP-WEL-0600 | 3
COL-PSS-WEL-0600 | 2
COL-PST-WEL-0600 | 3
COL-PSU-WEL-0600 | 3
COL-PVM-WEL-0600 | 3
http://www.toronto.ca/TWONTO#00629 | 27
FCL-TRW-T-0001 | 1
FCL-TRW-T-0002 | 1
FHO-TRW-T-0001 | 2
FHO-TRW-T-0002 | 2
FHO-TRW-T-0003 | 2
FHO-TRW-T-0005 | 1
FHO-TRW-T-0006 | 1
FHO-TRW-T-0007 | 1
FHO-TRW-T-0008 | 1
FIS-TRW-T-0301 | 1
FIS-TRW-T-0302 | 1
SU2028A | 1
TAB-RSP-T-2300 | 1
WTR-PEL-T-0001 | 1
WTR-PEL-T-0002 | 1
WTR-PJS-T-0001 | 1
WTR-PJS-T-0002 | 1
WTR-PJS-T-0101 | 1
WTR-PJS-T-0102 | 1
WTR-PJS-T-0103 | 1
WTR-PJS-T-4000 | 1
WTR-PJS-T-4100 | 1
WTR-PJS-T-4200 | 1
WTR-PJS-T-4300 | 1
http://www.toronto.ca/TWONTO#00204 | 27
FCL-DCL-V-0043 | 1
FCL-DCL-V-0420 | 1
FCL-DCL-V-0520 | 1
FCL-DEW-V-0010A | 1
FCL-DEW-V-0011A | 1
FCL-DEW-V-0015 | 1
FCL-DEW-V-0701 | 1
FCL-DEW-V-0801 | 1
FCL-DEW-V-0901 | 1
FCL-FLT-V-1015 | 1
FCL-SED-V-0004 | 1
FCL-WWW-V-0001 | 1
FCL-WWW-V-0002 | 1
FCL-WWW-V-3021 | 1
FCL-WWW-V-3022 | 1
FCL-WWW-V-3030 | 1
FCL-WWW-V-3040 | 1
FCL-WWW-V-3050 | 1
FCL-WWW-V-5201 | 1
FCL-WWW-V-5301 | 1
FCL-WWW-V-5531 | 1
FCL-WWW-V-5532 | 1
TAB-PWA-V-5150A | 1
TAB-PWA-V-5151A | 1
TAB-PWA-V-5152A | 1
TAB-PWA-V-5153A | 1
TAB-SLO-V-0260C | 1
http://www.toronto.ca/TWONTO#00723 | 28
FHO-CLA-CHL-0101-KQ | 1
FHO-CLA-CHL-0201-KQ | 1
FHO-CLB-CHL-0101-KQ | 1
FHO-CLB-CHL-0201-KQ | 1
FHO-CLC-CHL-0101-KQ | 1
FHO-CLC-CHL-0201-KQ | 1
TAB-ACC-DIG-0010 | 1
TAB-ACC-DIG-0020 | 1
TAB-ACC-DIG-0030 | 1
TAB-ACC-DIG-0040 | 1
TAB-ACC-DIG-0060 | 1
TAB-ACC-NGS-0010A | 1
TAB-ACC-NGS-0010B | 1
TAB-ACC-NGS-0020A | 1
TAB-ACC-NGS-0020B | 1
TAB-ACC-NGS-0030A | 1
TAB-ACC-NGS-0030B | 1
TAB-ACC-NGS-0040A | 1
TAB-ACC-NGS-0040B | 1
TAB-ACC-NGS-0060A | 1
TAB-ACC-NGS-0060B | 1
TAB-DIS-CHL-2 | 1
TAB-DIS-CHL-3 | 1
TAB-DIS-CHL-4 | 1
TAB-DIS-CHL-5 | 1
TAB-DIS-CHL-6 | 1
TAB-DIS-CHL-7 | 1
TAB-DIS-CHL-8 | 1
http://www.toronto.ca/TWONTO#00212 | 29
FHA-SES-SQ-0093 | 1
FHA-SES-SQ-0094 | 1
FHA-SES-SQ-0095 | 1
FHA-SES-SQ-0096 | 1
FHA-SES-SQ-0097 | 1
FHO-SES-CHEM SUIT | 2
FHO-SES-SQ-9024 | 1
FHO-SES-SQ-9025 | 1
FHO-SES-SQ-9026 | 1
FHO-SES-SQ-9027 | 1
FHO-SES-SQ-9028 | 1
FIS-CHE-SU-0001 | 1
TAB-DIS-SQ-1000 | 2
TAB-DIS-SQ-1002 | 2
TAB-DIS-SQ-1003 | 2
THR-SES-CS | 2
THR-SES-CS-0001 | 2
THR-SES-CS-0002 | 2
THR-SES-CS-0003 | 2
THR-SES-CS-0004 | 2
http://www.toronto.ca/TWONTO#00192 | 30
FHO-SES-SQ-CIT18A | 1
FHO-SES-SQ-CIT18B | 1
FHO-SES-SQ-CIT18C | 1
FHO-SES-SQ-HVCAB1 | 1
FHO-SES-SQ-HVCAB2 | 1
FIS-ELS-CBL-0100 | 1
FIS-ELS-CBL-0200 | 1
FIS-ELS-CBL-1511 | 1
FIS-ELS-CBL-1521 | 1
FIS-ELS-CBL-5110 | 1
FIS-ELS-CBL-5130 | 1
FIS-ELS-CBL-5150 | 1
FIS-ELS-CBL-5170 | 1
FIS-ELS-CBL-5190 | 1
FIS-ELS-CBL-5210 | 1
FIS-ELS-CBL-5220 | 1
FIS-ELS-CBL-5240 | 1
FIS-ELS-CBL-5260 | 1
FIS-ELS-CBL-5280 | 1
FIS-ELS-CBL-5311 | 1
FIS-ELS-CBL-5321 | 1
FIS-ELS-CBL-5331A | 1
FIS-ELS-CBL-5331B | 1
FIS-ELS-CBL-5441 | 1
FIS-ELS-CBL-5451 | 1
FIS-ELS-CBL-5521 | 1
FIS-ELS-CBL-5611 | 1
FIS-SES-SQ-6201 | 1
WTR-PLW-BUS-0102 | 1
WTR-PLW-BUS-0202 | 1
http://www.toronto.ca/TWONTO#00748 | 31
FHO-MCS-MT-1101 | 1
FHO-MCS-MT-1102 | 1
FHO-MCS-MT-1103 | 1
FHO-MCS-MT-1104 | 1
FHO-MCS-MT-1105 | 1
FHO-MCS-MT-1106 | 1
FHO-MCS-MT-1107 | 2
FHO-MCS-MT-1108 | 1
FHO-MCS-MT-1109 | 1
FHO-MCS-MT-1110 | 1
FHO-MCS-MT-1110-SUSP | 1
FHO-MCS-MT-1111 | 1
FHO-MCS-MT-1112 | 1
FHO-MCS-MT-1113 | 1
FHO-MCS-MT-1114 | 1
FHO-MCS-MT-1115 | 1
FHO-MCS-MT-1116 | 1
FHO-MCS-MT-1117 | 1
FHO-MCS-MT-1118 | 1
FHO-MCS-MT-1119 | 1
THC-MCS-MT-0004 | 2
THC-MCS-MT-0005 | 2
THC-MCS-MT-0006 | 2
THC-MCS-MT-0011 | 2
THC-MCS-MT-0012 | 2
http://www.toronto.ca/TWONTO#00279 | 31
COL-PEV-MON-0002 | 3
COL-PHP-MON-0002 | 3
COL-PSD-MON-0002 | 2
COL-PSK-MON-0001 | 3
COL-PSK-MON-0002 | 3
COL-PSP-MON-0002 | 3
COL-PSS-MON-0002 | 2
COL-PST-MON-0002 | 3
COL-PSU-MON-0002 | 3
COL-PVM-MON-0002 | 3
TAB-PLT-MON-0140 | 2
THC-PLT-MON-1140 | 1
http://www.toronto.ca/TWONTO#00674 | 31
TAB-DIG-DT-0980 | 1
TAB-DIG-DT-0990 | 1
TAB-DIG-DT-1080 | 1
TAB-DIG-DT-1090 | 1
TAB-DIG-DT-1180 | 1
TAB-DIG-DT-1280 | 1
TAB-DIG-DT-5070 | 1
TAB-DIG-T-0152 | 1
TAB-DIG-T-0160 | 1
TAB-DIG-T-0252 | 1
TAB-DIG-T-0260 | 1
TAB-DIG-T-0352 | 1
TAB-DIG-T-0452 | 1
TAB-DIG-T-0552 | 1
TAB-DIG-T-0560 | 1
TAB-DIG-T-0652 | 1
TAB-DIG-T-0752 | 1
TAB-DIG-T-0760 | 1
TAB-DIG-T-0852 | 1
THR-DIG-T-0503 | 1
THR-DIG-T-0597 | 1
THR-DIG-T-0598 | 1
THR-DIG-T-5231 | 1
THR-DIG-T-5251 | 1
THR-DIG-T-5271 | 1
THR-DIG-T-5451 | 1
THR-DIG-T-5471 | 1
THR-DIG-T-5651 | 1
THR-DIG-T-5671 | 1
THR-DIG-T-5851 | 1
THR-DIG-T-5871 | 1
http://www.toronto.ca/TWONTO#00753 | 32
DOS-YCM-TRL-VEH067005 | 2
DOS-YCM-TRL-VEH266015 | 2
DOS-YCM-TRL-VEH267016 | 2
DOS-YCM-TRL-VEH268010 | 2
DOS-YCM-TRL-VEH268011 | 2
DOS-YCM-TRL-VEH270005 | 2
DOS-YCM-TRL-VEH270007 | 2
DOS-YCM-TRL-VEH270008 | 2
DOS-YCM-TRL-VEH270009 | 2
DOS-YCM-TRL-VEH270012 | 2
DOS-YCM-TRL-VEH270013 | 2
DOS-YCM-TRL-VEH270014 | 2
DOS-YCM-TRL-VEH270015 | 2
DOS-YCM-TRL-VEH270017 | 2
DOS-YCM-VEH-286003 | 1
FCL-MCS-VEH-0005 | 1
WTR-PHL-VEH-0008 | 1
WTR-PHL-VEH-0012 | 1
http://www.toronto.ca/TWONTO#00707 | 32
TAB-ELS-SQ-1001 | 1
TAB-ELS-SQ-1002 | 1
TAB-ELS-SQ-1003 | 1
TAB-ELS-SQ-1004 | 1
TAB-ELS-SQ-1005 | 1
TAB-ELS-SQ-1006 | 1
TAB-ELS-SQ-1007 | 1
TAB-ELS-SQ-1008 | 1
TAB-ELS-SQ-1009 | 1
TAB-ELS-SQ-1010 | 1
TAB-ELS-SQ-1011 | 1
TAB-ELS-SQ-1012 | 1
TAB-ELS-SQ-1013 | 1
TAB-ELS-SQ-1014 | 1
TAB-ELS-SQ-1015 | 1
TAB-ELS-SQ-1016 | 1
TAB-ELS-SQ-1017 | 1
TAB-ELS-SQ-1018 | 1
TAB-ELS-SQ-2000 | 1
TAB-ELS-SQ-2001 | 1
TAB-ELS-SQ-2002 | 1
TAB-ELS-SQ-2003 | 1
TAB-ELS-SQ-2004 | 1
TAB-ELS-SQ-2005 | 2
TAB-ELS-SQ-3000 | 1
TAB-ELS-SQ-3001 | 1
TAB-ELS-SQ-3002 | 1
TAB-ELS-SQ-3003 | 1
TAB-ELS-SQ-3004 | 1
TAB-ELS-SQ-3005 | 1
TNT-ELS-SQ-4001 | 1
http://www.toronto.ca/TWONTO#00561 | 32
DOS-YCM-PFD-CC | 1
DOS-YCM-PFD-JF | 1
DOS-YCM-PFD-LM | 1
FHA-SES-SQ-0451 | 1
FHA-SES-SQ-0452 | 1
FHA-SES-SQ-0453 | 1
FHA-SES-SQ-0454 | 1
FHA-SES-SQ-0455 | 1
FHA-SES-SQ-0456 | 1
FHA-SES-SQ-0457 | 1
FHA-SES-SQ-0458 | 1
FHA-SES-SQ-0459 | 1
FHA-SES-SQ-0460 | 1
FHA-SES-SQ-0461 | 1
FHA-SES-SQ-0462 | 1
FHA-SES-SQ-0463 | 2
FHA-SES-SQ-0601 | 1
FHA-SES-SQ-0602 | 1
FHA-SES-SQ-0603 | 1
FHA-SES-SQ-0604 | 1
FHA-SES-SQ-0605 | 1
FHA-SES-SQ-0606 | 1
FHA-SES-SQ-0607 | 1
FHA-SES-SQ-0608 | 1
FHA-SES-SQ-0609 | 1
FHA-SES-SQ-0610 | 1
FHA-SES-SQ-0611 | 1
FHA-SES-SQ-0612 | 1
FHA-SES-SQ-1103 | 1
FHA-SES-SQ-1104 | 1
FHA-SQ-LP-0025 | 1
http://www.toronto.ca/TWONTO#00434 | 33
THR-PLT-LD-0100 | 1
THR-PLT-LD-0200 | 1
THR-PLT-LD-0300 | 1
THR-PLT-LD-2132A | 2
THR-PLT-LD-2132B | 2
THR-PLT-LD-2132C | 2
THR-PLT-LD-2132D | 2
THR-PLT-LD-2132E | 2
THR-PLT-LD-2142A | 2
THR-PLT-LD-2142B | 2
THR-PLT-LD-2142C | 2
THR-PLT-LD-2142D | 2
THR-PLT-LD-2142E | 2
THR-PLT-LD-2152A | 2
THR-PLT-LD-2152B | 2
THR-PLT-LD-2152C | 2
THR-PLT-LD-2152D | 2
THR-PLT-LD-2152E | 2
http://www.toronto.ca/TWONTO#00460 | 33
FHA-MCS-MT-0101 | 1
FHA-MCS-MT-0201 | 1
FHO-MCS-MT-0101 | 1
FHO-MCS-MT-0201 | 1
FHO-MCS-MT-0401 | 1
FIS-MCS-MT-4501 | 1
FIS-MCS-MT-4502-SUS | 1
MS0100A | 1
MS0101A | 1
MS0105A | 1
MS0107A | 2
MS0108A | 1
MS0109A | 2
MS0110A | 1
MS0124A | 1
THC-MCS-MT-0007 | 1
THC-MCS-MT-0008 | 1
THC-MCS-MT-0009 | 1
THC-MCS-MT-0010 | 1
THC-MCS-MT-0017 | 1
THC-MCS-SM-0110 | 1
THC-MCS-SM-0120 | 1
THC-MCS-SM-0130 | 1
THC-MCS-SM-0140 | 1
THC-MCS-SM-0150 | 1
THR-MCS-MT-0523 | 1
THR-MCS-MT-0524 | 2
THR-MCS-MT-0534 | 1
THR-MCS-MT-0559 | 1
THR-MCS-MT-0560 | 1
http://www.toronto.ca/TWONTO#00795 | 34
TAB-DIG-BU | 3
TAB-DIG-BU-7061 | 2
TAB-DIG-BU-7062 | 2
TAB-DIG-BU-7063 | 2
TAB-DIG-BU-7200 | 1
TAB-DIG-BU-7300 | 1
TAB-DIG-BU-7400 | 1
TAB-DIG-BU-7500 | 1
TAB-DIG-BU-7600 | 1
THC-DIG-BU-5100 | 1
THC-DIG-BU-5182S | 2
THC-DIG-BU-5200 | 1
THC-DIG-BU-5200S | 2
THC-DIG-BU-5220S | 2
THC-DIG-BU-5300 | 1
THR-DIG-BU-7720 | 1
THR-DIG-BU-7720S | 2
THR-DIG-BU-7750 | 1
THR-DIG-BU-7750S | 2
THR-DIG-BU-7780 | 1
THR-DIG-BU-7780S | 2
TNT-DIG-BU-5301 | 1
TNT-DIG-BU-5401 | 1
http://www.toronto.ca/TWONTO#00149 | 34
FHO-DOZ-T-5003 | 1
FHO-DOZ-T-5004 | 1
TAB-ACC-ASE-1221 | 1
TAB-ACC-ASE-1821 | 1
TAB-ACC-MEQ-5301 | 2
TAB-ACC-T-0010 | 1
TAB-ACC-T-1010 | 1
TAB-ACC-T-1090 | 1
TAB-ACC-T-1490 | 1
TAB-ACC-T-2102 | 1
TAB-ACC-T-2221 | 1
TAB-ACC-T-2232 | 1
TAB-ACC-T-2812 | 1
TAB-ACC-T-3603 | 1
TAB-ACC-T-3605 | 1
TAB-ACC-T-3650 | 1
TAB-ACC-T-4611 | 1
TAB-ACC-T-4811 | 1
TAB-ACC-T-4901 | 1
TAB-ACC-T-5050 | 1
TAB-ACC-T-6013 | 1
TAB-ACC-T-6352 | 1
TAB-ACC-T-8002 | 1
TAB-DIG-T-6472 | 1
TAB-DIG-T-6482 | 1
TAB-DIG-T-9704 | 1
TAB-SA-T-1701 | 1
THC-ACC-MEQ-0701 | 1
THC-ACC-MEQ-0801 | 1
THC-ACC-T-0421 | 1
THC-ACC-T-5910 | 1
THC-ACC-T-6871 | 1
THR-ACC-T-0712 | 1
http://www.toronto.ca/TWONTO#00314 | 36
FHA-SES-SQ-0061 | 2
FHA-SES-SQ-0062 | 2
FHA-SES-SQ-0063 | 2
FHA-SES-SQ-0064 | 2
FHA-SES-SQ-0065 | 2
FHA-SES-SQ-0066 | 2
FHA-SES-SQ-0067 | 2
FHA-SES-SQ-0068 | 2
FHA-SES-SQ-0069 | 2
FHA-SES-SQ-0070 | 2
FHA-SES-SQ-0071 | 2
FHA-SES-SQ-0072 | 2
FHA-SES-SQ-0073 | 1
FHA-SES-SQ-0074 | 2
FHA-SES-SQ-0075 | 2
FHA-SES-SQ-0076 | 2
TAB-ELS-SQ-5030 | 1
TAB-ELS-SQ-5032 | 1
TAB-ELS-SQ-5033 | 1
TAB-ELS-SQ-5034 | 1
THR-SES-SQ-2114 | 1
http://www.toronto.ca/TWONTO#00644 | 37
COL-CCC | 1
COL-CED-T-0100 | 1
FCL-BW-T-0100A | 1
FCL-BW-T-0100B | 1
FIS-TRW-RES | 1
FIS-TRW-RES-0001 | 2
TNT-MCS-T-0100 | 1
WTR-PPD-T-0001 | 1
WTR-RBV-T-0100 | 1
WTR-RBV-T-0200 | 1
WTR-RDF-T-0100 | 1
WTR-RDF-T-0200 | 1
WTR-RDF-T-0300 | 1
WTR-RDF-T-0400 | 1
WTR-REG-T-0100 | 1
WTR-REG-T-0200 | 1
WTR-RKL-T-0100 | 1
WTR-RKL-T-0200 | 1
WTR-RLW-T-0100 | 1
WTR-RLW-T-0200 | 1
WTR-RMA-T-0100 | 1
WTR-RMA-T-0200 | 1
WTR-RMI-T-0100 | 1
WTR-RMI-T-0200 | 1
WTR-RMI-T-0300 | 1
WTR-RMI-T-0400 | 1
WTR-RMP-T-0100S | 1
WTR-RMP-T-0200S | 1
WTR-RRH-T-0100 | 1
WTR-RRH-T-0200 | 1
WTR-RRV-T-0100 | 1
WTR-RRV-T-0200 | 1
WTR-RST-T-0100 | 1
WTR-RST-T-0200 | 1
WTR-RWA-T-0001 | 1
WTR-RWL-T-0001 | 1
http://www.toronto.ca/TWONTO#00559 | 37
094007SUS | 2
094056SUS | 2
DOS-YCM-VEH-158042 | 1
DOS-YCM-VEH-18801 | 1
DOS-YCM-VEH-188027 | 1
DOS-YCM-VEH-188029 | 1
DOS-YCM-VEH-18803 | 1
DOS-YCM-VEH-188049 | 1
DOS-YCM-VEH-205018 | 1
DOS-YCM-VEH-205022 | 1
DOS-YCM-VEH-205025 | 1
DOS-YCM-VEH-206041 | 1
DOS-YCM-VEH-206050 | 1
DOS-YCM-VEH-267207 | 1
DOS-YCM-VEH-285024 | 1
DOS-YCM-VEH-333005 | 1
DOS-YCM-VEH-333015 | 1
DOS-YCM-VEH-41088 | 1
DOS-YCM-VEH-41089 | 1
DOS-YCM-VEH-41090 | 1
DOS-YCM-VEH-41091 | 1
DOS-YCM-VEH-41113 | 1
DOS-YCM-VEH-67022 | 1
DOS-YCM-VEH-67023 | 1
DOS-YCM-VEH-67024 | 1
DOS-YCM-VEH-884621 | 1
DOS-YCM-VEH-884912 | 1
FIS-GRK-VEH-0102 | 2
FIS-GRK-VEH-0301 | 1
TAB-GRK-VEH-045003 | 1
TAB-GRK-VEH-094138 | 1
THC-GRK-VEH-041040 | 1
THC-GRK-VEH-095067 | 1
THR-GRK-VEH-094057 | 1
http://www.toronto.ca/TWONTO#00526 | 39
FCL-POL-MX-4101 | 1
FCL-POL-MX-4102 | 1
FCL-POL-MX-4110 | 1
FCL-POL-MX-4111 | 1
FCL-POL-MX-4120 | 1
FCL-POL-MX-4121 | 1
FCL-POL-MX-4130 | 1
FCL-POL-MX-4131 | 1
FCL-POL-MX-4201 | 1
FCL-POL-MX-4202 | 1
FCL-POL-MX-4210 | 1
FCL-POL-MX-4211 | 1
FCL-POL-MX-4220 | 1
FCL-POL-MX-4221 | 1
FCL-POL-MX-4230 | 1
FCL-POL-MX-4231 | 1
TAB-DEW-MX-0130 | 1
TAB-DEW-MX-0230 | 1
TAB-DEW-MX-0330 | 1
TAB-DEW-MX-0430 | 1
TAB-DEW-MX-0530 | 1
TAB-DEW-MX-0630 | 1
TAB-DEW-MX-0730 | 1
TAB-DEW-MX-0830 | 1
TAB-DEW-MX-2500 | 1
TAB-DEW-MX-2600 | 1
TAB-THK-MEQ-0101 | 1
TAB-THK-MEQ-0201 | 1
TAB-THK-MEQ-0301 | 1
TAB-THK-MEQ-0401 | 1
TAB-THK-MEQ-0501 | 1
TAB-THK-MEQ-0601 | 1
TAB-THK-MEQ-0701 | 1
TAB-THK-MEQ-0801 | 1
TAB-THK-MEQ-0901 | 2
TAB-THK-MX-4010 | 1
TAB-THK-MX-4020 | 1
TAB-THK-MX-4030 | 1
http://www.toronto.ca/TWONTO#00164 | 40
DOS-SES-AED-0001 | 1
DOS-SES-AED-0002 | 1
FCL-SES-DEF-0001 | 1
FCL-SES-DEF-0002 | 1
FHA-SES-DEF-0301 | 2
FHA-SES-DEF-0501 | 2
FHO-SES-DEF-0001 | 3
FHO-SES-DEF-0002 | 1
FHO-SES-DEF-0003 | 1
FIS-SES-DEF-0601 | 2
FIS-SES-DEF-4501 | 2
TAB-PLT-DEF-555308 | 1
TAB-SES-AED | 1
TAB-SES-AED-0001 | 2
TAB-SES-AED-0002 | 1
TAB-SES-AED-0003 | 1
TAB-SES-AED-0004 | 1
TAB-SES-AED-0005 | 1
TAB-SES-AED-0006 | 1
TAB-SES-AED-0007 | 1
TAB-STR-DEF-WA2 | 2
THC-SES-DEF-0001 | 1
THC-SES-DEF-0002 | 1
THC-SES-DEF-0003 | 1
THR-SES-DEF-0001 | 1
THR-SES-DEF-0002 | 1
THR-SQ-DEF-0001S | 1
TNT-SES-AED-0001 | 1
WTR-PHL-AED-0001 | 1
WTR-PLW-AED-0001 | 1
WTR-PSC-AED-0001 | 2
http://www.toronto.ca/TWONTO#00235 | 41
DU2015A | 1
DU2016A | 1
DU2017A | 1
DU2018A | 1
DU2019A | 1
DU2020A | 1
KU2610A | 1
TAB-ACC-T-6214 | 1
TAB-ACC-T-6215 | 1
TAB-ACC-T-6216 | 1
TAB-ACC-T-6217 | 1
TAB-ACC-T-6218 | 1
TAB-ACC-T-6219 | 1
TAB-DIG-T-7000 | 1
TAB-DIG-T-7201 | 1
TAB-DIG-T-7301 | 1
TAB-DIG-T-7401 | 1
TAB-DIG-T-7501 | 1
TAB-DIG-T-7601 | 1
THC-DIG-DT-0001 | 2
THR-BG-DT-0102 | 1
THR-BG-DT-0103 | 1
THR-BG-DT-0202 | 1
THR-BG-DT-0203 | 1
THR-BG-T-0400 | 1
THR-DIG-DT-0001 | 1
THR-DIG-DT-0002 | 1
THR-DIG-DT-0003 | 1
THR-DIG-DT-7720 | 1
THR-DIG-DT-7750 | 1
THR-DIG-DT-7780 | 1
THR-DIG-T-0440 | 1
THR-DIG-T-0460 | 1
THR-DIG-T-0503 | 1
THR-DIG-T-0504 | 2
THR-DIG-T-0599 | 1
THR-DIG-T-5431 | 1
THR-DIG-T-5631 | 1
THR-DIG-T-5831 | 1
http://www.toronto.ca/TWONTO#00737 | 42
FHA-AUX-ANL-0019 | 2
FHA-AUX-ANL-0020 | 1
FHO-AUX-METR-0005 | 1
FHO-MCS-MEQ-1301 | 1
FHO-MCS-MEQ-1301_SU | 1
FHO-MCS-MEQ-1301SUSP | 1
FHO-MCS-MEQ-1401 | 1
FHO-MCS-MEQ-1401-SU | 1
FHO-MCS-MEQ-1401-SUSP | 3
FIS-SES-SQ-1021 | 1
FIS-SES-SQ-1022 | 1
FIS-SES-SQ-1024 | 1
FIS-SES-SQ-1025 | 1
FIS-SES-SQ-1028 | 1
FN2008D | 1
THC-MCS-MEQ-0003 | 1
THC-MCS-MEQ-0004 | 3
THC-MCS-MEQ-0006 | 1
THR-BFP-TEST-0004 | 1
THR-BFP-TEST-0023 | 1
THR-BFP-TEST-0768 | 1
THR-BFP-TEST-2274 | 1
THR-BFP-TEST-2274S | 1
THR-BFP-TEST-7435 | 1
THR-BFP-TEST-7964 | 1
THR-ELS-INQ-0026 | 1
THR-ELS-SQ-0326 | 1
THR-ELS-SQ-0327 | 1
THR-ELS-SQ-0328 | 1
WTR-PHL-MEQ-0002 | 1
WTR-PHL-MEQ-0003 | 1
WTR-PLW-MEQ-0001 | 1
WTR-PLW-MEQ-0002 | 1
WTR-PLW-MEQ-0002S | 2
WTR-PSC-MEQ-0006 | 1
WTR-PSC-MEQ-0007 | 1
http://www.toronto.ca/TWONTO#00572 | 42
FCL-GRK-PLQ-0001 | 1
FHA-PLQ-53793 | 1
PLQ18374 | 1
PLQ18396 | 1
PLQ18406 | 1
PLQ18416 | 1
PLQ18417 | 1
PLQ18424 | 1
PLQ18486 | 1
PLQ18487 | 1
PLQ18488 | 1
PLQ18489 | 1
PLQ18490 | 1
PLQ18515 | 1
PLQ18538 | 1
PLQ18550 | 1
PLQ18551 | 1
PLQ50749 | 1
TAB-ACC-PIP-1101 | 1
TAB-ACC-PIP-1102 | 1
TAB-DEW-PLQ | 1
TAB-PLT-PLQ-D | 1
TAB-PLT-PLQ-P | 1
TAB-PRM-PLQ-D | 1
TAB-PRM-PLQ-OPS | 1
TAB-PRM-PLQ-P- | 1
TAB-RSP-PLQ-M | 1
TAB-RSP-PLQ-T | 1
TAB-SLO-PLQ-0001 | 1
TAB-STR-PLQ-0201 | 1
TAB-STR-PLQ-AG | 1
TAB-STR-PLQ-AT | 1
THC-GRK-PLQ-0001 | 2
THC-MCS-PQL-K | 2
THR-PLQ-AER | 1
THR-PLQ-EPS | 1
THR-PLQ-FT | 1
THR-PLQ-RSPS | 1
THR-THK-PLQ1 | 2
http://www.toronto.ca/TWONTO#00585 | 43
FHA-SES-LD-0084 | 2
FHA-SES-LD-0085 | 2
FHA-SES-LD-0086 | 2
FHA-SES-LD-0087 | 2
FHA-SES-LD-0088 | 1
FHA-SES-LD-0089 | 2
FHA-SES-LD-0090 | 2
FHA-SES-LD-0091 | 2
FHA-SES-LD-0097 | 2
FHA-SES-LD-0098 | 2
FHA-SES-LD-0099 | 2
FHA-SES-LD-0100 | 2
FHA-SES-LDR-0103 | 2
FHA-SES-LDR-0404 | 2
FHA-SES-LDR-0407 | 2
FHA-SES-LDR-0415 | 2
FIS-SES-LDR-3503 | 1
TAB-WA5-LDR-0210 | 1
TAB-WA5-LDR-4412 | 1
TAB-WA5-LDR-4608 | 1
TAB-WA5-LDR-6208 | 1
TAB-WA5-LDR-6258 | 1
TAB-WA5-LDR-6406 | 1
TAB-WA5-LDR-6410 | 1
TAB-WA5-LDR-6606 | 1
TAB-WA5-LDR-6812 | 1
TAB-WA5-LDR-8340 | 1
TAB-WA5-LFR-6812 | 1
http://www.toronto.ca/TWONTO#00361 | 44
TAB-ACC-DM-0041 | 1
TAB-DEW-FX-3961 | 3
TAB-DEW-FX-3962 | 2
TAB-DEW-FX-3963 | 2
TAB-DEW-FX-4121 | 1
TAB-DEW-FX-4122 | 1
TAB-DEW-FX-4221 | 1
TAB-DEW-FX-4222 | 1
TAB-DEW-FX-4321 | 1
TAB-DEW-FX-4322 | 1
TAB-DIG-FX-7061 | 2
TAB-DIG-FX-7062 | 2
TAB-DIG-FX-7063 | 2
TAB-DIG-FX-9-12 | 1
THC-DIG-FX-0400C | 2
THC-DIG-FX-0500C | 2
THC-DIG-FX-0600C | 2
THC-DIG-FX-0700C | 2
THC-DIG-FX-5100 | 2
THC-DIG-FX-5200 | 2
THC-DIG-FX-5300 | 2
THR-BG-FX-0201 | 1
THR-CG-FX-1101 | 1
THR-CG-FX-1201 | 1
TNT-DIG-FX-0001 | 1
TNT-DIG-FX-0002 | 1
TNT-DIG-FX-5101 | 1
TNT-DIG-FX-5201 | 1
TNT-DIG-FX-5301 | 1
TNT-DIG-FX-5302 | 1
http://www.toronto.ca/TWONTO#00406 | 45
COL-PBR-GRF-0001 | 2
COL-PEV-GRF-0001 | 2
COL-PFB-GRF-0001 | 2
COL-PGA-GRF-0001 | 2
COL-PHP-GRF-0001 | 2
COL-PIR-GRF-0001 | 2
COL-PKG-GRF-0001 | 2
COL-PMD-GRF-0001 | 2
COL-PSP-GRF-0001 | 2
COL-PST-GRF-0001 | 3
COL-PSU-GRF-0001 | 2
COL-PVM-GRF-0001 | 2
COL-PWC-GRF-0001 | 2
COL-RBB-GRF-0001 | 2
COL-SKW-GRF-0001 | 2
COL-SMC-GRF-0001 | 2
FHA-SES-SQ-0013 | 1
FHA-SES-SQ-0014 | 1
FHA-SES-SQ-0015 | 1
FHO-SES-INQ-0011 | 1
FHO-SES-SQ-0013 | 1
FHO-SES-SQ-0014 | 1
FHO-SES-SQ-0015 | 1
SWM-PET-GRF-0001 | 2
SWM-PWD-GRF-0001 | 2
THR-ELS-SQ-0023 | 1
http://www.toronto.ca/TWONTO#00251 | 49
COL-PLV-CRN-0001 | 2
COL-PMY-CRN-0001 | 2
COL-PRD-CRN-0001 | 2
FCL-MCS-CRN-0007 | 1
FCL-MCS-CRN-0015 | 1
FCL-MCS-CRN-0400 | 1
FCL-MCS-LD-0005 | 2
FCL-RW-CRN-0402 | 1
FCL-RW-CRN-0403 | 1
FHO-MCS-CRN-0101 | 1
FHO-MCS-CRN-0201 | 1
FHO-MCS-CRN-0301 | 1
FHO-MCS-CRN-0401 | 1
FHO-MCS-CRN-0501 | 1
FHO-MCS-CRN-0601 | 1
FHO-MCS-CRN-0801 | 1
FHO-MCS-CRN-1501 | 1
TAB-PLT-CRN-0025 | 1
TAB-PLT-CRN-0061 | 1
TAB-WA6-LD-1001 | 1
THC-MCS-CRN-6001 | 1
THC-MCS-CRN-6002 | 1
THC-MCS-CRN-6003 | 1
THC-MCS-LD-10595 | 1
THC-MCS-LD-10906950 | 1
THC-MCS-LD-164876BW1 | 1
THC-MCS-LD-164876BW2 | 1
THC-MCS-LD-164876BW3 | 1
THC-MCS-LD-164876BW4 | 1
THC-MCS-LD-401142 | 1
THC-MCS-LD-65C1123 | 1
THC-MCS-LD-790208 | 1
THC-MCS-LD-CK430XG | 1
THC-MCS-LD-CK4448XG | 1
THC-MCS-LD-CK4449XG | 1
THC-MCS-LD-CW01205 | 1
THC-MCS-LD-HLW27185 | 1
THR-MCS-LD-0525S | 1
THR-MCS-LD-0528A | 2
THR-MCS-LD-6069 | 1
THR-MCS-LD-9862 | 1
THR-MCS-LD-9863 | 1
TNT-MCS-LD-0044 | 1
TNT-MCS-LD-0045 | 1
http://www.toronto.ca/TWONTO#00423 | 50
PU2002A | 1
PU2005A | 1
PU2006A | 1
TAB-DEW-T-2100 | 1
TAB-DEW-T-2200 | 1
TAB-DEW-T-2300 | 1
TAB-DEW-T-2400 | 1
TAB-DEW-T-2500 | 1
TAB-DEW-T-2600 | 1
TAB-PLT-T-0121 | 1
TAB-PLT-T-0221 | 1
TAB-PLT-T-0321 | 1
TAB-PLT-T-0421 | 1
TAB-PLT-T-0521? | 2
TAB-PLT-T-0621? | 2
TAB-PLT-T-1321 | 1
TAB-PLT-T-1421 | 1
TAB-PLT-T-1521 | 1
TAB-PLT-T-1621 | 1
TAB-PRM-T-2100 | 1
TAB-PRM-T-2300 | 1
TAB-PRM-T-2400 | 1
TAB-PRM-T-2500 | 1
TAB-PRM-T-3700 | 1
TAB-PRM-T-3800 | 1
TAB-PRM-T-3900 | 1
TAB-SLO-T-0301 | 1
TAB-SLO-T-0302 | 1
TAB-SLO-T-0303 | 1
TAB-SLO-T-0304 | 1
TAB-STR-T-2100 | 1
TAB-STR-T-2200 | 1
TAB-STR-T-2300 | 1
TAB-STR-T-2400 | 1
THC-DEW-T-6400 | 2
THC-DEW-T-6500 | 3
THR-PRM-T-0130 | 2
THR-PRM-T-0330 | 2
THR-PRM-T-0530 | 1
THR-PRM-T-0730 | 2
WZ2012A | 1
WZ2013A | 1
http://www.toronto.ca/TWONTO#00372 | 52
329007SUS | 3
329008SUS | 3
COL-YKP-VEH-0100 | 1
DOS-YCM-LD-VEH20084Z | 1
DOS-YCM-VEH-329010 | 1
FCL-GRK-VEH-0002 | 2
FHA-GRK-VEH-0201 | 2
FHO-MCS-LD-0401 | 2
FIS-GRK-VEH-0103 | 1
PE1041SUS | 2
PE1043SUS | 2
PE1067SUS | 3
TAB-GRK-VEH-329006SUS | 3
TAB-GRK-VEH-329030 | 2
TAB-GRK-VEH-329046 | 1
TAB-GRK-VEH-329051 | 1
TAB-GRK-VEH-329059 | 1
TAB-GRK-VEH-329060 | 1
TAB-GRK-VEH-329062 | 1
TAB-GRK-VEH-329077 | 1
TAB-GRK-VEH-PE1040 | 2
TAB-GRK-VEH-PE1042 | 2
THC-GRK-VEH-329026 | 1
THC-GRK-VEH-329027 | 1
THC-GRK-VEH-329072 | 1
THC-GRK-VEH-329073 | 1
THR-GRK-VEH-0555 | 2
THR-GRK-VEH-329009S | 1
THR-GRK-VEH-329011S | 1
THR-GRK-VEH-329045 | 1
THR-GRK-VEH-329053 | 1
THR-GRK-ZP-712 | 2
TNT-GRK-VEH-0003SUS | 2
http://www.toronto.ca/TWONTO#00757 | 53
FCL-AUX-TPD-0901 | 1
FCL-AUX-TPD-0902 | 1
FCL-AUX-TPD-0903 | 1
FCL-AUX-TPD-0904 | 1
FCL-AUX-TPD-0905 | 1
FHO-AUX-TPD-1512 | 1
FHO-DOZ-TPD-1501 | 1
FHO-DOZ-TPD-1502 | 1
FHO-DOZ-TPD-1503 | 1
FHO-DOZ-TPD-1504 | 1
FHO-DOZ-TPD-1505 | 1
FHO-DOZ-TPD-1506 | 1
FHO-DOZ-TPD-1507 | 1
FHO-DOZ-TPD-1508 | 1
FHO-DOZ-TPD-1509 | 1
FHO-DOZ-TPD-1510 | 1
FHO-DOZ-TPD-1511 | 1
FHO-DOZ-TPD-1513 | 1
FHO-DOZ-TPD-1514 | 1
FHO-DOZ-TPD-1601 | 1
FHO-DOZ-TPD-1602 | 1
FHO-LAB-TPD-0001 | 2
TAB-ACC-MEQ-6402 | 1
TAB-ACC-MEQ-6403 | 1
TAB-ACC-MEQ-6404 | 1
TAB-ACC-MEQ-6405 | 1
TAB-ACC-MEQ-6502 | 1
TAB-ACC-MEQ-6503 | 1
TAB-ACC-MEQ-6504 | 1
TAB-ACC-MEQ-6505 | 1
TAB-ACC-MEQ-6506 | 1
TAB-ACC-MEQ-6507 | 1
TAB-ACC-MEQ-6508 | 1
TAB-ACC-MEQ-6509 | 1
TAB-ACC-MEQ-6510 | 1
TAB-ACC-MEQ-6511 | 1
TAB-ACC-MEQ-6512 | 1
TAB-ACC-MEQ-6513 | 1
THC-CW-TPD-0610 | 1
THC-CW-TPD-0620 | 1
THC-CW-TPD-5801 | 1
THC-CW-TPD-5901 | 1
THC-PLT-TPD-6001 | 1
THC-PLT-TPD-6002 | 1
THC-PLT-TPD-6003 | 1
THC-PLT-TPD-6004 | 1
THC-PLT-TPD-6005 | 1
THC-PLT-TPD-6006 | 1
THC-PLT-TPD-6007 | 1
THC-PLT-TPD-6008 | 1
THC-PLT-TPD-6009 | 1
THC-PLT-TPD-6010 | 1
http://www.toronto.ca/TWONTO#00146 | 55
COL-PMY-F-0001 | 2
COL-PSM-F-0001 | 2
COL-RBB-F-0001 | 1
COL-RBC-F-0001 | 1
COL-RBG-F-0001 | 1
FCL-ACC-OZ-0901 | 1
FCL-FLT-F-0101 | 1
FCL-FLT-F-0201 | 1
FCL-FLT-F-0301 | 1
FCL-FLT-F-0401 | 1
FCL-FLT-F-0501 | 1
FCL-FLT-F-0601 | 1
FCL-FLT-F-0701 | 1
FCL-FLT-F-0801 | 1
FCL-FLT-F-0901 | 1
FCL-FLT-F-1001 | 1
FCL-FLT-F-1101 | 1
FCL-FLT-F-1201 | 1
FCL-FLT-F-1301 | 1
FCL-FLT-F-1401 | 1
FCL-FLT-F-1501 | 1
FCL-FLT-F-1601 | 1
FCL-FLT-F-1701 | 1
FCL-FLT-F-1801 | 1
PX2520A | 1
PX2521A | 1
PX2522A | 1
TAB-DEW-F-4122 | 1
TAB-DEW-F-4322 | 1
TAB-DEW-SB-3967 | 1
TAB-OCS-F-6740 | 1
TAB-OCS-F-6750 | 1
TAB-OCS-F-6760 | 1
TAB-PLT-INQ-4040 | 1
TAB-PWA-F-0401 | 1
TAB-PWA-F-0429 | 1
TAB-PWA-F-0437A | 1
TAB-PWA-F-0437B | 1
TAB-PWA-F-0555 | 1
TAB-PWA-F-1001 | 1
TAB-RSP-F-3003 | 2
TAB-STR-F-7002 | 1
THC-ACC-F-3001 | 1
THC-DCL-F-0401 | 1
THR-FPW-F-0002S | 1
THR-PRM-F-3440 | 1
THR-PRM-F-3540 | 1
WTR-RRH-F-0301 | 1
WTR-RRH-F-0402 | 1
YTF-CW-F-0001 | 1
YTF-CW-F-0002 | 1
YTF-CW-F-7101 | 1
http://www.toronto.ca/TWONTO#00619 | 56
FHO-CAPITAL | 1
TAB-AER-PRJ-0005 | 3
TAB-CAP-0014 | 1
TAB-CAP-PRJ-0001 | 4
TAB-CAP-PRJ-0002 | 4
TAB-CAP-PRJ-0003 | 2
TAB-CAP-PRJ-0005 | 4
TAB-CAP-PRJ-0006 | 3
TAB-CAP-PRJ-0007 | 2
TAB-CAP-PRJ-0008 | 1
TAB-CAP-PRJ-0009 | 1
TAB-CAP-PRJ-0014 | 1
TAB-CAP-PRJ-0015 | 1
TAB-CAP-PRJ-0016 | 1
TAB-CAP-PRJ-0017 | 1
TAB-CAP-PRJ-0018 | 1
TAB-CAP-PRJ-0019 | 1
TAB-CAP-PRJ-0020 | 1
TAB-CAP-PRJ-0021 | 2
TAB-CAP-PRJ-0022 | 1
TAB-CAP-PRJ-0023 | 1
TAB-DEW-PRJ-0001 | 1
TAB-ELS-PRJ-0001 | 1
TAB-ELS-PRJ-0003 | 1
TAB-ELS-PRJ-0004 | 1
TAB-PWA-PRJ-0001 | 2
TAB-SLO-PRJ-0001 | 1
TAB-SLO-PRJ-0002 | 1
TAB-WA2-PRJ-0004 | 1
THC-CWP-DEU-0001 | 1
THC-CWP-DIGESTERS&WGB | 1
THC-CWP-FBI | 1
THC-CWP-HEADWKS&OCS | 1
THC-CWP-LTU CONTRACT1 | 2
THC-CWP-PCB-ADMBLD | 1
THR-CAP-12FS-07WP | 1
THR-CAP-13FS-37WP | 1
THR-CAP-DIG2&3-21TW-CTS-1 | 1
http://www.toronto.ca/TWONTO#00191 | 58
THC-INC-BU-1030 | 2
THC-INC-BU-1031 | 2
THC-INC-BU-1032 | 2
THC-INC-BU-1033 | 2
THC-INC-BU-1034 | 2
THC-INC-BU-1035 | 2
THC-INC-BU-1036 | 2
THC-INC-BU-1037 | 2
THC-INC-BU-1038 | 2
THC-INC-BU-1039 | 2
THC-INC-BU-1040 | 2
THC-INC-BU-1041 | 2
THC-INC-BU-1042 | 2
THC-INC-BU-1043 | 2
THC-INC-BU-2030 | 2
THC-INC-BU-2031 | 2
THC-INC-BU-2032 | 2
THC-INC-BU-2033 | 2
THC-INC-BU-2034 | 2
THC-INC-BU-2035 | 2
THC-INC-BU-2036 | 2
THC-INC-BU-2037 | 2
THC-INC-BU-2038 | 2
THC-INC-BU-2039 | 2
THC-INC-BU-2040 | 2
THC-INC-BU-2041 | 2
THC-INC-BU-2042 | 2
THC-INC-BU-2043 | 2
TNT-ACC-BU-5101 | 1
TNT-ACC-BU-5201 | 1
http://www.toronto.ca/TWONTO#00288 | 58
DRN18371 | 1
DRN18393 | 1
DRN18403 | 1
DRN18409 | 1
DRN18411 | 1
DRN18421 | 1
DRN18422 | 1
DRN18468 | 1
DRN18469 | 1
DRN18470 | 1
DRN18471 | 1
DRN18472 | 1
DRN18473 | 1
DRN18530 | 1
DRN18540 | 1
DRN18541 | 1
DRN18542 | 1
DRN-53787 | 1
FHA-DRN-53792 | 1
FHA-FEQ-DT-0001 | 1
FHA-FEQ-DT-0002 | 1
FHA-FEQ-DT-0003 | 1
FHA-FEQ-DT-0004 | 1
FHA-FEQ-DT-0005 | 1
FHA-FEQ-DT-0006 | 1
FHA-FEQ-DT-0007 | 1
FHA-FEQ-DT-0008 | 1
FHA-FEQ-DT-0009 | 1
FHA-FEQ-DT-0010 | 1
FHA-FEQ-DT-0011 | 1
FHA-FEQ-DT-0012 | 1
FHA-FEQ-DT-0013 | 1
FHA-FEQ-DT-0014 | 1
FHA-GRK-DRN-0101 | 1
FHO-GRK-DRN-0101 | 1
FIS-DRN-53798 | 1
TAB-DEW-DRN | 1
TAB-DIG-STRC-T9-12 | 1
TAB-PRM-DRN-D | 1
TAB-PRM-DRN-OPS | 1
TAB-PRM-DRN-P | 1
TAB-RSP-DRN-M | 1
TAB-RSP-DRN-T | 1
TAB-STR-DRN-AG | 1
TAB-STR-DRN-AT | 1
THC-GRK-DRN-0001 | 2
THC-MCS-DRN-0200 | 1
THR-CW-PLQ-0001 | 1
THR-CW-PLQ-0002 | 1
THR-GRK-DRN-WA1 | 1
THR-THK-DRN1 | 2
WTR-PLW-PLQ-0001 | 1
WTR-PLW-PLQ-0002 | 1
WTR-PRH-DRN-0001 | 1
WTR-PRH-DRN-1100 | 1
YTF-GRK-DRN-1000 | 1
http://www.toronto.ca/TWONTO#00379 | 58
COL-PCU-T-0001 | 3
COL-PKG-T-0002 | 2
COL-PLB-T-0002 | 3
COL-PLV-T-0001 | 2
COL-PMD-T-0001 | 2
COL-PMM-T-0002 | 2
COL-PMM-T-0003 | 2
COL-PNT-T-0001 | 2
COL-POM-T-0001 | 2
COL-PPU-T-0001 | 2
COL-PRD-T-0001 | 2
COL-PSL-T-0001 | 2
COL-PSW-T-0002 | 2
COL-PWR-T-0001 | 4
FCL-ELS-T-0101 | 1
FCL-ELS-T-0201 | 1
FIS-ELS-T-2101 | 1
FIS-ELS-T-2102 | 1
FIS-ELS-T-2103 | 1
FIS-ELS-T-2201 | 1
FIS-ELS-T-2202 | 1
FIS-ELS-T-2203 | 1
SWM-PET-T-0001 | 2
SWM-PWD-T-0001 | 2
SWM-PWI-T-0001 | 2
TNT-ACC-T-1000 | 1
WTR-PEL-T-1010 | 1
WTR-PEL-T-1020 | 1
WTR-PEL-T-1100 | 1
WTR-PEL-T-1200 | 1
WTR-PEL-T-1300 | 1
WTR-PRH-T-1010 | 1
WTR-PRH-T-1020 | 1
WTR-PRH-T-1100 | 1
WTR-PRH-T-1200 | 1
WTR-PWT-T-1010 | 1
WTR-PWT-T-1100 | 1
http://www.toronto.ca/TWONTO#00255 | 58
COL-PSL-RC-0001 | 2
EN2001D | 1
FCL-ALM-FIR-0101 | 3
FCL-ALM-FIR-0201 | 3
FCL-ALM-FIR-0301 | 3
FCL-ALM-FIR-0401 | 3
FCL-AM-FIR-0101 | 3
FCL-AM-FIR-0201 | 3
FCL-FL-FIR-0101 | 3
FCL-FL-FIR-0201 | 3
FCL-PAC-FIR-0101 | 2
FCL-PAC-FIR-0201 | 2
FHO-SBS-FIR-0301 | 1
FHO-SBS-FIR-0401 | 1
FHO-SBS-FIR-0501 | 1
FHO-SBS-FIR-0601 | 1
FHO-SBS-FIR-0701 | 1
FHO-SBS-FIR-0801 | 1
HN2001D | 1
KN2001D | 1
THC-AER-DL-1201 | 1
THC-AER-DL-1301 | 1
THC-AER-DL-1302 | 1
THC-INC-DL-2101 | 1
THR-THK-CF-4011-KQ | 1
THR-THK-CF-4021-KQ | 2
THR-THK-CF-4031-KQ | 1
THR-THK-CF-4041-KQ | 1
THR-THK-CF-4051-KQ | 2
THR-THK-CF-4061-KQ | 2
THR-THK-CF-4071-KQ | 2
WTR-099-METR-0101 | 1
WTR-099-METR-0102 | 1
WTR-272-METR-0901 | 1
WTR-365-FQIR-0001 | 1
http://www.toronto.ca/TWONTO#00357 | 59
FCL-SES-FA-0007 | 2
FCL-SES-FA-0009 | 1
FCL-SES-FAK-0001 | 1
FCL-SES-FAK-0002 | 1
FCL-SES-FAK-0003 | 1
FCL-SES-FAK-0004 | 1
FCL-SES-FAK-0005 | 1
FHA-SES-FAK-0101 | 1
FHA-SES-FAK-0102 | 1
FHA-SES-FAK-0301 | 1
FHA-SES-FAK-0302 | 1
FHA-SES-FAK-0303 | 1
FHA-SES-FAK-0304 | 1
FHA-SES-FAK-0401 | 1
FHA-SES-FAK-0402 | 1
FHA-SES-FAK-0403 | 1
FHA-SES-FAK-0404 | 1
FHA-SES-FAK-0405 | 1
FHA-SES-FAK-0503 | 1
FHA-SES-FAK-0504 | 1
FHA-SES-FAK-0901 | 1
FHA-SES-FAK-0902 | 1
FHA-SQ-FAK-16 | 1
FHA-SQ-FAK-17 | 1
FHA-SQ-FAK-18 | 1
FHO-SES-FAK-0101 | 1
FHO-SES-FAK-0102 | 1
FHO-SES-FAK-0103 | 1
FHO-SES-FAK-0401 | 1
FHO-SES-FAK-0501 | 1
FHO-SES-FAK-1501 | 1
FHO-SES-SQ-4008 SUSP | 2
FHO-SES-SQ-4010 | 1
FHO-SES-SQ-4011 | 1
WTR-PEG-FAK-0001 | 2
WTR-PEL-FAK-0001 | 2
WTR-PHL-FAK-0001 | 1
WTR-PHL-FAK-0006 | 1
WTR-PHL-FAK-0007 | 1
WTR-PHL-FAK-0008 | 1
WTR-PHL-FAK-0009 | 1
WTR-PJS-FAK-0001 | 1
WTR-PKN-FAK-0001 | 2
WTR-PLW-FAK-0001 | 1
WTR-PMI-FAK-0001 | 2
WTR-PSC-FAK-0001 | 2
WTR-PTH-FAK-0001 | 2
WTR-RBV-FAK-0001 | 2
WTR-RRG-FAK-0001 | 2
http://www.toronto.ca/TWONTO#00530 | 60
FCL-WWW-MSL-5501 | 1
FCL-WWW-MSL-5601 | 1
FHA-WWW-MSL-2410 | 1
FHA-WWW-MSL-2420 | 1
FHA-WWW-MSL-2430 | 1
FHA-WWW-MSL-2440 | 1
FHA-WWW-MSL-2510 | 1
FHA-WWW-MSL-2520 | 1
FHA-WWW-MSL-2530 | 1
FHA-WWW-MSL-2540 | 1
TAB-PLT-MSL-0100 | 1
TAB-PLT-MSL-0141 | 1
TAB-PLT-MSL-0161 | 1
TAB-PLT-MSL-0200 | 2
TAB-PLT-MSL-0241 | 1
TAB-PLT-MSL-0261 | 1
TAB-PLT-MSL-0300 | 1
TAB-PLT-MSL-0341 | 1
TAB-PLT-MSL-0361 | 1
TAB-PLT-MSL-0400 | 1
TAB-PLT-MSL-0441 | 1
TAB-PLT-MSL-0461 | 1
TAB-PLT-MSL-0500 | 1
TAB-PLT-MSL-0541 | 1
TAB-PLT-MSL-0600 | 1
TAB-PLT-MSL-0641 | 1
TAB-PLT-MSL-0741 | 1
TAB-PLT-MSL-0771 | 1
TAB-PLT-MSL-0841 | 1
TAB-PLT-MSL-0871 | 1
THC-DEW-MSL-6201 | 1
THC-DEW-MSL-6281 | 1
THC-DEW-MSL-6301 | 1
THC-PLT-MSL-0146 | 1
THC-PLT-MSL-0246 | 1
THC-PLT-MSL-0346 | 1
THC-PLT-MSL-0446 | 1
THC-PLT-MSL-0546 | 1
THC-PLT-MSL-0710 | 1
THC-PLT-MSL-0720 | 1
THC-PLT-MSL-0830 | 1
THC-PLT-MSL-0840 | 1
THC-PLT-MSL-1010 | 1
THC-PLT-MSL-1020 | 1
THC-PLT-MSL-1100 | 1
THC-PLT-MSL-1120 | 1
THC-PLT-MSL-1200 | 1
THC-PLT-MSL-1220 | 1
THC-PLT-MSL-5171 | 1
THC-PLT-MSL-5181 | 1
THC-PLT-MSL-5191 | 1
THC-PLT-MSL-5641 | 1
THC-PLT-MSL-5671 | 1
THC-PLT-SW-5171 | 1
THC-PLT-SW-5181 | 1
THC-PLT-SW-5191 | 1
THC-PLT-SW-5641 | 1
THC-PLT-SW-5671 | 1
THC-PLT-SW-5691A | 1
http://www.toronto.ca/TWONTO#00140 | 61
TAB-AER-T-0100 | 1
TAB-AER-T-0300 | 1
TAB-AER-T-0400 | 1
TAB-AER-T-0500 | 1
TAB-AER-T-0600 | 1
TAB-AER-T-0700 | 1
TAB-AER-T-0800 | 1
TAB-AER-T-0900 | 1
TAB-AER-T-1000 | 1
TAB-AER-T-1100 | 1
TAB-STR-T-0200 | 1
THC-AER-T-2100 | 2
THC-AER-T-2200 | 2
THC-AER-T-2300 | 2
THC-AER-T-2400 | 2
THC-AER-T-2500 | 2
THC-AER-T-2600 | 2
THC-AER-T-2700 | 2
THC-AER-T-2800 | 2
THC-AER-T-2900 | 2
THC-AER-T-3000 | 2
THC-AER-T-3100 | 2
THC-AER-T-3200 | 2
THC-AER-T-3300 | 2
THC-AER-T-3400 | 2
THC-AER-T-3500 | 2
THC-AER-T-3600 | 2
THR-AER-T-0110 | 1
THR-AER-T-0210 | 1
THR-AER-T-0310 | 1
THR-AER-T-0410 | 1
THR-AER-T-0510 | 1
THR-AER-T-0600 | 1
THR-AER-T-0700 | 1
THR-AER-T-0800 | 1
THR-AER-T-1114 | 1
THR-AER-T-1814 | 1
TNT-AER-T-0100 | 1
TNT-AER-T-0200 | 1
TNT-AER-T-0300 | 1
TNT-AER-T-0400 | 1
TNT-AER-T-0500 | 1
TNT-AER-T-0600 | 1
TNT-AER-T-0700 | 1
TNT-AER-T-0800 | 1
http://www.toronto.ca/TWONTO#00445 | 62
COL-PBG-GA-0001 | 1
COL-PBR-GA-0001 | 2
COL-PEV-GA-0001 | 1
COL-PFB-GA-0001 | 1
COL-PHA-GA-0101 | 1
COL-PHA-GA-0201 | 1
COL-PHA-GA-0301 | 1
COL-PHP-GA-0001 | 1
COL-PKG-GA-0001 | 1
COL-PKP-GA-0001 | 2
COL-PMD-GA-0001 | 2
COL-PMY-PI-0001 | 2
COL-PRR-GA-0001 | 1
COL-PSD-GA-0001 | 1
COL-PSK-GA-0001 | 1
COL-PSM-GA-0001 | 2
COL-PSP-GA-0001 | 1
COL-PSS-GA-0001 | 1
COL-PST-GA-0001 | 1
COL-PSU-GA-0001 | 1
COL-PVM-GA-0001 | 1
COL-PWC-GA-0001 | 1
SWM-PET-GA-0001 | 2
SWM-PWD-GA-0001 | 1
SWM-PWI-GA-0001 | 2
TAB-BFP-GA-0001 | 1
TAB-BFP-GA-0002 | 1
THC-PRM-LI-0906 | 1
THC-PRM-LI-0916 | 1
THC-PRM-LI-0943 | 1
THC-PRM-LI-0953 | 1
THC-PRM-LI-1006 | 1
THC-PRM-LI-1016 | 1
THC-PRM-LI-1043 | 1
THC-PRM-LI-1053 | 1
THC-PRM-PI-1021 | 1
THC-PRM-PI-1031 | 1
THC-PRM-PI-1081 | 1
THC-PRM-PI-1091 | 1
THC-PRM-TI-1004 | 1
THC-PRM-TI-1014 | 1
THR-DIS-PI-0701 | 2
THR-DIS-PI-0702 | 2
THR-DIS-PI-0703 | 2
THR-DIS-PI-0704 | 2
THR-DIS-PI-0901 | 1
THR-DIS-PI-0902 | 1
TNT-CSO-TPB-0401 | 1
TNT-CSO-TPB-0402 | 1
TNT-CSO-TPB-0403 | 1
TNT-CSO-TPB-0404 | 1
http://www.toronto.ca/TWONTO#00703 | 63
FHA-MCS-MT-0301 | 1
FHA-MCS-MT-0401 | 1
FHA-MCS-MT-0501 | 1
FHA-MCS-MT-0601 | 1
FHA-MCS-MT-0701 | 1
FHA-MCS-MT-1001 | 1
FHO-MCS-MT-0301 | 1
FHO-MCS-MT-0601 | 1
FHO-MCS-MT-0701 | 1
FHO-MCS-MT-0801 | 1
FHO-MCS-MT-0901 | 1
FHO-MCS-MT-1001 | 1
FIS-MCS-MT-4503 | 1
FIS-MCS-MT-4504 | 1
FIS-MCS-MT-4505 | 1
FIS-MCS-MT-4506 | 1
FIS-MCS-MT-4507 | 1
FIS-MCS-MT-4510 | 2
MS0112A | 1
MS0113A | 1
MS0117A | 1
MS0120A | 1
MS0123A | 1
MS0125A | 1
MS0126A | 1
MS0127A | 1
MS0128A | 1
QT0301A | 1
QT0401A | 1
TAB-MCS-MT-0001 | 1
TAB-MCS-MT-0002 | 1
TAB-MCS-MT-1211 | 1
THC-MCS-MT-0002 | 2
THC-MCS-MT-0003 | 1
THC-MCS-MT-0013 | 1
THC-MCS-MT-0015 | 1
THC-MCS-MT-0016 | 1
THC-MCS-MT-0019 | 2
THC-MCS-SM-0160 | 1
THC-MCS-SM-0170 | 1
THC-MCS-SM-0180 | 1
THC-MCS-SM-0190 | 1
THC-MCS-SM-0210 | 1
THC-MSC-MT-0026 | 1
THR-MCS-MT-0510 | 1
THR-MCS-MT-0517 | 1
THR-MCS-MT-0518 | 1
THR-MCS-MT-0519 | 1
THR-MCS-MT-0530 | 1
THR-MCS-MT-0531 | 1
THR-MCS-MT-0545 | 2
THR-MCS-MT-0546 | 1
THR-MCS-MT-0549 | 1
THR-MCS-MT-0552 | 1
THR-MCS-MT-0553 | 1
THR-MCS-MT-0554 | 1
THR-MCS-MT-0555 | 1
WTR-PJS-MT-0001 | 1
YCM-TL-DRP-01 | 1
http://www.toronto.ca/TWONTO#00432 | 64
FCL-SES-HY-30917 | 1
FCL-SES-HY-30918 | 1
FCL-SES-HY-30919 | 1
FCL-SES-HY-30920 | 1
FCL-SES-HY-30921 | 1
FCL-SES-HY-30922 | 1
FCL-SES-HY-30923 | 1
FHO-FEQ-HYD-0012 | 1
FHO-FEQ-HYD-0013 | 1
FHO-FEQ-HYD-0014 | 1
FIS-FEQ-HYD-1601 | 2
FIS-FEQ-HYD-4001 | 2
FIS-FEQ-HYD-4501 | 2
TAB-CW-FE-2019 | 1
TAB-CW-FE-2021 | 1
TAB-CW-FE-2022 | 1
TAB-CW-FE-2023 | 1
TAB-CW-FE-2025 | 1
TAB-CW-FE-2026 | 1
TAB-CW-FE-2027 | 1
TAB-CW-FE-2028 | 1
TAB-CW-FE-2029 | 1
TAB-CW-FE-2030 | 1
TAB-CW-FE-2031 | 1
TAB-CW-FE-2032 | 1
TAB-CW-FE-2033 | 1
TAB-CW-FE-2034 | 1
TAB-CW-FE-2035 | 1
TAB-CW-FE-2036 | 1
TAB-CW-FE-2037 | 1
TAB-CW-FE-2038 | 1
TAB-CW-FE-2039 | 1
TAB-CW-FE-2040 | 1
TAB-CW-FE-2041 | 1
TAB-CW-FE-2042 | 1
TAB-CW-FE-2043 | 1
TAB-CW-FE-2044 | 1
TAB-CW-FE-2047 | 1
TAB-CW-FE-2048 | 1
TAB-CW-FE-2049 | 1
TAB-CW-FE-2050 | 1
TAB-CW-FE-2051 | 1
TAB-CW-FE-2052 | 1
TAB-PWA-FE-0042 | 3
TAB-PWA-FE-0673 | 3
TAB-PWA-FE-0676 | 3
TAB-PWA-FE-1718 | 1
TAB-PWA-FE-1719 | 1
TAB-PWA-FE1720 | 1
TAB-PWA-FE1721 | 1
TAB-PWA-FE1722 | 1
THR-FEQ-V | 1
TNT-CW-FEQ-0001 | 1
WTR-PHL-FEQ-0031 | 2
http://www.toronto.ca/TWONTO#00124 | 65
COL-PBR-UPS-0001 | 2
COL-PCP-UPS-0001 | 2
COL-PDG-UPS-0001 | 2
COL-PFB-UPS-0001 | 2
COL-PGA-UPS-0001 | 2
COL-PIR-UPS-0001 | 2
COL-PSM-UPS-0001 | 2
COL-PSU-UPS-0001 | 2
COL-PTD-UPS-0001 | 2
COL-RBB-UPS-0001 | 2
COL-RBC-UPS-0001 | 2
COL-RBG-UPS-0001 | 2
COL-SKW-UPS-0001 | 2
SWM-PNQ-UPS-0001 | 2
TAB-EL1-UPS-0327 | 1
TAB-PAB-UPS-0221 | 1
TAB-PAB-UPS-0222 | 1
TAB-PLT-UPS-0321 | 1
TAB-PLT-UPS-0322 | 1
TAB-PLT-UPS-0324 | 1
TAB-PLT-UPS-0325 | 1
TAB-PLT-UPS-0326 | 1
TAB-PLT-UPS-0330 | 1
TAB-RSP-UPS-0201 | 1
TAB-RSP-UPS-0202 | 1
TAB-RSP-UPS-0203 | 1
TAB-RSP-UPS-0204 | 1
TAB-RSP-UPS-0211 | 1
TAB-RSP-UPS-0212 | 2
TAB-RSP-UPS-0213 | 1
TAB-RSP-UPS-0214 | 1
TAB-RSP-UPS-0215 | 1
TAB-RSP-UPS-0216 | 1
TAB-RSP-UPS-0231 | 1
TAB-RSP-UPS-0232 | 2
TAB-RSP-UPS-EIMCO-1 | 1
TAB-RSP-UPS-EIMCO-2 | 2
TAB-STR-UPS-0724 | 1
THC-DIS-UPS-1801 | 1
THR-ACC-UPS-0001A | 1
THR-ACC-UPS-0001B | 1
THR-ACC-UPS-0003 | 1
THR-ACC-UPS-0003B | 1
THR-ACC-UPS-0004 | 1
THR-ACC-UPS-0006 | 1
THR-ACC-UPS-0007 | 1
THR-AER-UPS-0100 | 1
THR-ELS-UPS-0100 | 1
http://www.toronto.ca/TWONTO#00186 | 68
COL-PBY-CB-0001 | 2
COL-PCP-CB-0001 | 2
COL-PCP-CB-0002 | 2
COL-PCP-CB-0003 | 2
COL-PDG-CB-0001 | 2
COL-PDG-CB-0002 | 2
COL-PHF-CB-0001 | 2
COL-PHP-CB-0001 | 2
COL-PHP-CB-0002 | 2
COL-PKG-CB-0001 | 2
COL-PLV-CB-0001 | 2
COL-PMD-CB-0001 | 2
COL-PMY-CB-0001 | 2
COL-PMY-CB-0002 | 2
COL-PMY-CB-0003 | 2
COL-PRD-CB-0001 | 2
COL-PSB-CB-0001 | 2
COL-PSL-CB-0001 | 2
COL-PSM-CB-0001 | 2
COL-PSS-CB-0001 | 2
COL-PWC-CB-0001 | 2
COL-RBB-CB-0001 | 2
COL-RBB-SWG-0001 | 2
COL-RBB-SWG-0002 | 2
COL-RBB-SWG-0003 | 2
COL-RBB-SWG-0004 | 2
COL-RBB-SWG-0005 | 2
COL-SKW-CB-0001 | 2
COL-SKW-CB-0002 | 2
COL-SKW-CB-0003 | 2
FCL-ELS-LN-0001 | 2
FCL-ELS-LN-0002 | 1
FCL-ELS-SWG-0TR1 | 1
FCL-ELS-SWG-0TR2 | 1
FHA-ELS-PDP-0400B-SU | 1
FHA-ELS-TB-0401 | 1
SWM-SOS-CB-0001 | 1
http://www.toronto.ca/TWONTO#00271 | 71
TAB-DIG-T-0100 | 1
TAB-DIG-T-01-04 | 1
TAB-DIG-T-0200 | 1
TAB-DIG-T-0300 | 1
TAB-DIG-T-0400 | 1
TAB-DIG-T-0500 | 1
TAB-DIG-T-0600 | 1
TAB-DIG-T-0700 | 1
TAB-DIG-T-0800 | 1
TAB-DIG-T-0900 | 1
TAB-DIG-T-1000 | 1
TAB-DIG-T-1100 | 1
TAB-DIG-T-1200 | 1
TAB-DIG-T-1300 | 1
TAB-DIG-T-1400 | 1
TAB-DIG-T-1500 | 1
TAB-DIG-T-1600 | 1
TAB-DIG-T-1900 | 1
TAB-DIG-T-2000 | 1
TAB-DIG-T-2100 | 1
TAB-DIG-T-2200 | 1
THC-DIG-PD-0400 | 2
THC-DIG-PD-0500 | 2
THC-DIG-PD-0600 | 2
THC-DIG-PD-0700 | 2
THR-DIG-PD-0100 | 3
THR-DIG-PD-0200 | 3
THR-DIG-PD-0300 | 3
THR-DIG-PD-0400 | 1
THR-DIG-PD-0500 | 3
THR-DIG-PD-0600 | 1
THR-DIG-PD-0700 | 3
THR-DIG-PD-0800 | 3
THR-DIG-PD-0900 | 3
THR-DIG-PD-1000 | 3
THR-DIG-SD-0400 | 3
THR-DIG-SD-0600 | 3
TNT-DIG-PD-0100 | 1
TNT-DIG-PD-0200 | 1
TNT-DIG-PD-0300 | 1
TNT-DIG-PD-0400 | 1
TNT-DIG-PD-0500 | 1
TNT-DIG-PD-0600 | 1
TNT-DIG-PD-0700 | 1
TNT-DIG-PD-0800 | 1
TNT-DIG-SD-0900 | 1
TNT-DIG-SD-1000 | 1
http://www.toronto.ca/TWONTO#00614 | 73
EV2024D | 1
EV2025D | 1
EV2026D | 1
FCL-ACC-CT-0301 | 1
FCL-ACC-CT-0302 | 1
FCL-ACC-CT-0303 | 1
FCL-ACC-CT-0311 | 1
FCL-ACC-CT-0312 | 1
FCL-ACC-CT-0313 | 1
FCL-ACC-CT-0314 | 1
FCL-ACC-CT-0321 | 1
FCL-ACC-CT-0322 | 1
FCL-ACC-CT-0323 | 1
FCL-ACC-CT-0324 | 1
FCL-ACC-CT-0901 | 1
FCL-ACC-CT-0903 | 1
FCL-ACC-CT-0904 | 1
FCL-ACC-CT-0905 | 1
FCL-DCL-AICR-0101 | 3
FCL-DCL-AICR-0201 | 3
FCL-DCL-AICR-0301 | 3
FCL-DCL-AICR-0401 | 1
FCL-DCL-AICR-0501 | 1
FCL-POL-TIC-4000 | 1
FHA-FLT-FICR-0101 | 1
FHA-FLT-FICR-0201 | 1
FHA-FLT-FICR-0301 | 1
FHA-FLT-FICR-0401 | 1
FHA-FLT-FICR-0501 | 1
FHA-FLT-FICR-0601 | 1
FHA-FLT-FICR-0701 | 1
FHA-FLT-FICR-0801 | 1
FHA-FLT-FICR-1301 | 1
FHA-FLT-FICR-3801 | 1
FHA-FLT-FICR-3901 | 1
FHA-FLT-FICR-4001 | 1
SN2006D | 1
SN2007D | 1
SN2031D | 1
SN2032D | 1
SN2033D | 1
SN2034D | 1
SN2035D | 1
SN2036D | 1
SN2037D | 1
SN2038D | 1
SN2039D | 1
SN2040D | 1
TAB-OCS-HTR-6631 | 1
TAB-OCS-HTR-6703 | 1
TAB-OCS-HTR-6704 | 1
TAB-OCS-HTR-6705 | 1
TAB-OCS-HTR-6706 | 1
TAB-OCS-HTR-6707 | 1
TAB-OCS-HTR-6708 | 1
TAB-OCS-HTR-6740 | 1
TAB-OCS-HTR-6751 | 1
TAB-OCS-HTR-6761 | 1
TAB-OCS-HTR-6771 | 1
TAB-OCS-HTR-6781 | 1
TAB-OCS-HTR-6782 | 1
TAB-SES-TIC-2201 | 1
TAB-SES-TIC-2202 | 1
THC-ACC-CT-0001 | 1
THC-PRM-TC-1007 | 1
THC-PRM-TC-1017 | 1
THC-PRM-TIC-1018 | 1
http://www.toronto.ca/TWONTO#00755 | 74
COL-PBF-TR-0001 | 2
COL-PBR-TR-0001 | 2
COL-PFB-TR-0001 | 2
COL-PIR-TR-0001 | 2
COL-PKG-TR-0001 | 2
COL-PLV-TR-0001 | 2
COL-PMD-TR-0001 | 2
COL-PMY-TR-0001 | 2
COL-PMY-TR-0002 | 2
COL-PMY-TR-0003 | 2
COL-PPU-TR-0001 | 2
COL-PRD-TR-0001 | 2
COL-PRR-TR-0001 | 2
COL-PRX-TR-0001 | 2
COL-PSL-TR-0001 | 1
COL-PSM-TR-0001 | 2
COL-RBB-TR-0001 | 2
COL-RBB-TR-0002 | 2
COL-RBB-TR-0003 | 2
COL-RBB-TR-0004 | 2
COL-RBB-TR-0005 | 2
COL-SKW-TR-0001 | 2
COL-SMC-TR-0001 | 2
FCL-ELS-TR-001DA | 1
FCL-ELS-TR-001DB | 1
FCL-ELS-TR-001DC | 1
FCL-ELS-TR-001GA | 1
FCL-ELS-TR-002FD | 1
FCL-ELS-TR-002GA | 1
FCL-ELS-TR-003FA | 1
FCL-ELS-TR-003FB | 1
FCL-ELS-TR-003FF | 1
FCL-ELS-TR-004FE | 1
FCL-ELS-TR-004FH | 1
FCL-ELS-TR-004GA | 1
FCL-ELS-TR-004GE | 1
FCL-ELS-TR-004GF | 1
FCL-ELS-TR-0100I | 1
FCL-ELS-TR-0100J | 1
FCL-ELS-TR-0200O | 1
FCL-ELS-TR-0200P | 1
SWM-PDU-TR-0001 | 2
SWM-PET-TR-0001 | 2
SWM-PWD-TR-0001 | 2
TAB-EL3-TR-5214 | 1
THR-ELS-TR-0202 | 2
THR-ELS-TR-0203 | 1
WTR-PSC-TR-2202 | 1
http://www.toronto.ca/TWONTO#00346 | 74
FCL-FLT-SW-0101-SUS | 2
FCL-FLT-SW-0201-SUS | 2
FCL-FLT-SW-0301-SUS | 2
FCL-FLT-SW-0401-SUS | 2
FCL-FLT-SW-0501-SUS | 2
FCL-FLT-SW-0601-SUS | 2
FCL-FLT-SW-0701 | 1
FCL-FLT-SW-0801-SUS | 2
FCL-FLT-SW-0901-SUS | 2
FCL-FLT-SW-1001-SUS | 2
FCL-FLT-SW-1101 | 1
FCL-FLT-SW-1201-SUS | 2
FCL-FLT-SW-1301-SUS | 2
FCL-FLT-SW-1401-SUS | 2
FCL-FLT-SW-1501-SUS | 2
FCL-FLT-SW-1601-SUS | 2
FCL-FLT-SW-1701-SUS | 2
FCL-FLT-SW-1801-SUS | 2
FHA-FLT-MX-0101 | 1
FHA-FLT-MX-0201 | 1
FHA-FLT-MX-0301 | 1
FHA-FLT-MX-0401 | 1
FHA-FLT-MX-0501 | 1
FHA-FLT-MX-0601 | 1
FHA-FLT-MX-0701 | 1
FHA-FLT-MX-0801 | 1
FHA-FLT-MX-0901 | 1
FHA-FLT-MX-1001 | 1
FHA-FLT-MX-1101 | 1
FHA-FLT-MX-1201 | 1
FHA-FLT-MX-1301 | 1
FHA-FLT-MX-1401 | 1
FHA-FLT-MX-1501 | 1
FHA-FLT-MX-1601 | 1
FHA-FLT-MX-1701 | 1
FHA-FLT-MX-1801 | 1
FHA-FLT-MX-1901 | 1
FHA-FLT-MX-2001 | 1
FHA-FLT-MX-2101 | 1
FHA-FLT-MX-2201 | 1
FHA-FLT-MX-2301 | 1
FHA-FLT-MX-2401 | 1
FHA-FLT-MX-2501 | 1
FHA-FLT-MX-2601 | 1
FHA-FLT-MX-2701 | 1
FHA-FLT-MX-2801 | 1
FHA-FLT-MX-2901 | 1
FHA-FLT-MX-3001 | 1
FHA-FLT-MX-3101 | 1
FHA-FLT-MX-3201 | 1
FHA-FLT-MX-3301 | 1
FHA-FLT-MX-3401 | 1
FHA-FLT-MX-3501 | 1
FHA-FLT-MX-3601 | 1
FHA-FLT-MX-3701 | 1
FHA-FLT-MX-3801 | 1
FHA-FLT-MX-3901 | 1
FHA-FLT-MX-4001 | 1
http://www.toronto.ca/TWONTO#00605 | 75
COL-MTI-PIT-2300B | 1
COL-PMY-PIT-0001 | 2
COL-PMY-PIT-0002 | 2
COL-RBB-PIT-0001 | 2
FCL-ACC-PDIT-0301 | 1
FCL-ACC-PDIT-0302 | 1
FCL-BW-PDIT-0001 | 1
FCL-SA-PIT-0101 | 1
FHA-FLT-PDIT-0201 | 1
FHA-FLT-PDIT-0301 | 1
FHA-FLT-PDIT-0401 | 1
FHA-FLT-PDIT-0501 | 1
FHA-FLT-PDIT-0601 | 1
FHA-FLT-PDIT-0701 | 1
FHA-FLT-PDIT-0801 | 1
FHA-FLT-PDIT-0901 | 1
FHA-FLT-PDIT-1101 | 1
FHA-FLT-PDIT-2001 | 1
FHA-FLT-PDIT-2901 | 1
FHA-FLT-PDIT-3401 | 1
TAB-SLO-DPIT-0231 | 1
THC-ACC-PDIT-0021 | 1
THC-ACC-PDIT-0022 | 2
THC-ACC-PDIT-0121 | 1
THC-ACC-PDIT-6003 | 1
THC-ACC-PDIT-6004 | 1
THC-ACC-PDIT-6005 | 1
THC-ACC-PDIT-6006 | 1
THC-ACC-PDIT-6008 | 1
THC-ACC-PDIT-6101 | 1
THC-ACC-PDIT-6102 | 1
THC-ACC-PDIT-6201 | 1
THC-ACC-PDIT-6202 | 1
THC-ACC-PDIT-6291 | 1
THC-ACC-PDIT-6301 | 1
THC-ACC-PDIT-6302 | 1
THC-ACC-PDIT-6401 | 1
THC-ACC-PDIT-6402 | 1
THC-ACC-PDIT-6501 | 1
THC-ACC-PDIT-6502 | 1
THC-ACC-PDIT-6591 | 1
THC-ACC-PIT-0013 | 1
THC-ACC-PIT-0014 | 1
THC-ACC-PIT-0015 | 1
THC-ACC-PIT-0016 | 1
THC-ACC-PIT-0020 | 1
THC-ACC-PIT-6001 | 1
THC-ACC-PIT-6002 | 1
THC-ACC-PIT-6007 | 1
THC-PRM-PT-1011A | 1
THC-PRM-PT-1011B | 1
THC-PRM-PT-1012A | 1
THC-PRM-PT-1012B | 1
THC-PRM-PT-1013A | 1
THC-PRM-PT-1013B | 1
THC-PRM-PT-1014A | 1
THC-PRM-PT-1014B | 1
THC-PRM-PT-1022 | 1
THC-PRM-PT-1032 | 1
THC-PRM-PT-1082 | 1
THC-PRM-PT-1092 | 1
THC-PWA-PDIT-1010 | 1
THC-PWA-PDIT-1020 | 1
THR-PRS-PDIT-9001 | 3
THR-PRS-PDIT-9002 | 3
WTR-365-PIT-0001 | 1
WTR-365-PIT-0601 | 1
http://www.toronto.ca/TWONTO#00310 | 77
FCL-SM-SQ-0001 | 1
FCL-SM-SQ-0002 | 1
FHA-SES-FAK-0511 | 1
FHA-SES-FAK-0512 | 1
FHO-SES-SQ-0010-SUS | 2
FHO-SES-SQ-8014 | 1
FHO-SES-SQ-8015 | 1
FHO-SM-SQ-0001 | 2
FHO-SM-SQ-0002 | 2
FHO-SM-SQ-0003 | 2
FIS-SES-SQ-3521 | 1
FIS-SES-SQ-3522 | 3
TAB-DIS-SQ-1001SUS | 2
TAB-ELS-SQ-6010 | 2
TAB-ELS-SQ-6011 | 2
TAB-WA1-SQ-6001 | 1
TAB-WA1-SQ-8010 | 1
TAB-WA1-SQ-8020 | 1
TAB-WA1-SQ-8030 | 1
TAB-WA1-SQ-8040 | 1
TAB-WA1-SQ-8050 | 1
TAB-WA1-SQ-8060 | 1
TAB-WA2-SQ-6002 | 1
TAB-WA2-SQ-8201 | 1
TAB-WA2-SQ-8202 | 1
TAB-WA2-SQ-8203 | 1
TAB-WA2-SQ-8204 | 1
TAB-WA2-SQ-8205 | 1
TAB-WA3-SQ-6003 | 1
TAB-WA3-SQ-8301 | 1
TAB-WA3-SQ-8302 | 1
TAB-WA3-SQ-8303 | 1
TAB-WA3-SQ-8304 | 1
TAB-WA4-SQ-6004 | 1
TAB-WA4-SQ-8401 | 1
TAB-WA4-SQ-8402 | 1
TAB-WA4-SQ-8403SUS | 2
TAB-WA4-SQ-8404 | 1
TAB-WA4-SQ-8405SUS | 2
TAB-WA4-SQ-8406SUS | 2
TAB-WA5-SQ-6005 | 1
TAB-WA5-SQ-6008 | 2
TAB-WA5-SQ-8501 | 1
TAB-WA5-SQ-8502 | 1
TAB-WA5-SQ-8503 | 1
TAB-WA5-SQ-8504 | 1
TAB-WA5-SQ-8505 | 1
TAB-WA5-SQ-8506 | 1
TAB-WA6-SQ-6006 | 2
TAB-WA6-SQ-8601 | 1
TAB-WA6-SQ-8602 | 1
TAB-WA6-SQ-8603 | 1
TAB-WA7-SQ-6007 | 1
TAB-WA7-SQ-8701 | 1
TAB-WA8-SQ-8801 | 1
TAB-WA8-SQ-8802 | 1
TAB-WA8-SQ-8803 | 1
TAB-WA8-SQ-8804 | 1
THR-DIS-SQ-1001 | 1
THR-DIS-SQ-1002 | 1
THR-SES-EEK | 1
TNT-SES-SQ-2000 | 1
TNT-WA9-SQ-6009 | 1
http://www.toronto.ca/TWONTO#00583 | 77
50640 | 1
FHA-SES-SQ-1125 | 1
TAB-DIS-METR-3019 | 1
TAB-DIS-METR-3020 | 1
TAB-ELS-AM-0386 | 1
TAB-ELS-AM-0412 | 1
TAB-ELS-AM-4076 | 1
TAB-ELS-AM-5263 | 1
TAB-ELS-AM-5312 | 1
THC-SES-AM-0101 | 2
THC-SES-AM-0204 | 1
THC-SES-AM-0206 | 1
THC-SES-AM-0207 | 1
THC-SES-AM-0208 | 1
THC-SES-AM-0209 | 1
THC-SES-AM-0210 | 1
THC-SES-AM-0211 | 1
THC-SES-AM-0217 | 1
THC-SES-AM-0218 | 1
THC-SES-AM-0219 | 1
THC-SES-AM-0220 | 1
THC-SES-AM-0221 | 1
THR-ELS-INQ-0024 | 1
THR-SES-PGM-00212 | 1
THR-SES-PGM-12158S | 2
THR-SES-PGM-17428 | 1
THR-SES-PGM-21038 | 1
THR-SES-PGM-25151 | 1
THR-SES-PGM-25152 | 1
THR-SES-PGM-25198 | 1
THR-SES-PGM-31352 | 1
THR-SES-PGM-31925 | 1
THR-SES-PGM-31926 | 1
THR-SES-PGM-34664 | 1
THR-SES-PGM-35920 | 1
THR-SES-PGM-38439 | 2
THR-SES-PGM-41056 | 1
THR-SES-PGM-51577 | 1
THR-SES-PGM-64664 | 1
THR-SES-PGM-64665 | 1
THR-SES-PGM-75170 | 1
THR-SES-PGM-75171 | 1
THR-SES-PGM-75174 | 1
THR-SES-PGM-75184 | 1
THR-SES-PGM-85703 | 1
THR-SES-PGM-86236 | 1
THR-SES-PGM-86273 | 1
THR-SES-PGM-89417S | 1
THR-SES-PGM-89418 | 1
THR-SES-PGM-89474 | 1
THR-SES-SQ-PGM | 2
VP2010D | 1
VP2025 | 1
VP2026 | 1
VP2027 | 1
VP2028 | 1
VP2030 | 1
VP2031 | 1
VP2032 | 1
VP2033 | 1
VP2035 | 1
VP2036 | 1
VP2037 | 1
VP2038 | 1
VP2039D | 1
VP2040 | 1
VP2041 | 1
VP2042 | 1
VP2043 | 1
VP2044 | 1
VP2045 | 1
VP2046 | 1
VP2047 | 1
http://www.toronto.ca/TWONTO#00411 | 78
FCL-WWW-XS-5501 | 1
FCL-WWW-XS-5601 | 1
FHA-WWW-HS-2410 | 1
FHA-WWW-HS-2420 | 1
FHA-WWW-HS-2430 | 1
FHA-WWW-HS-2510 | 1
FHA-WWW-HS-2530 | 1
TAB-ACC-HS-4513 | 1
TAB-ACC-HS-4536 | 1
TAB-ACC-HS-4537 | 1
TAB-ACC-HS-4538 | 1
TAB-ACC-HS-6113 | 1
TAB-ACC-HS-6136 | 1
TAB-ACC-HS-6137 | 1
TAB-ACC-HS-6138 | 1
THC-ACC-HS-0106 | 1
THC-ACC-HS-0115 | 1
THC-ACC-HS-0119 | 1
THC-ACC-HS-0120 | 1
THC-ACC-HS-0565 | 1
THC-PLT-HS-0710 | 1
THC-PLT-HS-0720 | 1
THC-PLT-HS-0810 | 1
THC-PLT-HS-0820 | 1
THC-PLT-HS-0830 | 1
THC-PLT-HS-0840 | 1
THC-PLT-HS-1010 | 1
THC-PLT-HS-1020 | 1
THC-PLT-HS-1100 | 1
THC-PLT-HS-1120 | 1
THC-PLT-HS-1200 | 1
THC-PLT-HS-1220 | 1
THR-PLT-HS-0200 | 1
THR-PLT-HS-0201 | 1
THR-PLT-HS-0202 | 1
THR-PLT-HS-0203 | 1
THR-PLT-HS-0204 | 1
THR-PLT-HS-0206 | 1
THR-PLT-HS-0210 | 1
THR-PLT-HS-0211 | 1
THR-PLT-HS-0212 | 1
THR-PLT-HS-0213 | 1
THR-PLT-HS-0214 | 1
THR-PLT-HS-0216 | 1
THR-PLT-HS-0220 | 1
THR-PLT-HS-0221 | 1
THR-PLT-HS-0222 | 1
THR-PLT-HS-0224 | 1
THR-PLT-HS-0226 | 1
THR-PLT-HS-0227 | 1
THR-PLT-HS-0230 | 1
THR-PLT-HS-0231 | 1
THR-PLT-HS-0232 | 1
THR-PLT-HS-0233 | 1
THR-PLT-HS-0240 | 1
THR-PLT-HS-0250 | 1
THR-PLT-HS-1112 | 1
THR-PLT-HS-1127 | 1
THR-PLT-HS-1142 | 1
THR-PLT-HS-1157 | 1
THR-PLT-HS-1172 | 1
THR-PLT-HS-1187 | 1
THR-PLT-HS-1220 | 1
THR-PLT-HS-1222 | 1
THR-PLT-HS-1230 | 1
THR-PLT-HS-1231 | 1
THR-PLT-HS-1232 | 1
THR-PLT-HS-1234 | 1
THR-PLT-HS-1240 | 1
THR-PLT-HS-1242 | 1
THR-PLT-HS-1244 | 1
THR-PLT-HS-1245 | 1
THR-PLT-HS-1246 | 1
THR-PLT-HS-1247 | 1
THR-PLT-HS-2132 | 1
THR-PLT-HS-2142 | 1
THR-PLT-HS-2152 | 1
WTR-PEL-HS-1092 | 1
http://www.toronto.ca/TWONTO#00302 | 81
COL-PBR-JIT-0001 | 2
COL-PCP-JIT-0001 | 2
COL-PEV-JIT-0001 | 2
COL-PFB-JIT-0001 | 2
COL-PGA-JIT-0002 | 2
COL-PGB-JIT-0001 | 2
COL-PGR-JIT-0002 | 2
COL-PHF-JIT-0001 | 2
COL-PIR-JIT-0001 | 2
COL-PKG-JIT-0001 | 2
COL-PMD-JIT-0001 | 2
COL-PMT-JIT-0001 | 2
COL-PMY-JIT-0001 | 2
COL-PMY-JIT-0002 | 2
COL-PMY-JIT-0003 | 2
COL-PMY-JIT-0004 | 2
COL-PRD-JIT-0001 | 2
COL-PRX-JIT-0001 | 2
COL-PSB-JIT-0001 | 2
COL-PSL-JIT-0002 | 2
COL-PSM-JIT-0001 | 2
COL-PSM-JIT-0002 | 2
COL-PSP-JIT-0001 | 2
COL-PSS-JIT-0001 | 2
COL-PSU-JIT-0001 | 2
COL-PWC-JIT-0001 | 2
COL-PWP-JIT-0002 | 2
COL-PWR-JIT-0001 | 4
COL-RBB-JRT-0001 | 2
COL-RBC-JIT-0001 | 2
COL-RBC-JIT-0002 | 2
COL-RBG-JIT-0001 | 2
COL-SKW-JIT-0001 | 2
FIS-ELS-TLX-0001 | 1
FIS-ELS-TLX-0002 | 1
SWM-PBL-JIT-0001 | 2
SWM-PDU-JIT-0001 | 2
SWM-PET-JIT-0001 | 2
SWM-PWD-JIT-0001 | 2
TAB-EL1-MTR-1401 | 1
THC-ELS-JIT-0100 | 1
THC-ELS-JIT-0200 | 1
http://www.toronto.ca/TWONTO#00318 | 81
COL-PBF-CH-0001 | 1
COL-PBR-CH-0001 | 2
COL-PBY-CH-0001 | 2
COL-PHF-CH-0001 | 2
COL-PMD-CH-0001 | 2
COL-PMD-CH-0002 | 2
COL-PRD-CH-0001 | 2
COL-PRD-CH-0002 | 2
COL-PSL-CH-0001 | 2
COL-PSL-CH-0002 | 2
COL-PSS-CH-0001 | 2
COL-PSS-CH-0002 | 2
COL-PST-CH-0001 | 2
COL-PST-CH-0002 | 2
COL-PST-CH-0003 | 2
COL-PWC-CH-0001 | 2
COL-PWC-CH-0002 | 2
COL-PWC-CH-0003 | 2
COL-PWC-CH-0004 | 2
COL-RBB-CH-0001 | 2
COL-SKW-CH-0001 | 2
COL-SKW-CH-0002 | 2
COL-SKW-CH-0003 | 2
COL-SKW-CH-0004 | 2
COL-SKW-CH-0005 | 2
COL-SMC-CH-0001 | 2
COL-SMC-CH-0002 | 2
SWM-PDU-CH-0001 | 2
SWM-PDU-CH-0002 | 2
THC-PRM-CH-5120 | 1
THC-PRM-CH-5150 | 1
THR-CW-CH-0001 | 2
THR-CW-CH-0002 | 1
THR-CW-CH-0003 | 1
THR-CW-CH-0004 | 2
THR-CW-CH-0005 | 1
THR-CW-CH-0006 | 1
THR-CW-CH-0007 | 1
WTR-194-CH-0006A | 1
WTR-250-CH-0003C | 2
WTR-269-CH-0005 | 1
WTR-282-CH-0003 | 2
WTR-300-CH-0012 | 1
WTR-307-CH-0016 | 1
WTR-316-CH-0006 | 1
WTR-317-CH-0004 | 1
WTR-359-CH-0004 | 2
WTR-365-CH-0006 | 1
http://www.toronto.ca/TWONTO#00696 | 81
COE | 1
COL-CENTRAL | 1
COL-PTS | 3
FAC-YCM-LAB | 1
FIS-GRK-GROUNDS MTC | 2
GQ-53786 | 1
TAB-GQ-53215 | 1
THC-GRK-PRTY-0001 | 3
THC-GRK-PRTY-0100 | 1
THC-GRK-PRTY-0100K | 2
THR-GQ-AER | 1
THR-GQ-EPS | 1
THR-GQ-FT | 1
THR-GQ-RSPS | 1
THR-GQ-WA1 | 1
THR-GQ-WA2 | 1
THR-GQ-WA3 | 1
THR-GQ-WA4 | 2
THR-GRK-AER | 1
THR-GRK-AI | 2
THR-GRK-DGC | 1
THR-GRK-DIG | 1
THR-GRK-DIS | 1
THR-GRK-EMB | 1
THR-GRK-ER | 1
THR-GRK-FPW | 1
THR-GRK-FT | 1
THR-GRK-GH | 2
THR-GRK-GRIT | 1
THR-GRK-HPBB | 1
THR-GRK-OCS | 1
THR-GRK-PRM1 | 1
THR-GRK-RSPS | 1
THR-GRK-WA1 | 1
THR-GRK-WA2 | 1
THR-GRK-WA3 | 2
THR-JHSC-ACB | 1
THR-JHSC-ADM | 1
THR-JHSC-ADMSG | 1
THR-JHSC-BLR | 1
THR-JHSC-DIS | 2
THR-JHSC-DISMCC | 1
THR-JHSC-FCMCC | 1
THR-JHSC-FPW | 1
THR-JHSC-GCB | 1
THR-JHSC-GCMCC | 1
THR-JHSC-GRIT | 2
THR-JHSC-HH | 1
THR-JHSC-HHMCC | 1
THR-JHSC-HPBB | 1
THR-JHSC-PSMCC | 1
THR-JHSC-RSPS | 1
THR-JHSC-SFST | 1
THR-JHSC-SPRM | 1
THR-JHSC-STB | 1
THR-JHSC-STBMCC | 1
THR-JHSC-T2123 | 1
THR-SLUDGE-BLDG | 1
THR-THK-GQ1 | 2
TR-GRK-ES | 1
YDE-GRD | 1
YDI-GRD | 1
YFI-GRD | 1
YKP-GRD | 1
YKP-HLG | 1
YME-GRD | 1
YNO-GRD | 1
YTF-GRD | 1
http://www.toronto.ca/TWONTO#00642 | 81
COL-MTI-F-1401C | 1
COL-MTI-F-1402C | 1
COL-MTI-F-3401 | 1
COL-MTI-PSH-2000 | 1
COL-PLB-F-0001 | 3
FCL-ELS-F-0101 | 1
FCL-ELS-F-0201 | 1
FIS-ELS-F-2101A | 1
FIS-ELS-F-2101B | 1
FIS-ELS-F-2103 | 1
FIS-ELS-F-2201A | 2
FIS-ELS-F-2201B | 1
FIS-ELS-F-2203 | 1
TAB-RSP-F-1211A | 2
TAB-RSP-F-1211B | 2
TAB-RSP-F-1221A | 2
TAB-RSP-F-1221B | 2
TAB-RSP-F-1231A | 2
TAB-RSP-F-1231B | 2
TAB-RSP-F-1241A | 2
TAB-RSP-F-1241B | 2
TAB-RSP-F-1251A | 2
TAB-RSP-F-1251B | 2
TAB-STR-F-4001R | 1
TAB-STR-F-4002R | 1
TAB-STR-F-4003R | 1
TAB-STR-F-4004R | 1
TAB-STR-F-4005R | 1
TAB-STR-F-4007R | 1
TAB-STR-F-4008R | 1
TAB-STR-F-4009R | 1
TAB-STR-F-4010R | 1
TAB-STR-F-4011R | 1
THC-PLT-F-6105 | 1
THC-PLT-F-6113 | 1
THC-PLT-F-6162 | 1
THC-PLT-F-6205 | 1
THC-PLT-F-6213 | 1
THC-PLT-F-6262 | 1
THR-ACC-NX-741 | 1
THR-AER-F-1101 | 1
THR-AER-F-1201 | 1
THR-AER-F-1401 | 3
THR-AER-F-1501 | 2
THR-AER-F-1601 | 1
THR-AER-F-1701 | 1
THR-AER-F-1801 | 1
THR-AER-F-1901 | 1
THR-AI-F-2505 | 1
THR-AI-F-2506 | 1
THR-BG-F-0101 | 1
THR-BG-F-0102 | 1
THR-BG-F-0401 | 1
THR-BG-F-0402 | 1
THR-BG-F-1101 | 1
THR-BG-F-1201 | 1
THR-CG-F-1101 | 1
THR-CG-F-1161 | 1
THR-CG-F-1201 | 1
THR-CG-F-1261 | 1
TNT-ACC-F-5101 | 1
TNT-ACC-F-5201 | 1
WTR-PEL-F-1100 | 1
WTR-PEL-F-1200 | 1
WTR-PEL-F-1300 | 1
http://www.toronto.ca/TWONTO#00362 | 82
FCL-ACC-FA-0021 | 1
FCL-ACC-FA-0022 | 1
FCL-ACC-FA-0023 | 1
FCL-ACC-FA-0301 | 1
FCL-ACC-FA-0410 | 1
FCL-ACC-FA-0421 | 1
FCL-ACC-FA-0422 | 1
FCL-ACC-FA-0601 | 1
FCL-ELS-ASH-0001 | 1
FCL-ELS-ASH-0002 | 1
FIS-FEQ-ASH-4001 | 1
FIS-FEQ-ASH-4002 | 1
FIS-FEQ-ASH-4003 | 1
FIS-FEQ-ASH-4004 | 1
FIS-FEQ-ASH-4005 | 1
FIS-SES-SQ-0003 | 3
FIS-SES-SQ-0005 | 1
FIS-SES-SQ-0006 | 1
TAB-ACC-ASH-3661 | 1
TAB-ACC-ASH-3671 | 1
TAB-ACC-ASH-3681 | 1
TAB-ACC-FDT-0040 | 1
TAB-ACC-SD-1421 | 1
TAB-ACC-SD-1431 | 1
TAB-ACC-SD-1441 | 1
TAB-ACC-SD-1451 | 1
TAB-ACC-SD-1461 | 1
TAB-ACC-SD-1471 | 2
TAB-ACC-SD-1481 | 1
TAB-ACC-SD-1491 | 1
TAB-ACC-TSH-6452 | 1
TAB-ACC-TSH-6453 | 1
TAB-DIG-ASH-0909 | 1
TAB-DIG-ASH-0909A | 1
TAB-DIG-ASH-0909B | 1
TAB-EL1-ASH-0840 | 1
TAB-FEQ-ASH-1500 | 1
THC-ACC-AIT-6101 | 1
THC-ACC-AIT-6201 | 1
THC-ACC-AIT-6292 | 1
THC-ACC-AIT-6341 | 1
THC-ACC-AIT-6401 | 1
THC-ACC-AIT-6501 | 1
THC-ACC-AIT-6592 | 1
THC-ACC-ASH-0412 | 1
THC-ACC-ASH-1801 | 1
THR-ACC-ASH-5012S | 1
THR-ACC-ASH-5013S | 1
THR-ADM-ASH-4005S | 1
THR-ADM-ASH-4006S | 1
THR-ADM-ASH-4007S | 1
THR-ADM-ASH-4008S | 1
THR-DIG-FDT-7720 | 1
THR-DIG-FDT-7750 | 1
THR-DIG-FDT-7780 | 1
THR-DIS-ASH-0004S | 1
THR-DIS-ASH-0200S | 1
THR-RSPS-ASH-4001S | 1
WTR-PHL-FEQ-0035 | 3
WTR-PHL-FEQ-0036 | 3
WTR-PHL-FEQ-0037 | 3
WTR-PHL-FEQ-0038 | 3
WTR-PHL-FEQ-0039 | 3
WTR-PHL-FEQ-0040 | 3
WTR-PHL-FEQ-0041 | 3
http://www.toronto.ca/TWONTO#00277 | 85
COL-PMY-F-0002 | 2
FCL-ALM-F-01-SUS | 2
FHO-TRW-F-0101 | 1
FIS-FLT-F-0300 | 1
TAB-ACC-F-0150 | 1
TAB-ACC-F-0787 | 1
TAB-ACC-F-0789 | 1
TAB-ACC-F-1232 | 1
TAB-ACC-F-1460 | 1
TAB-ACC-F-1832 | 1
TAB-ACC-F-2052 | 1
TAB-ACC-F-2814 | 1
TAB-ACC-F-3433 | 1
TAB-ACC-F-3882 | 1
TAB-ACC-F-4452 | 1
TAB-ACC-F-4901 | 1
TAB-ACC-F-5050 | 1
TAB-ACC-F-6301 | 1
TAB-ACC-F-8222 | 1
TAB-DEW-F-4121 | 1
TAB-DEW-F-4221 | 1
TAB-DEW-F-4222 | 1
TAB-DEW-F-4321 | 1
TAB-DEW-SB-3965 | 2
TAB-DEW-SB-3966 | 2
TAB-DIG-F-6411 | 1
TAB-DIG-F-6470 | 1
TAB-DIG-F-6480 | 1
TAB-DIS-F-0012 | 1
TAB-DIS-F-0013 | 1
TAB-DIS-F-0014 | 1
TAB-DIS-F-0015 | 1
TAB-DIS-F-0016 | 1
TAB-DIS-F-0017 | 1
TAB-DIS-F-0018 | 1
TAB-DIS-F-3501 | 1
TAB-DIS-F-3502 | 1
TAB-PWA-F-0402 | 1
TAB-PWA-F-0555 | 1
TAB-STR-F-7001 | 1
THC-ACC-F-0003 | 1
THC-ACC-F-0004 | 1
THC-ACC-F-0005 | 1
THC-STW-F-0013 | 1
THR-ACC-F-0711 | 1
THR-DIG-F-4714 | 1
THR-FPW-F-0002S | 1
TNT-AER-RX-0101 | 2
TNT-AER-RX-0102 | 1
TNT-AER-RX-0103 | 1
TNT-AER-RX-0104 | 1
TNT-AER-RX-0105 | 1
TNT-AER-RX-0106 | 1
TNT-AER-RX-0107 | 1
TNT-AER-RX-0108 | 1
TNT-AER-RX-0109 | 1
TNT-AER-RX-0110 | 1
TNT-AER-RX-0111 | 1
TNT-AER-RX-0112 | 1
TNT-AER-RX-0201 | 1
TNT-AER-RX-0202 | 1
TNT-AER-RX-0203 | 1
TNT-AER-RX-0204 | 1
TNT-AER-RX-0205 | 1
TNT-AER-RX-0206 | 1
TNT-AER-RX-0207 | 1
TNT-AER-RX-0208 | 1
TNT-AER-RX-0209 | 1
TNT-AER-RX-0210 | 1
TNT-AER-RX-0211 | 1
TNT-AER-RX-0212 | 1
TNT-CSO-F-2000 | 1
WM2007A | 1
WM2008A | 1
WM2017A | 1
WTR-PEL-F-0001 | 1
WTR-PMI-F-0001 | 1
WTR-RRH-F-0301 | 1
WTR-RRH-F-0401 | 1
YTF-CW-F-7701 | 1
http://www.toronto.ca/TWONTO#00699 | 86
TAB-DEW-SSL-6001 | 1
TAB-DEW-SSL-6002 | 1
TAB-DEW-SSL-6003 | 1
TAB-DEW-SSL-6004 | 1
TAB-DEW-SSL-6005 | 1
TAB-DEW-SSL-6006 | 1
TAB-DEW-SSL-6007 | 1
TAB-DEW-SSL-6008 | 1
TAB-DEW-SSL-6009 | 1
TAB-DEW-SSL-6010 | 1
TAB-DEW-SSL-6011 | 1
TAB-DEW-SSL-6012 | 1
TAB-PLT-SSL-1510 | 1
TAB-PLT-SSL-1610 | 1
TAB-PLT-SSL-3600 | 1
TAB-PLT-SSL-3700 | 1
TAB-PLT-SSL-3800 | 1
TAB-PLT-SSL-3900 | 1
TAB-PLT-SSL-4000 | 2
TAB-PLT-SSL-4100 | 1
TAB-PLT-SSL-4400 | 2
TAB-PLT-SSL-4500 | 1
TAB-PLT-SSL-4600 | 1
TAB-PLT-SSL-4700 | 1
TAB-PLT-SSL-4800 | 1
TAB-PLT-SSL-4900 | 1
TAB-PLT-SSL-5000 | 1
TAB-PLT-SSL-5100 | 1
THR-DIG-SSH-5104A | 1
THR-DIG-SSH-5107A | 1
THR-DIG-SSH-5110A | 1
THR-DIG-SSH-5113A | 1
THR-DIG-SSH-5116A | 1
THR-DIG-SSH-5119A | 1
THR-DIG-SSH-5122A | 1
THR-DIG-SSH-5125A | 1
THR-DIG-SSH-5128A | 1
THR-DIG-SSH-5131A | 1
THR-DIG-SSH-5134A | 1
THR-DIG-SSH-5137A | 1
THR-DIG-SSH-5140A | 1
THR-DIG-SSH-5154A | 1
THR-DIG-SSH-5157A | 1
THR-DIG-SSH-5160A | 1
THR-DIG-SSH-5163A | 1
THR-DIG-SSH-5166A | 1
THR-DIG-SSH-5169A | 1
THR-DIG-SSH-5172A | 1
THR-DIG-SSH-5175A | 1
THR-DIG-SSH-5178A | 1
THR-DIG-SSH-5181A | 1
THR-DIG-SSH-5184A | 1
THR-DIG-SSH-5187A | 1
THR-DIG-SSH-5190A | 1
THR-DIG-SSL-5104A | 1
THR-DIG-SSL-5107A | 1
THR-DIG-SSL-5110A | 1
THR-DIG-SSL-5113A | 1
THR-DIG-SSL-5116A | 1
THR-DIG-SSL-5119A | 1
THR-DIG-SSL-5122A | 1
THR-DIG-SSL-5125A | 1
THR-DIG-SSL-5128A | 1
THR-DIG-SSL-5131A | 1
THR-DIG-SSL-5134A | 1
THR-DIG-SSL-5137A | 1
THR-DIG-SSL-5140A | 1
THR-DIG-SSL-5154A | 1
THR-DIG-SSL-5157A | 1
THR-DIG-SSL-5160A | 1
THR-DIG-SSL-5163A | 1
THR-DIG-SSL-5166A | 1
THR-DIG-SSL-5169A | 1
THR-DIG-SSL-5172A | 1
THR-DIG-SSL-5175A | 1
THR-DIG-SSL-5178A | 1
THR-DIG-SSL-5181A | 1
THR-DIG-SSL-5184A | 1
THR-DIG-SSL-5187A | 1
THR-DIG-SSL-5190A | 1
THR-EPS-SSL-0110 | 1
THR-EPS-SSL-0210 | 1
THR-EPS-SSL-0310 | 1
THR-EPS-SSL-0410 | 1
http://www.toronto.ca/TWONTO#00294 | 88
CL2002A1 | 1
CL2003A1 | 1
CL2004A1 | 1
CL2005A1 | 1
CL2006A1 | 1
CL2007A1 | 1
CL2008A1 | 1
FCL-CLA-INJ-0001A | 1
FCL-CLA-INJ-0001B | 1
FCL-CLA-INJ-0002A | 1
FCL-CLA-INJ-0002B | 1
FCL-CLB-INJ-0001A | 1
FCL-CLB-INJ-0001B | 1
FCL-CLC-INJ-0001 | 1
FCL-DCL-INJ-0001A | 1
FCL-DCL-INJ-0001B | 1
FCL-DCL-INJ-0420 | 1
FCL-DCL-INJ-0520 | 1
FCL-DCL-INJ-0620 | 1
FCL-WWW-ENJ-0001-SUS | 2
FHO-CLA-INJ-0301 | 1
FHO-CLA-INJ-0401 | 1
FHO-CLA-INJ-0501 | 1
FHO-CLA-INJ-0601 | 1
FHO-CLB-INJ-0101 | 1
FHO-CLB-INJ-0201 | 1
FHO-CLB-INJ-0301 | 1
FHO-CLB-INJ-0401 | 1
FHO-CLC-INJ-0101 | 1
FHO-DCL-INJ-0201 | 1
FHO-DCL-INJ-0301 | 1
FHO-DOZ-INJ-3101 | 1
FHO-DOZ-INJ-3121 | 1
FHO-DOZ-INJ-3141 | 1
FHO-DOZ-INJ-3161 | 1
FHO-DOZ-INJ-3201 | 1
FHO-DOZ-INJ-3221 | 1
FHO-DOZ-INJ-3241 | 1
FHO-DOZ-INJ-3261 | 1
FHO-DOZ-INJ-3301 | 1
FHO-DOZ-INJ-3321 | 1
FHO-DOZ-INJ-3341 | 1
FHO-DOZ-INJ-3361 | 1
FIS-CLA-INJ-0101 | 1
FIS-CLA-INJ-0201 | 1
FIS-CLA-INJ-0301 | 1
FIS-CLB-INJ-0101 | 1
FIS-CLB-INJ-0201 | 1
FIS-CLB-INJ-0301 | 1
FIS-DCL-INJ-0101 | 1
FIS-DCL-INJ-0201 | 1
FIS-WWW-INJ-0001 | 1
TAB-ACC-FD-1232 | 1
TAB-ACC-FD-2814 | 1
TAB-ACC-FD-3433 | 1
TAB-ACC-FD-3882 | 1
TAB-ACC-FD-4452 | 1
TAB-DEW-FD-3001 | 1
TAB-DEW-FD-3002 | 1
TAB-DEW-FD-3003 | 1
TAB-DEW-FD-3004 | 1
TAB-DEW-FD-3005 | 1
TAB-DEW-FD-3006 | 1
TAB-DEW-MEQ-3001 | 1
TAB-DEW-MEQ-3002 | 1
TAB-DEW-MEQ-3003 | 1
TAB-DEW-MEQ-3004 | 1
TAB-DEW-MEQ-3005 | 1
TAB-DEW-MEQ-3006 | 1
TAB-DIG-FD-6470 | 1
TAB-DIG-FD-6480 | 1
TAB-DIG-FD-6494 | 2
TAB-PWA-FD-2701 | 2
TAB-PWA-FD-2702 | 2
TAB-THK-MEQ-4012 | 1
TAB-THK-MEQ-4022 | 1
TAB-THK-MEQ-4032 | 1
THC-ACC-FD-3000 | 2
THR-DIS-I-0114 | 1
THR-DIS-I-0124 | 1
THR-DIS-I-0134 | 1
THR-DIS-I-0144 | 1
THR-DIS-I-0154 | 1
http://www.toronto.ca/TWONTO#00624 | 88
FHO-FEQ-HS-0101 | 1
FHO-FEQ-HS-0102 | 1
FHO-FEQ-HS-0103 | 1
FHO-FEQ-HS-0104 | 1
FHO-FEQ-HS-0105 | 1
FHO-FEQ-HS-0106 | 1
FHO-FEQ-HS-0107 | 1
FHO-FEQ-HS-0108 | 1
FHO-FEQ-HS-0109 | 1
FHO-FEQ-HS-0110 | 1
FHO-FEQ-HS-0111 | 1
FHO-FEQ-HS-0112 | 1
FHO-FEQ-HS-0113 | 1
FHO-FEQ-HS-0114 | 1
FHO-FEQ-HS-0115 | 1
FHO-FEQ-HS-0201 | 1
FHO-FEQ-HS-0202 | 1
FHO-FEQ-HS-0203 | 1
FHO-FEQ-HS-0204 | 1
FHO-FEQ-HS-0205 | 1
FHO-FEQ-HS-0206 | 1
FHO-FEQ-HS-0207 | 1
FHO-FEQ-HS-0208 | 1
FHO-FEQ-HS-0209 | 1
FHO-FEQ-HS-0401 | 1
FHO-FEQ-HS-0402 | 1
FHO-FEQ-HS-0403 | 1
FHO-FEQ-HS-0404 | 1
FHO-FEQ-HS-0405 | 1
FHO-FEQ-HS-0406 | 1
FHO-FEQ-HS-0407 | 1
FHO-FEQ-HS-0408 | 1
FHO-FEQ-HS-0501 | 1
FHO-FEQ-HS-0502 | 1
FHO-FEQ-HS-0503 | 1
FHO-FEQ-HS-0504 | 1
FHO-FEQ-HS-0505 | 1
FHO-FEQ-HS-0506 | 1
FHO-FEQ-HS-0507 | 1
FHO-FEQ-HS-0508 | 1
FHO-FEQ-HS-0509 | 1
FHO-FEQ-HS-0510 | 1
FHO-FEQ-HS-0511 | 1
FHO-FEQ-HS-0512 | 1
FHO-FEQ-HS-0901 | 1
FHO-FEQ-HS-1001 | 1
FHO-FEQ-HS-1002 | 1
FHO-FEQ-HS-1101 | 1
FHO-FEQ-HS-1102 | 1
FHO-FEQ-HS-1103 | 1
FHO-FEQ-HS-1501 | 1
FHO-FEQ-HS-1502 | 1
FHO-FEQ-HS-1503 | 1
FHO-FEQ-HS-1504 | 1
FHO-FEQ-HS-1505 | 1
FHO-FEQ-HS-1506 | 1
FHO-FEQ-HS-1507 | 1
FHO-FEQ-HS-1508 | 1
FHO-FEQ-HS-1509 | 1
FHO-FEQ-HS-1510 | 1
FHO-FEQ-HS-1511 | 1
FHO-FEQ-HS-1512 | 1
FHO-FEQ-HS-1513 | 1
FHO-FEQ-HS-1514 | 1
FHO-FEQ-HS-1515 | 1
FHO-FEQ-HS-1516 | 1
FHO-FEQ-HS-1517 | 1
FHO-FEQ-HS-1518 | 1
FHO-FEQ-HS-1519 | 1
FHO-FEQ-HS-1520 | 1
FHO-FEQ-HS-1521 | 1
FHO-FEQ-HS-1522 | 1
FHO-FEQ-HS-1601 | 1
FHO-FEQ-HS-1602 | 1
FHO-FEQ-HS-1603 | 1
FHO-FEQ-HS-1604 | 1
FHO-FEQ-HS-1605 | 1
FHO-FEQ-HS-1606 | 1
FHO-FEQ-HS-1607 | 1
FHO-FEQ-HS-1608 | 1
FHO-FEQ-HS-1609 | 1
FHO-FEQ-HS-1610 | 1
FIS-FEQ-HS-4001-SUS | 2
FIS-FEQ-HS-4002-SUS | 2
FIS-FEQ-HS-4003-SUS | 2
http://www.toronto.ca/TWONTO#00540 | 90
FCL-SPC-COM-0200 | 1
FCL-SPC-COM-1101 | 1
FCL-SPC-COM-1102 | 1
FCL-SPC-COM-1103 | 1
FCL-SPC-COM-1201 | 1
FCL-SPC-COM-1202 | 1
FCL-SPC-COM-1203 | 1
FCL-SPC-COM-1204 | 1
FCL-SPC-COM-1221 | 1
FCL-SPC-COM-1222 | 1
FCL-SPC-COM-1224 | 1
FCL-SPC-COM-1401 | 1
FCL-SPC-COM-1405 | 1
FCL-SPC-COM-1501 | 1
FCL-SPC-COM-1502 | 1
FCL-SPC-COM-1503 | 1
FCL-SPC-COM-1504 | 1
FCL-SPC-COM-1601 | 1
FCL-SPC-COM-1602 | 1
FCL-SPC-COM-1603 | 1
FCL-SPC-COM-1604 | 1
FCL-SPC-COM-1605 | 1
FCL-SPC-COM-1606 | 1
FCL-SPC-COM-1701 | 1
FCL-SPC-COM-1702 | 1
FCL-SPC-COM-1703 | 1
FCL-SPC-COM-1801 | 1
FCL-SPC-COM-1802 | 1
FCL-SPC-COM-1803 | 1
FCL-SPC-COM-1805 | 1
FCL-SPC-COM-1806 | 1
FCL-SPC-COM-1823 | 1
FCL-SPC-COM-1825 | 1
FCL-SPC-COM-1901 | 1
FCL-SPC-COM-1911 | 1
FCL-SPC-COM-2001 | 1
FCL-SPC-COM-2002 | 1
FCL-SPC-COM-2003 | 1
FCL-SPC-COM-2101 | 1
FCL-SPC-COM-2111 | 1
FHO-SPC-COM-1101 | 1
FHO-SPC-COM-1102 | 1
FHO-SPC-COM-1202 | 1
FHO-SPC-COM-1203 | 1
FHO-SPC-COM-1204 | 1
FHO-SPC-COM-1205 | 1
FHO-SPC-COM-1301 | 1
FHO-SPC-COM-1302 | 1
FHO-SPC-COM-1401 | 1
FHO-SPC-COM-1402 | 1
FHO-SPC-COM-1501 | 1
FHO-SPC-COM-1502 | 1
FHO-SPC-COM-1601 | 1
FHO-SPC-COM-1602 | 1
FHO-SPC-COM-1701 | 1
FHO-SPC-COM-1702 | 1
FHO-SPC-COM-1703 | 1
FHO-SPC-COM-1704 | 1
FHO-SPC-COM-1705 | 1
FHO-SPC-COM-1706 | 1
FHO-SPC-COM-1707 | 1
FHO-SPC-COM-1901 | 1
FHO-SPC-COM-1902 | 1
FHO-SPC-COM-1903 | 1
FHO-SPC-COM-2001 | 1
FHO-SPC-COM-2002 | 1
FIS-ITS-COM-2101 | 1
TAB-SPC-COM-3602 | 1
THC-SPC-COM-1002 | 1
THC-SPC-COM-1102 | 1
THC-SPC-COM-1105 | 1
THC-SPC-COM-1106 | 1
THC-SPC-COM-1107 | 1
THC-SPC-COM-1108 | 1
THC-SPC-COM-1802 | 1
THC-SPC-COM-1803 | 1
THC-SPC-COM-1806 | 1
THC-SPC-COM-1810 | 1
THC-SPC-COM-2205 | 1
THC-SPC-COM-2303 | 1
THC-SPC-COM-2304 | 1
THC-SPC-COM-2310 | 1
THC-SPC-CPU-2201 | 1
THC-SPC-SCADA-0001 | 2
THC-SPC-SCADA-0002 | 2
THR-SPC-COM-1600 | 1
THR-SPC-COM-1610 | 1
THR-SPC-COM-1702 | 1
http://www.toronto.ca/TWONTO#00548 | 91
COL-BCV-OIT-0001 | 2
COL-BEB-OIT-0001 | 2
COL-MTI-OIT-1400C | 2
COL-MTI-OIT-2300B | 2
COL-MTI-OIT-2400 | 2
COL-MTI-OIT-2700B | 2
COL-PBF-OIT-0001 | 1
COL-PBP-OIT-0001 | 2
COL-PCU-OIT-0001 | 1
COL-PHB-OIT-0001 | 2
COL-PLB-OIT-0001 | 1
COL-PMM-OIT-0001 | 1
COL-PNT-OIT-0001 | 1
COL-POM-OIT-0001 | 2
COL-PQW-OIT-0001 | 2
FCL-ACC-OIT-0101 | 1
FCL-ACC-OIT-0201 | 1
FCL-ACC-OIT-0301 | 1
FCL-ACC-OIT-0401 | 1
FCL-ACC-OIT-0501 | 1
FCL-ACC-OIT-0601 | 1
FCL-ACC-OIT-0701 | 1
FCL-ACC-OIT-0801 | 1
FHA-SPC-RPU-1211 | 1
FHA-SPC-RPU-1511 | 1
FHA-SPC-RPU-1611 | 1
FHA-SPC-RPU-1811 | 1
FHA-SPC-RPU-1911 | 1
FHA-SPC-RPU-2011 | 1
FIS-ACC-OIT-4000 | 1
FIS-SPC-CPU-0111 | 1
FIS-SPC-CPU-0113 | 1
FIS-SPC-CPU-0212 | 1
FIS-SPC-CPU-0213 | 1
FIS-SPC-CPU-0214 | 1
FIS-SPC-CPU-0215 | 1
FIS-SPC-CPU-1110 | 1
FIS-SPC-CPU-1310 | 1
FIS-SPC-CPU-1410 | 1
FIS-SPC-CPU-1510 | 1
FIS-SPC-CPU-1610 | 1
FIS-SPC-CPU-1710 | 1
FIS-SPC-CPU-1810 | 1
FIS-SPC-CPU-1911 | 1
FIS-SPC-CPU-1912 | 1
FIS-SPC-CPU-1913 | 1
SWM-PIT-OIT-0001 | 2
SWM-PMG-OIT-0001 | 2
SWM-PNQ-OIT-0001 | 2
TAB-SA-CPU-0039 | 1
THC-ACC-CPU-0010 | 1
THC-ACC-OIT-1601 | 1
THC-ACC-OIT-1602 | 1
THC-ACC-OIT-2901 | 1
THC-ACC-OIT-2902 | 1
THC-DEW-OIT-2305 | 2
THC-DEW-OIT-2306 | 2
THC-DIS-OIT-1801 | 1
THC-OCS-OIT-1601 | 1
THC-OCS-OIT-2901 | 1
THC-SPC-COM-1211 | 1
THC-SPC-CPU-1202 | 1
THC-SPC-CPU-1601 | 1
THC-SPC-CPU-1901 | 1
THC-SPC-CPU-2301 | 1
THC-SPC-CPU-2401 | 1
THC-SPC-CPU-2601 | 1
THC-SPC-CPU-2801 | 1
THC-SPC-CPU-3001 | 1
THC-THK-OIT-1605 | 1
THC-THK-OIT-1606 | 1
THC-THK-OIT-1607 | 1
THC-THK-OIT-1608 | 1
THC-THK-OIT-1609 | 1
THR-SPC-CPU-1915 | 1
THR-SPC-CPU-2425 | 1
http://www.toronto.ca/TWONTO#00675 | 95
COL-PHP-GC-0001 | 2
COL-PSK-GC-0001 | 3
COL-PSS-GC-0001 | 2
COL-PST-GC-0001 | 3
COL-PSU-GC-0001 | 3
FCL-DEW-T-0501 | 1
FCL-SED-T-0100 | 1
FCL-SED-T-0200 | 1
FCL-SED-T-0300 | 1
FHA-WWW-T-0002 | 1
FHA-WWW-T-4011 | 1
FHA-WWW-T-4021 | 1
FHA-WWW-T-4031 | 1
FHA-WWW-T-4041 | 2
FHA-WWW-T-4051 | 1
FHA-WWW-T-4061 | 1
FHA-WWW-T-4071 | 1
FHA-WWW-T-4081 | 1
FHA-WWW-T-4091 | 1
FHA-WWW-T-4101 | 2
FIS-WWW-T-0501 | 1
FIS-WWW-T-0701 | 1
FIS-WWW-T-0901 | 1
FIS-WWW-T-1101 | 1
TAB-PLT-T-0100 | 1
TAB-PLT-T-0200 | 1
TAB-PLT-T-0300 | 1
TAB-PLT-T-0400 | 1
TAB-PLT-T-0500 | 1
TAB-PLT-T-0600 | 1
TAB-PLT-T-0701 | 2
TAB-PLT-T-0801 | 2
TAB-PLT-T-0901 | 2
TAB-PLT-T-1001 | 2
TAB-PLT-T-1101 | 1
TAB-PLT-T-1201 | 2
TAB-PLT-T-1301 | 1
TAB-PLT-T-1401 | 1
TAB-PLT-T-1501 | 1
TAB-PLT-T-1601 | 1
THC-PLT-T-0100 | 1
THC-PLT-T-0200 | 1
THC-PLT-T-0300 | 1
THC-PLT-T-0400 | 1
THC-PLT-T-0500 | 1
THR-FT-T-0100 | 1
THR-FT-T-0200 | 1
THR-FT-T-0300 | 1
THR-FT-T-0400 | 1
THR-FT-T-0500 | 1
THR-FT-T-0500S | 1
THR-FT-T-0600 | 1
THR-FT-T-0600S | 1
THR-FT-T-0700 | 1
THR-FT-T-0700S | 1
THR-FT-T-0800 | 1
THR-FT-T-0800S | 1
THR-FT-T-0900 | 1
THR-FT-T-0900S | 1
THR-FT-T-1000 | 1
THR-FT-T-1000S | 1
THR-FT-T-1100 | 1
THR-FT-T-1100S | 1
THR-FT-T-1200 | 1
THR-FT-T-1200S | 1
THR-FT-T-1300 | 1
THR-FT-T-1400 | 1
THR-FT-T-1500 | 1
THR-FT-T-1600 | 1
THR-FT-T-1700 | 1
THR-FT-T-1800 | 1
THR-FT-T-1900 | 1
THR-FT-T-2000 | 1
THR-FT-T-2100 | 1
THR-PLT-T-0100 | 2
THR-PLT-T-0200 | 2
THR-PLT-T-0300 | 2
http://www.toronto.ca/TWONTO#00733 | 95
TAB-ACC-DM-1400A | 1
TAB-ACC-TE-1400A | 1
TAB-ACC-TE-1400B | 1
TAB-ACC-TE-1402A | 1
TAB-ACC-TE-1402B | 1
TAB-ACC-TE-1404A | 1
TAB-ACC-TE-1404B | 1
TAB-ACC-TE-1405A | 1
TAB-ACC-TE-1405B | 1
TAB-ACC-TE-1417A | 1
TAB-ACC-TE-1417B | 1
TAB-ACC-TE-1418A | 1
TAB-ACC-TE-1418B | 1
TAB-ACC-TE-1419A | 1
TAB-ACC-TE-1419B | 1
TAB-ACC-TE-1420A | 1
TAB-ACC-TE-1420B | 1
TAB-ACC-TE-1433A | 1
TAB-ACC-TE-1433B | 1
TAB-ACC-TE-1434A | 1
TAB-ACC-TE-1434B | 1
TAB-ACC-TE-1435A | 1
TAB-ACC-TE-1435B | 1
TAB-ACC-TE-1436A | 1
TAB-ACC-TE-1436B | 1
TAB-ACC-TE-1437A | 1
TAB-ACC-TE-1437B | 1
TAB-ACC-TE-1438A | 1
TAB-ACC-TE-1438B | 1
TAB-ACC-TE-1439A | 1
TAB-ACC-TE-1439B | 1
TAB-ACC-TE-1440A | 1
TAB-ACC-TE-1440B | 1
TAB-ACC-TE-1442A | 1
TAB-ACC-TE-1442B | 1
TAB-ACC-TE-1444A | 1
TAB-ACC-TE-1444B | 1
TAB-ACC-TE-1445A | 1
TAB-ACC-TE-1445B | 1
TAB-ACC-TE-1446A | 1
TAB-ACC-TE-1446B | 1
TAB-ACC-TE-1447A | 1
TAB-ACC-TE-1447B | 1
TAB-ACC-TE-1448A | 1
TAB-ACC-TE-1448B | 1
TAB-ACC-TE-1449A | 1
TAB-ACC-TE-1449B | 1
TAB-ACC-TE-1450A | 1
TAB-ACC-TE-1450B | 1
TAB-ACC-TE-1454A | 1
TAB-ACC-TE-1454B | 1
TAB-ACC-TE-1455A | 1
TAB-ACC-TE-1455B | 1
TAB-ACC-TE-1456A | 1
TAB-ACC-TE-1456B | 1
TAB-ACC-TE-1457A | 1
TAB-ACC-TE-1457B | 1
TAB-ACC-TE-1458A | 1
TAB-ACC-TE-1458B | 1
TAB-ACC-TE-1459A | 1
TAB-ACC-TE-1459B | 1
TAB-ACC-TE-1461A | 1
TAB-ACC-TE-1461B | 1
TAB-ACC-TE-1462A | 1
TAB-ACC-TE-1462B | 1
TAB-ACC-TE-1463A | 1
TAB-ACC-TE-1463B | 1
TAB-ACC-TE-1464A | 2
TAB-ACC-TE-1464B | 2
TAB-ACC-TE-1469A | 1
TAB-ACC-TE-1469B | 1
TAB-ACC-TE-1483A | 1
TAB-ACC-TE-1483B | 1
TAB-ACC-TE-1484A | 1
TAB-ACC-TE-1484B | 1
TAB-ACC-TE-1485A | 1
TAB-ACC-TE-1485B | 1
TAB-ACC-TE-1486A | 1
TAB-ACC-TE-1486B | 1
TAB-ACC-TE-1487A | 1
TAB-ACC-TE-1487B | 1
TAB-ACC-TE-1488A | 1
TAB-ACC-TE-1488B | 1
TAB-ACC-TE-1489A | 1
TAB-ACC-TE-1489B | 1
TAB-ACC-TE-1490A | 1
TAB-ACC-TE-1490B | 1
TAB-ACC-TE-1491A | 1
TAB-ACC-TE-1491B | 1
TAB-ACC-TE-1498A | 1
TAB-ACC-TE-1498B | 1
TAB-ACC-TE-1499A | 1
TAB-ACC-TE-1499B | 1
http://www.toronto.ca/TWONTO#00630 | 95
COL-PBF-WEL-0100 | 2
COL-PBR-WEL-0100 | 2
COL-PBY-WEL-0100 | 2
COL-PCP-WEL-0100 | 2
COL-PCP-WEL-0200 | 1
COL-PEV-WEL-0500 | 3
COL-PGA-WEL-0100 | 2
COL-PGB-WEL-0100 | 2
COL-PGR-WEL-0100 | 2
COL-PHP-WEL-0500 | 3
COL-PIR-WEL-0100 | 2
COL-PKG-WEL-0100 | 2
COL-PKG-WEL-0200 | 2
COL-PKG-WEL-0300 | 1
COL-PLV-WEL-0100 | 2
COL-PLV-WEL-0200 | 2
COL-PMP-WEL-0100 | 1
COL-PMT-WEL-0100 | 2
COL-PMY-WEL-0100 | 2
COL-PPU-WEL-0100 | 2
COL-PRD-WEL-0100 | 2
COL-PRD-WEL-0200 | 2
COL-PRR-WEL-0100 | 2
COL-PRX-WEL-0100 | 2
COL-PRX-WEL-0300 | 2
COL-PSD-WEL-0100 | 2
COL-PSK-WEL-0500 | 3
COL-PSL-WEL-0100 | 2
COL-PSL-WEL-0200 | 2
COL-PSM-WEL-0100 | 2
COL-PSP-WEL-0100 | 2
COL-PSS-WEL-0500 | 2
COL-PST-WEL-0500 | 3
COL-PSU-WEL-0500 | 3
COL-PTD-WEL-0100 | 2
COL-PVM-WEL-0500 | 3
COL-PWE-WEL-0100 | 2
COL-PWP-WEL-0100 | 2
COL-PWP-WEL-0200 | 1
COL-RBB-WEL-0100 | 2
COL-RBC-WEL-0100 | 2
COL-RBG-WEL-0100 | 2
FCL-DEW-T-0401 | 1
SWM-PDU-WEL-0100 | 2
SWM-PDU-WEL-0200 | 2
SWM-PET-WEL-0100 | 2
SWM-PWD-WEL-0100 | 2
http://www.toronto.ca/TWONTO#00163 | 96
COL-RBB-SP-0215 | 2
COL-RBB-SP-0217 | 2
COL-RBB-SP-0231 | 2
COL-RBB-SP-0232 | 2
COL-RBC-SP-0313 | 2
COL-RBC-SP-0314 | 1
COL-RBG-SP-0413 | 2
COL-RBG-SP-0414 | 2
PK2412D | 1
PK2413D | 1
TAB-PLT-SP-0041 | 1
TAB-PLT-SP-0201 | 2
TAB-PLT-SP-0301 | 2
TAB-PLT-SP-0401 | 2
TAB-PLT-SP-0500 | 1
TAB-PLT-SP-0501 | 2
TAB-PLT-SP-0601 | 2
TAB-PLT-SP-1000 | 2
TAB-PLT-SP-2000 | 2
TAB-PLT-SP-3000 | 2
TAB-PLT-SP-4000 | 2
TAB-PLT-SP-5000 | 2
TAB-PLT-SP-6000 | 2
TAB-PLT-SP-7000 | 2
TAB-PLT-SP-8000 | 2
TAB-PLT-SP-9000 | 2
TAB-PRM-SP-0701 | 1
TAB-PRM-SP-9596 | 1
TAB-STR-SP-1001 | 2
TAB-STR-SP-2001 | 2
TAB-STR-SP-3001 | 2
TAB-STR-SP-3132 | 3
TAB-STR-SP-3132? | 2
TAB-STR-SP-3334 | 3
TAB-STR-SP-4001 | 2
THC-DCL-SP-0001 | 2
THC-DIS-SP-0601 | 1
THC-DIS-SP-0602 | 1
THC-PLT-SP-0001 | 1
THC-PLT-SP-0002 | 1
THC-PLT-SP-0004 | 1
THC-PLT-SP-0100 | 1
THC-PRM-SP-0001 | 1
THC-PRM-SP-0002 | 1
THC-PRM-SP-0003 | 1
THC-PRM-SP-0004 | 3
THC-STR-SP-0001 | 1
THC-STR-SP-0002 | 1
THC-STR-SP-0004 | 1
THR-FT-SP-0001 | 1
THR-PLT-SP-0003 | 1
THR-PRM-SP-0001 | 1
THR-PRM-SP-0002 | 3
TNT-AER-SP-0001 | 1
TNT-CSO-SP-0100 | 1
TNT-CSO-SP-0200 | 1
TNT-CSO-SP-0300 | 1
TNT-FT-SP-0003 | 1
TNT-PLT-SP-0001 | 1
TNT-PRM-SP-0001 | 1
WTR-RRH-SP-0001 | 1
http://www.toronto.ca/TWONTO#00467 | 99
COL-PBF-LIT-0100 | 1
COL-PBR-LIT-0100 | 1
COL-PBR-LIT-0101 | 2
COL-PCP-LIT-0100 | 1
COL-PCP-LIT-0101 | 2
COL-PDG-LIT-0101 | 2
COL-PEV-LIT-0100 | 1
COL-PEV-LIT-0101 | 2
COL-PFB-LIT-0101 | 2
COL-PGA-LIT-0101 | 2
COL-PGB-LIT-0100 | 1
COL-PGB-LIT-0101 | 2
COL-PHP-LIT-0100 | 1
COL-PHP-LIT-0201 | 2
COL-PIR-LIT-0100 | 2
COL-PKG-LIT-0100 | 1
COL-PKG-LIT-0200 | 1
COL-PKG-LIT-0300 | 1
COL-PLV-LIT-0101 | 2
COL-PLV-LIT-0201 | 2
COL-PMD-LIT-0101 | 2
COL-PMD-LIT-0201 | 2
COL-PMY-LIT-0101 | 2
COL-PPU-LIT-0001 | 2
COL-PPU-LIT-0100 | 1
COL-PRD-LIT-0101 | 2
COL-PSB-LIT-0100 | 1
COL-PSB-LIT-0101 | 2
COL-PSK-LIT-0100 | 1
COL-PSK-LIT-0101 | 2
COL-PSL-LIT-0100 | 2
COL-PSL-LIT-0200 | 2
COL-PSM-LIT-0101 | 2
COL-PSP-LIT-0100 | 1
COL-PSP-LIT-0101 | 2
COL-PSS-LIT-0100 | 1
COL-PSS-LIT-0101 | 2
COL-PSU-LIT-0101 | 2
COL-PTD-LIT-0100 | 1
COL-PTD-LIT-0101 | 2
COL-PVM-LIT-0100 | 1
COL-PVM-LIT-0101 | 2
COL-PWC-LIT-0101 | 2
COL-RBB-LIT-0202 | 2
COL-RBB-LIT-0202A | 2
COL-RBB-LIT-0202B | 2
COL-RBB-LIT-0229 | 2
COL-RBB-LIT-0230A | 2
COL-RBB-LIT-0230B | 2
COL-RBG-LIT-0001 | 2
COL-RBG-LIT-0401 | 2
COL-SKW-LIT-0001 | 2
COL-SMC-LIT-0001 | 2
FCL-RW-LIT-0002A | 1
FCL-WWW-LIT-5530 | 1
SWM-PDU-LIT-0001 | 2
SWM-PET-LIT-0101 | 2
TAB-DEW-LIT-3230 | 1
THC-PRM-LIT-1002 | 1
THC-PRM-LIT-1012 | 1
http://www.toronto.ca/TWONTO#00154 | 102
COL-PEV-ALR-0001 | 2
COL-PFB-FA-0001 | 1
COL-PHF-CP-0001 | 2
COL-PHP-ALR-0001 | 2
COL-PHP-ALR-0002 | 2
COL-PKG-ALR-0001 | 2
COL-PKP-FA-0001 | 1
COL-PMD-FA-0001 | 1
COL-PPU-ALR-0001 | 2
COL-PRR-ALR-0001 | 2
COL-PRX-CP-0002 | 2
COL-PSK-ALR-0001 | 2
COL-PSM-ALR-0001 | 2
COL-PSP-ALR-0001 | 2
COL-PSS-ALR-0001 | 2
COL-PSU-ALR-0001 | 2
COL-PVM-ALR-0001 | 2
COL-PVM-ALR-0002 | 2
COL-PWC-FA-0001 | 1
COL-PWE-ALR-0001 | 2
COL-RBB-ALR-0001 | 2
COL-SMC-ALR-0101 | 2
COL-SMC-ALR-0201 | 2
FAC-YCM-SES-FA | 1
FCL-SES-FA-0001-SUS | 3
FCL-SES-FA-0002-SUS | 3
FHO-FEQ-FA-0101 | 1
FHO-FEQ-FA-1501 | 1
FHO-FEQ-FA-1601 | 1
FHO-FEQ-FA-1602 | 1
FIS-FEQ-CP-4001-SUS | 3
FIS-FEQ-CP-4002-SUS | 3
SWM-PMG-ALR-0001 | 2
SWM-PWD-CP-0003 | 2
SWM-PWI-FA-0001 | 1
TAB-ACC-FA-1244 | 1
TAB-ACC-FA-1247 | 1
TAB-ACC-FA-1250 | 1
TAB-ACC-FA-1252 | 1
TAB-ACC-FA-1836 | 1
TAB-ACC-FA-1837 | 1
TAB-ACC-FA-1840 | 1
TAB-ACC-FA-1845 | 1
TAB-ACC-FA-1846 | 1
TAB-ACC-FA-1847 | 1
TAB-ACC-FA-1848 | 1
TAB-ACC-FA-1850 | 1
TAB-ACC-FA-1851 | 1
TAB-ACC-FA-1852 | 1
TAB-ACC-FA-1853 | 1
TAB-ACC-FA-2053 | 1
TAB-ACC-FA-2821 | 1
TAB-ACC-FA-3894 | 1
TAB-ACC-FA-3905 | 1
TAB-ACC-FA-3907 | 1
TAB-ACC-FA-3918 | 1
TAB-ACC-FA-3922 | 1
TAB-ACC-FA-4455 | 1
TAB-ACC-FA-4465 | 1
TAB-ACC-FA-4476 | 1
TAB-ACC-FA-4477 | 1
TAB-ACC-FA-8230 | 1
TAB-ACC-FA-8232 | 1
TAB-ACC-FA-8234 | 1
TAB-ACC-FA-8244 | 1
TAB-EL1-CP-7160 | 1
TAB-FEQ-FA-3001 | 1
THC-FEQ-CP-6201 | 1
THC-FEQ-CP-6202 | 1
THC-FEQ-MON-6021 | 1
THC-FEQ-MON-6041 | 1
THC-FEQ-MON-6301 | 1
THC-FEQ-MON-6321 | 1
http://www.toronto.ca/TWONTO#00471 | 102
TAB-SES-RING-3000 | 1
TAB-SES-RING-3001 | 1
TAB-SES-RING-3002 | 1
TAB-SES-RING-3003 | 1
TAB-SES-RING-3004 | 1
TAB-SES-RING-3005 | 1
TAB-SES-RING-3006 | 1
TAB-SES-RING-3007 | 1
TAB-SES-RING-3008 | 1
TAB-SES-RING-3009 | 1
TAB-SES-RING-3010 | 1
TAB-SES-RING-3011 | 1
TAB-SES-RING-3012 | 1
TAB-SES-RING-3013 | 1
TAB-SES-RING-3014 | 1
TAB-SES-RING-3015 | 1
TAB-SES-RING-3016 | 1
TAB-SES-RING-3017 | 1
TAB-SES-RING-3018 | 1
TAB-SES-RING-3019 | 1
TAB-SES-RING-3020 | 1
TAB-SES-RING-3021 | 1
TAB-SES-RING-3022 | 1
TAB-SES-RING-3023 | 1
TAB-SES-RING-3024 | 1
TAB-SES-RING-3025 | 1
TAB-SES-RING-4000 | 1
TAB-SES-RING-4001 | 1
TAB-SES-RING-4002 | 1
TAB-SES-RING-4003 | 1
TAB-SES-RING-4004 | 1
TAB-SES-RING-4005 | 1
TAB-SES-RING-4006 | 1
TAB-SES-RING-4007 | 1
TAB-SES-RING-4008 | 1
TAB-SES-RING-4009 | 1
TAB-SES-RING-4010 | 1
TAB-SES-RING-4011 | 1
TAB-SES-RING-4012 | 1
THR-SQ-LP-0001 | 1
THR-SQ-LP-0002 | 1
THR-SQ-LP-0003 | 1
THR-SQ-LP-0004 | 1
THR-SQ-LP-0005 | 1
THR-SQ-LP-0006 | 1
THR-SQ-LP-0007 | 1
THR-SQ-LP-0008 | 1
THR-SQ-LP-0009 | 1
THR-SQ-LP-0010 | 1
THR-SQ-LP-0011 | 1
THR-SQ-LP-0012 | 1
THR-SQ-LP-0013 | 1
THR-SQ-LP-0014 | 1
THR-SQ-LP-0015 | 1
THR-SQ-LP-0016 | 1
THR-SQ-LP-0017 | 1
THR-SQ-LP-0018 | 1
THR-SQ-LP-0019 | 1
THR-SQ-LP-0020 | 1
THR-SQ-LP-0021 | 1
THR-SQ-LP-0022 | 1
THR-SQ-LP-0023 | 1
THR-SQ-LP-0024 | 1
THR-SQ-LP-0025 | 1
THR-SQ-LP-0026 | 1
THR-SQ-LP-0027 | 1
THR-SQ-LP-0028 | 1
THR-SQ-LP-0029 | 1
THR-SQ-LP-0030 | 1
THR-SQ-LP-0031 | 1
THR-SQ-LP-0032 | 1
THR-SQ-LP-0033 | 1
THR-SQ-LP-0034 | 1
THR-SQ-LP-0035 | 1
THR-SQ-LP-0036 | 1
THR-SQ-LP-0037 | 1
THR-SQ-LP-0038 | 1
THR-SQ-LP-FT | 2
THR-SQ-LP-PRM | 2
TNT-SES-RING | 1
TNT-SES-RING-1001 | 1
TNT-SES-RING-1002 | 1
TNT-SES-RING-1003 | 1
TNT-SES-RING-1004 | 1
TNT-SES-RING-1005 | 1
TNT-SES-RING-1006 | 1
TNT-SES-RING-1007 | 1
TNT-SES-RING-1008 | 1
TNT-SES-RING-1009 | 1
TNT-SES-RING-1010 | 1
TNT-SES-RING-1011 | 1
TNT-SES-RING-1012 | 1
TNT-SES-RING-1013 | 1
TNT-SES-RING-1014 | 1
TNT-SES-RING-1015 | 1
TNT-SES-RING-1016 | 1
TNT-SES-RING-1017 | 1
TNT-SES-RING-1018 | 1
TNT-SES-RING-1019 | 1
TNT-SES-RING-1020 | 1
http://www.toronto.ca/TWONTO#00215 | 104
FCL-CLA-CHL-0101 | 1
FCL-CLA-CHL-0201 | 1
FCL-CLA-CHL-0301 | 1
FCL-CLB-CHL-0101 | 1
FCL-CLB-CHL-0201 | 1
FHA-CLA-CHL-0101 | 2
FHA-CLA-CHL-0201 | 2
FHA-CLA-CHL-0301 | 2
FHA-CLB-CHL-0101 | 2
FHA-CLB-CHL-0201 | 2
FHO-CLA-CHL-0101 | 2
FHO-CLA-CHL-0201 | 2
FHO-CLA-EV-0101 | 2
FHO-CLA-EV-0201 | 2
FHO-CLB-CHL-0101 | 2
FHO-CLB-CHL-0201 | 2
FHO-CLB-CHL-0301 | 3
FHO-CLB-CHL-0401 | 3
FHO-CLB-EV-0101 | 2
FHO-CLB-EV-0201 | 2
FHO-CLB-EV-0301 | 2
FHO-CLB-EV-0401 | 3
FHO-CLC-CHL-0101 | 2
FHO-CLC-EV-0101 | 2
FHO-DCL-EV-0201 | 3
FHO-DCL-EV-0301 | 2
FIS-CLA-CHL-0101 | 1
FIS-CLA-CHL-0201 | 1
FIS-CLA-CHL-0301 | 1
FIS-CLA-CHL-0501-SUS | 2
FIS-CLB-CHL-0101 | 1
FIS-CLB-CHL-0201 | 1
FIS-CLB-CHL-0301 | 1
FIS-CLC-CHL-0101 | 2
TAB-DIS-CHL-1112 | 2
TAB-DIS-CHL-1113 | 2
TAB-DIS-CHL-1114 | 2
TAB-DIS-CHL-1115 | 2
TAB-DIS-CHL-1116 | 2
TAB-DIS-CHL-1117 | 2
TAB-DIS-CHL-1118 | 1
TAB-DIS-EV-1201 | 1
TAB-DIS-EV-1301 | 1
TAB-DIS-EV-1401 | 1
TAB-DIS-EV-1501 | 1
TAB-DIS-EV-1601 | 1
TAB-DIS-EV-1701 | 1
TAB-DIS-EV-1801 | 1
THR-DIS-CHL-1211 | 3
THR-DIS-CHL-1221 | 3
THR-DIS-CHL-1231 | 3
THR-DIS-CHL-1241 | 3
THR-DIS-CHL-1251 | 3
THR-DIS-EV-1110 | 2
THR-DIS-EV-1120 | 2
THR-DIS-EV-1130 | 2
THR-DIS-EV-1140 | 2
http://www.toronto.ca/TWONTO#00328 | 106
DOS-YCM-SQ-VEH270005 | 1
DOS-YCM-SQ-VEH270007 | 1
DOS-YCM-SQ-VEH270008 | 1
DOS-YCM-SQ-VEH270009 | 1
DOS-YCM-SQ-VEH270012 | 1
DOS-YCM-SQ-VEH270013 | 1
DOS-YCM-SQ-VEH270014 | 1
DOS-YCM-SQ-VEH270015 | 1
DOS-YCM-SQ-VEH270017 | 1
FCL-SES-EYE-0009 | 1
FCL-SES-EYE-0010 | 1
FCL-SES-EYE-0011 | 1
FHA-SES-SQ-0504 | 1
FHA-SES-SQ-1102 | 1
FHO-SES-SQ-8001 | 2
FHO-SES-SQ-8002 | 1
FHO-SES-SQ-8003 | 1
FHO-SES-SQ-8004 | 1
FHO-SES-SQ-8005 | 1
FHO-SES-SQ-8006 | 1
FHO-SES-SQ-8007 | 1
FHO-SES-SQ-8008 | 1
FHO-SES-SQ-8009 | 1
FHO-SES-SQ-8010 | 1
FHO-SES-SQ-8011 | 1
FHO-SES-SQ-8012 | 1
FHO-SES-SQ-8013 | 1
FHO-SES-SQ-8013A | 1
FHO-SES-SQ-8016 | 1
FHO-SES-SQ-8017 | 1
FIS-SES-EYE-1003AS | 1
FIS-SES-EYE-1004S | 1
FIS-SES-EYE-1005AS | 1
FIS-SES-EYE-1007S | 1
FIS-SES-EYE-1009S | 1
THC-CW-SQ-0104 | 1
THC-CW-SQ-0107 | 1
THC-CW-SQ-0110 | 1
THC-CW-SQ-0112 | 2
THC-CW-SQ-0114 | 1
THC-CW-SQ-0115 | 1
THC-CW-SQ-0226 | 1
THC-CW-SQ-0230 | 2
THR-CW-SQ-16P | 3
THR-CW-SQ-17P | 4
THR-CW-SQ-1P | 3
THR-SES-SQ-10P | 3
THR-SES-SQ-11P | 3
THR-SES-SQ-12P | 3
THR-SES-SQ-13P | 1
THR-SES-SQ-14P | 3
THR-SES-SQ-15P | 2
THR-SES-SQ-19P | 3
THR-SES-SQ-20P | 3
THR-SES-SQ-21P | 1
THR-SES-SQ-2P | 1
THR-SES-SQ-3P | 1
THR-SES-SQ-4P | 2
THR-SES-SQ-5P | 3
THR-SES-SQ-6P | 3
THR-SES-SQ-7P | 2
THR-SES-SQ-8P | 3
THR-SQ-PEWS-WA1 | 4
THR-SQ-PEWS-WA2 | 4
THR-SQ-PEWS-WA4 | 2
WTR-PMI-SQ-0001 | 1
WTR-PMI-SQ-0002 | 1
WTR-PTH-SQ-0001 | 1
http://www.toronto.ca/TWONTO#00710 | 107
FCL-AM-STR-0038 | 1
FCL-AM-STR-0110 | 1
FCL-AM-STR-0210 | 1
FCL-DCL-STR-0412 | 1
FCL-DCL-STR-0512 | 1
FCL-ELS-STR-0101 | 1
FCL-ELS-STR-0201 | 1
FCL-SA-STR-0140 | 1
FCL-TRW-STR-0003 | 1
FCL-TRW-STR-0004 | 1
FCL-TRW-STR-0005 | 1
FCL-TRW-STR-0006 | 1
FCL-TRW-STR-0007 | 1
FCL-TRW-STR-0008 | 1
FHA-WWW-STR-0101 | 1
FHA-WWW-STR-0201 | 1
SM2007A | 1
TAB-PLT-STR-9000 | 1
TAB-PLT-STR-9010 | 1
TAB-PLT-STR-9403A | 1
TAB-PLT-STR-9403B | 1
TAB-PLT-STR-9403C | 1
TAB-PLT-STR-9403D | 1
TAB-PLT-STR-9403E | 1
TAB-PLT-STR-9404A | 1
TAB-PLT-STR-9404B | 1
TAB-PLT-STR-9404C | 1
TAB-PLT-STR-9404D | 1
TAB-PLT-STR-9404E | 1
TAB-PLT-STR-9405A | 1
TAB-PLT-STR-9405B | 1
TAB-PLT-STR-9405C | 1
TAB-PLT-STR-9405D | 1
TAB-PLT-STR-9405E | 1
TAB-PLT-STR-9408A | 1
TAB-PLT-STR-9408B | 1
TAB-PLT-STR-9408C | 1
TAB-PLT-STR-9408D | 1
TAB-PLT-STR-9408E | 1
TAB-PLT-STR-9409A | 1
TAB-PLT-STR-9409B | 1
TAB-PLT-STR-9409C | 1
TAB-PLT-STR-9409D | 1
TAB-PLT-STR-9409E | 1
TAB-PWA-STR-0120 | 2
TAB-PWA-STR-0540 | 1
TAB-PWA-STR-0555 | 2
TAB-PWA-STR-2001 | 1
TAB-PWA-STR-2002 | 1
TAB-SLO-STR-0420 | 2
TAB-SLO-STR-2401 | 1
TAB-SLO-STR-2402 | 1
TAB-SLO-STR-2403 | 1
TAB-SLO-STR-2404 | 1
TAB-SLO-STR-2405 | 1
TAB-SLO-STR-2406 | 1
TAB-SLO-STR-2407 | 1
TAB-SLO-STR-2408 | 1
TAB-SLO-STR-2409 | 1
TAB-SLO-STR-2410 | 1
TAB-SLO-STR-2411 | 1
TAB-SLO-STR-2412 | 1
TAB-SLO-STR-2413 | 1
TAB-SLO-STR-2414 | 1
THC-ACC-STR-3012 | 1
THC-ACC-STR-3022 | 1
THC-ACC-STR-3032 | 1
THC-ACC-STR-3042 | 1
THC-ACC-STR-6010 | 1
THC-ACC-STR-6020 | 1
THC-ACC-STR-6040 | 1
THC-ACC-STR-6060 | 1
THC-ACC-STR-6080 | 1
THC-ACC-STR-6110 | 1
THC-ACC-STR-6210 | 1
THC-ACC-STR-6310 | 1
THC-ACC-STR-6330 | 1
THC-ACC-STR-6410 | 1
THC-ACC-STR-6430 | 1
THC-ACC-STR-6510 | 1
THC-CW-STR-6001 | 1
THC-DEW-STR-6411 | 1
THC-DEW-STR-6412 | 1
THC-OCS-STR-0116 | 1
THC-OCS-STR-0126 | 1
THC-OCS-STR-0416 | 2
THC-OCS-STR-0426 | 1
THC-OCS-STR-1021 | 1
THC-OCS-STR-1031 | 1
THC-OCS-STR-2021 | 1
THC-OCS-STR-2031 | 1
THC-OCS-STR-6046 | 1
THC-OCS-STR-6056 | 1
THC-PWA-STR-1010 | 1
THC-PWA-STR-1020 | 1
WM2018A | 1
WM2019A | 1
WM2020A | 1
WM2021A | 1
WM2022A | 1
WM2023A | 1
WM2024A | 1
WTR-RDF-STR-0501 | 1
http://www.toronto.ca/TWONTO#00673 | 107
COL-PBF-SS-0001 | 2
COL-PBG-SS-0001 | 2
COL-PBR-SS-0001 | 2
COL-PCP-SS-0001 | 2
COL-PEV-SS-0001 | 2
COL-PFB-SS-0001 | 2
COL-PGA-SS-0001 | 2
COL-PGR-SS-0001 | 2
COL-PHP-SS-0001 | 2
COL-PIR-SS-0001 | 2
COL-PKG-SS-0001 | 2
COL-PKP-SS-0001 | 2
COL-PLB-DR-0152 | 3
COL-PLV-SS-0001 | 2
COL-PMD-SS-0001 | 2
COL-PMM-DR-0001 | 2
COL-PMT-SS-0001 | 2
COL-PMY-SS-0001 | 2
COL-PMY-SS-0002 | 2
COL-PNT-DR-0152 | 2
COL-PPU-SS-0001 | 2
COL-PRR-SS-0001 | 2
COL-PSD-SS-0001 | 2
COL-PSK-SS-0001 | 3
COL-PSL-SS-0001 | 2
COL-PSM-SS-0001 | 2
COL-PSP-SS-0001 | 2
COL-PSS-SS-0001 | 2
COL-PST-SS-0001 | 2
COL-PSU-SS-0001 | 2
COL-PSW-DR-0152 | 2
COL-PSW-SS-0152 | 2
COL-PVM-SS-0001 | 2
COL-PWC-SS-0001 | 2
COL-PWN-SS-0001 | 1
COL-PWP-SS-0001 | 2
FCL-ELS-5 | 1
FHA-GRK-SEC-0101 | 1
FHA-GRK-VSS-0101 | 1
FHO-CSS | 1
FIS-GRK-SCAM | 3
FIS-SES-CP-4001 | 2
FIS-SES-PSU-4001 | 1
SWM-PET-SS-0001 | 2
SWM-PWD-SS-0001 | 2
SWM-PWI-SS-0001 | 2
TAB-SS-CP-1500 | 1
THC-GRK-SS | 1
THR-SS-WA1 | 1
THR-SS-WA2 | 2
THR-SS-WA3 | 2
THR-SS-WA4 | 1
WTR-PEL-SS-1001 | 1
WTR-PRH-SS-0001 | 1
WTR-PRH-SS-0002 | 1
YTF-SS-BAT-1000 | 1
YTF-SS-COM-1000 | 1
YTF-SS-RC-1000 | 1
YTF-SS-SERV-1000 | 1
YTF-SS-UPS-1000 | 1
YTF-SS-YAN-1000 | 1
YTF-SS-YS-1000 | 1
http://www.toronto.ca/TWONTO#00368 | 108
COL-PBF-FIT-0001 | 1
COL-PCU-FIT-0001 | 2
COL-PMY-FIT-0101 | 2
COL-PMY-FIT-0201 | 2
COL-PSM-FIT-0001 | 2
COL-PSS-FIT-0101 | 2
COL-PSS-FIT-0201 | 2
COL-PSS-FIT-0301 | 2
COL-PSU-FIT-0001 | 2
COL-RBB-FIT-0001 | 2
COL-RBB-FIT-0002 | 2
COL-RBB-FIT-0003 | 2
COL-RBB-FIT-0204 | 2
COL-RBB-FIT-0212 | 2
COL-RBB-FIT-0221 | 2
COL-RBG-FIT-0001 | 2
COL-RBG-FIT-0412 | 2
FCL-BW-FIT-0001 | 1
FCL-FLO-FIT-0201A | 1
FCL-POL-FIT-4110 | 1
FCL-POL-FIT-4111 | 1
FCL-POL-FIT-4112 | 1
FCL-POL-FIT-4120 | 1
FCL-POL-FIT-4121 | 1
FCL-POL-FIT-4130 | 1
FCL-POL-FIT-4131 | 1
FCL-POL-FIT-4132 | 1
FCL-POL-FIT-4210 | 1
FCL-POL-FIT-4211 | 1
FCL-POL-FIT-4212 | 1
FCL-POL-FIT-4220 | 1
FCL-POL-FIT-4221 | 1
FCL-POL-FIT-4230 | 1
FCL-POL-FIT-4231 | 1
FCL-POL-FIT-4232 | 1
FCL-TRW-FIT-0001A | 1
FCL-TRW-FIT-0003A | 1
FCL-WWW-FIT-1101 | 1
FCL-WWW-FIT-1201 | 1
FCL-WWW-FIT-3031 | 1
FCL-WWW-FIT-3051 | 1
FCL-WWW-FIT-5101 | 1
FCL-WWW-FIT-5301 | 2
FCL-WWW-FIT-5501 | 1
FCL-WWW-FIT-5601 | 1
FHA-ACC-FIT-0400 | 2
TAB-DIG-FIT-6171 | 1
TAB-DIG-FIT-9717 | 1
TAB-DIG-FIT-9718 | 1
TAB-DIS-FIT-8001 | 1
TAB-DIS-FIT-8002 | 1
TAB-PRM-FIT-3100 | 1
TAB-PRM-FIT-3200 | 1
TAB-PRM-FIT-3300 | 1
TAB-PRM-FIT-3700 | 1
TAB-PRM-FIT-3800 | 1
TAB-PRM-FIT-3900 | 1
TAB-RSP-FIT-0070 | 1
TAB-RSP-FIT-0090 | 1
TAB-RSP-FIT-0120 | 1
TAB-STR-FIT-0031 | 1
TAB-STR-FIT-0032 | 1
TAB-STR-FIT-0033 | 1
TAB-STR-FIT-0034 | 1
THC-ACC-FIT-6121 | 1
THC-ACC-FIT-6141 | 1
THC-ACC-FIT-6221 | 1
THC-ACC-FIT-6241 | 1
THC-ACC-FIT-6261 | 1
THC-ACC-FIT-6281 | 1
THC-ACC-FIT-6321 | 1
THC-ACC-FIT-6341 | 1
THC-ACC-FIT-6421 | 1
THC-ACC-FIT-6441 | 1
THC-ACC-FIT-6521 | 1
THC-ACC-FIT-6541 | 1
THC-ACC-FIT-6561 | 1
THC-ACC-FIT-6581 | 1
THC-DEW-FIT-5191 | 1
THC-DEW-FIT-7227 | 1
THC-DEW-FIT-7267 | 1
THC-DEW-FIT-7327 | 1
THC-DEW-FIT-7362 | 1
THC-DEW-FIT-7367 | 1
THR-CG-FIT-1101 | 1
THR-CG-FIT-1201 | 1
WTR-365-FIT-0006A | 1
WTR-365-FIT-0006B | 1
WTR-365-FIT-0601 | 1
WTR-PDS-FIT-0001 | 1
http://www.toronto.ca/TWONTO#00433 | 109
COL-120-HPU-0701 | 1
COL-MTI-HPU-0101 | 1
COL-MTI-HPU-1401 | 1
COL-MTI-HPU-1401C | 1
COL-MTI-HPU-2001 | 1
COL-MTI-HPU-2001C | 1
COL-MTI-HPU-2301B | 2
COL-MTI-HPU-2301D | 1
COL-MTI-HPU-2401 | 1
COL-MTI-HPU-2701B | 1
COL-MTI-HPU-2901 | 1
COL-MTI-HPU-3401 | 1
COL-MTI-T-1400C | 1
COL-RBB-HPU-0218 | 2
COL-RBC-HPU-0001 | 2
COL-RBG-HPU-0001 | 2
SWM-SOS-HPU-0100 | 1
TAB-DEW-HPU-6001 | 1
TAB-DEW-HPU-6002 | 1
TAB-DEW-HPU-6003 | 1
TAB-DEW-HPU-6004 | 2
TAB-DEW-HPU-6005 | 1
TAB-DEW-HPU-6006 | 2
TAB-DEW-HPU-6007 | 1
TAB-DEW-HPU-6008 | 2
TAB-DEW-PS-0131 | 1
TAB-DEW-PS-0231 | 1
TAB-DEW-PS-0331 | 1
TAB-DEW-PS-0431 | 1
TAB-DEW-PS-0531 | 1
TAB-DEW-PS-0631 | 1
TAB-DEW-PS-0731 | 1
TAB-DEW-PS-0831 | 1
TAB-DEW-PS-2101 | 1
TAB-DEW-PS-2201 | 1
TAB-DEW-PS-2301 | 1
TAB-DEW-PS-2401 | 1
TAB-RSP-HPU-2203 | 2
TAB-RSP-HPU-2204 | 1
TAB-RSP-PS-2201D | 2
TAB-RSP-PS-2202D | 2
TAB-RSP-PS-2203D | 1
TAB-RSP-PS-2204D | 2
TAB-RSP-PS-2205D | 2
TAB-RSP-PS-2206D | 2
TAB-RSP-PS-2207D | 2
TAB-RSP-PS-2208D | 2
TAB-RSP-PS-2209D | 2
TAB-RSP-PS-2210D | 2
THC-DEW-HPU | 1
THC-DEW-HPU-6410 | 1
THC-DEW-HPU-6510 | 1
THC-DEW-HPU-6710 | 1
THC-DEW-HPU-6810 | 1
THC-PLT-HD-0121 | 1
THC-PLT-HD-0221 | 1
THC-PLT-HD-0321 | 1
THC-PLT-HD-0421 | 1
THC-PLT-HD-0521 | 1
THC-PLT-HPU-6100 | 2
THC-PLT-HPU-6200 | 1
THC-PRM-V-1111 | 1
THC-PRM-V-1112 | 1
THC-PRM-V-1113 | 1
THC-PRM-V-1114 | 1
THC-PRM-V-1171 | 1
THC-PRM-V-1172 | 1
THC-PRM-V-1173 | 1
THC-PRM-V-1211 | 3
THC-PRM-V-1212 | 3
THC-PRM-V-1213 | 3
THC-PRM-V-1214 | 3
THC-PRM-V-1271 | 3
THC-PRM-V-1272 | 4
THC-PRM-V-1273 | 2
THR-PLT-HPU-0511 | 2
http://www.toronto.ca/TWONTO#00475 | 109
378251A | 1
378251B | 1
378251C | 1
378251D | 1
378251E | 1
378251F | 1
DOS-MCS-LD-0005 | 1
DOS-MCS-LD-004286 | 1
DOS-MCS-LD-03851 | 1
DOS-MCS-LD-1212863 | 1
DOS-MCS-LD-RM-4137 | 1
FHA-MCS-LD-1301 | 1
FHA-MCS-LD-2601 | 1
FHO-MCS-LD-0122 | 1
FHO-MCS-LD-0305 | 1
TAB-MCS-LD-5801 | 1
TAB-MCS-LD-5802 | 1
TAB-MCS-LD-5803 | 1
TAB-MCS-LD-5804 | 1
TAB-MCS-LD-5805 | 1
TAB-MCS-LD-5806 | 1
TAB-WA1-LD-1251 | 1
TAB-WA1-LD-1252 | 1
TAB-WA1-LD-1253 | 1
TAB-WA1-LD-1254 | 1
TAB-WA2-LD-1011 | 1
TAB-WA2-SQ-1258 | 1
TAB-WA2-SQ-1259 | 1
TAB-WA2-SQ-1260 | 1
TAB-WA2-SQ-1263 | 1
TAB-WA2-SQ-1264 | 1
TAB-WA2-SQ-1265 | 1
TAB-WA2-SQ-1266 | 1
TAB-WA2-SQ-1267 | 1
TAB-WA2-SQ-1268 | 1
TAB-WA2-SQ-1269 | 1
TAB-WA2-SQ-1270 | 1
TAB-WA2-SQ-1271 | 1
TAB-WA2-SQ-1272 | 1
TAB-WA2-SQ-1273 | 1
TAB-WA2-SQ-1274 | 1
TAB-WA2-SQ-1275 | 1
THC-ACC-LD-0311 | 1
THC-ELS-WR-2405 | 1
THC-MCS-LD-0000000016 | 1
THC-MCS-LD-0000000017 | 1
THC-MCS-LD-0000000018 | 1
THC-MCS-LD-0000000019 | 1
THC-MCS-LD-0000000020 | 1
THC-MCS-LD-0000000021 | 1
THC-MCS-LD-0000000022 | 1
THC-MCS-LD-0000000023 | 1
THC-MCS-LD-0000000024 | 1
THC-MCS-LD-0000000025 | 1
THC-MCS-LD-0000000026 | 1
THC-MCS-LD-0000000027 | 1
THC-MCS-LD-0000000029 | 1
THC-MCS-LD-SO-S55845 | 1
THC-SES-MEQ-8005 | 1
THC-THK-M-1100 | 1
THR-MCS-LD-0534 | 3
THR-MCS-LD-0548 | 1
THR-MCS-LD-0549 | 1
THR-MCS-LD-0550 | 1
THR-MCS-LD-0553 | 1
THR-MCS-LD-0678 | 1
THR-MCS-LD-1083 | 1
THR-MCS-LD-3648 | 1
THR-MCS-LD-4675 | 2
THR-MCS-LD-4750 | 1
THR-MCS-LD-8659 | 2
THR-MCS-LD-8660 | 2
THR-MCS-LD-8661 | 2
THR-MCS-LD-8662 | 2
THR-MCS-LD-9849 | 1
THR-MCS-LD-9852 | 1
THR-MCS-LD-9855 | 1
THR-MCS-LD-9856 | 1
THR-MCS-LD-9859 | 1
THR-MCS-LD-9860 | 1
TNT-MCS-LD-0001 | 1
TNT-MCS-LD-0002 | 1
TNT-MCS-LD-0003 | 1
TNT-MCS-LD-0004 | 1
TNT-MCS-LD-0005 | 1
TNT-MCS-LD-0006 | 1
TNT-MCS-LD-0007 | 1
TNT-MCS-LD-0008 | 1
TNT-MCS-LD-0009 | 1
TNT-MCS-LD-0010 | 1
TNT-MCS-LD-0011 | 1
TNT-MCS-LD-0012 | 1
TNT-MCS-LD-0013 | 1
TNT-MCS-LD-0014 | 1
TNT-MCS-LD-0015 | 1
TNT-MCS-LD-0016 | 1
TNT-MCS-LD-0017 | 1
TNT-MCS-LD-0018 | 1
TNT-MCS-LD-0019 | 1
TNT-MCS-LD-0020 | 1
TNT-MCS-LD-0021 | 1
TNT-MCS-LD-0042 | 1
? | 109
DA0152A | 2
DP PUMP | 1
DP-TW HIERARCHY | 1
ENT UPDATE CALENDAR | 1
FCL-SES-FA-0003 | 2
FCL-SES-FA-0004 | 1
FCL-SES-FA-0005 | 2
FCL-SES-FA-0006 | 2
FCL-SES-FA-0008 | 1
FHA-SES-H&S | 1
FHA-SES-SQ-NO5577 | 2
FHO-AMT-PS-0001 | 1
FHO-DOZ-T-3100-SUS | 2
FHO-DOZ-T-3200-SUS | 2
FHO-DOZ-T-3300-SUS | 2
FIS-ELS-ESP-0611 | 1
FIS-ELS-ESP-0615-SUS | 1
FIS-ELS-GFI-0001 | 1
FIS-ELS-GFI-0002 | 1
FIS-ELS-GFI-0003 | 1
FIS-ELS-GFI-0004 | 1
FIS-ELS-GFI-0005 | 1
FIS-ELS-GFI-0006 | 1
FIS-ELS-GFI-0007 | 1
FIS-ELS-GFI-0008 | 1
FIS-ELS-GFI-0009 | 1
FIS-ELS-GFI-0010 | 1
FIS-ELS-GFI-0011 | 1
FIS-ELS-GFI-0012 | 1
FIS-ELS-GFI-0013 | 1
FIS-ELS-GFI-0014 | 1
FIS-ELS-GFI-0015 | 1
FIS-ELS-GFI-0016 | 1
FIS-ELS-GFI-0017 | 1
FIS-ELS-GFI-0018 | 1
FIS-ELS-GFI-0019 | 1
FIS-ELS-GFI-0020 | 2
FIS-ELS-GFI-0021 | 1
FIS-ELS-GFI-0022 | 1
FIS-ELS-GFI-0023 | 1
FIS-ELS-GFI-0024 | 1
FIS-ELS-GFI-0025 | 1
FIS-ELS-GFI-0026 | 1
FIS-ELS-GFI-0027 | 1
FIS-ELS-GFI-0028 | 1
FIS-ELS-GFI-0029 | 1
FIS-ELS-GFI-0030 | 1
FIS-ELS-GFI-0031 | 1
FIS-ELS-GFI-0032 | 1
FIS-ELS-GFI-0033 | 1
FIS-ELS-GFI-0034 | 1
FIS-ELS-RPU-0001 | 1
FIS-MCS-SQ-0001 | 1
FIS-SES-SQ-0004 | 1
FIS-SES-SQ-1026 | 1
FIS-SES-SQ-1027 | 1
FIS-SES-SQ-6052 | 1
TAB-ACC-AC-1303A | 1
TAB-ACC-AC-1303B | 1
TAB-ACC-AC-1303C | 1
TAB-DIS-ALP-0100 | 2
TAB-EL1-TS-6226 | 2
TAB-EL3-LP-2732 | 1
TAB-GRK-GQ-0002 | 1
TAB-PLT-PRNT-0550 | 1
TAB-PLT-PRNT-0650 | 1
TAB-THK-T-0002 | 1
TAB-WA2-SP-0001 | 1
TAB-WA2-SQ-3426 | 1
THC-ACC-MEQ-5900 | 1
THC-ACC-MEQ-5901 | 1
THC-ACC-MEQ-5902 | 1
THC-ACC-MEQ-6002 | 1
THC-FEQ-HS-6301 | 1
THC-FEQ-HS-6321 | 1
THC-GRK-G-0001 | 2
THC-GRK-G-0002 | 2
THC-PRM-HTR-1007 | 1
THC-SES-MEQ-5900 | 1
THR-ACC-FN-021 | 1
THR-ELS-SQ-0018 | 1
THR-ELS-SQ-0019 | 1
THR-ELS-SQ-0020 | 1
THR-ELS-SQ-0021 | 1
THR-ELS-SQ-0022 | 1
THR-ELS-SQ-0024 | 1
THR-ELS-SQ-0025 | 1
THR-ELS-SQ-0026 | 1
THR-GRK-FP-0002S | 1
TNT-MCS-LD-0043 | 1
WTR-PRH-NGR-1100 | 1
WTR-PRH-NGR-1200 | 1
WTR-PSA-TS-0903 | 1
WTR-PSA-TS-0904 | 1
WTR-PSA-TS-0905 | 1
YTF-ELS-TS-0701 | 1
http://www.toronto.ca/TWONTO#00735 | 112
COL-PNT-TIT-0001 | 1
COL-PSW-TIT-0001 | 1
FCL-ACC-TIT-0901 | 1
FCL-ACC-TIT-0902 | 1
FCL-ACC-TIT-0903 | 1
FCL-ACC-TIT-0904 | 1
FCL-ACC-TIT-0905 | 1
FCL-ACC-TIT-0906 | 1
FCL-ACC-TIT-0907 | 1
FCL-ACC-TIT-0908 | 1
FCL-ACC-TT-0220 | 1
FCL-ACC-TT-0227 | 1
FCL-ACC-TT-0231 | 1
FCL-ACC-TT-0301 | 1
FCL-ACC-TT-0302 | 1
FCL-ACC-TT-0303 | 1
FCL-ACC-TT-0304 | 1
FCL-ACC-TT-0305 | 1
FCL-ACC-TT-0306 | 1
FCL-ACC-TT-0307 | 1
FCL-ACC-TT-0308 | 1
FCL-ACC-TT-0309 | 1
FCL-ACC-TT-0310 | 1
FCL-ACC-TT-0311 | 1
FCL-ACC-TT-0312 | 1
FCL-ACC-TT-0313 | 1
FCL-ACC-TT-0314 | 1
FCL-ACC-TT-0315 | 1
FCL-ACC-TT-0316 | 1
FCL-ACC-TT-0317 | 1
FCL-ACC-TT-0318 | 1
FCL-ACC-TT-0319 | 1
FCL-ACC-TT-0320 | 1
FCL-ACC-TT-0321 | 1
FCL-ACC-TT-0322 | 1
FCL-ACC-TT-0323 | 1
FCL-ACC-TT-0324 | 1
FCL-ACC-TT-0325 | 1
FCL-ACC-TT-0326 | 1
FCL-ACC-TT-0327 | 1
FCL-ACC-TT-0328 | 1
FCL-ACC-TT-0331 | 1
FCL-ACC-TT-0332 | 1
FCL-ACC-TT-0333 | 1
FCL-ACC-TT-0414 | 1
FCL-ACC-TT-0418 | 1
FCL-ACC-TT-0420 | 1
FCL-ACC-TT-0421 | 1
FCL-ACC-TT-0701 | 1
FCL-BW-TIT-0201 | 1
TAB-ACC-TIT-6103 | 1
TAB-ACC-TIT-6104 | 1
TAB-ACC-TIT-6451 | 1
TAB-ACC-TIT-6452 | 1
TAB-ACC-TIT-6453 | 1
TAB-ACC-TIT-6454 | 1
TAB-ACC-TIT-6455 | 1
TAB-ACC-TIT-6456 | 1
THC-ACC-TIT-0411 | 2
THC-ACC-TIT-6000 | 1
THC-ACC-TIT-6001 | 1
THC-ACC-TIT-6002 | 1
THC-ACC-TIT-6003 | 1
THC-ACC-TIT-6004 | 1
THC-ACC-TIT-6005 | 1
THC-ACC-TIT-6006 | 1
THC-ACC-TIT-6007 | 1
THC-ACC-TIT-6008 | 1
THC-ACC-TIT-6009 | 1
THC-ACC-TIT-6010 | 1
THC-ACC-TIT-6011 | 1
THC-ACC-TIT-6101 | 1
THC-ACC-TIT-6102 | 1
THC-ACC-TIT-6103 | 1
THC-ACC-TIT-6104 | 1
THC-ACC-TIT-6105 | 1
THC-ACC-TIT-6106 | 1
THC-ACC-TIT-6107 | 1
THC-ACC-TIT-6108 | 1
THC-ACC-TIT-6201 | 1
THC-ACC-TIT-6202 | 1
THC-ACC-TIT-6203 | 1
THC-ACC-TIT-6204 | 1
THC-ACC-TIT-6205 | 1
THC-ACC-TIT-6291 | 1
THC-ACC-TIT-6301 | 1
THC-ACC-TIT-6302 | 1
THC-ACC-TIT-6303 | 1
THC-ACC-TIT-6304 | 1
THC-ACC-TIT-6305 | 1
THC-ACC-TIT-6306 | 1
THC-ACC-TIT-6307 | 1
THC-ACC-TIT-6308 | 1
THC-ACC-TIT-6309 | 1
THC-ACC-TIT-6310 | 1
THC-ACC-TIT-6311 | 1
THC-ACC-TIT-6312 | 1
THC-ACC-TIT-6313 | 1
THC-ACC-TIT-6401 | 1
THC-ACC-TIT-6402 | 1
THC-ACC-TIT-6501 | 1
THC-ACC-TIT-6502 | 1
THC-ACC-TIT-6503 | 1
THC-ACC-TIT-6504 | 1
THC-ACC-TIT-6505 | 1
THC-ACC-TIT-6591 | 1
THC-ACC-TIT-6592 | 1
THC-ACC-TT-0085 | 1
THC-ACC-TT-0089 | 1
THC-PRM-TT-1003 | 1
THC-PRM-TT-1013 | 1
http://www.toronto.ca/TWONTO#00416 | 113
FCL-ACC-HE-0105 | 1
FCL-ACC-HE-0106 | 1
FCL-ACC-HE-0203 | 1
FCL-ACC-HE-0301 | 1
FCL-ACC-HE-0302 | 1
FCL-ACC-HE-0407 | 1
FCL-ACC-HE-0408 | 1
FCL-ACC-HE-0409 | 1
FCL-ACC-HE-0501 | 1
FCL-ACC-HE-0601 | 1
FHA-ACC-FN-0319 | 1
FHA-ACC-FN-0320 | 1
TAB-ACC-HE-1400A | 1
TAB-ACC-HE-1402 | 1
TAB-ACC-HE-1404 | 1
TAB-ACC-HE-1405 | 1
TAB-ACC-HE-1417 | 1
TAB-ACC-HE-1418 | 1
TAB-ACC-HE-1419 | 1
TAB-ACC-HE-1433 | 1
TAB-ACC-HE-1435 | 1
TAB-ACC-HE-1436 | 1
TAB-ACC-HE-1437 | 1
TAB-ACC-HE-1438 | 2
TAB-ACC-HE-1439 | 1
TAB-ACC-HE-1440 | 1
TAB-ACC-HE-1442 | 1
TAB-ACC-HE-1444 | 1
TAB-ACC-HE-1445 | 1
TAB-ACC-HE-1446 | 1
TAB-ACC-HE-1447 | 1
TAB-ACC-HE-1448 | 1
TAB-ACC-HE-1449 | 1
TAB-ACC-HE-1450 | 1
TAB-ACC-HE-1454 | 2
TAB-ACC-HE-1455 | 1
TAB-ACC-HE-1456 | 1
TAB-ACC-HE-1457 | 1
TAB-ACC-HE-1458 | 1
TAB-ACC-HE-1459 | 1
TAB-ACC-HE-1461 | 2
TAB-ACC-HE-1462 | 1
TAB-ACC-HE-1463 | 1
TAB-ACC-HE-1464 | 2
TAB-ACC-HE-1469 | 1
TAB-ACC-HE-1483 | 1
TAB-ACC-HE-1484 | 1
TAB-ACC-HE-1485 | 1
TAB-ACC-HE-1486 | 1
TAB-ACC-HE-1487 | 1
TAB-ACC-HE-1488 | 1
TAB-ACC-HE-1489 | 1
TAB-ACC-HE-1490 | 2
TAB-ACC-HE-1491 | 1
TAB-ACC-HE-1498 | 1
TAB-ACC-HE-1499 | 1
TAB-ACC-HE-6401 | 1
TAB-ACC-HE-6402 | 1
TAB-ACC-HE-6403 | 1
TAB-ACC-HE-6404 | 1
TAB-ACC-HE-6405 | 1
TAB-ACC-HE-6406 | 1
TAB-ACC-HE-6411 | 1
TAB-ACC-HE-6421 | 1
TAB-ACC-HE-6431 | 1
TAB-ACC-HE-6451 | 1
TAB-ACC-HE-6461 | 1
TAB-ACC-HE-6471 | 1
TAB-ACC-HE-6501 | 1
TAB-ACC-HE-6511 | 1
TAB-ACC-HE-6521 | 1
TAB-ACC-HE-6531 | 1
TAB-ACC-HE-6541 | 1
TAB-ACC-HE-6551 | 1
TAB-ACC-HE-6561 | 1
TAB-ACC-HE-6571 | 1
TAB-ACC-HE-6581 | 1
TAB-ACC-HE-6582 | 1
TAB-ACC-HE-6583 | 1
TAB-ACC-HE-6591 | 1
TAB-STR-HE-4010V | 1
TAB-STR-HE-4011V | 1
THC-ACC-HE-0011 | 1
THC-ACC-HE-4110 | 1
THC-ACC-HE-6001 | 1
THC-ACC-HE-6002 | 1
THC-ACC-MEQ-5801 | 1
WTR-PJS-HE-0001 | 1
WTR-PJS-HE-0002 | 1
WTR-PJS-HE-0003 | 1
WTR-PJS-HE-0004 | 1
WTR-PJS-HE-0005 | 1
WTR-PJS-HE-0006 | 1
WTR-PJS-HE-0007 | 1
WTR-PJS-HE-0008 | 1
WTR-PJS-HE-0009 | 1
WTR-PJS-HE-0010 | 1
WTR-PJS-HE-0011 | 1
WTR-PJS-HE-0012 | 1
WTR-PJS-HE-0013 | 1
WTR-PJS-HE-0014 | 1
WTR-PJS-HE-0015 | 1
WTR-PJS-HE-0016 | 1
WTR-PJS-HE-0017 | 1
WTR-PJS-HE-0018 | 1
WTR-PJS-HE-0024 | 1
WTR-PJS-HE-0025 | 1
WTR-PJS-HE-0026 | 1
http://www.toronto.ca/TWONTO#00821 | 115
FCL-WWW-WR-0001 | 1
FCL-WWW-WR-0002 | 1
FCL-WWW-WR-0003 | 1
FCL-WWW-WR-0004 | 1
FCL-WWW-WR-0005 | 1
FCL-WWW-WR-0006 | 1
FHA-ELS-WR-0101 | 1
FHA-ELS-WR-0201 | 1
FHA-ELS-WR-0202 | 1
FHA-ELS-WR-0203 | 1
FHA-ELS-WR-0204 | 1
FHA-ELS-WR-0205 | 1
FHA-ELS-WR-0206 | 1
FHA-ELS-WR-0207 | 1
FHA-ELS-WR-0208 | 1
FHA-ELS-WR-0209 | 1
FHA-ELS-WR-0210 | 1
FHA-ELS-WR-0211 | 1
FHA-ELS-WR-0212 | 1
FHA-ELS-WR-0213 | 1
FHA-ELS-WR-0214 | 1
FHA-ELS-WR-0215 | 1
FHA-ELS-WR-0301 | 1
FHA-ELS-WR-0302 | 1
FHA-ELS-WR-0303 | 1
FHA-ELS-WR-0304 | 1
FHA-ELS-WR-0601 | 1
FHA-ELS-WR-0602 | 1
FHA-ELS-WR-0603 | 1
FHA-ELS-WR-0604 | 1
FHA-ELS-WR-0605 | 1
FHA-ELS-WR-0606 | 1
FHA-ELS-WR-0607 | 1
FHO-ELS-WR-0501 | 1
FHO-ELS-WR-0502 | 1
FHO-ELS-WR-0503 | 1
FHO-ELS-WR-0504 | 1
FHO-ELS-WR-0601 | 1
FHO-ELS-WR-0602 | 1
FHO-ELS-WR-0603 | 1
FHO-ELS-WR-0604 | 1
FHO-ELS-WR-0605 | 1
FHO-ELS-WR-0606 | 1
FHO-ELS-WR-0701 | 1
FHO-ELS-WR-0702 | 1
FHO-ELS-WR-0703 | 1
FHO-ELS-WR-0704 | 1
FHO-ELS-WR-0705 | 1
FHO-ELS-WR-0706 | 1
FHO-ELS-WR-0707 | 1
FHO-ELS-WR-0708 | 1
FHO-ELS-WR-0709 | 1
FHO-ELS-WR-0710 | 1
FHO-ELS-WR-0801 | 1
FHO-ELS-WR-0802 | 1
FHO-ELS-WR-0803 | 1
FHO-ELS-WR-0804 | 1
FHO-ELS-WR-0805 | 1
FHO-ELS-WR-0806 | 1
FHO-ELS-WR-0807 | 1
FHO-ELS-WR-0808 | 1
FHO-ELS-WR-0809 | 1
FHO-ELS-WR-0810 | 1
FHO-ELS-WR-0811 | 1
FHO-ELS-WR-0812 | 1
FHO-ELS-WR-0813 | 1
FHO-ELS-WR-0901 | 1
FHO-ELS-WR-0902 | 1
FHO-ELS-WR-0903 | 1
FHO-ELS-WR-0904 | 1
FHO-ELS-WR-0905 | 1
FHO-ELS-WR-1001 | 1
FHO-ELS-WR-1002 | 1
FHO-ELS-WR-1003 | 1
FHO-ELS-WR-1004 | 1
FHO-ELS-WR-1005 | 1
FHO-ELS-WR-1031 | 1
FHO-ELS-WR-1032 | 1
FHO-ELS-WR-1033 | 1
FHO-ELS-WR-1034 | 1
FHO-ELS-WR-1101 | 1
FHO-ELS-WR-1102 | 1
FHO-ELS-WR-1103 | 1
FHO-ELS-WR-1104 | 1
FHO-ELS-WR-1105 | 1
FHO-ELS-WR-1201 | 1
FHO-ELS-WR-1202 | 1
FHO-ELS-WR-1203 | 1
FHO-ELS-WR-1204 | 1
FHO-ELS-WR-1205 | 1
FHO-ELS-WR-1206 | 1
FHO-ELS-WR-1207 | 1
FIS-ELS-WR-0101 | 1
FIS-ELS-WR-0102 | 1
FIS-ELS-WR-0201 | 1
FIS-ELS-WR-0302 | 1
FIS-ELS-WR-0401 | 1
FIS-ELS-WR-0601 | 1
FIS-ELS-WR-0602 | 1
FIS-ELS-WR-0603-SUS | 1
FIS-ELS-WR-0604 | 1
FIS-ELS-WR-0605-SUS | 1
FIS-ELS-WR-2000 | 1
TAB-EL1-WR-0001 | 1
TAB-EL1-WR-0002 | 1
TAB-EL1-WR-6927 | 1
TAB-EL3-WR-6103B | 1
TAB-PRM-WR-0001 | 1
TAB-PRM-WR-0002 | 1
THC-ELS-WR-0001-M | 1
THC-ELS-WR-0602 | 1
THC-ELS-WR-0603 | 1
THC-ELS-WR-0604 | 1
THC-ELS-WR-0605 | 1
THC-ELS-WR-4022A | 1
http://www.toronto.ca/TWONTO#00746 | 118
COL-PCU-HIC-0100 | 2
COL-PLB-HIC-0100 | 3
COL-PLB-TIC-0100 | 4
COL-PMM-HIC-0100 | 2
COL-PMM-TIC-0100 | 2
COL-PNT-HIC-0100 | 2
COL-PNT-TIC-0100 | 2
COL-PSW-HIC-0100 | 2
COL-PSW-TIC-0100 | 2
COL-PWR-HIC-0100 | 2
TAB-ACC-CT-1400 | 1
TAB-ACC-CT-1402 | 1
TAB-ACC-CT-1404 | 1
TAB-ACC-CT-1405 | 1
TAB-ACC-CT-1417 | 1
TAB-ACC-CT-1418 | 1
TAB-ACC-CT-1419 | 1
TAB-ACC-CT-1420 | 2
TAB-ACC-CT-1433 | 1
TAB-ACC-CT-1434 | 1
TAB-ACC-CT-1435 | 1
TAB-ACC-CT-1437 | 1
TAB-ACC-CT-1438 | 1
TAB-ACC-CT-1439 | 1
TAB-ACC-CT-1440 | 1
TAB-ACC-CT-1442 | 1
TAB-ACC-CT-1444 | 1
TAB-ACC-CT-1445 | 1
TAB-ACC-CT-1446 | 1
TAB-ACC-CT-1447 | 2
TAB-ACC-CT-1448 | 1
TAB-ACC-CT-1449 | 1
TAB-ACC-CT-1450 | 1
TAB-ACC-CT-1454 | 1
TAB-ACC-CT-1455 | 1
TAB-ACC-CT-1456 | 2
TAB-ACC-CT-1457 | 1
TAB-ACC-CT-1458 | 1
TAB-ACC-CT-1459 | 1
TAB-ACC-CT-1461 | 1
TAB-ACC-CT-1462 | 1
TAB-ACC-CT-1463 | 1
TAB-ACC-CT-1464 | 1
TAB-ACC-CT-1469 | 1
TAB-ACC-CT-1483 | 1
TAB-ACC-CT-1484 | 1
TAB-ACC-CT-1485 | 1
TAB-ACC-CT-1486 | 1
TAB-ACC-CT-1487 | 1
TAB-ACC-CT-1488 | 1
TAB-ACC-CT-1489 | 1
TAB-ACC-CT-1490 | 1
TAB-ACC-CT-1491 | 1
TAB-ACC-CT-1498 | 1
TAB-ACC-CT-1499 | 1
TAB-ACC-TE-1436 | 1
TAB-ACC-TIC-1264 | 1
TAB-ACC-TIC-1273 | 1
TAB-ACC-TIC-1283 | 1
TAB-ACC-TIC-1501 | 1
THC-ACC-CT-0002 | 1
THC-ACC-CT-0004 | 1
THC-ACC-CT-0010 | 1
THC-ACC-CT-0011 | 1
THC-ACC-CT-0012 | 2
THC-ACC-CT-0013 | 2
THC-ACC-CT-0015 | 2
THC-ACC-CT-0016 | 2
THC-ACC-CT-0017 | 1
THC-ACC-CT-0018 | 1
THC-ACC-CT-0019 | 1
THC-ACC-CT-0021 | 2
THC-ACC-CT-0051 | 1
THC-ACC-LTG-6101 | 1
THC-ACC-LTG-6102 | 1
THC-ACC-TC-0104 | 1
THC-ACC-TC-0105 | 1
THC-ACC-TC-0106 | 1
THC-ACC-TC-0115 | 1
THC-ACC-TC-0116 | 1
THC-ACC-TC-0117 | 1
THC-ACC-TC-0118 | 1
THC-ACC-TC-0119 | 1
THC-ACC-TC-0120 | 1
THC-ACC-TC-0122 | 1
THC-ACC-TC-0123 | 1
THC-ACC-TC-0124 | 1
THC-ACC-TC-0125 | 1
THC-ACC-TC-0126 | 1
THC-ACC-TC-0127 | 1
THC-ACC-TC-0128 | 1
THC-ACC-TC-0565 | 1
THC-ACC-TC-0566 | 1
THC-ACC-TC-0567 | 1
THR-ACC-HMSB-3610 | 1
THR-ACC-HMSH-3610 | 1
THR-ACC-HMSH-5010 | 1
http://www.toronto.ca/TWONTO#00219 | 121
FCL-WWW-T-1100 | 1
FCL-WWW-T-1200 | 1
FHO-WWW-T-0102 | 2
FHO-WWW-T-0202 | 2
TAB-PRM-T-0100 | 1
TAB-PRM-T-0200 | 1
TAB-PRM-T-0300 | 1
TAB-PRM-T-0400 | 1
TAB-PRM-T-0500 | 1
TAB-PRM-T-0600 | 1
TAB-PRM-T-0700 | 1
TAB-PRM-T-0800 | 1
TAB-PRM-T-0900 | 1
TAB-PRM-T-1000 | 1
TAB-PRM-T-1100 | 1
TAB-PRM-T-1200 | 1
TAB-STR-CLR-0110 | 1
TAB-STR-CLR-0210 | 1
TAB-STR-CLR-0310 | 1
TAB-STR-CLR-0410 | 1
TAB-STR-CLR-0510 | 1
TAB-STR-CLR-0610 | 1
TAB-STR-CLR-0710 | 1
TAB-STR-CLR-0810 | 1
TAB-STR-CLR-0910 | 1
TAB-STR-CLR-1010 | 1
TAB-STR-CLR-1110 | 1
THC-FT-T-0100 | 2
THC-FT-T-0200 | 2
THC-FT-T-0300 | 2
THC-FT-T-0400 | 2
THC-FT-T-0500 | 2
THC-FT-T-0600 | 2
THC-FT-T-0700 | 2
THC-FT-T-0800 | 2
THC-FT-T-0900 | 1
THC-FT-T-1000 | 1
THC-FT-T-1100 | 1
THC-FT-T-1200 | 1
THC-FT-T-1300 | 1
THC-FT-T-1400 | 1
THC-FT-T-1500 | 1
THC-FT-T-1600 | 1
THC-FT-T-OLD PLANT | 1
THC-PRM-T-0100 | 2
THC-PRM-T-0200 | 2
THC-PRM-T-0300 | 2
THC-PRM-T-0400 | 2
THC-PRM-T-0500 | 2
THC-PRM-T-0600 | 2
THC-PRM-T-0700 | 2
THC-PRM-T-0800 | 2
THC-PRM-T-0900 | 2
THC-PRM-T-1000 | 2
THC-PRM-T-1100 | 2
THC-PRM-T-1200 | 2
THR-PRM-T-0100 | 3
THR-PRM-T-0200 | 3
THR-PRM-T-0300 | 3
THR-PRM-T-0400 | 3
THR-PRM-T-0500 | 3
THR-PRM-T-0600 | 3
THR-PRM-T-0700 | 3
THR-PRM-T-0800 | 3
THR-PRM-T-0900 | 3
THR-PRM-T-1000 | 3
THR-PRM-T-1100 | 3
TNT-FT-T-0100 | 1
TNT-FT-T-0200 | 1
TNT-FT-T-0300 | 1
TNT-FT-T-0400 | 1
TNT-FT-T-0500 | 1
TNT-PRM-T-0100 | 1
TNT-PRM-T-0200 | 1
TNT-PRM-T-0300 | 1
TNT-PRM-T-0400 | 1
TNT-PRM-T-0600 | 1
http://www.toronto.ca/TWONTO#00348 | 128
FHA-FLT-F-0101 | 1
FHA-FLT-F-0201 | 1
FHA-FLT-F-0301 | 1
FHA-FLT-F-0401 | 1
FHA-FLT-F-0501 | 1
FHA-FLT-F-0601 | 1
FHA-FLT-F-0701 | 1
FHA-FLT-F-0801 | 1
FHA-FLT-F-0901 | 1
FHA-FLT-F-1001 | 1
FHA-FLT-F-1101 | 1
FHA-FLT-F-1201 | 1
FHA-FLT-F-1301 | 1
FHA-FLT-F-1401 | 1
FHA-FLT-F-1501 | 1
FHA-FLT-F-1601 | 1
FHA-FLT-F-1701 | 1
FHA-FLT-F-1801 | 1
FHA-FLT-F-1901 | 1
FHA-FLT-F-2001 | 1
FHA-FLT-F-2101 | 1
FHA-FLT-F-2201 | 1
FHA-FLT-F-2301 | 1
FHA-FLT-F-2401 | 1
FHA-FLT-F-2501 | 1
FHA-FLT-F-2601 | 1
FHA-FLT-F-2701 | 1
FHA-FLT-F-2801 | 1
FHA-FLT-F-2901 | 1
FHA-FLT-F-3001 | 1
FHA-FLT-F-3101 | 1
FHA-FLT-F-3201 | 1
FHA-FLT-F-3301 | 1
FHA-FLT-F-3401 | 1
FHA-FLT-F-3501 | 1
FHA-FLT-F-3601 | 1
FHA-FLT-F-3701 | 1
FHA-FLT-F-3801 | 1
FHA-FLT-F-3901 | 1
FHA-FLT-F-4001 | 1
FHO-FLT-F-0101 | 2
FHO-FLT-F-0201 | 2
FHO-FLT-F-0301 | 2
FHO-FLT-F-0401 | 2
FHO-FLT-F-0501 | 2
FHO-FLT-F-0601 | 2
FHO-FLT-F-0701 | 2
FHO-FLT-F-0801 | 2
FHO-FLT-F-0901 | 1
FHO-FLT-F-1001 | 1
FHO-FLT-F-1101 | 1
FHO-FLT-F-1201 | 1
FHO-FLT-F-1301 | 1
FIS-FLT-F-0100 | 1
FIS-FLT-F-0200 | 1
FIS-FLT-F-0400 | 1
FIS-FLT-F-0500 | 1
FIS-FLT-F-0600 | 1
FIS-WWW-CH-0100 | 3
FIS-WWW-CH-0200-SUS | 2
FIS-WWW-CH-0300-SUS | 2
FIS-WWW-CH-0400-SUS | 2
FIS-WWW-CH-0500-SUS | 2
FIS-WWW-CH-0600-SUS | 2
FIS-WWW-CH-0700-SUS | 2
FIS-WWW-CH-0800-SUS | 2
FIS-WWW-CH-0900-SUS | 2
FIS-WWW-CH-1000-SUS | 2
FIS-WWW-CH-1100-SUS | 2
FIS-WWW-CH-1200-SUS | 2
SM2003A | 1
SM2004A | 1
SM2005A | 1
TAB-ACC-F-2240 | 1
TAB-ACC-F-2250 | 1
TAB-OCS-F-8100 | 1
TAB-OCS-F-8200 | 1
TAB-OCS-F-8300 | 1
TAB-OCS-F-8400 | 1
TAB-PLT-F-6100 | 1
TAB-PLT-F-6200 | 1
TAB-PLT-F-6300 | 1
TAB-PLT-F-6400 | 1
TAB-SLO-BCF-0401 | 2
TAB-SLO-BCF-0402 | 2
TAB-SLO-BCF-0403 | 2
TAB-SLO-BCF-0404 | 2
THC-OCS-F-0100 | 3
THC-OCS-F-0400 | 3
THC-OCS-F-6100 | 2
THC-OCS-F-6200 | 2
THC-OCS-F-6300 | 2
THR-FPW-F-0100 | 1
THR-FPW-F-0200 | 1
THR-FPW-F-0300 | 1
THR-FPW-F-0400 | 1
http://www.toronto.ca/TWONTO#00700 | 128
FCL-SES-SPL-0001 | 1
FCL-SES-SPL-0002 | 1
FCL-SES-SPL-0003 | 1
FCL-SES-SPL-0004 | 1
FCL-SES-SPL-0005 | 1
FHA-SES-SPL-0101 | 1
FHA-SES-SPL-0102 | 1
FHA-SES-SPL-0301 | 1
FHA-SES-SPL-0401 | 1
FHA-SES-SPL-0402 | 1
FHA-SES-SPL-0403 | 1
FHA-SES-SPL-0404 | 1
FHA-SES-SPL-0405 | 1
FHA-SES-SPL-0406 | 1
FHA-SES-SPL-0501 | 1
FHA-SES-SPL-0901 | 1
FHO-SM-SPL-0001 | 1
FHO-SM-SPL-0002 | 1
FHO-SM-SPL-0003 | 1
FHO-SM-SPL-0004 | 1
FHO-SM-SPL-0005 | 1
FHO-SM-SPL-0006 | 1
FHO-SM-SPL-1000 | 1
FIS-SES-SPL-1001 | 1
FIS-SES-SPL-5001 | 1
TAB-DIG-SQ-0101 | 1
TAB-DIS-SQ-0101 | 1
TAB-EL1-SQ-0001 | 1
TAB-EL1-SQ-0002 | 1
TAB-EL1-SQ-6110 | 1
TAB-EL1-SQ-6260 | 1
TAB-EL1-SQ-6320 | 1
TAB-EL1-SQ-6530 | 1
TAB-EL1-SQ-6540 | 1
TAB-EL1-SQ-6650 | 1
TAB-EL2-SQ-6110 | 1
TAB-EL2-SQ-6120 | 1
TAB-EL2-SQ-6130 | 1
TAB-EL3-SQ-6130 | 1
TAB-EL3-SQ-6220 | 1
TAB-EL3-SQ-6240 | 1
TAB-PWA-SQ-0101 | 1
TAB-PWA-SQ-0102 | 1
TAB-WA1-SQ-2034 | 3
TAB-WA1-SQ-2035 | 2
TAB-WA1-SQ-2036 | 1
TAB-WA1-SQ-2037 | 1
TAB-WA1-SQ-2038 | 1
TAB-WA2-SQ-2020 | 1
TAB-WA2-SQ-2021 | 2
TAB-WA2-SQ-2022 | 2
TAB-WA2-SQ-2023 | 1
TAB-WA2-SQ-2024 | 1
TAB-WA2-SQ-2025 | 1
TAB-WA2-SQ-2026 | 1
TAB-WA2-SQ-2027 | 2
TAB-WA2-SQ-2028 | 2
TAB-WA2-SQ-2029 | 2
TAB-WA3-SQ-0230 | 2
TAB-WA3-SQ-0231 | 1
TAB-WA3-SQ-0232 | 1
TAB-WA3-SQ-0233 | 1
TAB-WA3-SQ-2033 | 1
TAB-WA4-SQ-2039 | 1
TAB-WA5-SQ-2039 | 1
TAB-WA5-SQ-2040 | 1
TAB-WA5-SQ-2041 | 1
TAB-WA5-SQ-2042 | 1
TAB-WA5-SQ-2043 | 1
TAB-WA5-SQ-2044 | 1
TAB-WA5-SQ-2045 | 1
TAB-WA7-SQ-2070 | 1
TAB-WA7-SQ-2071 | 1
TAB-WA7-SQ-2072 | 1
TAB-WA8-SQ-0280 | 2
TAB-WA8-SQ-0281 | 1
TAB-WA8-SQ-0282 | 2
THC-SM-SPL-0001 | 1
THC-SM-SPL-0002 | 1
THC-SM-SPL-0003 | 1
THC-SM-SPL-0004 | 1
THC-SM-SPL-0005 | 1
THC-SM-SPL-0006 | 1
THR-SES-SPL | 2
THR-SES-SPL-0001 | 1
THR-SES-SPL-0100 | 1
THR-SES-SPL-0101 | 2
THR-SES-SPL-0103 | 1
THR-SES-SPL-0104 | 1
THR-SES-SPL-0105 | 1
THR-SES-SPL-0106 | 1
THR-SES-SPL-0200 | 1
THR-SES-SPL-0206 | 1
THR-SES-SPL-0300 | 1
THR-SES-SPL-0400 | 1
THR-SES-SPL-0500 | 1
THR-SES-SPL-0600 | 1
THR-SES-SPL-0711 | 1
THR-SES-SPL-0800 | 1
THR-SES-SPL-0900 | 1
THR-SES-SPL-2548 | 1
THR-SES-SPL-2561 | 1
THR-SES-SPL-2668 | 1
THR-SES-SPL-2683 | 1
THR-SES-SPL-2685 | 1
THR-SES-SPL-2686 | 1
THR-SES-SPL-2687 | 1
THR-SES-SPL-2688 | 1
THR-SES-SPL-2691 | 1
THR-SES-SQ-0102 | 1
TNT-SES-SQ-2001 | 1
TNT-SES-SQ-2002 | 1
TNT-SES-SQ-2003 | 1
TNT-SES-SQ-2004 | 1
TNT-SES-SQ-2005 | 1
http://www.toronto.ca/TWONTO#00202 | 131
COL-MTI-G-1401C | 2
COL-MTI-G-2000C | 2
COL-MTI-G-2301B | 2
COL-MTI-G-2301C | 2
COL-MTI-G-2301D | 1
COL-MTI-G-2901 | 2
COL-MTI-G-2902 | 2
COL-MTI-G-2903 | 2
COL-MTI-G-3401 | 2
COL-PKS-G-0001 | 2
COL-RBB-G-0213 | 2
COL-RBC-G-0001 | 2
COL-RBG-G-0001 | 2
SWM-PDU-G-0001 | 2
SWM-PDU-G-0002 | 2
TAB-PLT-G-0103 | 1
TAB-PLT-G-0104 | 1
TAB-PLT-G-0112 | 1
TAB-PLT-G-0203 | 1
TAB-PLT-G-0204 | 1
TAB-PLT-G-0212 | 1
TAB-PLT-G-0303 | 1
TAB-PLT-G-0304 | 1
TAB-PLT-G-0312 | 1
TAB-PLT-G-0403 | 1
TAB-PLT-G-0404 | 1
TAB-PLT-G-0412 | 1
TAB-PLT-G-0503 | 2
TAB-PLT-G-0504 | 1
TAB-PLT-G-0512 | 1
TAB-RSP-G-1104 | 2
TAB-RSP-G-1105 | 2
TAB-RSP-G-1106 | 2
TAB-RSP-G-1107 | 2
TAB-RSP-G-1210B | 1
TAB-RSP-G-1220B | 1
TAB-RSP-G-1230B | 1
TAB-RSP-G-1240B | 1
TAB-RSP-G-1250B | 1
TAB-RSP-G-2015B | 2
TAB-RSP-G-2016B | 2
TAB-RSP-G-2101 | 2
THC-DEW-G-6421 | 1
THC-DEW-G-6441 | 1
THC-DEW-G-6461 | 1
THC-DEW-G-6481 | 1
THC-INC-G-1001 | 1
THC-INC-G-1002 | 1
THC-PLT-G-0001 | 2
THC-PLT-G-0101 | 1
THC-PLT-G-0120 | 1
THC-PLT-G-0121 | 2
THC-PLT-G-0132 | 1
THC-PLT-G-0133 | 1
THC-PLT-G-0151 | 1
THC-PLT-G-0152 | 1
THC-PLT-G-0160 | 1
THC-PLT-G-0251 | 1
THC-PLT-G-0252 | 1
THC-PLT-G-0260 | 1
THC-PLT-G-0351 | 1
THC-PLT-G-0352 | 1
THC-PLT-G-0360 | 1
THC-PLT-G-0451 | 1
THC-PLT-G-0452 | 1
THC-PLT-G-0460 | 1
THC-PLT-G-0551 | 1
THC-PLT-G-0552 | 1
THC-PLT-G-0560 | 1
THC-PLT-G-0911 | 1
THC-PLT-G-0912 | 1
THC-PLT-G-0931 | 1
THC-PLT-G-0932 | 1
THC-PLT-G-0951 | 1
THC-PLT-G-0952 | 1
THC-PLT-G-0971 | 1
THC-PLT-G-0972 | 1
THC-PLT-G-1801 | 1
THC-PLT-G-1802 | 2
THC-PLT-G-1811 | 2
THC-PLT-G-1812 | 2
THC-PRM-G-0903 | 1
THC-PRM-G-1103 | 1
THC-PRM-G-1203 | 1
THC-PRM-G-5121 | 3
THC-PRM-G-5141 | 2
THC-PRM-G-5151 | 3
THR-AER-G-0502 | 1
THR-PRM-G-N | 1
THR-PRM-G-S | 1
TNT-CSO-G-0101 | 1
TNT-CSO-G-0201 | 1
TNT-CSO-G-0301 | 1
TNT-CSO-G-0401 | 1
TNT-CSO-G-1001 | 1
TNT-CSO-G-1101 | 1
TNT-CSO-G-1201 | 1
TNT-CSO-G-1301 | 1
TNT-PLT-G-0001 | 1
http://www.toronto.ca/TWONTO#00278 | 140
BOM PUBLIC OUTREACH | 1
COL-REVIEW | 1
DOS-REVIEW | 1
FAC-YCM-GRD | 1
FCL-REVIEW | 1
FCL-SES-WASTE | 1
FCL-WMS | 1
FHA SCADA SUPPORT | 1
FHA-CRITICAL-EQLIST | 1
FHA-GRK-LWN-0101 | 1
FHA-REVIEW | 1
FHO-CRITICAL- EQLIST | 1
FHO-GRK-LWN-0101 | 1
FHO-REVIEW | 1
FIS-CONTRACTOR | 1
FIS-FLT-COMP | 1
FIS-GRK-0001 | 2
FIS-GRK-0002 | 1
FIS-GRK-LWN-0101 | 2
FIS-GRK-MEQ-0101 | 2
FIS-GRK-PRTY-1000 | 1
FIS-PRE | 2
FIS-REVIEW | 1
FIS-RTE | 2
FIS-SES-WASTE | 1
FIS-WA1-TRG-0001 | 1
FIS-WA2-TRG-0001 | 1
MCP | 1
OS | 1
OTH-POL | 1
OTH-TRS | 1
PCS STANDBY | 1
TAB-ADMIN-TRG-0001 | 1
TAB-CBM | 1
TAB-PD-TRG-0001 | 1
TAB-PLQ-53220 | 1
TAB-REVIEW | 1
TAB-SES-BYPS-0001 | 1
TAB-SES-ECA-0001 | 1
TAB-STRC-53221 | 1
TAB-WA1-AR-0001 | 1
TAB-WA1-TRG-0001 | 1
TAB-WA2-AR-0001 | 1
TAB-WA2-OCH-0001 | 2
TAB-WA2-TRG-0001 | 1
TAB-WA3-TRG-0001 | 2
TAB-WA4-TRG-0001 | 1
TAB-WA5-TRG-0001 | 1
TAB-WA6-TRG-0001 | 1
TAB-WA7-TRG-0001 | 1
TAB-WA8-TRG-0001 | 1
TC&S | 1
THC COMMUNICATIONS | 1
THC OIT | 1
THC PLC | 1
THC SCADA CLIENTS | 1
THC SCADA SERVERS | 1
THC SCADA SUPPORT | 1
THC-CBM | 2
THC-CBM-0001 | 2
THC-DIS-SIMULATION | 1
THC-ELS-INSPECTION | 1
THC-GRK-PRTY | 1
THC-GRK-PRTY-0200 | 1
THC-GRK-PRTY-0300 | 1
THC-GRK-PRTY-0400 | 1
THC-PM-WA1 | 2
THC-PM-WA2 | 2
THC-PM-WA4 | 1
THC-ROUTINE SLMT--SPARE | 1
THC-ROUTINE WA1 | 2
THC-ROUTINE WA2 | 2
THC-ROUTINE WA3 | 1
THC-ROUTINE WA4 | 1
THR COMMUNICATIONS | 1
THR OIT | 1
THR PLC | 1
THR SCADA CLIENTS | 1
THR SCADA SERVERS | 1
THR SCADA SUPPORT | 1
THR-GRK-HH | 1
THR-GRK-HPBB | 1
THR-GRK-PRM | 1
THR-GRK-PRM1 | 1
THR-GRK-PRTY-0101 | 1
THR-GRK-PRTY-0102 | 1
THR-GRK-PRTY-0103 | 1
THR-GRK-PRTY-0104 | 1
THR-GRK-PRTY-0201 | 1
THR-GRK-PRTY-0202 | 1
THR-GRK-PRTY-0203 | 1
THR-GRK-PRTY-0204 | 1
THR-GRK-PRTY-0301 | 1
THR-GRK-PRTY-0302 | 1
THR-GRK-PRTY-0303 | 1
THR-GRK-PRTY-0304 | 1
THR-GRK-PRTY-0401 | 1
THR-GRK-PRTY-0402 | 1
THR-GRK-PRTY-0403 | 1
THR-GRK-PRTY-0404 | 1
THR-GRK-PRTY1 | 1
THR-GRK-PRTY2 | 1
THR-GRK-PRTY3 | 3
THR-GRK-PRTY4 | 1
THR-GRK-SM | 2
THR-GRK-STB | 1
THR-SCBA-TRN-WA1 | 1
THR-SCBA-TRN-WA2 | 1
THR-SCBA-TRN-WA3 | 1
THR-SCBA-TRN-WA4 | 1
THR-SES-DS | 1
THR-SES-FM | 1
TNT-GRK | 1
TNT-RTE-WA9 | 1
TNT-WA9-AR-0001 | 1
TNT-WA9-TRG-0001 | 1
TNT-WA9-UNION | 1
WTR-REVIEW | 1
YDE-HLG | 1
YDI-HLG | 1
YFI-HLG | 1
YME-HLG | 1
YNO-HLG | 1
YTF-HLG | 1
http://www.toronto.ca/TWONTO#00236 | 141
37839 | 1
COL-PCU-CU-0101 | 2
COL-PWR-CU-0101 | 2
FCL-ACC-CU-0301 | 1
FCL-ACC-CU-0303 | 1
FCL-ACC-CU-0901 | 1
FHO-ACC-CU-0201 | 1
FHO-ACC-CU-0301 | 1
FHO-ACC-CU-0702 | 1
FIS-ACC-CU-0303 | 1
FIS-ACC-CU-0305 | 1
FIS-ACC-CU-0307 | 1
FIS-ACC-CU-4001 | 1
NX2330A | 1
NX2331A | 1
NX2621A | 1
NX2622A | 1
TAB-ACC-AC-9201 | 1
TAB-ACC-CU-0402 | 2
TAB-ACC-CU-1301 | 1
TAB-ACC-CU-1302 | 1
TAB-ACC-CU-1845 | 1
TAB-ACC-CU-2188 | 1
TAB-ACC-CU-3600 | 1
TAB-ACC-CU-6410 | 1
TAB-ACC-CU-6510 | 1
TAB-ACC-CU-6520 | 1
TAB-ACC-CU-6530 | 1
TAB-ACC-CU-6581 | 1
TAB-ACC-CU-8201 | 1
THC-ACC-CU-0051 | 1
THC-ACC-CU-0052 | 1
THC-ACC-CU-0053 | 1
THC-ACC-CU-0054 | 1
THC-ACC-CU-0055 | 1
THC-ACC-CU-0121 | 1
THC-ACC-CU-0201 | 1
THC-ACC-CU-0269 | 1
THC-ACC-CU-0441 | 2
THC-ACC-CU-0566 | 1
THC-ACC-CU-0732 | 1
THC-ACC-CU-0903 | 1
THC-ACC-CU-0904 | 1
THC-ACC-CU-0905 | 1
THC-ACC-CU-0906 | 1
THC-ACC-CU-5201 | 2
THC-ACC-CU-5801 | 1
THC-ACC-CU-6610 | 1
THC-ACC-CU-6620 | 1
THC-ACC-CU-6630 | 1
THC-ACC-CU-6640 | 1
THR-ACC-CU-0003 | 2
THR-ACC-CU-0100 | 1
THR-ACC-CU-0110 | 1
THR-ACC-CU-0120 | 1
THR-ACC-CU-0130 | 1
THR-ACC-CU-0200 | 2
THR-ACC-CU-0200A | 1
THR-ACC-CU-0210 | 1
THR-ACC-CU-0220 | 1
THR-ACC-CU-0230 | 1
THR-ACC-CU-0240 | 1
THR-ACC-CU-0250 | 1
THR-ACC-CU-0260 | 1
THR-ACC-CU-0610 | 2
THR-ACC-CU-0700 | 1
THR-ACC-CU-0713 | 1
THR-ACC-CU-0750 | 1
THR-ACC-CU-0810 | 1
THR-ACC-CU-1103 | 1
THR-ACC-CU-3500 | 2
THR-ACC-CU-3501 | 1
THR-ACC-CU-3601 | 3
THR-ACC-CU-3602 | 3
THR-ACC-CU-3610A | 1
THR-ACC-CU-3610B | 1
THR-ACC-CU-4000 | 2
THR-ACC-CU-4001 | 1
THR-ACC-CU-4002 | 2
THR-ACC-CU-4500 | 1
THR-ACC-CU-4501 | 1
THR-ACC-CU-4502 | 1
THR-ACC-CU-4503 | 1
THR-ACC-CU-4504 | 1
THR-ACC-CU-4505 | 1
THR-ACC-CU-4506 | 1
THR-ACC-CU-4507 | 1
THR-ACC-CU-4508 | 1
THR-ACC-CU-4509 | 1
THR-ACC-CU-4510 | 1
THR-ACC-CU-4700 | 1
THR-ACC-CU-4701 | 1
THR-ACC-CU-4702 | 1
THR-ACC-CU-4703 | 1
THR-ACC-CU-4704 | 1
THR-ACC-CU-4705 | 1
THR-ACC-CU-4706 | 1
THR-ACC-CU-4707 | 1
THR-ACC-CU-4708 | 1
THR-ACC-CU-4709 | 1
THR-ACC-CU-4710 | 1
THR-ACC-CU-4711 | 1
THR-ACC-CU-4801 | 1
THR-ACC-CU-4802 | 2
THR-ACC-CU-4803 | 1
THR-ACC-CU-5100 | 2
THR-ACC-CU-5101 | 2
TNT-ACC-CU-2002B | 1
TNT-ACC-CU-2003B | 1
TNT-ACC-CU-2004B | 1
TNT-ACC-CU-2005B | 1
TNT-ACC-CU-2006B | 1
TNT-ACC-CU-2007B | 1
TNT-ACC-CU-2008B | 1
TNT-ACC-CU-2009B | 1
TNT-ACC-CU-2010B | 1
WTR-PEL-CU-1092 | 1
WTR-PPD-CU-3041 | 1
WTR-PPD-CU-3051 | 1
WTR-PRH-CU-0001 | 1
WTR-PRH-CU-0002 | 1
WU2001A | 1
WU2002A | 1
http://www.toronto.ca/TWONTO#00537 | 143
COM-26651 | 1
COM-26654 | 1
FCL-SPC-COM-0001 | 1
FCL-SPC-COM-0100 | 1
FCL-SPC-COM-0300 | 1
FCL-SPC-COM-0400 | 1
FCL-SPC-COM-0500 | 1
FCL-SPC-COM-0600 | 1
FCL-SPC-COM-1100 | 1
FCL-SPC-COM-1200 | 1
FCL-SPC-COM-1300 | 1
FCL-SPC-COM-1400 | 1
FCL-SPC-COM-1500 | 1
FCL-SPC-COM-1600 | 1
FCL-SPC-COM-1700 | 1
FCL-SPC-COM-1704 | 1
FCL-SPC-COM-1800 | 1
FCL-SPC-COM-1900 | 1
FCL-SPC-COM-2000 | 1
FCL-SPC-COM-2100 | 1
FHO-SPC-COM-0100 | 1
FHO-SPC-COM-0200 | 1
FHO-SPC-COM-0500 | 1
FHO-SPC-COM-0600 | 1
FHO-SPC-COM-0700 | 1
FHO-SPC-COM-1100 | 1
FHO-SPC-COM-1200 | 1
FHO-SPC-COM-1201 | 1
FHO-SPC-COM-1300 | 1
FHO-SPC-COM-1400 | 1
FHO-SPC-COM-1500 | 1
FHO-SPC-COM-1600 | 1
FHO-SPC-COM-1700 | 1
FHO-SPC-COM-1800 | 1
FHO-SPC-COM-1900 | 1
FHO-SPC-COM-2000 | 1
FIS-ITS-COM-0300 | 1
FIS-ITS-COM-0400 | 1
FIS-ITS-COM-1900 | 1
FIS-ITS-COM-1901 | 2
FIS-ITS-COM-2100 | 1
FIS-ITS-COM-2200 | 2
FIS-SPC-COM-1100 | 1
FIS-SPC-COM-1200 | 1
FIS-SPC-COM-1300 | 1
FIS-SPC-COM-1400 | 1
FIS-SPC-COM-1500 | 1
FIS-SPC-COM-1600 | 1
FIS-SPC-COM-1700 | 1
FIS-SPC-COM-1800 | 1
FIS-SPC-COM-1900 | 1
TAB-ACC-COM-3910 | 1
TAB-SPC-CAB-3000 | 1
TAB-SPC-CAB-3200 | 1
TAB-SPC-COM-1600 | 1
TAB-SPC-COM-2200 | 1
TAB-SPC-COM-3805 | 1
TAB-SPC-COM-3900 | 1
THC-ITS-COM-2402 | 1
THC-ITS-COM-2403 | 1
THC-ITS-COM-2404 | 1
THC-ITS-COM-2502 | 1
THC-ITS-COM-2503 | 1
THC-ITS-COM-2804 | 1
THC-SPC-COM-1407 | 1
THC-SPC-COM-1606 | 1
THC-SPC-COM-1607 | 1
THC-SPC-COM-1805 | 1
THC-SPC-COM-2202 | 1
THC-SPC-COM-2302 | 1
THC-SPC-COM-2902 | 1
THC-SPC-COM-2903 | 1
THC-SPC-COM-3002 | 1
THC-SPC-COM-3003 | 1
THC-SPC-COM-3004 | 1
THC-SPC-COM-3007 | 1
THC-SPC-COM-3008 | 1
THC-SPC-COM-3010 | 1
THC-SPC-UPS-2001 | 1
THR-ITS-COM-1802 | 1
THR-ITS-COM-3500 | 1
THR-ITS-COM-3501 | 1
THR-ITS-COM-3510 | 1
THR-ITS-COM-4000 | 1
THR-ITS-COM-4001 | 1
THR-ITS-COM-4002 | 1
THR-ITS-COM-4011 | 1
THR-ITS-COM-4012 | 1
THR-ITS-COM-4100 | 1
THR-ITS-COM-4101 | 1
THR-ITS-COM-4102 | 1
THR-ITS-COM-4103 | 1
THR-ITS-COM-4111 | 1
THR-ITS-COM-4112 | 1
THR-ITS-COM-4200 | 1
THR-ITS-COM-4201 | 1
THR-ITS-COM-4202 | 1
THR-ITS-COM-4211 | 1
THR-ITS-COM-4300 | 1
THR-ITS-COM-4301 | 1
THR-ITS-COM-4311 | 1
THR-ITS-COM-4400 | 1
THR-ITS-COM-4401 | 1
THR-ITS-COM-4411 | 1
THR-SPC-COM-1310S | 1
THR-SPC-COM-1601 | 1
THR-SPC-COM-1700 | 1
THR-SPC-COM-1701 | 1
THR-SPC-COM-1710 | 1
THR-SPC-COM-1800 | 1
THR-SPC-COM-2010 | 1
THR-SPC-COM-2011 | 1
THR-SPC-COM-2012 | 1
THR-SPC-COM-2013 | 1
THR-SPC-COM-2014 | 1
THR-SPC-COM-2015 | 1
THR-SPC-COM-2016 | 1
THR-SPC-COM-2017 | 1
THR-SPC-COM-2018 | 1
THR-SPC-COM-2019 | 1
THR-SPC-COM-2110 | 1
THR-SPC-COM-2250 | 2
THR-SPC-COM-2810 | 1
THR-SPC-COM-5200 | 1
THR-SPC-COM-5202 | 1
THR-SPC-COM-5300 | 1
THR-SPC-COM-5301 | 1
THR-SPC-COM-5311 | 1
THR-SPC-COM-5400 | 1
THR-SPC-COM-5401 | 1
THR-SPC-COM-5411 | 1
WTR-194-COM-0006A | 2
WTR-316-COM-0006 | 1
WTR-PEL-COM-2000 | 1
WTR-PEL-COM-2001 | 1
WTR-PEL-COM-2002 | 1
WTR-PEL-COM-2003 | 1
WTR-PWT-COM-0002A | 1
WTR-PWT-COM-0002B | 1
http://www.toronto.ca/TWONTO#00478 | 145
COL-PBF-LTG-0001 | 1
COL-PCP-LTG-0001 | 1
COL-PCU-LTG-0001S | 4
COL-PCU-LTG-0002S | 4
COL-PCU-LTG-0003S | 2
COL-PCU-LTG-0004S | 2
COL-PGR-LTG-0001 | 1
COL-PIR-LTG-0001 | 1
FHA-SES-LTX-0701 | 2
FHA-SES-LTX-0702 | 2
FHA-SES-LTX-0703 | 2
FHO-NEX-2 CHANNEL 2-SUS | 2
FHO-NEX-3 CHANNEL 3-SUS | 2
FHO-NEX-4 CHANNEL 4-SUS | 2
FHO-NEX-5 CHANNEL 5-SUS | 2
FHO-NEX-6 CHANNEL 6-SUS | 2
FHO-NEX-7 CHANNEL 7-SUS | 2
FHO-NEX-8 CHANNEL 8-SUS | 2
TAB-ELS-LTG-1000 | 1
TAB-ELS-LTG-1010 | 1
TAB-ELS-LTG-1011 | 1
TAB-ELS-LTG-1012 | 1
TAB-ELS-LTG-1013 | 1
TAB-ELS-LTG-1020 | 1
TAB-ELS-LTG-1050 | 1
TAB-ELS-LTG-1060 | 1
TAB-ELS-LTG-1070 | 1
TAB-ELS-LTG-1071 | 1
TAB-ELS-LTG-1072 | 1
TAB-ELS-LTG-1080 | 1
TAB-ELS-LTG-1081 | 1
TAB-ELS-LTG-1082 | 1
TAB-ELS-LTX-1000 | 1
TAB-ELS-LTX-1010 | 1
TAB-ELS-LTX-1020 | 1
TAB-ELS-LTX-1030 | 1
TAB-ELS-LTX-1040 | 1
TAB-ELS-LTX-1050 | 1
TAB-ELS-LTX-1060 | 1
TAB-ELS-LTX-1070 | 1
TAB-ELS-LTX-1080 | 1
TAB-SES-2281B | 1
TAB-SES-2282D | 1
TAB-SES-LTG-0001 | 1
TAB-SES-LTG-0002 | 1
TAB-SES-LTG-2280 | 2
TAB-SES--LTG-2280A | 1
TAB-SES-LTG-2280B | 1
TAB-SES-LTG-2280C | 1
TAB-SES-LTG-2280D | 1
TAB-SES-LTG-2281 | 2
TAB-SES-LTG-2281A | 1
TAB-SES-LTG-2281C | 1
TAB-SES-LTG-2281D | 1
TAB-SES-LTG-2281E | 1
TAB-SES-LTG-2282 | 2
TAB-SES-LTG-2282A | 1
TAB-SES-LTG-2282B | 1
TAB-SES-LTG-2282C | 1
TAB-SES-LTG-2282E | 1
TAB-SES-LTG-2282F | 1
TAB-SES-LTG-2283A | 1
TAB-SES-LTG-2283B | 1
TAB-SES-LTG-2283C | 1
TAB-SES-LTG-2283D | 1
TAB-SES-LTG-2283S | 2
TAB-SES-LTX-2280 | 2
TAB-SES-LTX-2281 | 1
TAB-SES-LTX-2282 | 1
TAB-SES-LTX-2282A | 1
TAB-SES-LTX-2283 | 2
TAB-SES-LTX-2284 | 2
TAB-SES-LTX-2285 | 2
TAB-SES-LTX-2286 | 2
TAB-SES-LTX-2287 | 2
TAB-SES-LTX-2288 | 2
TAB-SES-LTX-2288A | 1
TAB-SES-LTX-2289 | 2
TAB-SES-LTX-2289A | 1
TAB-SES-LTX-2289B | 1
TAB-SES-LTX-2290 | 2
TAB-SES-LTX-2290A | 1
TAB-SES-LTX-2290B | 1
TAB-SES-LTX-2291 | 2
TAB-SES-LTX-2291A | 1
TAB-SES-LTX-2292 | 2
TAB-SES-LTX-2293 | 2
TAB-SES-LTX-2294 | 2
TAB-SES-LTX-2295 | 2
TAB-SES-LTX-2296 | 2
TAB-SES-LTX-2297 | 2
TAB-SES-LTX-2298 | 2
TAB-SES-LTX-2299 | 2
TAB-SES-LTX-2300 | 2
TAB-SES-LTX-2301 | 2
THC-ELS-LTG-EXIT | 2
THC-INC-LTG-300D | 1
WTR-PDS-LTG-0001-SUS | 3
WTR-PSC-LTG-0006-SUS | 2
http://www.toronto.ca/TWONTO#00564 | 147
041099SUS | 2
043232SUS | 2
043233SUS | 2
076012SUS | 2
176015SUS | 2
COL-YKP-VEH-0002S | 2
COL-YKP-VEH-0003S | 2
COL-YKP-VEH-0004 | 1
COL-YKP-VEH-0005S | 2
COL-YKP-VEH-0006 | 1
COL-YKP-VEH-0006S | 2
COL-YKP-VEH-0007S | 2
COL-YKP-VEH-0008S | 2
COL-YKP-VEH-0009S | 2
COL-YKP-VEH-0010 | 1
COL-YKP-VEH-0010S | 2
COL-YKP-VEH-0012S | 2
COL-YKP-VEH-0013S | 2
COL-YKP-VEH-0014S | 2
COL-YKP-VEH-0015S | 2
COL-YKP-VEH-0016S | 2
COL-YKP-VEH-0017S | 2
COL-YKP-VEH-0018S | 2
COL-YKP-VEH-0019 | 1
COL-YKP-VEH-0019(S) | 2
COL-YKP-VEH-0020S | 2
COL-YKP-VEH-0021 | 1
COL-YKP-VEH-0022 | 1
COL-YKP-VEH-0023 | 1
COL-YKP-VEH-0023S | 2
COL-YKP-VEH-0025S | 2
COL-YKP-VEH-0026 | 1
COL-YKP-VEH-0027 | 1
COL-YKP-VEH-0028S | 2
COL-YKP-VEH-0029 | 1
COL-YKP-VEH-0030 | 1
COL-YKP-VEH-0031 | 1
COL-YKP-VEH-0032S | 2
COL-YKP-VEH-0033 | 2
COL-YKP-VEH-0034S | 2
COL-YKP-VEH-0035 | 1
COL-YKP-VEH-0037 | 1
COL-YKP-VEH-0038S | 2
COL-YKP-VEH-0039S | 2
COL-YKP-VEH-0040S | 1
COL-YKP-VEH-0041 | 1
COL-YKP-VEH-0042 | 1
COL-YKP-VEH-041226 | 1
COL-YKP-VEH-050163 | 1
COL-YKP-VEH-051025 | 1
COL-YKP-VEH-064161 | 1
COL-YKP-VEH-065208 | 1
COL-YKP-VEH-067026S | 2
COL-YKP-VEH-067144 | 1
COL-YKP-VEH-067149 | 1
COL-YKP-VEH-067150 | 1
COL-YKP-VEH-067161 | 1
COL-YKP-VEH-080108 | 1
COL-YKP-VEH-080109 | 1
COL-YKP-VEH-080118 | 1
COL-YKP-VEH-080119 | 1
COL-YKP-VEH-080120 | 1
COL-YKP-VEH-080121 | 1
COL-YKP-VEH-080122 | 1
COL-YKP-VEH-080123 | 1
COL-YKP-VEH-095092S | 2
COL-YKP-VEH-112520 | 1
COL-YKP-VEH-112531 | 1
COL-YKP-VEH-189018 | 1
COL-YKP-VEH-41118 | 1
COL-YKP-VEH-67108 | 1
COL-YKP-VEH-67134 | 1
DOS-YCM-VEH-076089 | 1
DOS-YCM-VEH-076090 | 1
DOS-YCM-VEH-177003 | 1
DOS-YCM-VEH-61154 | 1
DOS-YCM-VEH-67036 | 1
DOS-YCM-VEH-67046 | 1
DOS-YCM-VEH-67047 | 1
DOS-YCM-VEH-67081 | 1
DOS-YCM-VEH-67082 | 1
DOS-YCM-VEH-73118 | 1
DOS-YCM-VEH-76014 | 1
DOS-YCM-VEH-76079 | 1
DOS-YCM-VEH-76080 | 1
DOS-YCM-VEH-76081 | 1
FCL-GRK-VEH-0001 | 2
FHA-GRK-VEH-0101 | 2
TAB-GRK-VEH-043231SUS | 2
TAB-GRK-VEH-043275 | 1
TAB-GRK-VEH-043280 | 1
TAB-GRK-VEH-043281 | 1
TAB-GRK-VEH-043282 | 1
TAB-GRK-VEH-050228 | 1
TAB-GRK-VEH-064124 | 1
TAB-GRK-VEH-067143 | 1
TAB-GRK-VEH-076078 | 1
TAB-GRK-VEH1 | 1
TAB-GRK-VEH-190002 | 1
THC-GRK-VEH-003322 | 1
THC-GRK-VEH-003335 | 1
THC-GRK-VEH-047057 | 2
THC-GRK-VEH-050031 | 1
THC-GRK-VEH-073106 | 1
THC-GRK-VEH-076005 | 1
THC-GRK-VEH-076088 | 1
THC-THK-LD-0001 | 1
THR-GRK-GQ-076011A | 1
THR-GRK-VEH-071002 | 1
THR-GRK-VEH-076011 | 1
THR-GRK-VEH-112404 | 1
http://www.toronto.ca/TWONTO#00325 | 150
FCL-CLA-T-0101 | 2
FCL-CLA-T-0102 | 2
FCL-CLA-T-0201 | 2
FCL-CLA-T-0202 | 2
FCL-CLB-T-0101 | 2
FCL-CLB-T-0102 | 3
FCL-CLB-T-0201 | 2
FCL-CLB-T-0202 | 3
FCL-DCL-T-0101 | 1
FCL-DCL-T-0102 | 1
FCL-DCL-T-0201 | 1
FCL-DCL-T-0202 | 1
FCL-DCL-T-0301 | 1
FCL-DCL-T-0302 | 1
FCL-SES-T-0102 | 1
FHA-CLA-T-0101 | 2
FHA-CLA-T-0201 | 2
FHA-CLA-T-0301 | 2
FHA-CLB-T-0101 | 2
FHA-CLB-T-0201 | 2
FHA-DCL-T-0101 | 3
FHA-DCL-T-0301 | 3
FHO-CLA-T-0101 | 2
FHO-CLA-T-0201 | 2
FHO-CLB-T-0101 | 2
FHO-CLB-T-0201 | 2
FHO-CLB-T-0301 | 2
FHO-CLB-T-0401 | 2
FHO-CLC-T-0101 | 2
FHO-DCL-T-0001 | 2
FHO-DCL-T-0201 | 2
FHO-DOZ-T-5001 | 1
FHO-DOZ-T-5002 | 1
FIS-CLA-T-0101 | 1
FIS-CLA-T-0201 | 1
FIS-CLB-T-0102 | 1
FIS-CLB-T-0202 | 2
FIS-DCL-T-0101 | 2
FIS-DCL-T-0201 | 3
FIS-MCS-T-4002 | 1
TAB-ACC-T-0140 | 1
TAB-ACC-T-0145 | 1
TAB-ACC-T-1020 | 1
TAB-ACC-T-1050 | 1
TAB-ACC-T-1223 | 1
TAB-ACC-T-1480 | 1
TAB-ACC-T-2101 | 1
TAB-ACC-T-2220 | 1
TAB-ACC-T-2231 | 1
TAB-ACC-T-2814 | 1
TAB-ACC-T-3601 | 1
TAB-ACC-T-3602 | 1
TAB-ACC-T-3651 | 1
TAB-ACC-T-4021 | 1
TAB-ACC-T-4902 | 1
TAB-ACC-T-5051 | 1
TAB-ACC-T-5302 | 1
TAB-ACC-T-5303 | 1
TAB-ACC-T-5853 | 1
TAB-ACC-T-5855 | 1
TAB-ACC-T-5883 | 1
TAB-ACC-T-5885 | 1
TAB-ACC-T-6150 | 1
TAB-ACC-T-6350 | 1
TAB-ACC-T-6402 | 1
TAB-ACC-T-6403 | 1
TAB-ACC-T-6404 | 1
TAB-ACC-T-6405 | 1
TAB-ACC-T-6406 | 1
TAB-ACC-T-8007 | 3
TAB-CW-T-5301 | 1
TAB-DIG-T-6473 | 1
TAB-DIG-T-6483 | 1
TAB-DIG-T-9703 | 1
TAB-DIS-T-0001 | 1
TAB-DIS-T-0002 | 1
TAB-DIS-T-0003 | 1
TAB-SA-T-1700 | 1
THC-ACC-T-0001 | 1
THC-ACC-T-0004 | 1
THC-ACC-T-0005 | 1
THC-ACC-T-0051 | 1
THC-ACC-T-0422 | 1
THC-ACC-T-0701 | 1
THC-ACC-T-0801 | 1
THC-ACC-T-3001 | 1
THC-ACC-T-3002 | 1
THC-ACC-T-5920 | 1
THC-ACC-T-6002 | 1
THC-ACC-T-6003 | 1
THC-ACC-T-6872 | 1
THC-CW-T-0602 | 1
THC-CW-T-5802 | 1
THC-SES-T-0181 | 1
THR-ACC-T-0530 | 2
THR-ACC-T-0532 | 1
THR-ACC-T-0532S | 1
THR-ACC-T-0533 | 1
THR-ACC-T-0535S | 2
THR-ACC-T-0902 | 1
THR-CG-T-0150 | 1
THR-CG-T-0250 | 1
THR-CG-T-1138 | 1
THR-CG-T-1238 | 1
THR-DIS-T-0200S | 2
THR-PRM-T-3455 | 1
THR-PRM-T-3555 | 1
TNT-ACC-T-1100 | 1
TNT-ACC-T-3001 | 1
WTR-PWT-T-0002 | 1
WTR-PWT-T-0003 | 1
WU2020A | 1
WU2021A | 1
http://www.toronto.ca/TWONTO#00661 | 152
FCL-DCL-P-0001A | 1
FCL-DCL-P-0001B | 1
FCL-DCL-P-0002A | 1
FCL-DCL-P-0002B | 1
FCL-FLT-P-0004A | 1
FCL-FLT-P-0004B | 1
FCL-RW-P-0701 | 1
FCL-RW-P-0801 | 1
FCL-RW-P-0901 | 1
FCL-RW-P-1001 | 1
FCL-SED-P-0001A | 1
FCL-SED-P-0001B | 1
FCL-TRW-P-0001 | 1
FCL-TRW-P-0101 | 1
FCL-TRW-P-0201 | 1
FCL-WWW-P-1104 | 1
FCL-WWW-P-1105 | 1
FCL-WWW-P-1110 | 1
FCL-WWW-P-1202 | 1
FCL-WWW-P-1204 | 1
FCL-WWW-P-1210 | 1
FCL-WWW-P-7013A | 1
FCL-WWW-P-7013B | 1
FCL-WWW-P-7014A | 1
FCL-WWW-P-7014B | 1
FHA-FLT-P-4101 | 2
FHA-FLT-P-4201 | 2
FHA-RW-P-1401A | 2
FHA-RW-P-1401B | 2
FHA-RW-P-1501A | 2
FHA-RW-P-1501B | 2
FHA-SED-P-0101 | 2
FHA-SED-P-0201 | 2
FHA-TRW-P-0001 | 1
FHA-TRW-P-0002A | 2
FHA-TRW-P-0002B | 1
FHA-WWW-P-0001 | 2
FHA-WWW-P-0001A | 2
FHA-WWW-P-0002 | 2
FHA-WWW-P-0002A | 2
FHA-ZMC-P-0101 | 2
FHA-ZMC-P-0201 | 1
FHO-CLB-P-0301 | 2
FHO-CLB-P-0401 | 2
FHO-DOZ-P-3010 | 1
FHO-DOZ-P-3020 | 1
FHO-DOZ-P-3030 | 1
FHO-DOZ-P-3040 | 1
FHO-DOZ-P-3050 | 1
FHO-DOZ-P-3060 | 1
FHO-DOZ-P-3070 | 1
FHO-DOZ-P-3080 | 1
FHO-FLO-P-0501 | 2
FHO-FLO-P-0601 | 2
FHO-FL-P-0301 | 2
FHO-FL-P-0301A | 2
FHO-FLT-P-5001 | 2
FHO-FLT-P-5001A | 2
FHO-FLT-P-5001A-SPAR | 2
FHO-FLT-P-5001-SPARE | 2
FHO-RW-P-1301 | 2
FHO-RW-P-1401 | 2
FHO-RW-P-1501 | 2
FHO-RW-P-1601 | 2
FHO-TRW-P-0101A | 2
FHO-TRW-P-0101B | 2
FHO-TRW-P-0101C | 1
FHO-TRW-P-0201 | 1
FHO-TRW-P-0202 | 1
FIS-DEW-P-0009 | 1
FIS-FLT-P-0002 | 2
FIS-FLT-P-0003 | 2
FIS-RW-P-0601 | 2
FIS-RW-P-0701 | 2
FIS-TRW-P-0001A | 1
FIS-TRW-P-0001B | 1
FIS-TRW-P-0002 | 1
TAB-DIS-P-3007 | 1
TAB-DIS-P-3008 | 1
TAB-DIS-P-3501 | 1
TAB-DIS-P-3502 | 1
TAB-DIS-P-3503 | 1
TAB-DIS-P-3504 | 1
TAB-DIS-P-3505 | 1
TAB-DIS-P-3506 | 1
TAB-THK-P-0002 | 1
THC-DCL-P-0700 | 2
THC-DCL-P-0800 | 2
THC-DCL-P-0900 | 2
THC-DIS-P-0620 | 1
THC-DIS-P-0640 | 1
THC-THK-P-5090 | 2
THR-DCL-P-0300 | 2
THR-DCL-P-0400 | 2
THR-DCL-P-0500 | 2
THR-DIG-P-0701 | 1
THR-DIG-P-0801 | 1
THR-DIG-P-0901 | 1
THR-DIG-P-1001 | 1
THR-DIG-P-6101 | 1
THR-DIG-P-6201 | 1
THR-DIG-P-6301 | 1
THR-DIG-P-6401 | 1
THR-DIG-P-6501 | 1
THR-DIG-P-6601 | 1
THR-EPS-P-0001 | 2
THR-FPW-P-0013 | 1
THR-FT-P-0002 | 2
TNT-CW-P-0001 | 1
http://www.toronto.ca/TWONTO#00369 | 162
CH 270 14 FQ E | 2
CH 270 14 FQ W | 2
COL-PBG-FQ-0001 | 2
COL-PCU-FQ-0001 | 3
COL-PEV-FQ-0001 | 2
COL-PGR-FQ-0001 | 2
COL-PIR-FQ-0001 | 2
COL-PKG-FQ-0001 | 2
COL-PKP-FQ-0001 | 2
COL-PLB-FQ-0001 | 3
COL-PLV-FQ-0001 | 2
COL-PMD-FQ-0001 | 2
COL-PMM-FQ-0001 | 2
COL-PMM-INLET FLOW | 3
COL-PMT-FQ-0001 | 2
COL-PNT-FQ-0001 | 2
COL-PPU-FQ-0001 | 2
COL-PRD-FQ-0001 | 2
COL-PRR-FQ-0001 | 2
COL-PRX-FQ-0001 | 2
COL-PSD-FI-0001 | 2
COL-PSD-FQ-0001 | 2
COL-PSL-FQ-0001 | 2
COL-PSM-FI-0001 | 2
COL-PSP-FQ-0001 | 2
COL-PSS-FQ-0001 | 2
COL-PST-FI-0001 | 2
COL-PST-FQ-0001 | 2
COL-PSU-FQ-0001 | 2
COL-PSW-FQ-0001 | 2
COL-PVM-FQ-0001 | 2
COL-PWC-FQ-0001 | 2
COL-PWN-FQ-0001 | 2
COL-PWP-FQ-0001 | 2
COL-PWR-FQ-0001 | 3
COL-SKW-FQ-0001 | 2
FN2145D | 1
FN2146D | 1
FN2209D | 1
FN2270D | 2
FN2271D | 1
FN2272D | 2
FN2273D | 1
SWM-PET-FQ-0001 | 2
SWM-PNQ-FQ-0001 | 2
SWM-PWD-FQ-0001 | 2
TAB-CW-FQ-0002 | 1
TAB-CW-FQ-0003 | 2
TAB-CW-METR | 3
TAB-CW-METR-0001 | 2
TAB-STR-METR-0001 | 1
THC-CW-FIT-7482 | 1
THC-CW-FIT-7484 | 1
THC-CW-FQ-0126 | 1
THC-CW-LIT-0504 | 1
THC-PWA-FIT-0801 | 2
THR-ACC-FQ-1800 | 2
THR-ACC-FQ-4000 | 2
THR-ACC-FQ-4500 | 2
THR-DIS-FI-9001 | 2
TN115A | 1
TN116A | 1
TN118A | 1
TN119 | 1
TN138A | 1
TN139A | 1
WTR-062-METR-1001 | 1
WTR-093-METR-0401B | 1
WTR-093-METR-0402B | 1
WTR-093-METR-1101 | 1
WTR-094-METR-0201 | 1
WTR-128-METR-0901 | 1
WTR-128-METR-0902 | 1
WTR-128-METR-0903 | 1
WTR-156-METR-1701 | 1
WTR-161-METR-0101B | 1
WTR-161-METR-0102B | 1
WTR-161-METR-0901 | 1
WTR-161-METR-0902 | 1
WTR-161-METR-1401 | 1
WTR-161-METR-1401A | 1
WTR-161-METR-1402 | 1
WTR-161-METR-1402A | 1
WTR-161-METR-1403 | 1
WTR-175-METR-1201 | 1
WTR-175-METR-1202 | 1
WTR-190-METR-0101 | 1
WTR-190-METR-0601 | 1
WTR-190-METR-0602 | 1
WTR-190-METR-1501 | 1
WTR-286-METR-0301 | 1
WTR-307-METR-0101A | 1
WTR-333-METR-1401 | 1
WTR-333-METR-1402 | 1
WTR-333-METR-1403 | 1
WTR-333-METR-1404 | 1
WTR-349-METR-1001 | 1
WTR-349-METR-1002 | 1
WTR-359-METR-0301A | 1
WTR-PEL-FQ-0001 | 1
WTR-PEL-FQ-0004 | 1
WTR-PJS-FQIT-2501 | 1
WTR-PRH-FQIR-0001 | 1
WTR-PWT-FQIR-0001 | 1
WTR-PWT-METR-0001 | 1
WTR-PWT-METR-0002 | 1
WTR-RRH-FQ-0001 | 1
WTR-RWL-METR-0001 | 1
http://www.toronto.ca/TWONTO#00117 | 165
20657 | 1
20663 | 2
20664 | 1
20665 | 1
20666 | 3
20667 | 2
20668 | 1
20669 | 1
FHA-GRK-COM-0001 | 1
FHA-GRK-PA-0001 | 1
FHO-GRK-COM-0001 | 1
FHO-GRK-PA-0001 | 2
FIS-GRK-PA-0001 | 2
FIS-SPC-CPU-0112 | 1
FIS-TPA-CP-4001 | 2
PA50256 | 1
PA50258 | 1
PA50270 | 1
PA50272 | 1
PA50273 | 1
PA50282 | 1
PA50283 | 1
PA50285 | 1
PA50286 | 1
PA50287 | 1
PA50288 | 1
PA50289 | 1
PA50290 | 1
PA50291 | 1
PA50292 | 1
PA50293 | 1
PA50294 | 1
PA50295 | 1
PA50298 | 1
PA50303 | 1
PA50304 | 1
PA50305 | 1
PA50748 | 1
TAB-EL1-PA-300 | 1
TAB-ELS-PA-0001 | 2
TAB-STR-PA-AG | 1
TAB-STR-PA-AT | 1
TAB-TPA-2203 | 1
TAB-TPA-PA-2200 | 1
TAB-TPA-PA-2201 | 1
TAB-TPA-PA-2202 | 1
TAB-TPA-PA-2204 | 1
TAB-TPA-PA-2205 | 1
TAB-TPA-PA-2206 | 1
TAB-TPA-PA-2207 | 1
TAB-TPA-PA-2210 | 1
TAB-TPA-PA-2211 | 1
TAB-TPA-PA-2220 | 1
TAB-TPA-PA-2221 | 1
THC-ITS-MDF-1000 | 1
THC-ITS-PA-1210 | 1
THC-ITS-PA-1310 | 1
THC-ITS-PA-1410 | 1
THC-ITS-PA-1510 | 1
THC-ITS-PA-1610 | 1
THC-ITS-PA-1710 | 1
THC-ITS-PA-1910 | 1
THC-ITS-PA-2010 | 1
THC-ITS-PA-2110 | 1
THC-ITS-PA-2210 | 1
THC-ITS-PA-2310 | 1
THC-ITS-PA-24010 | 1
THC-ITS-PA-2410 | 1
THC-ITS-PA-2510 | 1
THC-ITS-PA-2610 | 1
THC-ITS-PA-2710 | 1
THC-ITS-PA-2711 | 1
THC-ITS-PA-2716 | 1
THC-ITS-PA-2810 | 1
THC-ITS-PA-2910 | 1
THC-ITS-PA-2940 | 1
THC-ITS-PA-2970 | 1
THC-ITS-PA-3110 | 1
THC-ITS-PA-3140 | 1
THC-ITS-PA-3210 | 1
THC-ITS-PA-3240 | 1
THC-ITS-PA-3241 | 1
THC-ITS-PA-3242 | 1
THC-ITS-PA-3243 | 1
THC-ITS-PA-3244 | 1
THC-ITS-PA-3245 | 1
THC-ITS-PA-3246 | 1
THC-ITS-PA-3247 | 1
THC-ITS-PA-3310 | 1
THC-ITS-PA-3340 | 1
THC-ITS-PA-3410 | 1
THC-ITS-PA-3440 | 1
THC-ITS-PA-3510 | 1
THC-ITS-PA-3610 | 1
THC-ITS-PA-3640 | 1
THC-ITS-PA-3710 | 1
THC-ITS-PA-3740 | 1
THC-ITS-PA-3770 | 1
THC-ITS-PA-3810 | 1
THC-ITS-PA-3840 | 1
THC-ITS-PA-3910 | 1
THC-ITS-PA-3940 | 1
THC-ITS-PA-4010 | 1
THC-TPA-PA-6001 | 1
THC-TPA-PA-6002 | 1
THC-TPA-PA-6003 | 1
THC-TPA-PA-6004 | 1
THC-TPA-PA-6005 | 1
THC-TPA-PA-6006 | 1
THC-TPA-PA-6007 | 1
THC-TPA-PA-6008 | 1
THC-TPA-PA-6009 | 1
THC-TPA-PA-6010 | 1
THC-TPA-PA-6010A | 1
THC-TPA-PA-6011 | 1
THC-TPA-PA-6012 | 1
THC-TPA-PA-6013 | 1
THC-TPA-PA-6014 | 1
THC-TPA-PA-6015 | 1
THC-TPA-PA-6016 | 1
THC-TPA-PA-6017 | 1
THC-TPA-PA-6018 | 1
THC-TPA-PA-6019 | 1
THC-TPA-PA-6020 | 1
THC-TPA-PA-6021 | 1
THC-TPA-PA-6022 | 1
THC-TPA-PA-6023 | 1
THC-TPA-PA-6024 | 1
THC-TPA-PA-6025 | 1
THC-TPA-PA-6026 | 1
THC-TPA-PA-6027 | 1
THC-TPA-PA-6028 | 1
THC-TPA-PA-6029 | 1
THC-TPA-PA-6030 | 1
THC-TPA-PA-6031 | 1
THC-TPA-PA-6032 | 1
THC-TPA-PA-6033 | 1
THC-TPA-PA-6034 | 1
THC-TPA-PA-6035 | 1
THC-TPA-PA-6036 | 1
THC-TPA-PA-6037 | 1
THC-TPA-PA-6038 | 1
THC-TPA-PA-6039 | 1
THC-TPA-PA-6041 | 1
THC-TPA-PA-6042 | 1
THC-TPA-PA-6043 | 1
THC-TPA-PA-6044 | 1
THC-TPA-PA-6045 | 1
THC-TPA-PA-6046 | 1
THC-TPA-PA-6047 | 1
THC-TPA-PA-6048 | 1
THC-TPA-PA-6049 | 1
THC-TPA-PA-6050 | 1
THC-TPA-PA-6051 | 1
THC-TPA-PA-6052 | 1
THC-TPA-PA-6060 | 1
THR-ELS-COM-0001 | 1
http://www.toronto.ca/TWONTO#00677 | 167
COL-YKP-SRL-0001411 | 1
COL-YKP-SRL-0001759 | 1
COL-YKP-SRL-0001763 | 1
COL-YKP-SRL-0001765 | 1
COL-YKP-SRL-0003 | 2
COL-YKP-SRL-0004 | 2
COL-YKP-SRL-0010 | 2
COL-YKP-SRL-0014 | 2
COL-YKP-SRL-0017 | 2
COL-YKP-SRL-0019 | 2
COL-YKP-SRL-0021 | 2
COL-YKP-SRL-0024 | 2
COL-YKP-SRL-0026 | 2
COL-YKP-SRL-002652 | 1
COL-YKP-SRL-0028 | 2
COL-YKP-SRL-0033 | 2
COL-YKP-SRL-0034 | 2
COL-YKP-SRL-0035 | 2
COL-YKP-SRL-0036 | 2
COL-YKP-SRL-0040 | 1
COL-YKP-SRL-0041 | 2
COL-YKP-SRL-0050 | 2
COL-YKP-SRL-007043 | 1
COL-YKP-SRL-026227 | 1
COL-YKP-SRL-0305007 | 1
COL-YKP-SRL-0305010 | 1
COL-YKP-SRL-0305011 | 1
COL-YKP-SRL-036157 | 1
COL-YKP-SRL-064093 | 1
COL-YKP-SRL-064097 | 1
COL-YKP-SRL-085518 | 1
COL-YKP-SRL-086518 | 1
COL-YKP-SRL-091921 | 1
COL-YKP-SRL-092080 | 1
COL-YKP-SRL-092094 | 1
COL-YKP-SRL-092095 | 2
COL-YKP-SRL-092811 | 1
COL-YKP-SRL-092839 | 1
COL-YKP-SRL-092841 | 1
COL-YKP-SRL-097665 | 1
COL-YKP-SRL-097669 | 1
COL-YKP-SRL-097673 | 1
COL-YKP-SRL-097676 | 1
COL-YKP-SRL-097677 | 1
COL-YKP-SRL-098937 | 1
COL-YKP-SRL-098993 | 1
COL-YKP-SRL-109463 | 1
COL-YKP-SRL-109468 | 1
COL-YKP-SRL-109557 | 1
COL-YKP-SRL-11971 | 1
COL-YKP-SRL-11972 | 1
COL-YKP-SRL-11973 | 1
COL-YKP-SRL-11974 | 1
COL-YKP-SRL-11975 | 1
COL-YKP-SRL-11976 | 1
COL-YKP-SRL-121209 | 1
COL-YKP-SRL-126711 | 1
COL-YKP-SRL-1304014 | 1
COL-YKP-SRL-1401001 | 3
COL-YKP-SRL-1401006 | 1
COL-YKP-SRL-1403004 | 3
COL-YKP-SRL-1406015 | 1
COL-YKP-SRL-142939 | 1
COL-YKP-SRL-142940 | 1
COL-YKP-SRL-142941 | 1
COL-YKP-SRL-2000070 | 1
COL-YKP-SRL-2000075 | 1
COL-YKP-SRL-2000127 | 1
COL-YKP-SRL-F200380271 | 1
COL-YKP-SRL-F20183828459 | 1
COL-YKP-SRL-F20183828503 | 1
COL-YKP-SRL-TORONTO WATER | 1
DOS-MCS-LD-3910INS2 | 1
FCL-SES-FA-0013 | 1
FCL-SES-FA-0014 | 1
FCL-SES-FA-0015 | 1
FCL-SES-SQ-0017 | 2
FHA-SES-SQ-0001289 | 1
FHA-SES-SQ-0035 | 2
FHA-SES-SQ-1014 | 2
FHA-SES-SQ-1015 | 2
FHA-SES-SQ-150695 | 2
FIS-MCS-LD-0007 | 1
FIS-MCS-LD-0008 | 1
FIS-MCS-LD-0009 | 1
FIS-SES-SQ-6051 | 1
FIS-SES-SQ-6053 | 1
TAB-WA1-SQ-1941 | 1
TAB-WA1-SQ-1942 | 1
TAB-WA1-SQ-1943 | 1
TAB-WA1-SQ-1944 | 1
TAB-WA1-SQ-1945 | 1
TAB-WA1-SQ-1946 | 1
TAB-WA1-SQ-1947 | 1
TAB-WA1-SQ-1948 | 1
TAB-WA1-SQ-1949 | 1
TAB-WA1-SQ-1950 | 1
TAB-WA1-SQ-1951 | 1
TAB-WA1-SQ-1952 | 1
TAB-WA1-SQ-1953 | 1
TAB-WA1-SQ-1954 | 1
TAB-WA1-SQ-1955 | 1
TAB-WA2-SQ-0929A | 1
TAB-WA2-SQ-1098 | 1
TAB-WA2-SQ-1150 | 1
TAB-WA2-SQ-1151 | 1
TAB-WA2-SQ-1152 | 1
TAB-WA2-SQ-1153 | 1
TAB-WA2-SQ-3402 | 1
TAB-WA2-SQ-3403 | 1
TAB-WA2-SQ-7220 | 1
TAB-WA2-SQ-7976 | 1
TAB-WA3-SQ-1331 | 1
TAB-WA3-SQ-1332 | 1
TAB-WA3-SQ-1941 | 1
TAB-WA3-SQ-8732 | 1
TAB-WA4-SQ-1227 | 1
TAB-WA4-SQ-1232 | 1
TAB-WA4-SQ-202 | 1
TAB-WA4-SQ-207 | 1
TAB-WA4-SQ-3401 | 1
TAB-WA4-SQ-3402 | 1
TAB-WA4-SQ-3403 | 1
TAB-WA4-SQ-489F | 1
TAB-WA6-SQ-0192 | 2
TAB-WA6-SQ-7829 | 2
TAB-WA6-SQ-7835 | 2
TAB-WAS-SQ-8456 | 1
THR-SES-SQ-2826 | 2
THR-SES-SQ-4115 | 2
THR-SES-SQ-4125 | 1
THR-SES-SQ-4130 | 1
THR-SES-SQ-4131 | 1
TNT-WA9-SQ-0123 | 1
TNT-WA9-SQ-0125 | 1
TNT-WA9-SQ-0129 | 1
http://www.toronto.ca/TWONTO#00351 | 174
FHA-FEQ-FSP-0401 | 2
FHA-FEQ-FSP-0402 | 1
FHA-FEQ-FSP-0403 | 1
FHA-FEQ-FSP-0404 | 1
FHA-FEQ-FSP-0405 | 1
FHA-FEQ-FSP-0406 | 1
FHA-FEQ-FSP-0407 | 1
FHA-FEQ-FSP-0408 | 1
FHA-FEQ-FSP-0409 | 1
FHA-FEQ-FSP-0410 | 1
FHA-FEQ-FSP-0411 | 1
FHA-FEQ-FSP-0412 | 1
FHA-FEQ-FSP-0413 | 1
FHO-SES-FEQ-0051 | 1
FHO-SES-FEQ-0052 | 1
FHO-SES-FEQ-0064 | 1
FHO-SES-FEQ-0081 | 1
FHO-SES-FEQ-0082 | 1
FHO-SES-FEQ-0083 | 1
FHO-SES-FEQ-0084 | 1
FHO-SES-FEQ-0085 | 1
FHO-SES-FEQ-0086 | 1
FHO-SES-FEQ-0087 | 1
FHO-SES-FEQ-0088 | 1
FHO-SES-FEQ-0111 | 1
FHO-SES-FEQ-0115 | 1
FHO-SES-FEQ-0117 | 1
FHO-SES-FEQ-0129 | 1
FHO-SES-FEQ-0130 | 1
FHO-SES-FEQ-0132 | 1
FHO-SES-FEQ-0134 | 1
FHO-SES-FEQ-0136 | 1
FHO-SES-FEQ-0138 | 1
FHO-SES-FEQ-0142 | 1
FHO-SES-FEQ-0143 | 1
FHO-SES-FEQ-0151 | 1
FHO-SES-FEQ-0152 | 1
TAB-PBLD-FEQ-5479 | 1
TAB-PBLD-FEQ-5480 | 1
TAB-PBLD-FEQ-5481 | 1
TAB-SES-FEQ-0001 | 1
TAB-SES-FEQ-0002 | 1
TAB-SES-FEQ-0003 | 1
TAB-SES-FEQ-0004 | 1
TAB-SES-FEQ-0005 | 1
TAB-SES-FEQ-0006 | 1
TAB-SES-FEQ-0007 | 1
TAB-SES-FEQ-0008 | 1
TAB-SES-FEQ-0009 | 1
TAB-SES-FEQ-0010 | 1
TAB-SES-FEQ-0011 | 1
TAB-SES-FEQ-0012 | 1
TAB-SES-FEQ-0013 | 1
TAB-SES-FEQ-0014 | 1
TAB-SES-FEQ-0015 | 1
TAB-SES-FEQ-0016 | 1
TAB-SES-FEQ-0017 | 1
TAB-SES-FEQ-0018 | 1
TAB-SES-FEQ-0019 | 1
TAB-SES-FEQ-0020 | 1
TAB-SES-FEQ-0021 | 1
TAB-SES-FEQ-0022 | 1
TAB-SES-FEQ-0023 | 1
TAB-SES-FEQ-0024 | 1
TAB-SES-FEQ-0025 | 1
TAB-SES-FEQ-0026 | 1
TAB-SES-FEQ-0027 | 1
TAB-SES-FEQ-0028 | 1
TAB-SES-FEQ-0029 | 1
TAB-SES-FEQ-0030 | 1
TAB-SES-FEQ-0031 | 1
TAB-SES-FEQ-0032 | 1
TAB-SES-FEQ-0033 | 1
TAB-SES-FEQ-0034 | 1
TAB-SES-FEQ-0035 | 1
TAB-SES-FEQ-0036 | 1
TAB-SES-FEQ-0037 | 1
TAB-SES-FEQ-0038 | 1
TAB-SES-FEQ-0039 | 1
TAB-SES-FEQ-0040 | 1
TAB-SES-FEQ-0041 | 1
TAB-SES-FEQ-0042 | 1
TAB-SES-FEQ-0043 | 1
TAB-SES-FEQ-0044 | 1
TAB-SES-FEQ-0045 | 1
TAB-SES-FEQ-0046 | 1
TAB-SES-FEQ-0047 | 1
TAB-SES-FEQ-0048 | 1
TAB-SES-FEQ-0049 | 1
TAB-SES-FEQ-0050 | 1
TAB-SES-FEQ-0051 | 1
TAB-SES-FEQ-0052 | 1
TAB-SES-FEQ-0053 | 1
TAB-SES-FEQ-0054 | 1
TAB-SES-FEQ-0055 | 1
TAB-SES-FEQ-0056 | 1
TAB-SES-FEQ-0057 | 1
TAB-SES-FEQ-0058 | 1
TAB-SES-FEQ-0059 | 1
TAB-SES-FEQ-0060 | 1
TAB-SES-FEQ-0061 | 1
TAB-SES-FEQ-0062 | 1
TAB-SES-FEQ-0063 | 1
TAB-SES-FEQ-0064 | 1
TAB-SES-FEQ-0065 | 1
TAB-SES-FEQ-0066 | 1
TAB-SES-FEQ-0067 | 1
TAB-SES-FEQ-0068 | 1
TAB-SES-FEQ-0069 | 1
TAB-SES-FEQ-0070 | 1
TAB-SES-FEQ-0071 | 1
TAB-SES-FEQ-0072 | 1
TAB-SES-FEQ-0073 | 1
TAB-SES-FEQ-0074 | 1
TAB-SES-FEQ-0075 | 1
TAB-SES-FEQ-0076 | 1
TAB-SES-FEQ-0077 | 1
TAB-SES-FEQ-0078 | 1
TAB-SES-FEQ-0079 | 1
TAB-SES-FEQ-0080 | 1
TAB-SES-FEQ-0081 | 1
TAB-SES-FEQ-0082 | 1
TAB-SES-FEQ-0083 | 1
TAB-SES-FEQ-0084 | 1
TAB-SES-FEQ-0085 | 1
TAB-SES-FEQ-0086 | 1
TAB-SES-FEQ-0087 | 1
TAB-SES-FEQ-0088 | 1
TAB-SES-FEQ-0089 | 1
TAB-SES-FEQ-0090 | 1
TAB-SES-FEQ-0091 | 1
TAB-SES-FEQ-0092 | 1
TAB-SES-FEQ-0093 | 1
TAB-SES-FEQ-0094 | 1
TAB-SES-FEQ-0095 | 1
TAB-SES-FEQ-0096 | 1
TAB-SES-FEQ-0097 | 1
TAB-SES-FEQ-0098 | 1
TAB-SES-FEQ-0099 | 1
TAB-SES-FEQ-0100 | 1
TAB-SES-FEQ-0101 | 1
TAB-SES-FEQ-0102 | 1
TAB-SES-FEQ-0103 | 1
TAB-SES-FEQ-0104 | 1
TAB-SES-FEQ-0105 | 1
TAB-SES-FEQ-0106 | 1
TAB-SES-FEQ-0107 | 1
TAB-SES-FEQ-0108 | 1
TAB-SES-FEQ-0109 | 1
TAB-SES-FEQ-0110 | 1
TAB-SES-FEQ-0111 | 1
THC-FEQ-FSP-0001 | 1
THC-FEQ-FSP-0002 | 1
THC-FEQ-FSP-0003 | 1
THC-FEQ-FSP-0004 | 1
THC-FEQ-FSP-0005 | 1
THC-FEQ-FSP-0006 | 1
THC-FEQ-FSP-0007 | 1
THC-FEQ-FSP-0008 | 1
THC-FEQ-FSP-0009 | 1
THC-FEQ-FSP-0010 | 1
THC-FEQ-FSP-0011 | 1
THC-FEQ-FSP-0012 | 1
THC-FEQ-FSP-0013 | 1
THC-FEQ-FSP-0014 | 1
THC-FEQ-FSP-0015 | 1
THC-FEQ-FSP-0016 | 1
THC-FEQ-FSP-0017 | 1
THC-FEQ-FSP-0018 | 1
THC-FEQ-FSP-0019 | 1
THC-FEQ-FSP-0020 | 1
THC-FEQ-FSP-0021 | 1
THC-FEQ-FSP-0022 | 1
http://www.toronto.ca/TWONTO#00326 | 188
COL-PBF-SQ-0001 | 1
COL-PBY-SQ-0001 | 1
COL-PCP-SQ-0001 | 1
COL-PCU-SQ-0001 | 1
COL-PGB-SQ-0001 | 1
COL-PGR-SQ-0001 | 1
COL-PHF-SQ-0001 | 1
COL-PIR-SQ-0001 | 1
COL-PKG-SQ-0001 | 1
COL-PLB-SQ-0001 | 1
COL-PMT-SQ-0001 | 1
COL-PPU-SQ-0001 | 1
COL-PRX-SQ-0001 | 1
COL-PSB-SQ-0001 | 1
COL-PSL-SQ-0001 | 1
COL-PTD-SQ-0001 | 1
COL-PWP-SQ-0001 | 1
COL-YKP-SQ-0001S | 2
EYE WASH STATION,DISINFEC | 1
FCL-SES-EYE-0001 | 3
FCL-SES-EYE-0002 | 2
FCL-SES-EYE-0006 | 1
FCL-SES-EYE-0007 | 2
FCL-SES-EYE-0008 | 2
FHA-SES-EYE-0001 | 2
FHA-SES-EYE-0002 | 2
FHA-SES-EYE-0017 | 2
FHA-SES-LENS-0001 | 1
FHA-SES-SQ-0301 | 1
FHA-SES-SQ-0401 | 1
FHA-SES-SQ-0403 | 1
FHA-SES-SQ-0404 | 1
FHA-SES-SQ-0405 | 1
FHA-SES-SQ-0406 | 1
FHA-SES-SQ-0407 | 1
FHA-SES-SQ-0409 | 1
FHA-SES-SQ-0501 | 1
FHA-SES-SQ-0901 | 1
FHO-SES-SQ-7014 | 1
FIS-SES-EYE-1010(S) | 1
FIS-SES-SQ-0401 | 1
FIS-SES-SQ-0601 | 1
FIS-SES-SQ-1401 | 1
FIS-SES-SQ-1601 | 1
FIS-SES-SQ-3001 | 1
FIS-SES-SQ-3501 | 1
FIS-SES-SQ-4501 | 1
FIS-SES-SQ-4502 | 1
FIS-SES-SQ-5001 | 1
TAB-ACC-SQ-8001 | 1
TAB-CW-SQ-0010S | 2
TAB-CW-SQ-0011 | 1
TAB-CW-SQ-0030 | 1
TAB-CW-SQ-0035 | 1
TAB-CW-SQ-0036 | 2
TAB-CW-SQ-0037 | 2
TAB-CW-SQ-0038 | 1
TAB-CW-SQ-0039 | 1
TAB-CW-SQ-0074 | 1
TAB-CW-SQ-0079 | 1
TAB-CW-SQ-0205 | 2
TAB-CW-SQ-0402 | 1
TAB-CW-SQ-6001 | 1
TAB-CW-SQ-6002 | 1
TAB-CW-SQ-6003 | 1
TAB-CW-SQ-6004 | 1
TAB-CW-SQ-6005 | 1
TAB-CW-SQ-6006 | 1
TAB-CW-SQ-6007 | 1
TAB-CW-SQ-6008 | 1
TAB-DEW-SQ-0002 | 2
TAB-DEW-SQ-0003 | 1
TAB-DIG-SQ-0008 | 2
TAB-DIG-SQ-0009 | 2
TAB-DIG-SQ-0010 | 2
TAB-DIG-SQ-0011 | 2
TAB-DIG-SQ-0012 | 2
TAB-DIG-SQ-0013 | 1
TAB-DIG-SQ-0014 | 1
TAB-DIG-SQ-0015 | 1
TAB-DIG-SQ-0016 | 1
TAB-DIG-SQ-0017 | 1
TAB-DIG-SQ-0018 | 1
TAB-DIG-SQ-0019 | 1
TAB-DIG-SQ-0500 | 1
TAB-DIG-SQ-0501 | 1
TAB-DIG-SQ-9701 | 1
TAB-DIG-SQ-9702 | 1
TAB-DIG-SQ-9704 | 2
TAB-PRM-SQ-0084 | 1
TAB-SES-SQ-0092 | 1
TAB-SES-SQ-0093 | 1
TAB-SES-SQ-0094 | 1
TAB-SES-SQ-0095 | 1
TAB-SES-SQ-0096 | 1
TAB-SES-SQ-0097 | 1
TAB-SES-SQ-0098 | 1
TAB-SES-SQ-0633 | 2
TAB-SES-SQ-0660 | 2
TAB-SES-SQ-0661 | 1
TAB-SES-SQ-2205 | 1
TAB-SES-SQ-5400 | 1
THC-CW-SQ-0200 | 1
THC-CW-SQ-0202 | 2
THC-CW-SQ-0203 | 2
THC-CW-SQ-5201 | 1
THC-CW-SQ-5202 | 1
THC-CW-SQ-5203 | 1
THC-CW-SQ-5204 | 1
THC-SES-SQ-0011 | 2
THC-SES-SQ-0012 | 2
THC-SES-SQ-0013 | 1
THC-SES-SQ-0181 | 1
THC-SES-SQ-0901 | 1
THC-SES-SQ-0902 | 1
THC-SES-SQ-5940 | 1
THC-SES-SQ-6821 | 1
THC-SES-SQ-6822 | 1
THR-ACC-EWS-0003S | 1
THR-ACC-EWS-0004S | 1
THR-CW-SQ-0112 | 1
THR-CW-SQ-1000 | 1
THR-SES-SQ-0001S | 2
THR-SES-SQ-0003 | 3
TNT-DIS-SQ-0001 | 1
TNT-DIS-SQ-0002 | 1
WTR-PAH-SQ-0001 | 1
WTR-PEG-SQ-0001 | 1
WTR-PEL-SQ-0001 | 1
WTR-PHL-SQ-0001 | 1
WTR-PHL-SQ-0002 | 1
WTR-PHL-SQ-0003 | 1
WTR-PHL-SQ-0004 | 1
WTR-PJO-SQ-0001 | 1
WTR-PJS-SQ-0001 | 1
WTR-PKL-SQ-0001 | 1
WTR-PKN-SQ-0001 | 1
WTR-PLW-SQ-0001-SUS | 2
WTR-PLW-SQ-0002 | 1
WTR-PPD-SQ-0001 | 1
WTR-PPD-SQ-0002 | 1
WTR-PRV-SQ-0001 | 1
WTR-PSA-SQ-0001 | 1
WTR-PSC-SQ-0001 | 1
WTR-PSC-SQ-2301 | 1
WTR-PSC-SQ-2302 | 1
WTR-PWT-SQ-0001 | 1
WTR-RDF-SQ-0001 | 1
WTR-RDF-SQ-0002 | 1
WTR-REG-SQ-0001 | 1
WTR-RKL-SQ-0001 | 1
WTR-RLW-SQ-0001 | 1
WTR-RRH-SQ-0001 | 1
WTR-RRH-SQ-0002 | 1
WTR-RRV-SQ-0001 | 1
WTR-RST-SQ-0001 | 1
YCM-LAB-SQ-0001 | 1
YCM-LAB-SQ-0002 | 1
http://www.toronto.ca/TWONTO#00606 | 188
DU2022A | 1
DU2613 | 1
DU2614 | 1
DU2615 | 1
DU2616 | 1
DU6501A | 1
DU6502A | 1
DU6503A | 1
DU6504A | 1
EU2002A | 1
FCL-AI-T-0001 | 1
FCL-AI-T-0002 | 1
FCL-BW-T-0200 | 1
FCL-SA-T-0001 | 1
FCL-TRW-T-0003 | 1
FHA-AUX-T-0101 | 2
FHA-AUX-T-0102 | 2
FHA-AUX-T-0103 | 2
FHA-AUX-T-0104 | 2
FHA-AUX-T-0201 | 1
FHA-AUX-T-0401 | 1
FHO-DOZ-T-0500 | 1
FHO-FEQ-T-0001 | 1
FHO-MCS-T-0101 | 2
FHO-MCS-T-0101-KQ | 2
FHO-MCS-T-0201 | 2
FHO-MCS-T-0201-KQ | 2
FHO-SA-T-0101 | 2
FHO-SA-T-0201 | 2
FHO-SA-T-0301-SU | 2
FHO-TRW-T-0101 | 2
FHO-TRW-T-0102 | 2
FHO-TRW-T-0103 | 2
FU2010A | 1
HX2011B | 1
HX2012B | 1
HX2013B | 1
HX2407B | 1
HX2408B | 1
IU2012A | 1
IU2016A | 1
IU2017A | 1
IU2018A | 1
IU2019A | 1
IU2020A | 1
IU2021A | 1
IU2022A | 1
IU2026A | 1
IU2027A | 1
IU2028A | 1
IU2029A | 1
IU2030A | 1
IU2031A | 1
IU2032A | 1
IU2033A | 1
IU2604A | 1
JX2091A1 | 2
JX2092A1 | 2
KU2042A | 1
KU2047A | 1
KU2105A | 1
KU2604A | 1
KU2605A | 1
PU2008A | 1
PU2425 | 1
PU2426 | 1
PU5520A | 1
SU2024A | 1
SU2025A | 1
SU2026A | 1
SU2027A | 1
TAB-ACC-MEQ-7101 | 1
TAB-ACC-MEQ-7201 | 1
TAB-ACC-T-0501 | 1
TAB-ACC-T-7301 | 1
TAB-ACC-T-7401 | 1
TAB-ACC-T-7601 | 1
TAB-ACC-T-7602 | 1
TAB-ACC-T-7701 | 1
TAB-ACC-T-7801 | 1
TAB-ACC-T-7901 | 1
TAB-ACC-T-8801 | 1
TAB-ACC-T-8901 | 1
TAB-AI-T-0001 | 1
TAB-DEW-T-6401 | 1
TAB-DIG-T-0101 | 1
TAB-GAS-T-0101 | 1
TAB-GAS-T-0102 | 1
TAB-GAS-T-0103 | 1
TAB-PWA-T-2500 | 1
TAB-SA-T-0801 | 1
TAB-SA-T-0901 | 1
TAB-SA-T-1001 | 1
TAB-SA-T-1010 | 1
TAB-SA-T-1100 | 1
TAB-SA-T-1200 | 1
TAB-SA-T-1300 | 1
TAB-SA-T-1400 | 1
TAB-SA-T-6301 | 1
TAB-SLO-T-0221 | 1
TAB-SLO-T-0301A | 1
TAB-SLO-T-0302A | 1
THC-ACC-T-0115 | 1
THC-AI-T-1083 | 3
THC-AI-T-1100 | 1
THC-AI-T-3083 | 2
THC-AI-T-5050 | 1
THC-AI-T-6001 | 3
THC-AI-T-7050 | 1
THC-AI-T-7060 | 1
THC-AI-T-8032 | 1
THC-AP-T-1200 | 1
THC-DIG-T-3413 | 2
THC-DIG-T-3416 | 1
THC-DIS-T-0650 | 1
THC-INC-T-2083 | 3
THR-AI-T-0010 | 1
THR-AI-T-0020 | 1
THR-AI-T-0500 | 1
THR-AI-T-0518S | 2
THR-AI-T-0590 | 2
THR-AI-T-0591 | 1
THR-AI-T-0593 | 1
THR-AI-T-0594 | 1
THR-AI-T-2000 | 1
THR-AI-T-2518S | 2
THR-BG-T-0102 | 1
THR-BG-T-0202 | 1
THR-CG-T-1101 | 2
THR-CG-T-1102 | 2
THR-CG-T-1103 | 2
THR-CG-T-1104 | 2
THR-CG-T-1105 | 2
THR-CG-T-1106 | 2
THR-CG-T-1107 | 2
THR-CG-T-1108 | 2
THR-CG-T-1310 | 1
THR-CG-T-1320 | 1
THR-CG-T-1321 | 1
THR-DIS-T-0100A | 1
THR-DIS-T-0200 | 1
THR-FPW-T-0001 | 1
WTR-PJS-T-0104 | 1
WTR-PJS-T-2000 | 1
WTR-PJS-T-2100 | 1
WTR-PKL-T-0900 | 1
WTR-PKL-T-1200 | 1
WU2010A | 1
WU2011A | 1
WZ2008A | 1
WZ2009A | 1
WZ2010A | 1
WZ2011A | 1
http://www.toronto.ca/TWONTO#00350 | 189
46247 | 1
187309 | 1
254277 | 1
283714 | 1
327855 | 1
331555 | 1
358782 | 1
369883 | 1
461836 | 1
461843 | 1
462396 | 1
462928 | 1
463723 | 1
463928 | 1
464241 | 1
626930 | 1
772176 | 1
772264 | 1
772265 | 1
772471 | 1
772472 | 1
772473 | 1
COL-YKP-FEQ-0004 | 2
COL-YKP-FEQ-0006 | 2
COL-YKP-FEQ-0010 | 1
COL-YKP-FEQ-0019 | 2
COL-YKP-FEQ-0021 | 2
COL-YKP-FEQ-0022 | 2
COL-YKP-FEQ-0023 | 2
COL-YKP-FEQ-0026 | 2
COL-YKP-FEQ-0027 | 2
COL-YKP-FEQ-0029 | 2
COL-YKP-FEQ-0030 | 2
COL-YKP-FEQ-0031 | 2
COL-YKP-FEQ-0032 | 2
COL-YKP-FEQ-0034 | 2
COL-YKP-FEQ-0035 | 2
COL-YKP-FEQ-0036 | 2
COL-YKP-FEQ-0037 | 2
COL-YKP-FEQ-0038 | 2
COL-YKP-FEQ-0041 | 1
COL-YKP-FEQ-0042 | 1
COL-YKP-FEQ-050163 | 3
COL-YKP-FEQ-051025 | 2
COL-YKP-FEQ-064161 | 2
COL-YKP-FEQ-065208 | 2
COL-YKP-FEQ-067144 | 3
COL-YKP-FEQ-067149 | 2
COL-YKP-FEQ-067150 | 2
COL-YKP-FEQ-067161 | 2
COL-YKP-FEQ-080108 | 2
COL-YKP-FEQ-080109 | 2
COL-YKP-FEQ-080118 | 2
COL-YKP-FEQ-080119 | 2
COL-YKP-FEQ-080120 | 2
COL-YKP-FEQ-080121 | 2
COL-YKP-FEQ-080122 | 3
COL-YKP-FEQ-080123 | 2
COL-YKP-FEQ-112531 | 2
COL-YKP-FEQ-189018 | 2
COL-YKP-FEQ-378300 | 2
COL-YKP-FEQ-67108 | 2
COL-YKP-FEQ-67134 | 2
FAC-YCM-SES-FEQ | 2
FHA-SES-FEQ | 1
FHO-SES-FEQ | 2
FIS-FEQ-FEQ-4001-SUS | 3
FIS-FEQ-FEQ-4002-SUS | 3
FIS-FEQ-FEQ-4003-SUS | 3
FIS-FEQ-FEQ-4004-SUS | 3
FIS-FEQ-FEQ-4005-SUS | 3
FIS-FEQ-FEQ-4006-SUS | 3
FIS-SES-FE-0004 | 2
TAB-ELS-FEQ-5050 | 1
TAB-ELS-FEQ-5051 | 1
TAB-ELS-FEQ-5052 | 1
TAB-ELS-FEQ-5053 | 1
TAB-ELS-FEQ-5054 | 1
TAB-ELS-FEQ-5055 | 1
TAB-FEQ-FE | 1
TAB-WA7-FEQ-0014 | 1
TAB-ZBLD-FEQ-5385S | 2
TAB-ZBLD-FEQ-5386S | 2
THC-SES-FEQ-0001 | 1
THC-SES-FEQ-0002 | 1
THR-SES-FEQ | 1
THR-SES-FEQ-378253 | 1
THR-SES-FEQ-378254 | 1
THR-SES-FEQ-378273 | 1
THR-SES-FEQ-378297 | 1
THR-SES-FEQ-378298 | 1
THR-SES-FEQ-378299 | 1
THR-SES-FEQ-VEH | 2
YTF-SES-FEQ-0001 | 1
YTF-SES-FEQ-0002 | 1
YTF-SES-FEQ-0003 | 1
YTF-SES-FEQ-0004 | 1
YTF-SES-FEQ-0005 | 1
YTF-SES-FEQ-0006 | 1
YTF-SES-FEQ-0007 | 1
YTF-SES-FEQ-0008 | 1
YTF-SES-FEQ-0009 | 1
YTF-SES-FEQ-0010 | 1
YTF-SES-FEQ-0011 | 1
YTF-SES-FEQ-0012 | 1
YTF-SES-FEQ-0013 | 1
YTF-SES-FEQ-0014 | 1
YTF-SES-FEQ-0015 | 1
YTF-SES-FEQ-0016 | 1
YTF-SES-FEQ-0017 | 1
YTF-SES-FEQ-0018 | 1
YTF-SES-FEQ-0019 | 1
YTF-SES-FEQ-0020 | 1
YTF-SES-FEQ-0021 | 1
YTF-SES-FEQ-0022 | 1
YTF-SES-FEQ-0023 | 1
YTF-SES-FEQ-0024 | 1
YTF-SES-FEQ-0025 | 1
YTF-SES-FEQ-0026 | 1
YTF-SES-FEQ-0027 | 1
YTF-SES-FEQ-0028 | 1
YTF-SES-FEQ-0029 | 1
YTF-SES-FEQ-0030 | 1
YTF-SES-FEQ-0031 | 1
YTF-SES-FEQ-0032 | 1
YTF-SES-FEQ-0033 | 1
YTF-SES-FEQ-0034 | 1
YTF-SES-FEQ-0035 | 1
YTF-SES-FEQ-0036 | 1
YTF-SES-FEQ-0037 | 1
http://www.toronto.ca/TWONTO#00297 | 190
COL-BCV-JIT-0001 | 2
COL-BDC-JIT-0001 | 2
COL-BEB-JIT-0001 | 2
COL-PCF-JIT-0100 | 2
COL-PCU-JIT-0001 | 3
COL-PCU-JIT-0002 | 3
COL-PHB-JIT-0001 | 2
COL-PKP-JIT-0001 | 2
COL-PLB-JIT-0002 | 4
COL-PNT-JIT-0001 | 3
COL-PNT-JIT-0002 | 1
COL-POM-JIT-0001 | 2
COL-PQW-JIT-0001 | 2
COL-PSD-JIT-0001 | 2
COL-PSD-JIT-0002 | 2
COL-PSD-JIT-0003 | 2
COL-PSD-JIT-0004 | 2
COL-PSD-JIT-0005 | 2
COL-PST-JIT-0001 | 2
COL-PST-JIT-0002 | 2
COL-PST-JIT-0003 | 2
COL-PST-JIT-0004 | 2
COL-PST-JIT-0005 | 2
COL-PSW-JIT-0001 | 3
COL-PSW-JIT-0002 | 1
COL-PWN-JIT-0001 | 2
COL-PWR-JIT-0002 | 2
FCL-ELS-JIT-001D | 1
FCL-ELS-JIT-001F | 1
FCL-ELS-JIT-001G | 1
FCL-ELS-JIT-001H | 1
FCL-ELS-JIT-002D | 1
FCL-ELS-JIT-002F | 1
FCL-ELS-JIT-002G | 1
FCL-ELS-JIT-002H | 1
FCL-ELS-JIT-003F | 1
FCL-ELS-JIT-003G | 1
FCL-ELS-JIT-004F | 1
FCL-ELS-JIT-004G | 1
FCL-ELS-JIT-0100 | 1
FCL-ELS-JIT-01CF | 1
FCL-ELS-JIT-01CL | 1
FCL-ELS-JIT-0200 | 1
FCL-ELS-JIT-02CF | 1
FCL-ELS-JIT-02CL | 1
FCL-ELS-JIT-0300 | 1
FCL-ELS-JIT-0400 | 1
FCL-ELS-JIT-0500 | 1
FHO-ELS-JIT-0510 | 1
FHO-ELS-JIT-0610 | 1
FHO-ELS-JIT-0710 | 1
FHO-ELS-JIT-0711 | 1
FHO-ELS-JIT-0712 | 1
FHO-ELS-JIT-0720 | 1
FHO-ELS-JIT-0721 | 1
FHO-ELS-JIT-0722 | 1
FHO-ELS-JIT-0723 | 1
FHO-ELS-JIT-0730 | 1
FHO-ELS-JIT-0810 | 1
FHO-ELS-JIT-0811 | 1
FHO-ELS-JIT-0812 | 1
FHO-ELS-JIT-0820 | 1
FHO-ELS-JIT-0821 | 1
FHO-ELS-JIT-0822 | 1
FHO-ELS-JIT-0823 | 1
FHO-ELS-JIT-0830 | 1
FHO-ELS-JIT-0910 | 1
FHO-ELS-JIT-0920 | 1
FHO-ELS-JIT-0921 | 1
FHO-ELS-JIT-0922 | 1
FHO-ELS-JIT-0923 | 1
FHO-ELS-JIT-0930 | 1
FHO-ELS-JIT-1010 | 1
FHO-ELS-JIT-1020 | 1
FHO-ELS-JIT-1021 | 1
FHO-ELS-JIT-1022 | 1
FHO-ELS-JIT-1023 | 1
FHO-ELS-JIT-1030 | 1
FHO-ELS-JIT-1110 | 1
FHO-ELS-JIT-1120 | 1
FHO-ELS-JIT-1150 | 1
FHO-ELS-JIT-1210 | 1
FHO-ELS-JIT-1220 | 1
FHO-ELS-JIT-1250 | 1
SWM-PBL-JIT-0002 | 2
SWM-PBL-JIT-0003 | 2
SWM-PIT-JIT-0001 | 2
SWM-PMG-JIT-0001 | 2
SWM-PNQ-JIT-0001 | 2
SWM-PWI-JIT-0001 | 2
TAB-EL1-JIT-6631 | 1
TAB-EL1-JIT-6631? | 1
TAB-EL1-JIT-6634 | 1
TAB-EL1-JIT-6674 | 1
TAB-EL3-JIT-6015 | 1
TAB-EL3-JIT-6016 | 1
TAB-EL3-JIT-6101 | 1
TAB-EL3-JIT-6102 | 1
TAB-EL3-JIT-6103 | 2
TAB-EL3-JIT-6104 | 2
TAB-ELS-JIT-7302 | 1
THC-ELS-JIT-0701 | 1
THC-ELS-JIT-0702 | 1
THC-ELS-JIT-0801 | 1
THC-ELS-JIT-0802 | 1
THC-ELS-JIT-0900 | 1
THC-ELS-JIT-1000 | 1
THC-ELS-JIT-1001 | 1
THC-ELS-JIT-1002 | 1
THC-ELS-JIT-1110 | 1
THC-ELS-JIT-1210 | 1
THC-ELS-JIT-1480 | 1
THC-ELS-JIT-1500 | 1
THC-ELS-JIT-1510 | 1
THC-ELS-JIT-1600 | 1
THC-ELS-JIT-1601 | 1
THC-ELS-JIT-1602 | 1
THC-ELS-JIT-1801 | 1
THC-ELS-JIT-1802 | 1
THC-ELS-JIT-1810 | 1
THC-ELS-JIT-1830 | 1
THC-ELS-JIT-1850 | 1
THC-ELS-JIT-1860 | 1
THC-ELS-JIT-2100 | 1
THC-ELS-JIT-2101 | 1
THC-ELS-JIT-2102 | 1
THC-ELS-JIT-2200 | 1
THC-ELS-JIT-2401 | 1
THC-ELS-JIT-2402 | 1
THC-ELS-JIT-2600 | 1
THC-ELS-JIT-2810 | 1
THC-ELS-JIT-2830 | 1
THC-ELS-JIT-2850 | 1
THC-ELS-JIT-2860 | 1
THC-ELS-JIT-3801E | 1
THC-ELS-JIT-4001 | 1
THC-ELS-JIT-4002 | 1
THC-ELS-JIT-4023 | 1
THC-ELS-JIT-4024 | 1
THC-ELS-JIT-5002 | 1
THC-ELS-JIT-5101 | 1
THC-EPG-JIT-2870 | 1
THR-ELS-JIT-0501 | 2
THR-ELS-JIT-0602 | 2
THR-ELS-JIT-3801 | 2
THR-ELS-JIT-3802 | 1
TNT-ELS-JIT-4001 | 1
YTF-ELS-JIT-0101 | 1
http://www.toronto.ca/TWONTO#00728 | 193
COL-PCU-T-0002 | 3
COL-PKG-T-0001 | 2
COL-PLB-T-0001 | 2
COL-PMD-T-0002 | 2
COL-PMM-T-0001 | 2
COL-PMY-T-0001 | 2
COL-PNT-T-0002 | 2
COL-PPU-T-0002 | 2
COL-PQW-T-0001 | 2
COL-PRD-T-0002 | 2
COL-PSL-T-0002 | 2
COL-PSW-T-0001 | 2
COL-PWR-T-0003 | 3
COL-RBB-T-0001 | 2
FCL-CW-T-0001 | 1
FCL-CW-T-0002 | 1
FCL-CW-T-0003 | 1
FCL-CW-T-0004 | 1
FCL-CW-T-0005 | 1
FCL-CW-T-0006 | 1
FCL-CW-T-0007 | 1
FCL-CW-T-0008 | 1
FCL-CW-T-0009 | 1
FCL-CW-T-0010 | 1
FCL-CW-T-0011 | 1
FCL-CW-T-0012 | 1
FCL-FL-T-0001 | 1
FCL-SES-T-0101 | 1
FHO-MCS-T-1501 | 1
FHO-MCS-T-1502 | 1
FHO-MCS-T-1601 | 1
FHO-MCS-T-1701 | 1
FHO-PWA-T-0211 | 2
FHO-PWA-T-0212 | 1
FHO-PWA-T-0213 | 1
FHO-PWA-T-1610 | 1
FIS-CW-T-0100-SUS | 2
FIS-MCS-T-0101 | 1
FIS-MCS-T-0401 | 1
FIS-MCS-T-2901 | 1
FIS-MCS-T-3001 | 2
FIS-MCS-T-3501 | 1
FIS-MCS-T-4001 | 3
FIS-MCS-T-4501 | 1
FIS-MCS-T-5001 | 1
KU2115A | 1
KU2116A | 1
TAB-ACC-T-0212 | 1
TAB-ACC-T-0312 | 1
TAB-ACC-T-3604 | 1
TAB-ACC-T-6407 | 1
TAB-ACC-T-6408 | 1
TAB-ACC-T-6409 | 1
TAB-ACC-T-6410 | 1
TAB-ACC-T-6501 | 1
TAB-ACC-T-6502 | 1
TAB-ACC-T-6503 | 1
THC-ACC-T-0006 | 1
THC-ACC-T-0041 | 1
THC-ACC-T-0050 | 1
THC-ACC-T-0101 | 1
THC-ACC-T-0110A | 1
THC-ACC-T-0110AK | 2
THC-ACC-T-0148 | 1
THC-ACC-T-0576 | 1
THC-ACC-T-0577 | 1
THC-ACC-T-0578 | 1
THC-ACC-T-0580 | 1
THC-ACC-T-0581 | 1
THC-ACC-T-0703 | 2
THC-ACC-T-0901 | 1
THC-ACC-T-6007 | 1
THC-ACC-T-6841 | 1
THC-ACC-T-9001 | 2
THC-ACC-T-9002 | 1
THC-CW-T-0601 | 1
THC-CW-T-5201 | 1
THC-CW-T-5801 | 1
THC-DCL-HWT-0001 | 2
THC-DIS-T-0001 | 1
THC-MCS-HTR-0001 | 1
THC-MCS-T-0003 | 1
THC-MCS-T-0005 | 1
THC-MCS-T-0006 | 1
THC-MCS-T-0007 | 2
THC-MCS-T-0008 | 1
THC-MCS-T-0009 | 1
THC-MCS-T-0010 | 1
THC-MCS-T-0011 | 2
THC-MCS-T-0013 | 1
THC-MCS-T-0014 | 1
THC-MCS-T-0015 | 1
THC-MCS-T-0017 | 1
THC-MCS-T-0018 | 2
THC-MCS-T-0019 | 1
THC-MCS-T-0020 | 2
THC-MCS-T-0021 | 1
THC-MCS-T-0024 | 1
THC-MCS-T-0025 | 1
THC-MCS-T-0026 | 1
THC-MCS-T-0027 | 2
THC-MCS-T-0028 | 1
THC-MCS-T-0110A | 1
THC-MCS-T-5201 | 1
THC-SES-T-0180 | 1
THR-ACC-T-0520S | 3
THR-CW-HTR-1000 | 1
THR-CW-T-0001 | 1
THR-CW-T-0203 | 1
THR-CW-T-0204 | 1
THR-CW-T-0532 | 1
THR-CW-T-0540 | 1
THR-CW-T-0541 | 1
THR-CW-T-0543 | 2
THR-CW-T-0544 | 2
THR-CW-T-2100 | 1
THR-DIS-T-0100 | 1
THR-FT-T-0502 | 1
TNT-MCS-T-1701 | 1
WTR-PAH-T-0001 | 1
WTR-PEG-T-0001 | 1
WTR-PEL-T-0004 | 1
WTR-PHL-T-2701 | 1
WTR-PHL-T-2801 | 1
WTR-PHL-T-2901 | 1
WTR-PHL-T-3001 | 1
WTR-PHL-T-3101 | 2
WTR-PJO-T-1101 | 1
WTR-PJS-T-1201 | 1
WTR-PKL-T-0002 | 1
WTR-PKN-T-0002 | 1
WTR-PLW-T-0001 | 1
WTR-PMI-T-1100 | 1
WTR-PPD-T-2101 | 1
WTR-PRH-T-0001 | 1
WTR-PRH-T-1101 | 1
WTR-PRV-T-1300 | 1
WTR-PSA-T-0002 | 1
WTR-PSC-T-0600 | 1
WTR-PSC-T-0700 | 1
WTR-PTH-T-0601 | 1
WTR-PWT-T-0001 | 1
WTR-RBV-T-0501 | 1
WTR-RDF-T-0001 | 1
WTR-RKL-T-0001 | 1
WTR-RRG-T-0001 | 1
WTR-RRH-T-0001 | 1
WTR-RRV-T-0001 | 1
WTR-RST-T-0001 | 1
YTF-CW-T-0001 | 1
YTF-CW-T-0002 | 1
YTF-CW-T-0003 | 1
YTF-CW-T-0004 | 1
YTF-CW-T-0007 | 1
YTF-CW-T-0008 | 1
YTF-CW-T-0009 | 1
YTF-CW-T-0010 | 1
YTF-CW-T-0011 | 1
http://www.toronto.ca/TWONTO#00649 | 194
20127 | 1
20128 | 1
EH2601A | 1
EH2602A | 1
FCL-CL-DR-0101 | 2
FCL-FLT-DR-0101 | 2
FCL-GRK-DR | 1
FCL-PAC-DR-0101 | 2
FCL-RW-DR-0401 | 2
FCL-RW-DR-0402 | 2
FCL-TRW-DR-0401 | 1
FCL-WWW-DR-0100 | 2
FCL-WWW-DR-0200 | 2
FH2001A | 1
FHA-GRK-DR-0100 | 1
FHA-GRK-DR-0101 | 1
FHA-GRK-DR-0200 | 1
FHA-GRK-DR-0201 | 1
FHA-GRK-DR-0301 | 1
FHA-GRK-DR-0401 | 1
FHA-GRK-DR-0501 | 1
FHA-GRK-DR-0601 | 1
FHA-GRK-DR-0701 | 1
FHO-GRK-DR-0101 | 1
FHO-GRK-DR-0201 | 1
FHO-GRK-DR-0301 | 1
FHO-GRK-DR-0601 | 1
FHO-MCS-DR-1501 | 1
FHO-MCS-DR-1502 | 1
FHO-MCS-DR-1503 | 1
FIS-BRK-DR-0004SUS | 2
FIS-GRK-DR-0001 | 2
FIS-GRK-DR-0002 | 2
FIS-GRK-DR-0003 | 2
FIS-GRK-DR-0005SUS | 2
FIS-GRK-DR-0006 | 1
FIS-GRK-DR-0007 | 1
IH2006A | 1
IH2007A | 1
IH2008A | 1
IH2026A | 1
IH2027A | 1
IH2028A | 1
IH2031A | 1
IH2032A | 1
IH2403A | 1
IH311 | 2
IH312 | 2
IH5001A | 1
JH2005A | 1
JH2006A | 1
OH2004A | 1
OH2005A | 1
OH2006A | 1
PH2204A | 1
PH2205A | 1
PH2206A | 1
PH2405A | 1
PH2406A | 1
PH2407A | 1
TAB-PLT-DR-4014 | 1
TAB-PLT-DR-4016 | 1
TAB-PLT-DR-4024 | 1
TAB-PLT-DR-4026 | 1
TAB-SLO-DR-0383 | 1
TAB-SLO-DR-0384 | 1
TAB-SLO-DR-0385 | 1
TAB-SLO-DR-0386 | 1
THC-ACC-DR-0600 | 1
THC-ACC-DR-0601 | 1
THC-ACC-DR-0602 | 1
THC-DIS-DR-0001 | 1
THC-DIS-DR-0002 | 1
THC-ELS-DR-0300 | 1
THC-GRK-DR-0100 | 1
THC-GRK-DR-0102 | 1
THC-GRK-DR-0103 | 1
THC-GRK-DR-0310 | 1
THC-GRK-DR-0311 | 1
THC-GRK-DR-0312 | 1
THC-GRK-DR-0313 | 1
THC-GRK-DR-0316 | 1
THC-MCS-DR-0001 | 1
THC-MCS-DR-0002 | 1
THR-DR-BH-0501 | 2
THR-DR-BH-0514 | 2
THR-DR-BH-0515 | 2
THR-DR-DH-0508 | 2
THR-DR-DH-0511 | 2
THR-DR-DH-0512 | 2
THR-DR-DIS-0002 | 1
THR-DR-DIS-0516 | 3
THR-DR-DIS-0517 | 3
THR-DR-DIS-0518 | 3
THR-DR-FH-0500 | 1
THR-DR-HH-0513 | 2
THR-DR-HH-0514 | 1
THR-DR-HH-0533 | 2
THR-DR-HH-0534 | 2
THR-DR-HH-0535 | 2
THR-DR-MH-0500 | 1
THR-DR-MH-0501 | 1
THR-DR-PH-0512 | 2
THR-DR-PH-0513 | 2
THR-DR-QH-0505 | 2
THR-DR-QH-0519 | 2
THR-DR-RH-0513 | 2
THR-DR-RH-0514S | 3
THR-DR-SH-0500 | 2
THR-DR-SH-0501 | 2
THR-DR-SH-0502 | 2
THR-DR-SH-0503 | 2
THR-DR-WA1 | 1
THR-DR-WA2 | 1
THR-DR-WA3 | 1
THR-DR-WA4 | 1
THR-DR-WH-0508 | 2
THR-MCS-DR-0101 | 1
THR-MCS-DR-0101S | 1
THR-MCS-DR-0102 | 1
THR-MCS-DR-0102S | 1
THR-PLT-DR-0180S | 1
THR-PLT-DR-2534S | 1
THR-PLT-DR-2535S | 1
THR-SS-DR | 1
THR-SS-DR1 | 2
TNT-MCS-DR-0101 | 1
TNT-MCS-DR-0301 | 1
TNT-MCS-DR-0302 | 1
TNT-MCS-DR-1701 | 1
WH4001A | 1
WH4002A | 1
WH4003A | 1
WH4004A | 1
WH4005A | 1
WH4006A | 1
WH4007A | 1
WH4008A | 1
WH4009A | 1
WTR-PAH-DR-0001 | 1
WTR-PJO-DR-0001 | 1
WTR-PJS-DR-0001 | 1
WTR-PJS-DR-0002 | 1
WTR-PJS-DR-0003 | 1
WTR-PJS-DR-0004 | 1
WTR-PRV-DR-0001 | 1
WTR-PWT-DR-0001 | 1
WTR-PWT-DR-0003 | 1
WTR-PWT-DR-0004 | 1
WTR-RRG-DR-0001 | 1
WTR-RRG-DR-0002 | 1
http://www.toronto.ca/TWONTO#00400 | 195
378062 | 2
378118SUS | 2
378119SUS | 2
378120SUS | 2
378121SUS | 2
378122SUS | 2
378123SUS | 2
378161SUS | 2
378162SUS | 2
378163SUS | 2
378167SUS | 2
378168SUS | 2
378169SUS | 2
378170SUS | 2
378171SUS | 2
378172SUS | 2
378173SUS | 2
378176SUS | 2
378177SUS | 2
378322SUS | 2
378323SUS | 2
COL-YKP-VEH-378300 | 1
DOS-YCM-VEH-324021 | 1
DOS-YCM-VEH-324022 | 1
DOS-YCM-VEH-324023 | 1
DOS-YCM-VEH-378109 | 1
DOS-YCM-VEH-378118 | 1
DOS-YCM-VEH-378136 | 1
DOS-YCM-VEH-378186 | 1
DOS-YCM-VEH-378187 | 1
DOS-YCM-VEH-382003 | 1
FHA-GRK-VEH-0401 | 1
FHA-GRK-VEH-0501 | 1
FHO-GRK-VEH-0101 | 2
FHO-MCS-GQ-0101 | 1
FHO-MCS-GQ-0101 SUSP | 1
FHO-MCS-GQ-0201 | 1
FIS-GRK-VEH-0101-SUS | 3
FIS-GRK-VEH-0104 | 1
TAB-GRK-VEH-323088 | 2
TAB-GRK-VEH-378213SUS | 3
TAB-GRK-VEH-378214SUS | 4
TAB-GRK-VEH-378215SUS | 3
TAB-GRK-VEH-378255 | 2
TAB-GRK-VEH-378256 | 2
TAB-GRK-VEH-378257 | 2
TAB-GRK-VEH-378258 | 2
TAB-GRK-VEH-378270 | 1
TAB-GRK-VEH-378271 | 1
TAB-GRK-VEH-378272 | 1
TAB-GRK-VEH-378294 | 1
TAB-GRK-VEH-378295 | 1
TAB-GRK-VEH-378301 | 1
TAB-GRK-VEH-378305 | 1
TAB-GRK-VEH-378306 | 1
TAB-GRK-VEH-378307 | 1
TAB-GRK-VEH-378308 | 1
TAB-GRK-VEH-378313 | 1
TAB-GRK-VEH-378318 | 1
TAB-GRK-VEH-378319 | 1
TAB-GRK-VEH-378320 | 1
TAB-GRK-VEH-378321 | 1
TAB-GRK-VEH-378322 | 1
TAB-GRK-VEH-378323 | 1
TAB-GRK-VEH-378324 | 1
TAB-GRK-VEH-378325 | 2
TAB-GRK-VEH-378325SUS | 2
TAB-GRK-VEH-378330 | 1
TAB-GRK-VEH-378331 | 1
TAB-GRK-VEH-378332 | 1
TAB-GRK-VEH-378333 | 1
TAB-GRK-VEH-378334 | 1
TAB-GRK-VEH-378393 | 1
TAB-GRK-VEH-378394 | 1
TAB-GRK-VEH-378398 | 1
TAB-GRK-VEH-378399 | 1
TAB-GRK-VEH-378399SUS | 2
TAB-MCS-MEQ-0110 | 1
TAB-MCS-MEQ-0111 | 1
THC-GRK-VEH-319069 | 2
THC-GRK-VEH-378031 | 1
THC-GRK-VEH-378032 | 1
THC-GRK-VEH-378053 | 1
THC-GRK-VEH-378067 | 1
THC-GRK-VEH-378068 | 2
THC-GRK-VEH-378069 | 2
THC-GRK-VEH-378070 | 2
THC-GRK-VEH-378071 | 2
THC-GRK-VEH-378085 | 2
THC-GRK-VEH-378086 | 2
THC-GRK-VEH-378145 | 1
THC-GRK-VEH-378158 | 1
THC-GRK-VEH-378159 | 2
THC-GRK-VEH-378160 | 1
THC-GRK-VEH-378161 | 1
THC-GRK-VEH-378165 | 1
THC-GRK-VEH-378166 | 2
THC-GRK-VEH-378259 | 1
THC-GRK-VEH-378260 | 1
THC-GRK-VEH-378261 | 1
THC-GRK-VEH-378262 | 1
THC-GRK-VEH-378263 | 1
THC-GRK-VEH-378264 | 1
THC-GRK-VEH-378265 | 1
THC-GRK-VEH-378290 | 1
THC-GRK-VEH-378291 | 1
THC-GRK-VEH-378292 | 1
THC-GRK-VEH-378293 | 1
THC-GRK-VEH-378315 | 1
THC-GRK-VEH-378316 | 1
THC-GRK-VEH-378317 | 2
THC-GRK-VEH-396094 | 1
THC-GRK-VEH-396095 | 2
THC-GRK-VEH-396107 | 1
THR-GRK-VEH-319003S | 2
THR-GRK-VEH-319240 | 1
THR-GRK-VEH-378038 | 2
THR-GRK-VEH-378133S | 3
THR-GRK-VEH-378137S | 2
THR-GRK-VEH-378138 | 3
THR-GRK-VEH-378156S | 2
THR-GRK-VEH-378157 | 2
THR-GRK-VEH-378164S | 2
THR-GRK-VEH-378253 | 1
THR-GRK-VEH-378254 | 1
THR-GRK-VEH-378273 | 1
THR-GRK-VEH-378297 | 2
THR-GRK-VEH-378298 | 1
THR-GRK-VEH-378299 | 1
THR-GRK-VEH-378367 | 1
THR-GRK-VEH-396039S | 1
THR-GRK-VEH-396040S | 1
TNT-GRK-VEH-0002 | 2
http://www.toronto.ca/TWONTO#00457 | 198
FHA-SES-LDR-0101 | 2
FHA-SES-LDR-0102 | 2
FHA-SES-LDR-0104 | 2
FHA-SES-LDR-0105 | 2
FHA-SES-LDR-0106 | 2
FHA-SES-LDR-0107 | 2
FHA-SES-LDR-0108 | 2
FHA-SES-LDR-0109 | 2
FHA-SES-LDR-0110 | 2
FHA-SES-LDR-0111 | 2
FHA-SES-LDR-0112 | 2
FHA-SES-LDR-0113 | 2
FHA-SES-LDR-0114 | 2
FHA-SES-LDR-0115 | 2
FHA-SES-LDR-0116 | 2
FHA-SES-LDR-0117 | 2
FHA-SES-LDR-0118 | 2
FHA-SES-LDR-0301 | 2
FHA-SES-LDR-0302 | 2
FHA-SES-LDR-0303 | 2
FHA-SES-LDR-0304 | 2
FHA-SES-LDR-0305 | 2
FHA-SES-LDR-0306 | 2
FHA-SES-LDR-0307 | 2
FHA-SES-LDR-0308 | 2
FHA-SES-LDR-0309 | 2
FHA-SES-LDR-0310 | 2
FHA-SES-LDR-0311 | 2
FHA-SES-LDR-0312 | 2
FHA-SES-LDR-0401 | 2
FHA-SES-LDR-0402 | 2
FHA-SES-LDR-0403 | 2
FHA-SES-LDR-0405 | 2
FHA-SES-LDR-0406 | 2
FHA-SES-LDR-0408 | 2
FHA-SES-LDR-0409 | 2
FHA-SES-LDR-0410 | 2
FHA-SES-LDR-0411 | 2
FHA-SES-LDR-0412 | 2
FHA-SES-LDR-0413 | 2
FHA-SES-LDR-0414 | 2
FHA-SES-LDR-0416 | 2
FHA-SES-LDR-0417 | 2
FHA-SES-LDR-0418 | 2
FHA-SES-LDR-0419 | 2
FHA-SES-LDR-0420 | 2
FHA-SES-LDR-0421 | 2
FHA-SES-LDR-0422 | 2
FHA-SES-LDR-0423 | 2
FHA-SES-LDR-0424 | 2
FHA-SES-LDR-0425 | 2
FHA-SES-LDR-0501 | 2
FHA-SES-LDR-0502 | 2
FHA-SES-LDR-0503 | 2
FHA-SES-LDR-0504 | 2
FHA-SES-LDR-0505 | 2
FHA-SES-LDR-0506 | 2
FHA-SES-LDR-0507 | 2
FHA-SES-LDR-0508 | 2
FHA-SES-LDR-0509 | 2
FHA-SES-LDR-0510 | 2
FHA-SES-LDR-0511 | 2
FHA-SES-LDR-0512 | 2
FHA-SES-LDR-0513 | 2
FHA-SES-LDR-0514 | 2
FHA-SES-LDR-0515 | 2
FHA-SES-LDR-0516 | 2
FHA-SES-LDR-0517 | 2
FHA-SES-LDR-0518 | 2
FHA-SES-LDR-0519 | 2
FHA-SES-LDR-0520 | 2
FHA-SES-LDR-0521 | 2
FHA-SES-LDR-0522 | 2
FHA-SES-LDR-0523 | 2
FHA-SES-LDR-0524 | 2
FHA-SES-LDR-0901 | 2
FHA-SES-LDR-0902 | 2
FHO-SEQ-SQ-5005 | 1
FHO-SES-SQ-6103 | 1
FIS-SES-LD-0040 | 1
FIS-SES-LDR-0301 | 1
FIS-SES-LDR-0302 | 1
FIS-SES-LDR-0303 | 1
FIS-SES-LDR-0304 | 1
FIS-SES-LDR-0305 | 1
FIS-SES-LDR-0306 | 1
FIS-SES-LDR-0307 | 1
FIS-SES-LDR-0308 | 1
FIS-SES-LDR-0309 | 1
FIS-SES-LDR-0310 | 1
FIS-SES-LDR-0311 | 1
FIS-SES-LDR-0401 | 1
FIS-SES-LDR-0402 | 1
FIS-SES-LDR-0403 | 1
FIS-SES-LDR-0405 | 1
FIS-SES-LDR-0406 | 1
FIS-SES-LDR-0407 | 1
FIS-SES-LDR-1301 | 1
FIS-SES-LDR-1401 | 1
FIS-SES-LDR-1601 | 1
FIS-SES-LDR-1602 | 1
FIS-SES-LDR-1603 | 1
FIS-SES-LDR-1604 | 1
FIS-SES-LDR-1605 | 1
FIS-SES-LDR-3501 | 1
FIS-SES-LDR-4501 | 1
FIS-SES-LDR-4502 | 1
FIS-SES-LDR-4503 | 1
FIS-SES-LDR-4504 | 1
FIS-SES-LDR-4505 | 1
FIS-SES-LDR-4506 | 1
FIS-SES-LDR-4507 | 1
FIS-SES-LDR-4508 | 1
FIS-SES-LDR-5001 | 1
FIS-SES-LDR-5002 | 1
FIS-SES-LDR-5003 | 1
FIS-SES-LDR-5004 | 1
TAB-WA7-LDR-0001 | 1
TAB-WA7-LDR-0002 | 1
TAB-WA7-LDR-0003 | 1
TAB-WA7-LDR-0004 | 1
http://www.toronto.ca/TWONTO#00812 | 203
FCL-MCS-LD-0101 | 2
FCL-MCS-LD-0201 | 2
FCL-MCS-LD-0301 | 2
FCL-MCS-LD-0401 | 2
FCL-MCS-LD-0501 | 2
FCL-MCS-LD-0601 | 2
FCL-MCS-LD-0701 | 2
FCL-MCS-LD-0801 | 2
FCL-MCS-LD-0901 | 2
FCL-MCS-LD-1001 | 1
FCL-MCS-LD-1002 | 1
FHA-MCS-LD-1901 | 1
FHA-MCS-LD-2001 | 1
FHA-MCS-LD-2101 | 1
FHA-MCS-LD-2301 | 1
FHA-MCS-LD-2801 | 1
FHA-MCS-LD-2901 | 1
FHA-MCS-LD-3001 | 1
FHO-MCS-LD-0209 | 1
FHO-MCS-LD-0219 | 1
FHO-MCS-LD-0219-SU | 2
FHO-MCS-LD-0223 | 1
FHO-MCS-LD-0223-SU | 2
LD50892 | 2
LD50893 | 1
LD50896 | 1
LD50898 | 1
LD50899 | 1
LD50902 | 1
LD50903 | 1
LD50904 | 1
LD50905 | 1
LD50906 | 1
LD50907 | 1
TAB-WA1-LD-1206 | 1
TAB-WA1-LD-1207 | 1
TAB-WA1-LD-1208 | 1
TAB-WA1-LD-1246 | 1
TAB-WA1-LD-1247 | 1
TAB-WA1-LD-1248 | 1
TAB-WA1-LD-1249 | 1
TAB-WA1-LD-1250 | 1
TAB-WA1-SQ-7852 | 1
TAB-WA1-SQ-8705 | 1
TAB-WA2-LD-1005 | 1
TAB-WA2-LD-1006 | 1
TAB-WA2-LD-1007 | 1
TAB-WA2-LD-1008 | 1
TAB-WA2-LD-1009 | 1
TAB-WA2-LD-1010 | 1
TAB-WA3-LD-7069 | 1
TAB-WA5-LD-0175 | 1
TAB-WA5-LD-0790 | 1
TAB-WA5-LD-5150 | 1
TGHR-MCS-LD-2154 | 2
THR-MCS-LD-0089 | 1
THR-MCS-LD-0098 | 1
THR-MCS-LD-0235 | 1
THR-MCS-LD-0253 | 1
THR-MCS-LD-0393 | 2
THR-MCS-LD-0530 | 1
THR-MCS-LD-0541 | 2
THR-MCS-LD-0542S | 2
THR-MCS-LD-0543 | 2
THR-MCS-LD-0603 | 2
THR-MCS-LD-0628 | 2
THR-MCS-LD-0641 | 1
THR-MCS-LD-0642 | 1
THR-MCS-LD-0644 | 1
THR-MCS-LD-0985 | 2
THR-MCS-LD-1037 | 2
THR-MCS-LD-1276 | 1
THR-MCS-LD-1280 | 2
THR-MCS-LD-1395 | 2
THR-MCS-LD-1713 | 2
THR-MCS-LD-1718 | 1
THR-MCS-LD-2004 | 2
THR-MCS-LD-2129 | 2
THR-MCS-LD-2134 | 1
THR-MCS-LD-2154 | 2
THR-MCS-LD-2551S | 1
THR-MCS-LD-2570 | 2
THR-MCS-LD-2756 | 1
THR-MCS-LD-2903 | 1
THR-MCS-LD-2904 | 1
THR-MCS-LD-3461 | 2
THR-MCS-LD-3861 | 1
THR-MCS-LD-4008 | 1
THR-MCS-LD-4305 | 1
THR-MCS-LD-4621 | 2
THR-MCS-LD-5428 | 3
THR-MCS-LD-6099S | 2
THR-MCS-LD-6100S | 2
THR-MCS-LD-6245S | 2
THR-MCS-LD-6246S | 2
THR-MCS-LD-6652 | 2
THR-MCS-LD-6694 | 2
THR-MCS-LD-6760 | 1
THR-MCS-LD-8102 | 3
THR-MCS-LD-9058 | 2
THR-MCS-LD-9864 | 1
THR-MCS-LD-9865 | 1
THR-MCS-LD-9868 | 1
THR-MCS-LD-9869 | 1
THR-MCS-LD-9870S | 1
THR-SE-LD-2566 | 1
THR-SES-LD-0220 | 2
THR-SES-LD-0501 | 2
THR-SES-LD-0504 | 3
THR-SES-LD-1082 | 1
THR-SES-LD-1083 | 1
THR-SES-LD-2566 | 1
THR-SES-LD-2567 | 1
THR-SES-LD-2568 | 1
THR-SES-LD-2572 | 1
THR-SES-LD-2672 | 1
THR-SES-LD-3052 | 1
THR-SES-LD-6148 | 1
THR-SES-LD-6476 | 1
THR-SES-LD-8819 | 1
THR-SES-LD-9591 | 2
WTR-PHL-FAR-0001 | 1
WTR-PHL-FAR-0003 | 2
WTR-PHL-FAR-0004 | 2
WTR-PHL-FAR-0005 | 1
WTR-PHL-FAR-0006 | 1
WTR-PHL-FAR-0008 | 1
WTR-PLW-FAR-0001 | 1
WTR-PLW-FAR-0002 | 1
WTR-PLW-FAR-0003 | 2
WTR-PLW-FAR-0004 | 2
WTR-PLW-FAR-0005 | 2
WTR-PLW-FAR-0006 | 1
WTR-PLW-FAR-0008 | 1
WTR-PSC-FAR-0001 | 1
WTR-PSC-FAR-0001S | 1
WTR-PSC-FAR-0002 | 1
WTR-PSC-FAR-0003 | 1
WTR-PSC-FAR-0003S | 1
WTR-PSC-FAR-0004S | 2
WTR-PSC-FAR-0005 | 2
WTR-PSC-FAR-0005S | 1
WTR-PSC-FAR-0006S | 1
WTR-PSC-FAR-0007 | 2
WTR-PSC-FAR-0007S | 2
WTR-PSC-FAR-0008 | 1
WTR-PSC-FAR-0009 | 2
http://www.toronto.ca/TWONTO#00754 | 204
COL-120-TS-0701 | 2
COL-CCC-TS-0001 | 2
COL-MTI-TS-1401 | 2
COL-MTI-TS-2300D | 1
COL-MTI-TS-2301B | 2
COL-MTI-TS-2301D | 1
COL-MTI-TS-2401 | 2
COL-MTI-TS-2701B | 2
COL-MTI-TS-2901 | 2
COL-MTI-TS-3401 | 2
COL-PAB-TS-0001 | 1
COL-PBF-TS-0001 | 1
COL-PBG-TS-0001 | 2
COL-PBG-TS-0002 | 2
COL-PBP-TS-0001 | 2
COL-PBR-TS-0001 | 2
COL-PBY-TS-0001 | 1
COL-PCF-TS-0001 | 1
COL-PCP-TS-0001 | 2
COL-PCU-TS-0001 | 4
COL-PEV-TS-0001 | 2
COL-PFB-TS-0001 | 2
COL-PGA-TS-0001 | 2
COL-PGB-TS-0001 | 2
COL-PGR-TS-0001 | 2
COL-PHB-TS-0001 | 2
COL-PHF-TS-0001 | 2
COL-PIR-TS-0001 | 2
COL-PKG-TS-0001 | 1
COL-PKP-TS-0001 | 2
COL-PKP-TS-0002 | 2
COL-PLB-SW-0154 | 4
COL-PLB-TS-0001 | 4
COL-PMD-TS-0001 | 2
COL-PMM-TS-0154 | 2
COL-PMT-TS-0001 | 2
COL-PMY-TS-0001 | 2
COL-PMY-TS-0002 | 2
COL-PNT-SW-0154 | 3
COL-PNT-TS-0154 | 2
COL-POM-TS-0001 | 2
COL-PPU-TS-0001 | 1
COL-PQW-TS-0001 | 2
COL-PRD-TS-0001 | 2
COL-PRG-TS-0001 | 1
COL-PRR-TS-0001 | 2
COL-PRX-TS-0001 | 2
COL-PSB-TS-0001 | 2
COL-PSL-TS-0001 | 1
COL-PSM-TS-0001 | 2
COL-PSP-TS-0001 | 2
COL-PSP-TS-0002 | 2
COL-PSS-TS-0001 | 2
COL-PSU-TS-0001 | 2
COL-PSW-TS-0001 | 2
COL-PSW-TS-0154 | 2
COL-PTD-TS-0001 | 2
COL-PVM-TS-0001 | 2
COL-PWC-TS-0001 | 2
COL-PWN-TS-0001 | 2
COL-PWP-TS-0001 | 2
COL-PWR-TS-0001 | 2
FCL-ELS-TS-0300 | 1
FCL-ELS-TS-0301-E | 1
FCL-ELS-TS-0500 | 1
FCL-ELS-TS-0613-SUS | 2
FCL-ELS-TS-1011-SUS | 2
FHA-ELS-TS-0402 | 1
FHO-DCL-FSL-0502A | 1
FHO-ELS-TS-0001 | 1
FHO-ELS-TS-0731 | 1
FHO-ELS-TS-0833 | 1
FHO-EPG-TS-0831 | 1
SWM-PDU-TS-0001 | 2
SWM-PET-TS-0001 | 1
SWM-PIT-TS-0001 | 2
SWM-PNQ-TS-0001 | 2
SWM-PWD-TS-0001 | 1
SWM-PWI-TS-0001 | 2
TAB-EL1-TS-6113 | 1
TAB-EL1-TS-6125 | 1
TAB-EL1-TS-6161 | 1
TAB-EL1-TS-6260 | 1
TAB-EL1-TS-6320 | 2
TAB-EL1-TS-6321 | 2
TAB-EL1-TS-6510A | 1
TAB-EL1-TS-6510B | 1
TAB-EL1-TS-6530 | 2
TAB-EL1-TS-6531 | 2
TAB-EL1-TS-6532 | 2
TAB-EL1-TS-6533 | 2
TAB-EL1-TS-6650 | 1
TAB-EL1-TS-6651 | 1
TAB-EL1-TS-6654 | 1
TAB-EL2-TS-6120 | 2
TAB-EL2-TS-6121 | 2
TAB-EL2-TS-6122 | 2
TAB-EL2-TS-6123 | 2
TAB-EL3-TS-6014 | 1
TAB-EL3-TS-6220 | 2
TAB-EL3-TS-6326A | 1
TAB-EL3-TS-6340 | 2
TAB-EL3-TS-6341 | 2
TAB-EL3-TS-6343 | 1
THR-ELS-ATS-3701 | 1
THR-ELS-TS-0521 | 1
THR-ELS-TS-2921 | 1
THR-ELS-TS-2922 | 1
THR-ELS-TS-9563A | 1
THR-ELS-TS-9563B | 2
TNT-ELS-TS-6004A | 1
TNT-ELS-TS-6004B | 1
TNT-ELS-TS-6104A | 1
TNT-ELS-TS-6104B | 1
TNT-ELS-TS-6104C | 1
WTR-PEL-TS-0001 | 1
WTR-PHL-TS-2001 | 1
WTR-PHL-TS-2101 | 2
WTR-PHL-TS-2201 | 1
WTR-PJS-TS-0001 | 1
WTR-PMI-TS-0001 | 2
WTR-PMI-TS-0002 | 1
YTF-ELS-TS-0201 | 1
http://www.toronto.ca/TWONTO#00327 | 217
50667 | 1
50672 | 1
50675 | 2
50677 | 1
50679 | 1
50683 | 2
50687 | 1
50689 | 1
FCL-SES-SHOW-0001-SUS | 3
FCL-SES-SHOW-0002-SUS | 2
FCL-SES-SHOW-0003-SUS | 2
FCL-SES-SHOW-0004-SUS | 2
FCL-SES-SQ-0003 | 1
FCL-SES-SQ-0004 | 1
FCL-SES-SQ-0005 | 1
FCL-SES-SQ-0101 | 2
FHA-SES-SHOW-0008 | 2
FHA-SES-SHOW-0009 | 2
FHA-SES-SQ-0008 | 1
FHA-SES-SQ-0311 | 1
FHA-SES-SQ-0411 | 1
FHA-SES-SQ-0412 | 1
FHA-SES-SQ-0413 | 1
FHA-SES-SQ-0414 | 1
FHA-SES-SQ-0415 | 1
FHA-SES-SQ-0416 | 1
FHA-SES-SQ-0511 | 1
FHO-SES-SQ-7001 | 2
FHO-SES-SQ-7002 | 1
FHO-SES-SQ-7003 | 1
FHO-SES-SQ-7004 | 1
FHO-SES-SQ-7005SUSP | 1
FHO-SES-SQ-7006 | 1
FHO-SES-SQ-7007 | 1
FHO-SES-SQ-7008 | 1
FHO-SES-SQ-7009 | 1
FHO-SES-SQ-7010 | 1
FHO-SES-SQ-7011 SUSP | 1
FHO-SES-SQ-7012 | 1
FHO-SES-SQ-7013 | 1
FIS-SES-SQ-5002 | 1
SES-SQ-0661 | 2
TAB-ACC-SQ-0205 | 2
TAB-ACC-SQ-8000 | 1
TAB-CW-FSH-0004 | 1
TAB-CW-FSH-0026 | 2
TAB-CW-SQ-0001S | 3
TAB-CW-SQ-0002S | 2
TAB-CW-SQ-0003S | 2
TAB-CW-SQ-0004 | 2
TAB-CW-SQ-0005 | 2
TAB-CW-SQ-0012 | 1
TAB-CW-SQ-0025 | 2
TAB-CW-SQ-0026 | 2
TAB-CW-SQ-0027 | 1
TAB-CW-SQ-0077 | 1
TAB-CW-SQ-0078 | 1
TAB-CW-SQ-0080 | 1
TAB-CW-SQ-0081 | 3
TAB-CW-SQ-0082 | 1
TAB-CW-SQ-0083 | 2
TAB-CW-SQ-0097 | 1
TAB-CW-SQ-0401 | 1
TAB-CW-SQ-0401A | 1
TAB-CW-SQ-0403 | 1
TAB-CW-SQ-0405 | 2
TAB-CW-SQ-0406 | 1
TAB-CW-SQ-0612S | 1
TAB-CW-SQ-0613 | 2
TAB-CW-SQ-0630 | 2
TAB-CW-SQ-0631 | 2
TAB-CW-SQ-0632 | 1
TAB-CW-SQ-0660 | 2
TAB-CW-SQ-9704 | 2
TAB-DIG-SQ-9703 | 1
TAB-PRM-SQ-OPS | 2
TAB-PRS-SQ-0001SUS | 3
TAB-PRS-SQ-0002SUS | 3
TAB-PRS-SQ-0005 | 2
TAB-PRS-SQ-0006 | 1
TAB-PRS-SQ-0007 | 1
TAB-PRS-SQ-0008 | 1
TAB-PRS-SQ-0009 | 1
TAB-RSP-SQ-T | 1
TAB-SES-HTR-2201 | 1
TAB-SES-HTR-2202 | 1
TAB-SES-SQ-0085 | 1
TAB-SES-SQ-0088 | 1
TAB-SES-SQ-0090 | 1
TAB-SES-SQ-2201 | 1
TAB-SES-SQ-2202 | 1
TAB-SES-SQ-2203 | 1
TAB-SES-SQ-2204 | 1
TAB-SES-SQ-2206 | 1
TAB-STR-SQ-0001 | 3
TAB-STR-SQ-0002 | 3
TAB-STR-SQ-0010 | 3
TAB-STR-SQ-0011 | 2
TAB-STR-SQ-AG | 1
TAB-WA8-SQ-0001 | 2
THC-CW-SQ-0001 | 2
THC-CW-SQ-0002 | 2
THC-CW-SQ-0100 | 1
THC-CW-SQ-0101 | 1
THC-CW-SQ-0102 | 2
THC-CW-SQ-0103 | 1
THC-CW-SQ-0105 | 1
THC-CW-SQ-0106 | 2
THC-CW-SQ-0108 | 2
THC-CW-SQ-0109 | 2
THC-CW-SQ-0110-SP | 2
THC-CW-SQ-0111 | 1
THC-CW-SQ-0113 | 2
THC-CW-SQ-0116 | 1
THC-CW-SQ-0121 | 2
THC-CW-SQ-0122 | 2
THC-SES-SQ-5910 | 1
THC-SES-SQ-5920 | 1
THC-SES-SQ-5930 | 1
THC-SES-SQ-6010 | 1
THR-CW-SQ-0001S | 2
THR-CW-SQ-0101 | 2
THR-CW-SQ-0102 | 1
THR-CW-SQ-0102S | 3
THR-CW-SQ-0103 | 1
THR-CW-SQ-0103S | 3
THR-CW-SQ-0104S | 3
THR-CW-SQ-0105S | 3
THR-CW-SQ-0110 | 3
THR-CW-SQ-0111 | 1
THR-CW-SQ-0111S | 1
THR-CW-SQ-9000 | 1
THR-CW-SQ-9000S | 1
THR-DCL-SQ-0001 | 1
THR-SES-SQ-0002 | 2
THR-SES-SQ-0004 | 3
THR-SES-SQ-0106 | 1
THR-SES-SQ-0106S | 2
THR-SES-SQ-0109S | 3
THR-SES-SQ-0111 | 2
TNT-PRS-SQ-0002 | 1
TNT-PRS-SQ-0101 | 1
WTR-PRH-SQ-0001 | 1
http://www.toronto.ca/TWONTO#00333 | 225
32029 | 1
35115 | 1
AB-WA3-SQ-4670 | 1
B-WA4-SQ-64CDS | 2
FHA-SES-SQ-0073 | 1
FHO-SES-SQ-6253 | 1
FHO-SES-SQ-6254 | 2
FHO-SES-SQ-6255 | 1
FHO-SES-SQ-6256 | 1
FHO-SES-SQ-6257 | 1
FHO-SES-SQ-6258 | 1
FHO-SES-SQ-6259 | 1
FHO-SES-SQ-6260 | 1
FHO-SES-SQ-6261 | 1
FHO-SES-SQ-6262 | 1
FHO-SES-SQ-6263 | 1
FHO-SES-SQ-6265 | 1
FHO-SES-SQ-6266 | 1
FHO-SES-SQ-6267 | 1
FHO-SES-SQ-6268 | 1
FHO-SES-SQ-6269 | 1
FHO-SES-SQ-6270 | 1
FHO-SES-SQ-9001 | 2
FHO-SES-SQ-9002 | 1
FHO-SES-SQ-9005-SU | 2
FHO-SES-SQ-9014 | 1
FHO-SES-SQ-9016 | 1
FHO-SES-SQ-9022 | 1
FHO-SES-SQ-9023 | 1
TAB-ELS-SQ-84A5 | 1
TAB-WA1-SQ-1970 | 1
TAB-WA1-SQ-1971 | 1
TAB-WA1-SQ-1972 | 1
TAB-WA1-SQ-1973 | 1
TAB-WA1-SQ-1974 | 1
TAB-WA1-SQ-1975 | 1
TAB-WA1-SQ-1976 | 1
TAB-WA1-SQ-1977 | 1
TAB-WA1-SQ-1978 | 1
TAB-WA1-SQ-1979 | 1
TAB-WA1-SQ-1980 | 1
TAB-WA1-SQ-1981 | 1
TAB-WA1-SQ-1982 | 1
TAB-WA1-SQ-1983 | 1
TAB-WA1-SQ-1984 | 1
TAB-WA1-SQ-1985 | 1
TAB-WA1-SQ-6401 | 1
TAB-WA1-SQ-7396 | 1
TAB-WA2-SQ-1096 | 1
TAB-WA2-SQ-1097 | 1
TAB-WA2-SQ-1101 | 1
TAB-WA2-SQ-1102 | 1
TAB-WA2-SQ-1103 | 1
TAB-WA2-SQ-1110 | 1
TAB-WA2-SQ-1111 | 1
TAB-WA2-SQ-2313 | 1
TAB-WA2-SQ-2361 | 1
TAB-WA2-SQ-3425 | 1
TAB-WA2-SQ-3637 | 1
TAB-WA2-SQ-5301 | 1
TAB-WA2-SQ-7634 | 1
TAB-WA2-SQ-8925 | 1
TAB-WA2-SQ-9872 | 1
TAB-WA3-SQ-0195 | 1
TAB-WA3-SQ-1213 | 1
TAB-WA3-SQ-1254 | 1
TAB-WA3-SQ-3500 | 1
TAB-WA3-SQ-4670 | 1
TAB-WA3-SQ-4671 | 1
TAB-WA3-SQ-4680 | 1
TAB-WA3-SQ-7140 | 1
TAB-WA3-SQ-7141 | 1
TAB-WA3-SQ-7150 | 1
TAB-WA3-SQ-7851 | 1
TAB-WA3-SQ-7860 | 1
TAB-WA3-SQ-8456 | 1
TAB-WA3-SQ-AR3A | 1
TAB-WA3-SQ-AR3C | 1
TAB-WA3-SQ-C338 | 1
TAB-WA4-SQ-0167 | 1
TAB-WA4-SQ-169F | 1
TAB-WA4-SQ-28C6 | 1
TAB-WA4-SQ-3407 | 1
TAB-WA4-SQ-3408 | 1
TAB-WA4-SQ-3409 | 1
TAB-WA4-SQ-3410 | 1
TAB-WA4-SQ-3411 | 1
TAB-WA4-SQ-3412 | 1
TAB-WA4-SQ-3413 | 1
TAB-WA4-SQ-3414 | 1
TAB-WA4-SQ-3415 | 1
TAB-WA4-SQ-4467 | 1
TAB-WA4-SQ-5285 | 1
TAB-WA4-SQ-6322 | 1
TAB-WA4-SQ-64CD | 1
TAB-WA4-SQ-7153 | 1
TAB-WA4-SQ-8774 | 1
TAB-WA4-SQ-A4/1 | 1
TAB-WA4-SQ-C3E9 | 1
TAB-WA4-SQ-C979 | 1
TAB-WA4-SQ-DE19 | 1
TAB-WA4-SQ-EE06 | 1
TAB-WA5-SQ-2C86 | 1
TAB-WA5-SQ-6DE4 | 1
TAB-WA5-SQ-7BBA | 1
TAB-WA5-SQ-9844 | 1
TAB-WA5-SQ-AF48 | 1
TAB-WA5-SQ-EAEE | 1
TAB-WA5-SQ-FBE1 | 1
TAB-WA5-SQ-FE3F | 1
TAB-WA6-SQ-0041 | 2
TAB-WA6-SQ-1014 | 2
TAB-WA6-SQ-3834 | 1
TAB-WA6-SQ-4363 | 2
TAB-WA6-SQ-5939 | 2
TAB-WA6-SQ-7753 | 2
TAB-WA6-SQ-8769 | 2
TAB-WA6-SQ-8771 | 2
TAB-WA7-SQ-1101 | 2
TAB-WA7-SQ-1102 | 1
THC-SES-MEQ-5B2950 | 1
THC-SES-MEQ-748F3991 | 1
THC-SES-MEQ-95497 | 1
THC-SES-MEQ-95829 | 1
THC-SES-MEQ-95895 | 1
THC-SES-MEQ-FPD20819\4 | 1
THC-SES-MEQ-Q19092319 | 1
THR-SES-SQ-0334 | 1
THR-SES-SQ-0418S | 2
THR-SES-SQ-0500 | 2
THR-SES-SQ-0532S | 2
THR-SES-SQ-0806S | 2
THR-SES-SQ-0944 | 2
THR-SES-SQ-0955 | 1
THR-SES-SQ-1020 | 1
THR-SES-SQ-1330S | 2
THR-SES-SQ-1395 | 1
THR-SES-SQ-1401 | 1
THR-SES-SQ-1416 | 1
THR-SES-SQ-1443 | 1
THR-SES-SQ-1448 | 2
THR-SES-SQ-1530 | 2
THR-SES-SQ-1709 | 1
THR-SES-SQ-1897 | 1
THR-SES-SQ-1937 | 1
THR-SES-SQ-1944 | 2
THR-SES-SQ-1972 | 2
THR-SES-SQ-2114 | 1
THR-SES-SQ-2508S | 2
THR-SES-SQ-2565 | 2
THR-SES-SQ-2568 | 2
THR-SES-SQ-2569 | 2
THR-SES-SQ-2572 | 2
THR-SES-SQ-2632 | 1
THR-SES-SQ-3200 | 1
THR-SES-SQ-4065 | 2
THR-SES-SQ-5012 | 3
THR-SES-SQ-5706S | 2
THR-SES-SQ-6257 | 2
THR-SES-SQ-6312 | 1
THR-SES-SQ-6406 | 1
THR-SES-SQ-6476 | 2
THR-SES-SQ-6829 | 1
THR-SES-SQ-7178S | 1
THR-SES-SQ-7239 | 1
THR-SES-SQ-7302 | 1
THR-SES-SQ-7610S | 2
THR-SES-SQ-8381S | 2
THR-SES-SQ-8406 | 2
THR-SES-SQ-8437 | 2
THR-SES-SQ-8586S | 1
THR-SES-SQ-8630 | 1
THR-SES-SQ-8638 | 1
THR-SES-SQ-9134 | 2
THR-SES-SQ-9841 | 1
THR-SES-SQ-9947S | 2
TNT-WA9-SQ-0112 | 1
TNT-WA9-SQ-0117 | 1
TNT-WA9-SQ-0118 | 1
TNT-WA9-SQ-0119 | 1
TNT-WA9-SQ-0120 | 1
TNT-WA9-SQ-0121 | 1
TNT-WA9-SQ-0122 | 1
TNT-WA9-SQ-0124 | 1
TNT-WA9-SQ-0127 | 1
WA7-LAN | 1
http://www.toronto.ca/TWONTO#00123 | 229
DOS-SES-SCBA | 1
DOS-SES-SCBA-0343 | 2
DOS-SES-SCBA-0557 | 2
DOS-SES-SCBA-0572 | 2
DOS-SES-SCBA-0668 | 1
DOS-SES-SCBA-0821 | 1
DOS-SES-SCBA-0905 | 2
DOS-SES-SCBA-2256 | 2
DOS-SES-SCBA-2308 | 2
DOS-SES-SCBA-2362 | 2
DOS-SES-SCBA-2883 | 2
DOS-SES-SCBA-2897 | 2
DOS-SES-SCBA-2901 | 2
DOS-SES-SCBA-3029 | 2
DOS-SES-SCBA-3651 | 2
DOS-SES-SCBA-3879 | 2
DOS-SES-SCBA-4226 | 2
DOS-SES-SCBA-4262 | 2
DOS-SES-SCBA-5187 | 2
DOS-SES-SCBA-5419 | 2
DOS-SES-SCBA-6167 | 2
DOS-SES-SCBA-6209 | 1
DOS-SES-SCBA-6219 | 1
DOS-SES-SCBA-7585 | 2
DOS-SES-SCBA-7945 | 2
DOS-SES-SCBA-7952 | 2
DOS-SES-SCBA-8369 | 2
DOS-SES-SCBA-8470 | 2
DOS-SES-SCBA-8972 | 1
DOS-SES-SCBA-9040 | 1
DOS-SES-SCBA-9574 | 2
DOS-SES-SCBA-9584 | 2
FCL-AIR-PACK-2 | 1
FCL-AIR-PACK-4A(S) | 1
FCL-SES-SCBA-0001 | 2
FCL-SES-SCBA-0002 | 1
FCL-SES-SCBA-0004 | 1
FCL-SES-SCBA-0005 | 1
FCL-SES-SCBA-0006 | 1
FCL-SES-SCBA-0008 | 1
FCL-SES-SCBA-0009 | 1
FCL-SES-SCBA-0010 | 1
FCL-SES-SCBA-0011 | 1
FHA-SES-SCBA-0001 | 1
FHA-SES-SCBA-0002 | 1
FHA-SES-SCBA-0003 | 1
FHA-SES-SCBA-0004 | 1
FHA-SES-SCBA-0005 | 1
FHA-SES-SCBA-0006 | 1
FHA-SES-SCBA-0007 | 1
FHA-SES-SCBA-0008 | 1
FHA-SES-SCBA-0009 | 1
FHA-SES-SCBA-0010 | 1
FHA-SES-SCBA-0011 | 1
FHA-SES-SCBA-0301 | 1
FHO-SES-SQ-0002 | 3
FIS-SES-SCBA-0401 | 1
FIS-SES-SCBA-3501 | 1
FIS-SES-SCBA-3502 | 1
FIS-SES-SCBA-4501 | 1
FIS-SES-SCBA-5001 | 1
FIS-SES-SQ-0001 | 1
FIS-SES-SQ-0002 | 2
SQ-47073 | 3
SQ-47074 | 3
SQ-47075 | 3
SQ-47076 | 3
SQ-47077 | 3
SQ-47078 | 3
SQ-47079 | 3
SQ-47080 | 3
SQ-47081 | 3
SQ-47082 | 3
TAB-DIS-SQ-0001 | 1
TAB-DIS-SQ-0002 | 1
TAB-DIS-SQ-0003 | 1
TAB-DIS-SQ-0004 | 1
TAB-DIS-SQ-0006 | 2
TAB-DIS-SQ-0007 | 2
TAB-DIS-SQ-0008 | 2
TAB-DIS-SQ-0009 | 2
TAB-DIS-SQ-0010 | 2
TAB-DIS-SQ-0012 | 2
TAB-SES-SQ-0002 | 1
TAB-SES-SQ-0003 | 1
TAB-SES-SQ-0004 | 1
TAB-SES-SQ-0005 | 1
TAB-SES-SQ-0006 | 1
TAB-SES-SQ-0007 | 1
TAB-SES-SQ-0008 | 1
TAB-SES-SQ-0009 | 1
TAB-SES-SQ-0010 | 1
TAB-SES-SQ-0011 | 1
TAB-SES-SQ-0012 | 1
TAB-SES-SQ-0015 | 1
TAB-SES-SQ-0016 | 1
TAB-SES-SQ-0017 | 1
TAB-SES-SQ-0018 | 1
THC-SES-SQ-0507 | 1
THC-SES-SQ-0508 | 1
THC-SES-SQ-6109123202 | 1
THC-SES-SQ-610955181 | 1
THC-SES-SQ-610956576 | 1
THC-SES-SQ-610957749 | 1
THC-SES-SQ-610958653 | 1
THC-SES-SQ-610958663 | 1
THC-SES-SQ-610958665 | 1
THC-SES-SQ-610977144 | 1
THC-SES-SQ-610978456 | 1
THC-SES-SQ-SCBA | 1
THR-SCBA-WA1 | 1
THR-SES-SCBA | 2
THR-SES-SCBA-0501 | 2
THR-SES-SCBA-0502 | 1
THR-SES-SCBA-0503 | 2
THR-SES-SCBA-0504 | 2
THR-SES-SCBA-0506 | 1
THR-SES-SCBA-0507 | 1
THR-SES-SCBA-0508 | 2
THR-SES-SCBA-0509 | 1
THR-SES-SCBA-0510 | 1
THR-SES-SCBA-0511 | 2
THR-SES-SCBA-0512 | 1
THR-SES-SCBA-0513 | 1
THR-SES-SCBA-0514 | 1
THR-SES-SCBA-0515 | 2
TNT-GRK-SCBA | 2
TNT-SES-SQ-0013 | 1
TNT-SES-SQ-0014 | 1
TNT-SES-SQ-0100 | 2
TNT-SES-SQ-0101 | 1
TNT-SES-SQ-0102 | 1
TNT-SES-SQ-0201 | 1
TNT-SES-SQ-0202 | 1
TNT-SES-SQ-0203 | 1
WTR-PHL-PPE-0001-SUS | 2
WTR-PHL-PPE-0002-SUS | 2
WTR-PHL-PPE-0003-SUS | 2
WTR-PHL-PPE-0004-SUS | 2
WTR-PHL-PPE-0005-SUS | 2
WTR-PHL-PPE-0006-SUS | 2
WTR-PHL-PPE-0007-SUS | 2
WTR-PHL-PPE-0008-SUS | 2
WTR-PHL-PPE-0009-SUS | 2
WTR-PHL-PPE-0010-SUS | 2
WTR-PHL-PPE-0011-SUS | 2
WTR-PHL-PPE-0012-SUS | 2
WTR-PLW-PPE-0101-SUS | 2
WTR-PLW-PPE-0102-SUS | 2
WTR-PLW-PPE-0103-SUS | 2
http://www.toronto.ca/TWONTO#00594 | 248
COL-BCV-SW-0001 | 2
COL-BDC-SW-0001 | 2
COL-BEB-SW-0001 | 2
COL-PBF-SW-0001 | 2
COL-PBG-SW-0001 | 2
COL-PBG-SW-0002 | 2
COL-PBG-SW-0003 | 2
COL-PBR-SW-0001 | 2
COL-PBR-SW-0002 | 2
COL-PBR-SW-0003 | 2
COL-PEV-SW-0001 | 2
COL-PEV-SW-0002 | 2
COL-PEV-SW-0003 | 2
COL-PEV-SW-0004 | 2
COL-PFB-SW-0001 | 2
COL-PFB-SW-0002 | 2
COL-PGB-SW-0001 | 2
COL-PGR-SW-0001 | 2
COL-PHB-SW-0001 | 2
COL-PHB-SW-0002 | 2
COL-PIR-SW-0001 | 2
COL-PIR-SW-0002 | 2
COL-PIR-SW-0003 | 2
COL-PIR-SW-0004 | 2
COL-PKP-SW-0001 | 2
COL-PKP-SW-0002 | 2
COL-PKP-SW-0003 | 2
COL-PKP-SW-0004 | 2
COL-PKP-SW-0005 | 2
COL-PLB-SW-0001 | 4
COL-PMM-SW-0001 | 2
COL-PMM-TS-0001 | 2
COL-PMM-TS-0002 | 2
COL-PMT-SW-0001 | 2
COL-PMY-SW-0001 | 2
COL-POM-SW-0001 | 2
COL-POM-SW-0002 | 2
COL-PPU-SW-0001 | 2
COL-PPU-SW-0002 | 2
COL-PRR-SW-0001 | 2
COL-PRR-SW-0002 | 2
COL-PRR-SW-0003 | 2
COL-PRX-SW-0001 | 2
COL-PRX-SW-0002 | 2
COL-PRX-SW-0003 | 2
COL-PRX-SW-0004 | 2
COL-PSB-SW-0001 | 2
COL-PSD-SW-0001 | 2
COL-PSK-SW-0001 | 2
COL-PSM-SW-0001 | 2
COL-PSP-SW-0001 | 2
COL-PSP-SW-0002 | 2
COL-PSP-SW-0003 | 2
COL-PSS-SW-0001 | 2
COL-PSU-SW-0001 | 2
COL-PSU-SW-0002 | 2
COL-PTD-SW-0001 | 2
COL-PVM-SW-0001 | 2
COL-PVM-SW-0002 | 2
COL-PVM-SW-0003 | 2
COL-PWN-SW-0001 | 2
COL-PWN-SW-0002 | 2
COL-PWN-SW-0003 | 2
COL-PWP-SW-0001 | 2
COL-RBB-SW-0001 | 2
COL-RBB-SW-0002 | 2
COL-RBB-SW-0003 | 2
COL-RBB-SW-0004 | 2
COL-RBB-SW-0005 | 2
COL-RBC-SW-0001 | 2
COL-RBG-SW-0001 | 2
FCL-ELS-DS-0200-A | 1
FCL-ELS-DS-0200-B | 1
FCL-ELS-DS-0200-J | 1
FCL-ELS-DS-0200-O | 1
FCL-ELS-DS-0200-P | 1
FCL-ELS-DS-0301-E | 1
FCL-ELS-LB-0101-SUS | 2
FCL-ELS-LB-0201-SUS | 2
FCL-ELS-LB-0202-SUS | 2
FCL-ELS-LB-0301-SUS | 2
FCL-ELS-SW-00L1 | 1
FCL-ELS-SW-00L2 | 1
FIS-ELS-DS-0616 | 1
FIS-ELS-DS-0616A | 2
FIS-ELS-DS-0616B | 2
SWM-PBL-SW-0001 | 2
SWM-PBL-SW-0002 | 2
SWM-PBL-SW-0003 | 2
SWM-PBL-SW-0004 | 2
SWM-PDU-SW-0001 | 2
SWM-PDU-SW-0002 | 2
SWM-PET-SW-0001 | 2
SWM-PET-SW-0002 | 2
SWM-PET-SW-0003 | 2
SWM-PET-SW-0004 | 2
SWM-PIT-SW-0001 | 2
SWM-PIT-SW-0002 | 2
SWM-PIT-SW-0003 | 2
SWM-PIT-SW-0004 | 2
SWM-PMG-SW-0001 | 2
SWM-PMG-SW-0002 | 2
SWM-PMG-SW-0003 | 2
SWM-PWD-SW-0001 | 2
SWM-PWD-SW-0002 | 2
SWM-PWD-SW-0003 | 2
SWM-PWD-SW-0004 | 2
SWM-PWD-SW-0005 | 2
TAB-EL1-SW-1401 | 1
THC-DIG-SW-1401 | 2
THR-ACC-DS-0711 | 2
THR-ACC-DS-0712 | 1
THR-ACC-DS-0780 | 1
THR-ELS-SW-0010 | 1
WTR-PEG-SW-0001 | 1
WTR-PHL-SW-0001 | 1
WTR-PHL-SW-0002 | 1
WTR-PHL-SW-2401 | 1
WTR-PMI-DS-0501 | 2
WTR-PMI-DS-0502 | 2
WTR-PSA-SW-0101 | 1
WTR-PSA-SW-0201 | 1
WTR-PSC-SW-0003 | 2
WTR-PSC-SW-0101 | 2
WTR-PWT-SW-1100 | 1
WTR-RDF-SW-0001 | 1
WTR-RDF-SW-0002 | 1
WTR-RKL-SW-0001 | 1
WTR-RKL-SW-0002 | 1
WTR-RLL-SW-0001 | 1
WTR-RMI-DS-0101 | 1
WTR-RMI-DS-0201 | 1
WTR-RRG-SW-0001 | 1
WTR-RRG-SW-0002 | 1
WTR-RST-SW-0011 | 1
WTR-RWL-SW-0001 | 1
YTF-ELS-SW-0202 | 1
YTF-ELS-SW-0203 | 1
YTF-ELS-SW-0204 | 1
YTF-ELS-SW-0205 | 1
YTF-ELS-SW-0206 | 1
http://www.toronto.ca/TWONTO#00582 | 257
FCL-SES-CYL-0001 | 2
FCL-SES-CYL-0002 | 2
FCL-SES-CYL-0003 | 2
FCL-SES-CYL-0004 | 2
FCL-SES-CYL-0005 | 2
FCL-SES-CYL-0006 | 2
FCL-SES-CYL-0007 | 2
FCL-SES-CYL-0008 | 2
FCL-SES-CYL-0009 | 2
FCL-SES-CYL-0010 | 2
FCL-SES-CYL-0011 | 2
FCL-SES-CYL-0012 | 2
FCL-SES-CYL-0013 | 2
FCL-SES-CYL-0014 | 2
FCL-SES-CYL-0015 | 2
FCL-SES-CYL-0016 | 2
FCL-SES-CYL-0017 | 1
FHA-SES-SCBA-0012 | 1
FHA-SES-SCBA-0013 | 1
FHA-SES-SCBA-0014 | 1
FHA-SES-SCBA-0015 | 1
FHA-SES-SCBA-0016 | 1
FHA-SES-SCBA-0017 | 1
FHA-SES-SCBA-0018 | 1
FHA-SES-SCBA-0019 | 1
FHA-SES-SCBA-0020 | 1
FHA-SES-SCBA-0021 | 1
FHA-SES-SCBA-0022 | 1
FHA-SES-SCBA-0023 | 1
FHA-SES-SCBA-0024 | 1
FHA-SES-SCBA-0025 | 1
FHA-SES-SCBA-0026 | 1
FHA-SES-SCBA-0027 | 1
FHA-SES-SCBA-0028 | 1
FHA-SES-SCBA-0029 | 1
FHA-SES-SCBA-0030 | 1
FHA-SES-SCBA-0031 | 1
FHA-SES-SCBA-0032 | 1
FHA-SES-SCBA-0033 | 1
FHA-SES-SCBA-0034 | 1
FHA-SES-SCBA-0035 | 1
FHA-SES-SCBA-0036 | 1
FHA-SES-SCBA-0037 | 1
FHA-SES-SCBA-0038 | 1
FHA-SES-SCBA-0039 | 1
FHA-SES-SCBA-0040 | 1
FHA-SES-SCBA-0041 | 1
FHA-SES-SCBA-0042 | 1
FHA-SES-SCBA-0043 | 1
FHA-SES-SCBA-0044 | 1
FHA-SES-SCBA-0045 | 1
FHA-SES-SCBA-0046 | 1
FHA-SES-SCBA-0047 | 1
FHA-SES-SCBA-0048 | 1
FHA-SES-SCBA-0049 | 1
FHA-SES-SCBA-0050 | 1
FHO-SES-SCBA-0001 | 1
FHO-SES-SCBA-0002 | 1
FHO-SES-SCBA-0003 | 1
FHO-SES-SCBA-0004 | 1
FHO-SES-SCBA-0005 | 1
FHO-SES-SCBA-0006 | 1
FHO-SES-SCBA-0007 | 1
FHO-SES-SCBA-0008 | 1
FHO-SES-SCBA-0009 | 1
FHO-SES-SCBA-0010 | 1
FHO-SES-SCBA-0011 | 1
FHO-SES-SCBA-0012 | 1
FHO-SES-SCBA-0013 | 1
FHO-SES-SCBA-0014 | 1
FHO-SES-SCBA-0015 | 1
FHO-SES-SCBA-0016 | 2
FHO-SES-SCBA-0017 | 2
FHO-SES-SCBA-0018 | 2
FHO-SES-SCBA-0019 | 2
FHO-SES-SCBA-0020 | 2
FHO-SES-SCBA-0021 | 2
FHO-SES-SCBA-0022 | 2
FHO-SES-SCBA-0023 | 2
FHO-SES-SCBA-0024 | 2
FHO-SES-SCBA-0025 | 2
FHO-SES-SCBA-0026 | 2
FHO-SES-SCBA-0027 | 2
FHO-SES-SCBA-0028 | 2
FHO-SES-SCBA-0029 | 2
FHO-SES-SCBA-0030 | 2
FHO-SES-SCBA-0031 | 2
FHO-SES-SCBA-0032 | 2
FHO-SES-SCBA-0033 | 2
FHO-SES-SCBA-0034 | 2
FHO-SES-SCBA-0035 | 2
FHO-SES-SCBA-0036 | 2
FHO-SES-SCBA-0037 | 2
FHO-SES-SCBA-0038 | 2
FHO-SES-SCBA-0038SUSP | 1
FHO-SES-SCBA-0039 | 2
FHO-SES-SCBA-0039SUSP | 1
FHO-SES-SCBA-0040 | 1
FHO-SES-SCBA-0044 | 1
FHO-SES-SCBA-0045 | 2
FHO-SES-SCBA-0046 | 2
FHO-SES-SCBA-0047 | 2
FHO-SES-SCBA-0048 | 2
FHO-SES-SCBA-0049 | 2
FHO-SES-SCBA-0050 | 2
FHO-SES-SCBA-0051 | 2
FHO-SES-SCBA-0052 | 2
FHO-SES-SCBA-6013 | 1
FHO-SES-SCBA-6014 | 1
FHO-SES-SCBA-APR | 1
FHO-SES-SCBA-AUG | 1
FHO-SES-SCBA-DEC | 1
FHO-SES-SCBA-FEB | 2
FHO-SES-SCBA-JAN | 2
FHO-SES-SCBA-JUL | 1
FHO-SES-SCBA-JUN | 1
FHO-SES-SCBA-MAR | 1
FHO-SES-SCBA-MAY | 1
FHO-SES-SCBA-NOV | 1
FHO-SES-SCBA-OCT | 1
FHO-SES-SCBA-SEP | 1
FIS-SES-SCBA-3503 | 1
THC-SES-SQ-6109123123 | 1
THC-SES-SQ-6109123129 | 1
THC-SES-SQ-6109123130 | 1
THC-SES-SQ-6109123200 | 1
THC-SES-SQ-6109127780 | 1
THC-SES-SQ-610954986 | 1
THC-SES-SQ-610955006 | 1
THC-SES-SQ-610955192 | 1
THC-SES-SQ-610955215 | 1
THR-SES-SCBA-0520 | 1
THR-SES-SCBA-0521S | 2
THR-SES-SCBA-0522 | 1
THR-SES-SCBA-0523 | 1
THR-SES-SCBA-0524 | 1
THR-SES-SCBA-0525 | 1
THR-SES-SCBA-0526S | 2
THR-SES-SCBA-0527 | 1
THR-SES-T-0500 | 2
THR-SES-T-0501 | 1
THR-SES-T-0502 | 2
THR-SES-T-0503 | 2
THR-SES-T-0504 | 2
THR-SES-T-0505 | 2
THR-SES-T-0506 | 2
THR-SES-T-0507 | 2
THR-SES-T-0508 | 2
THR-SES-T-0509 | 2
THR-SES-T-0510 | 2
THR-SES-T-0511 | 1
THR-SES-T-0512 | 1
TNT-SES-SQ-0103 | 1
WTR-PHL-T-0001-SUS | 2
WTR-PHL-T-0002-SUS | 2
WTR-PHL-T-0003-SUS | 2
WTR-PHL-T-0004-SUS | 2
WTR-PHL-T-0005-SUS | 2
WTR-PHL-T-0006-SUS | 2
WTR-PHL-T-0007-SUS | 2
WTR-PLW-T-0002-SUS | 2
WTR-PLW-T-0003-SUS | 2
WTR-PLW-T-0004-SUS | 2
WTR-PLW-T-0005-SUS | 3
WTR-PLW-T-0104 | 1
WTR-PSC-T-0001-SUS | 2
WTR-PSC-T-0002-SUS | 2
WTR-PSC-T-0003-SUS | 2
WTR-PSC-T-0004-SUS | 2
WTR-PSC-T-0005-SUS | 2
WTR-PSC-T-0006-SUS | 2
WTR-PSC-T-0007-SUS | 2
WTR-PSC-T-0008-SUS | 2
WU2012A | 1
WU2013A | 1
http://www.toronto.ca/TWONTO#00286 | 267
34558 | 1
34559 | 1
COL-PWR-SS-0001 | 3
COL-PWR-SS-0002 | 2
COL-PWR-SS-0003 | 2
COL-PWR-SS-0004 | 2
FHA-GRK-DR-1001 | 1
FHO-GRK-DR-0401 | 1
FHO-GRK-DR-0402 | 1
FHO-GRK-DR-0501 | 1
FHO-GRK-DR-0502 | 1
FIS-AUX-DR-0100 | 3
FIS-FEQ-DR-0001 | 1
FIS-FEQ-DR-0002 | 1
FIS-FEQ-DR-0003 | 1
FIS-FEQ-DR-0004 | 1
FIS-FEQ-DR-0006 | 1
FIS-FEQ-DR-0007 | 1
FIS-FEQ-DR-0009 | 1
FIS-FEQ-DR-0010 | 1
FIS-FEQ-DR-0011 | 1
FIS-FEQ-DR-0014 | 1
FIS-FEQ-DR-0016(S) | 1
FIS-FEQ-DR-0017 | 1
FIS-FEQ-DR-0018(S) | 1
FIS-FEQ-DR-0020 | 1
FIS-FEQ-DR-0021(S) | 1
FIS-FEQ-DR-0022(S) | 1
FIS-FEQ-DR-0024(S) | 1
FIS-FEQ-DR-0025(S) | 1
FIS-FEQ-DR-0026(S) | 1
FIS-FEQ-DR-0028(S) | 1
FIS-FEQ-DR-0029(S) | 1
FIS-FEQ-DR-0030(S) | 1
FIS-FEQ-DR-0032(S) | 1
FIS-FEQ-DR-0033(S) | 1
FIS-FEQ-DR-0036(S) | 1
FIS-FEQ-DR-0038(S) | 1
FIS-FEQ-DR-0039(S) | 1
FIS-FEQ-DR-0041(S) | 1
FIS-FEQ-DR-0042 | 1
FIS-FEQ-DR-0046(S) | 1
FIS-FEQ-DR-0048 | 1
FIS-FEQ-DR-0050(S) | 1
FIS-FEQ-DR-0055 | 1
FIS-FEQ-DR-0056 | 1
FIS-FEQ-DR-0057(S) | 1
FIS-FEQ-DR-0058 | 1
FIS-FEQ-DR-0060 | 1
FIS-FEQ-DR-0062 | 1
FIS-FEQ-DR-0063(S) | 1
FIS-FEQ-DR-0066(S) | 1
FIS-FEQ-DR-0069(S) | 1
FIS-FEQ-DR-0071(S) | 1
FIS-FEQ-DR-0073 | 1
HH2405A | 1
HH2406A | 1
QQ7001 | 1
QQ7001A | 1
QQ7002 | 1
QQ7002A | 1
TAB-GRK-DR-34556 | 2
TAB-GRK-DR-34557 | 2
THC - A01 - D003 | 1
THC - A01 - D004 | 1
THC - A01 - D007 | 1
THC - A01 - D019 | 1
THC - A01 - D192 | 1
THC - A01 - S008 | 1
THC - A01 - S144 | 1
THC - A01 - S149 | 1
THC - A01 - S154 | 1
THC - A01 - S157 | 1
THC - A01 - S160 | 1
THC - A01 - S163 | 1
THC - A01 - S167 | 1
THC - A01 - S170 | 1
THC - A01 - S178 | 1
THC - A01 - S189 | 1
THC - A01 - S191 | 1
THC - A01 - S193 | 1
THC - B01 - 0001 | 1
THC - B01 - 0002 | 1
THC - B01 - 0003 | 1
THC - C01 - D177 | 1
THC - C01 - S153 | 1
THC - C01 - S246 | 2
THC - C01 - S247 | 1
THC - D01 - 0001 | 2
THC - STR - T - 0200 | 1
THC - STR - T - 0300 | 1
THC - STR - T - 0400 | 1
THC - STR - T - 0500 | 1
THC - STR - T - 0600 | 1
THC - STR - T - 0700 | 1
THC - STR - T - 0800 | 1
THC-A01-S002 | 1
THC-A01-S190 | 1
THC-A0-S11155 | 1
THC-GRK-DR-0003 | 1
THC-GRK-DR-1001 | 2
THC-GRK-DR-A | 2
THC-GRK-DR-B | 3
THC-GRK-DR-C | 2
THC-GRK-DR-D | 1
THC-GRK-DR-E | 2
THC-GRK-DR-F | 1
THC-GRK-DR-G | 3
THC-GRK-DR-H | 2
THC-GRK-DR-I | 2
THC-GRK-DR-J | 2
THC-GRK-DR-K | 2
THC-GRK-DR-L | 2
THC-GRK-DR-M | 2
THC-GRK-DR-N | 2
THC-GRK-DR-O | 1
THC-GRK-DR-P | 1
THC-GRK-DR-Q | 1
THC-GRK-DR-R | 1
THC-GRK-DR-S | 2
THC-GRK-DR-TUNNEL | 1
THC-GRK-DR-U | 3
THC-M01-D086 | 1
THC-STR-T-0100 | 1
THR-GRK-DR-0500 | 3
THR-GRK-DR-0500A | 1
THR-GRK-DR-0501 | 2
THR-GRK-DR-0501A | 1
THR-GRK-DR-3801 | 1
THR-GRK-DR-3802 | 1
THR-GRK-DR-3803 | 1
THR-GRK-DR-4231 | 1
THR-GRK-DR-4232 | 1
THR-GRK-DR-4233 | 1
THR-GRK-DR-4527 | 1
THR-GRK-DR-4528 | 1
THR-GRK-DR-4801 | 1
THR-GRK-DR-4802 | 1
THR-GRK-DR-4803 | 1
THR-GRK-FE | 1
THR-GRK-FE-E | 1
THR-GRK-FE-N | 1
THR-GRK-FE-S | 1
THR-GRK-FE-W | 1
WTR-PAH-DR-0002 | 1
WTR-PAH-DR-0003 | 1
WTR-PEG-DR-0001 | 1
WTR-PEG-DR-0002 | 1
WTR-PEG-DR-0003 | 1
WTR-PEG-DR-0004 | 1
WTR-PEL-DR-0001 | 1
WTR-PEL-DR-0002 | 1
WTR-PEL-DR-0003 | 1
WTR-PEL-DR-0004 | 1
WTR-PEL-DR-0005 | 1
WTR-PEL-DR-0006 | 1
WTR-PEL-DR-0007 | 1
WTR-PEL-DR-0008 | 1
WTR-PEL-DR-0009 | 1
WTR-PEL-DR-0010 | 1
WTR-PEL-DR-1001 | 1
WTR-PEL-DR-1002 | 1
WTR-PEL-DR-1003 | 1
WTR-PEL-DR-1004 | 1
WTR-PEL-DR-1005 | 1
WTR-PEL-DR-1006 | 1
WTR-PJO-DR-0002 | 1
WTR-PKL-DR-0001 | 1
WTR-PKL-DR-0002 | 1
WTR-PKN-DR-0001 | 1
WTR-PKN-DR-0002 | 1
WTR-PKN-DR-0003 | 1
WTR-PLW-DR-0001 | 1
WTR-PLW-DR-0002 | 1
WTR-PLW-DR-0003 | 1
WTR-PLW-DR-0004 | 1
WTR-PMI-DR-0001 | 1
WTR-PMI-DR-0002 | 1
WTR-PMI-DR-0003 | 1
WTR-PPD-DR-0001 | 1
WTR-PPD-DR-0002 | 1
WTR-PPD-DR-0003 | 1
WTR-PPD-DR-0004 | 1
WTR-PRH-DR-0002 | 1
WTR-PRH-DR-0003 | 1
WTR-PRH-DR-0004 | 1
WTR-PRH-DR-0005 | 1
WTR-PSA-DR-0001 | 1
WTR-PSA-DR-0002 | 1
WTR-PSA-DR-0003 | 1
WTR-PSA-DR-0004 | 1
WTR-PSC-DR-0001 | 1
WTR-PSC-DR-0002 | 1
WTR-PTH-DR-0001 | 1
WTR-PWT-DR-0002 | 1
WTR-RDF-DR-0001 | 1
WTR-RDF-DR-0002 | 1
WTR-RDF-DR-0003 | 1
WTR-RDF-DR-0004 | 1
WTR-RDF-DR-0005 | 1
WTR-RDF-DR-0006 | 1
WTR-RDF-DR-0007 | 1
WTR-RDF-DR-0008 | 1
WTR-RDF-DR-0009 | 1
WTR-RDF-DR-0010 | 1
WTR-RDF-DR-0011 | 1
WTR-RDF-DR-0012 | 1
WTR-RDF-DR-0013 | 1
WTR-RDF-DR-0014 | 1
WTR-RDF-DR-0015 | 1
WTR-REG-DR-0001 | 1
WTR-RLW-DR-0001 | 1
WTR-RLW-DR-0002 | 1
WTR-RMI-DR-0001 | 1
WTR-RMI-DR-0002 | 1
WTR-RMI-DR-0003 | 1
WTR-RMI-DR-0004 | 1
WTR-RMI-DR-0005 | 1
WTR-RMI-DR-0006 | 1
WTR-RMI-DR-0007 | 1
WTR-RMI-DR-0008 | 1
WTR-RMI-DR-0009 | 1
WTR-RMI-DR-0010 | 1
WTR-RMI-DR-0011 | 1
WTR-RMI-DR-0012 | 1
YTF-ACC-DR-0001 | 1
YTF-ACC-DR-0002 | 1
YTF-ACC-DR-0003 | 1
YTF-ACC-DR-0004 | 1
YTF-ACC-DR-0005 | 1
YTF-ACC-DR-0006 | 1
YTF-ACC-DR-0007 | 1
YTF-ACC-DR-0008 | 1
YTF-ACC-DR-0009 | 1
YTF-SS-G-1000 | 1
http://www.toronto.ca/TWONTO#00477 | 281
COL-PBR-LP-0001 | 2
COL-PCP-LP-0001 | 2
COL-PEV-LP-0001 | 2
COL-PFB-LP-0001 | 2
COL-PGB-LP-0001 | 2
COL-PHP-LP-0001 | 2
COL-PIR-LP-0001 | 2
COL-PKG-LP-0001 | 2
COL-PMD-LP-0001 | 2
COL-PMY-LP-0001 | 2
COL-PMY-LP-0002 | 2
COL-PMY-LP-0003 | 2
COL-PPU-LP-0001 | 2
COL-PRD-LP-0001 | 2
COL-PRR-LP-0001 | 2
COL-PRX-LP-0001 | 2
COL-PSK-LP-0001 | 2
COL-PSM-LP-0001 | 2
COL-PSP-LP-0001 | 2
COL-PSS-LP-0001 | 2
COL-PSU-LP-0001 | 2
COL-PSU-LP-0002 | 2
COL-PVM-LP-0001 | 2
COL-PWC-LP-0001 | 2
COL-RBB-LP-0001 | 2
COL-RBB-LP-0002 | 2
COL-RBB-LP-0003 | 2
COL-RBC-LP-0001 | 2
COL-RBC-LP-0002 | 2
COL-RBC-LP-0003 | 2
COL-RBG-LP-0001 | 2
COL-RBG-LP-0002 | 2
COL-SKW-LP-0001 | 2
COL-SMC-LP-0001 | 2
FCL-ELS-LP-0011 | 1
FCL-ELS-LP-001DA | 1
FCL-ELS-LP-001DB | 1
FCL-ELS-LP-001GA | 1
FCL-ELS-LP-002GA | 1
FCL-ELS-LP-003FA | 1
FCL-ELS-LP-003FB | 1
FCL-ELS-LP-003FE | 1
FCL-ELS-LP-003FF | 1
FCL-ELS-LP-003FG | 1
FCL-ELS-LP-003GA | 1
FCL-ELS-LP-003GB | 1
FCL-ELS-LP-003GC | 1
FCL-ELS-LP-004FE | 1
FCL-ELS-LP-004GA | 1
FCL-ELS-LP-004GB | 1
FCL-ELS-LP-004GE | 1
FCL-ELS-LP-004GF | 1
FCL-ELS-LP-0100A | 1
FCL-ELS-LP-0100B | 1
FCL-ELS-LP-0100C | 1
FCL-ELS-LP-0100G | 1
FCL-ELS-LP-0100I | 1
FCL-ELS-LP-0100J | 1
FCL-ELS-LP-0200A | 1
FCL-ELS-LP-0200B | 1
FCL-ELS-LP-0200D | 1
FCL-ELS-LP-0200E | 1
FCL-ELS-LP-0200H | 1
FCL-ELS-LP-0200J | 1
FCL-ELS-LP-0200K | 1
FCL-ELS-LP-0200L | 1
FCL-ELS-LP-0200N | 1
FCL-ELS-LP-0200O | 1
FCL-ELS-LP-0200P | 1
FCL-ELS-LP-0300E | 1
FCL-ELS-LP-0301E | 1
FCL-ELS-LP-0400A | 1
FCL-ELS-LP-0400B | 1
FCL-ELS-LP-0400C | 1
FCL-ELS-LP-0500E | 1
FCL-ELS-LP-0501E | 1
FHO-ELS-LP-0511 | 1
FHO-ELS-LP-0611 | 1
FHO-ELS-LP-0711 | 1
FHO-ELS-LP-0712 | 1
FHO-ELS-LP-0721 | 1
FHO-ELS-LP-0722 | 1
FHO-ELS-LP-0723 | 1
FHO-ELS-LP-0733 | 1
FHO-ELS-LP-0735 | 1
FHO-ELS-LP-0811 | 1
FHO-ELS-LP-0812 | 1
FHO-ELS-LP-0813 | 1
FHO-ELS-LP-0821 | 1
FHO-ELS-LP-0822 | 1
FHO-ELS-LP-0823 | 1
FHO-ELS-LP-0832 | 1
FHO-ELS-LP-0833 | 1
FHO-ELS-LP-0834 | 1
FHO-ELS-LP-0911 | 1
FHO-ELS-LP-0912 | 1
FHO-ELS-LP-0921 | 1
FHO-ELS-LP-0922 | 1
FHO-ELS-LP-0923 | 1
FHO-ELS-LP-0924 | 1
FHO-ELS-LP-0931 | 1
FHO-ELS-LP-0932 | 1
FHO-ELS-LP-1011 | 1
FHO-ELS-LP-1012 | 1
FHO-ELS-LP-1013 | 1
FHO-ELS-LP-1020 | 1
FHO-ELS-LP-1022 | 1
FHO-ELS-LP-1023 | 1
FHO-ELS-LP-1024 | 1
FHO-ELS-LP-1032 | 1
FHO-ELS-LP-1112 | 1
FHO-ELS-LP-1122 | 1
FHO-ELS-LP-1212 | 1
FHO-ELS-LP-1222 | 1
FIS-ELS-LP-0202 | 1
FIS-ELS-LP-0203 | 1
SWM-PDU-LP-0001 | 2
SWM-PET-LP-0001 | 2
SWM-PWD-LP-0001 | 2
TAB-EL1-LP-0913A | 1
TAB-EL1-LP-0913B | 1
TAB-EL1-LP-0913C | 1
TAB-EL1-LP-0915 | 1
TAB-EL1-LP-2161 | 1
TAB-EL1-LP-6141A | 1
TAB-EL1-LP-6142A | 1
TAB-EL1-LP-6142B | 1
TAB-EL1-LP-6145A | 1
TAB-EL1-LP-6162A | 1
TAB-EL1-LP-6226 | 1
TAB-EL1-LP-6226A | 1
TAB-EL1-LP-6626 | 1
TAB-EL1-LP-6631 | 1
TAB-EL1-LP-6632 | 1
TAB-EL1-LP-6633 | 1
TAB-EL1-LP-6634 | 1
TAB-EL1-LP-6635 | 1
TAB-EL1-LP-6636A | 1
TAB-EL1-LP-6636B | 1
TAB-EL1-LP-6638 | 1
TAB-EL1-LP-6638D | 1
TAB-EL1-LP-6642 | 1
TAB-EL1-LP-6644 | 1
TAB-EL1-LP-6646 | 1
TAB-EL1-LP-6674 | 1
TAB-EL1-LP-6676 | 1
TAB-EL1-LP-6678 | 1
TAB-EL1-LP-6911 | 1
TAB-EL1-LP-6913 | 1
TAB-EL1-LP-6915 | 1
TAB-EL1-LP-6919 | 1
TAB-EL1-LP-6920 | 1
TAB-EL1-LP-6921 | 1
TAB-EL1-LP-6922 | 1
TAB-EL1-LP-6923 | 1
TAB-EL1-LP-6924 | 1
TAB-EL1-LP-6925 | 1
TAB-EL1-LP-6926 | 1
TAB-EL1-LP-6927 | 1
TAB-EL1-LP-6928 | 2
TAB-EL1-LP-6929 | 1
TAB-EL1-LP-6951 | 1
TAB-EL1-LP-6953 | 1
TAB-EL1-LP-6955 | 1
TAB-EL1-LP-6962 | 1
TAB-EL1-LP-6964 | 1
TAB-EL1-LP-6966 | 1
TAB-EL3-LP-2102A | 1
TAB-EL3-LP-2732 | 1
TAB-EL3-LP-6013A | 1
TAB-EL3-LP-6013B | 1
TAB-EL3-LP-6014B | 1
TAB-EL3-LP-6014C | 1
TAB-EL3-LP-6014D | 1
TAB-EL3-LP-6371 | 3
THC-ELS-LP-0702 | 1
THC-ELS-LP-1121 | 1
THC-ELS-LP-1201 | 1
THC-ELS-LP-1204 | 1
THC-ELS-LP-1205 | 1
THC-ELS-LP-1207 | 1
THC-ELS-LP-1209 | 1
THC-ELS-LP-1222 | 1
THC-ELS-LP-1224 | 1
THC-ELS-LP-1302 | 1
THC-ELS-LP-1303 | 1
THC-ELS-LP-1304 | 1
THC-ELS-LP-1306 | 1
THC-ELS-LP-1307 | 1
THC-ELS-LP-1308 | 1
THC-ELS-LP-1322 | 1
THC-ELS-LP-1324 | 1
THC-ELS-LP-1610A | 1
THC-ELS-LP-1702T | 1
THC-ELS-LP-2202 | 1
THC-ELS-LP-2403 | 1
THC-ELS-LP-2480 | 1
THC-ELS-LP-2523 | 1
THC-ELS-LP-2810A | 1
THC-ELS-LP-2862A | 1
THC-ELS-LP-3801A | 1
THC-ELS-LP-3801E | 1
THC-ELS-LP-3805E | 1
THC-ELS-LP-3807E | 1
THC-ELS-LP-3809E | 1
THC-ELS-LP-3811A | 1
THC-ELS-LP-3811B | 1
THC-ELS-LP-4023A | 1
THC-ELS-LP-4024A | 1
THC-ELS-LP-4024B | 1
THC-ELS-LP-4024C | 1
THC-ELS-LP-4041A | 1
THC-ELS-LP-4042A | 1
THC-ELS-LP-4043A | 1
THC-ELS-LP-4044 | 1
THC-ELS-LP-5102A | 1
THC-EPG-LPG-2871A | 1
THC-EPG-LPU-2880Y | 1
THR-ELS-LP-0202 | 1
THR-ELS-LP-0203 | 1
THR-ELS-LP-0510 | 1
THR-ELS-LP-3221 | 2
THR-ELS-LP-3221SE | 3
THR-ELS-LP-3402B | 1
THR-ELS-LP-3801 | 1
THR-ELS-LP-9563 | 1
THR-ELS-LP-9583 | 2
TNT-ELS-LP-2002A | 1
TNT-ELS-LP-2101A | 1
TNT-ELS-LP-2101B | 1
TNT-ELS-LP-2104A | 1
TNT-ELS-LP-2104B | 1
TNT-ELS-LP-2104C | 1
TNT-ELS-LP-2122A | 1
TNT-ELS-LP-4001 | 1
WTR-PDS-LP-0001 | 2
http://www.toronto.ca/TWONTO#00339 | 287
(S) | 3
COL-YKP-DA-106783 | 2
COL-YKP-DA-106784 | 2
COL-YKP-DA-107724 | 1
COL-YKP-DA-108189 | 2
COL-YKP-DA-108201 | 2
COL-YKP-DA-108722 | 2
COL-YKP-DA-109848S | 2
COL-YKP-DA-110655 | 2
COL-YKP-DA-110664 | 2
COL-YKP-DA-110675A(S) | 2
COL-YKP-DA-110675AA(S) | 2
COL-YKP-DA-111461 | 2
COL-YKP-DA-111464 | 2
COL-YKP-DA-112011 | 2
COL-YKP-DA-112020 | 2
COL-YKP-DA-112711 | 2
COL-YKP-DA-11706 | 2
COL-YKP-DA-11713 | 2
COL-YKP-DA-11720 | 2
COL-YKP-DA-139158 | 1
COL-YKP-DA-139159 | 1
COL-YKP-DA-149312 | 2
COL-YKP-DA-149313 | 2
COL-YKP-DA-150108 | 2
COL-YKP-DA-150109 | 2
COL-YKP-DA-150110 | 2
COL-YKP-DA-150854 | 2
COL-YKP-DA-150856 | 2
COL-YKP-DA-150860 | 4
COL-YKP-DA-150861 | 2
COL-YKP-DA-150911 | 2
COL-YKP-DA-151003 | 2
COL-YKP-DA-151008 | 3
COL-YKP-DA-151010 | 1
COL-YKP-DA-151012 | 3
COL-YKP-DA-151050S | 2
COL-YKP-DA-152631 | 3
COL-YKP-DA-16072A(S) | 2
COL-YKP-DA-16111 | 2
COL-YKP-DA-1671129 | 2
COL-YKP-DA-1671132 | 2
COL-YKP-DA-1671136 | 3
COL-YKP-DA-1671143 | 3
COL-YKP-DA-1671145S | 2
COL-YKP-DA-1671151 | 2
COL-YKP-DA-1671155 | 1
COL-YKP-DA-1671155A(S) | 2
COL-YKP-DA-1671156 | 2
COL-YKP-DA-1683819 | 2
COL-YKP-DA-1683824 | 1
COL-YKP-DA-1683828 | 2
COL-YKP-DA-1697326 | 2
COL-YKP-DA-1697328 | 1
COL-YKP-DA-1697329 | 1
COL-YKP-DA-1697333 | 2
COL-YKP-DA-1697334 | 2
COL-YKP-DA-1697335S | 2
COL-YKP-DA-1710019S | 3
COL-YKP-DA-1710020 | 2
COL-YKP-DA-1710024 | 3
COL-YKP-DA-17103 | 2
COL-YKP-DA-17106 | 2
COL-YKP-DA-17106A | 2
COL-YKP-DA-17106AA | 2
COL-YKP-DA-1717104 | 2
COL-YKP-DA-1717105 | 2
COL-YKP-DA-1717106 | 2
COL-YKP-DA-1717107A(S) | 2
COL-YKP-DA-1724679 | 2
COL-YKP-DA-1724680 | 2
COL-YKP-DA-1724681 | 2
COL-YKP-DA-1724682 | 2
COL-YKP-DA-1724794 | 2
COL-YKP-DA-1726954S | 2
COL-YKP-DA-1726955 | 2
COL-YKP-DA-1733978 | 2
COL-YKP-DA-1733979 | 3
COL-YKP-DA-1733980 | 2
COL-YKP-DA-1734510A(S) | 2
COL-YKP-DA-1734511A(S) | 2
COL-YKP-DA-1734511AA(S) | 2
COL-YKP-DA-1734512 | 2
COL-YKP-DA-1734513 | 2
COL-YKP-DA-1734514 | 3
COL-YKP-DA-1734518 | 1
COL-YKP-DA-1734519 | 2
COL-YKP-DA-183128 | 1
COL-YKP-DA-187984 | 1
COL-YKP-DA-187985 | 1
COL-YKP-DA-187986 | 1
COL-YKP-DA-187987 | 1
COL-YKP-DA-187989 | 1
COL-YKP-DA-187990 | 1
COL-YKP-DA-193136 | 1
COL-YKP-DA-193137 | 1
COL-YKP-DA-193138 | 1
COL-YKP-DA-193141 | 1
COL-YKP-DA-193142 | 2
COL-YKP-DA-193157 | 1
COL-YKP-DA-199920 | 1
COL-YKP-DA-202570 | 1
COL-YKP-DA-202576 | 2
COL-YKP-DA-202577 | 1
COL-YKP-DA-211170 | 1
COL-YKP-DA-211171 | 1
COL-YKP-DA-211172 | 1
COL-YKP-DA-213789 | 1
COL-YKP-DA-215794 | 1
COL-YKP-DA-33019S | 2
COL-YKP-DA-7329S | 2
COL-YKP-DA-7514 | 2
FHA-SES-SQ-0082 | 2
FHA-SES-SQ-0083 | 2
FHA-SES-SQ-0112 | 1
FHA-SES-SQ-0113 | 1
FHA-SES-SQ-0114 | 1
FHA-SES-SQ-1101 | 1
FHA-SES-SQ-1105 | 1
FHA-SES-SQ-1106 | 1
FHA-SES-SQ-1107 | 1
FHA-SES-SQ-1108 | 1
FHA-SES-SQ-1109 | 1
FHA-SES-SQ-1110 | 1
FHA-SES-SQ-1111 | 1
FHA-SES-SQ-6081 | 1
FHA-SES-SQ-6091 | 1
FHA-SES-SQ-6101 | 1
FIS-MCS-MEQ-3001 | 1
FIS-MCS-MEQ-3002 | 1
FIS-MCS-MEQ-3003 | 1
FIS-MCS-MEQ-3004 | 1
FIS-MCS-MEQ-3005 | 1
FIS-MCS-MEQ-3006 | 1
FIS-MCS-MEQ-3007 | 1
FIS-MCS-MEQ-3008 | 1
FIS-MCS-MEQ-3009 | 1
FIS-MCS-MEQ-3010 | 1
TAB-WA2-SQ-7321 | 1
THC-SES-MEQ-0601 | 1
THC-SES-MEQ-0602 | 1
THC-SES-MEQ-0603 | 1
THC-SES-MEQ-0604 | 1
THC-SES-MEQ-0611 | 1
THC-SES-MEQ-0612 | 1
THC-SES-MEQ-0613 | 1
THC-SES-MEQ-0614 | 1
THC-SES-MEQ-0615 | 1
THC-SES-MEQ-0901 | 1
THC-SES-MEQ-0902 | 1
THC-SES-MEQ-0903 | 1
THC-SES-MEQ-0904 | 1
THC-SES-MEQ-0905 | 1
THC-SES-MEQ-1001 | 1
THC-SES-MEQ-1002 | 1
THC-SES-MEQ-1003 | 1
THC-SES-MEQ-1004 | 1
THC-SES-MEQ-1005 | 1
THC-SES-MEQ-1101 | 1
THC-SES-MEQ-1102 | 1
THC-SES-MEQ-1103 | 1
THC-SES-MEQ-1104 | 1
THC-SES-MEQ-1105 | 1
THC-SES-MEQ-1201 | 1
THC-SES-MEQ-1202 | 1
THC-SES-MEQ-1203 | 1
THC-SES-MEQ-1204 | 1
THC-SES-MEQ-1205 | 1
THC-SES-MEQ-5901 | 1
THC-SES-MEQ-5902 | 1
THC-SES-MEQ-5903 | 1
THC-SES-MEQ-5904 | 1
THR-SES-LD-0001S | 1
THR-SES-LD-0002S | 1
THR-SES-LD-0003S | 1
THR-SES-LD-0004S | 1
THR-SES-LD-0005S | 1
THR-SES-LD-0006S | 1
THR-SES-LD-0007S | 1
THR-SES-LD-0008 | 1
THR-SES-LD-0008S | 2
THR-SES-LD-0009 | 1
THR-SES-LD-0009S | 2
THR-SES-LD-0010 | 1
THR-SES-LD-0100 | 1
THR-SES-LD-0200 | 1
THR-SES-LD-0300 | 1
THR-SES-LD-7623 | 1
http://www.toronto.ca/TWONTO#00708 | 291
COL-PDG-T-0100 | 2
COL-PSD-T-0001 | 2
COL-PST-T-0001 | 2
DU8107A | 1
FCL-DEW-T-0101-SUS | 3
FCL-DEW-T-0201 | 2
FCL-DEW-T-0601 | 2
FCL-RSP-T-0101 | 1
FCL-WWW-T-3000 | 1
FCL-WWW-T-5010 | 1
FCL-WWW-T-5020 | 1
FCL-WWW-T-7000 | 1
FHA-BW-T-0101 | 1
FHA-BW-T-0201 | 1
FHA-DEW-T-0100 | 1
FHA-RSP-T-0100 | 1
FHA-WWW-BN-0001 | 1
FHA-WWW-BN-0002 | 1
FHA-WWW-BN-0003 | 1
FHA-WWW-BN-0004 | 1
FHA-WWW-BN-0005 | 1
FHA-WWW-BN-0006 | 1
FHA-WWW-T-0001 | 1
FHA-WWW-T-0003 | 1
FHA-WWW-T-0004 | 1
FHA-WWW-T-0005 | 1
FHA-WWW-T-3011 | 2
FHA-WWW-T-3021 | 2
FHA-WWW-T-3031 | 2
FHA-WWW-T-3041 | 2
FHA-WWW-T-5001 | 1
FHO-DEW-T-0001 | 1
FHO-DEW-T-0002 | 1
FHO-DEW-T-0003 | 1
FHO-DEW-T-0004 | 1
FHO-DEW-T-0005 | 1
FHO-DEW-T-0006 | 1
FHO-DEW-T-0007 | 1
FHO-DEW-T-0008 | 1
FHO-DEW-T-0009 | 1
FHO-DEW-T-0010 | 1
FHO-DEW-T-0011 | 1
FHO-DEW-T-0012 | 1
FHO-DEW-T-0013 | 1
FHO-DEW-T-0101-SUS | 2
FHO-DEW-T-1001 | 1
FHO-DEW-T-1101 | 1
FHO-RES | 1
FHO-WWW-T-0001 | 1
FHO-WWW-T-0101 | 2
FHO-WWW-T-0201 | 2
FHO-WWW-T-0301 | 1
FHO-WWW-T-0401 | 1
FIS-DEW-T-0001 | 1
FIS-DEW-T-0002 | 1
FIS-DEW-T-0003 | 1
FIS-DEW-T-0004 | 1
FIS-DEW-T-0005 | 1
FIS-DEW-T-0006 | 1
TAB-ACC-T-5213 | 1
TAB-ACC-T-9001 | 1
TAB-ACC-T-9002 | 1
TAB-ACC-T-9003 | 1
TAB-DEW-T-0130 | 3
TAB-DEW-T-0230 | 1
TAB-DEW-T-0330 | 1
TAB-DEW-T-0430 | 1
TAB-DEW-T-0530 | 1
TAB-DEW-T-0630 | 1
TAB-DEW-T-0730 | 1
TAB-DEW-T-0830 | 1
TAB-DEW-T-3400 | 1
TAB-DEW-T-3500 | 1
TAB-DEW-T-3910 | 1
TAB-DEW-T-3920 | 1
TAB-DEW-T-4100 | 1
TAB-DEW-T-4200 | 1
TAB-DEW-T-4300 | 1
TAB-DEW-T-6001 | 1
TAB-DEW-T-6002 | 1
TAB-DEW-T-6003 | 1
TAB-DEW-T-6004 | 1
TAB-DIG-T-6471 | 1
TAB-DIG-T-6481 | 1
TAB-PLT-T-1450 | 1
TAB-PRM-T-2200 | 1
TAB-PRM-T-2600 | 1
TAB-PRM-T-2700 | 1
TAB-PRM-T-3400 | 1
TAB-PRM-T-3500 | 1
TAB-PRM-T-3600 | 1
TAB-PRM-T-4500 | 1
TAB-PRM-T-4600 | 1
TAB-PRM-V-P | 1
TAB-PRS-T-0401 | 1
TAB-RSP-T-0004 | 1
TAB-RSP-T-1101 | 2
TAB-RSP-T-1200 | 1
TAB-RSP-T-2100 | 1
TAB-SLO-T-0201 | 1
TAB-SLO-T-0202 | 1
TAB-SLO-T-0203 | 1
TAB-SLO-T-0260 | 1
TAB-STR-T-7000 | 1
THC-DEW-T-0100 | 1
THC-DEW-T-0200 | 1
THC-DEW-T-0300 | 1
THC-DEW-T-0400 | 1
THC-DEW-T-0700 | 1
THC-DEW-T-0800 | 1
THC-DEW-T-1800 | 1
THC-DEW-T-1900 | 2
THC-DEW-T-6520 | 1
THC-DEW-T-6700 | 1
THC-DEW-T-6800 | 2
THC-DEW-T-7310 | 1
THC-DEW-T-7510 | 1
THC-DEW-T-7520 | 1
THC-DEW-T-7530 | 1
THC-DEW-T-7540 | 1
THC-DEW-T-7550 | 1
THC-FT-T-0180 | 1
THC-FT-T-0280 | 1
THC-FT-T-0380 | 1
THC-FT-T-0480 | 1
THC-FT-T-0580 | 1
THC-FT-T-0680 | 1
THC-FT-T-0780 | 1
THC-FT-T-0880 | 1
THC-FT-T-0980 | 1
THC-FT-T-1080 | 1
THC-FT-T-1180 | 1
THC-FT-T-1280 | 1
THC-FT-T-5300 | 3
THC-FT-T-7720 | 1
THC-FT-T-7730 | 1
THC-INC-T-1061 | 2
THC-INC-T-1062 | 2
THC-INC-T-2061 | 2
THC-INC-T-2062 | 2
THC-MCS-T-0012 | 1
THC-PRM-CH-0180 | 1
THC-PRM-CH-0280 | 1
THC-PRM-CH-0380 | 1
THC-PRM-CH-0480 | 1
THC-PRM-CH-0580 | 1
THC-PRM-CH-0680 | 1
THC-PRM-CH-0780 | 1
THC-PRM-CH-0880 | 1
THC-PRM-CH-5120 | 1
THC-PRM-CH-5150 | 1
THC-PRM-CH-5200 | 2
THC-PRM-CH-5300 | 2
THC-STR-T-1380 | 1
THC-STR-T-1480 | 1
THC-STR-T-1580 | 1
THC-STR-T-1680 | 1
THC-STW-T-0012 | 1
THC-THK-T-5000 | 1
THC-THK-T-5030 | 2
THC-THK-T-5040 | 2
THC-THK-T-5050 | 2
THC-THK-T-5060 | 2
THC-THK-T-5070 | 2
THC-THK-T-5080 | 2
THC-THK-T-5700 | 1
THC-THK-T-5800 | 1
THC-THK-T-5970 | 1
THC-THK-T-5990 | 1
THR-ACC-FD-7477 | 1
THR-ACC-FD-7477AS | 1
THR-ACC-FD-7477BS | 1
THR-FPW-T-0003S | 2
THR-FPW-T-0004S | 2
THR-FPW-T-0005S | 2
THR-FPW-T-0006S | 2
THR-FT-T-0500A | 1
THR-FT-T-0501 | 1
THR-FT-T-0503S | 1
THR-FT-T-3000 | 1
THR-FT-T-3030 | 1
THR-FT-T-3100 | 1
THR-FT-T-3100S | 1
THR-FT-T-3130 | 1
THR-FT-T-3130S | 1
THR-FT-T-3200 | 1
THR-FT-T-3200S | 1
THR-FT-T-3230 | 1
THR-FT-T-3230S | 1
THR-FT-T-3250 | 1
THR-FT-T-3300 | 1
THR-FT-T-3400 | 1
THR-FT-T-3500 | 1
THR-FT-T-3600 | 1
THR-FT-T-3700 | 1
THR-PLT-T-0101S | 2
THR-PLT-T-0201 | 2
THR-PLT-T-0301 | 2
THR-PRM-T-3100 | 2
THR-PRM-T-3200 | 2
THR-PRM-T-3300 | 2
THR-PRM-T-3400 | 2
THR-PRM-T-3500 | 2
THR-THK-T-1001 | 1
THR-THK-T-1002 | 1
THR-THK-T-2001 | 1
THR-THK-T-2002 | 1
THR-THK-T-5001 | 1
THR-THK-T-5002 | 1
THR-THK-T-5003 | 1
THR-THK-T-5004 | 1
THR-THK-T-6001 | 1
THR-THK-T-6002 | 1
THR-THK-T-7001 | 1
TNT-DIG-T-0001 | 1
TNT-DIG-T-1200 | 1
TNT-DIG-T-3100 | 1
TNT-DIG-T-3200 | 1
TNT-DIG-T-4100 | 1
TNT-DIG-T-4200 | 1
TNT-DIG-T-5100 | 1
TNT-DIG-T-5200 | 1
TNT-FT-T-1100 | 1
TNT-FT-T-1200 | 1
TNT-FT-T-1300 | 1
TNT-FT-T-1400 | 1
TNT-FT-T-1500 | 1
TNT-FT-T-1600 | 1
TNT-MCS-T-0200 | 1
TNT-MCS-T-1000 | 2
TNT-MCS-T-2000 | 1
TNT-PLT-T-1100 | 1
TNT-PRM-T-0500 | 1
WTR-PRH-T-1300 | 1
WTR-PSC-T-0400 | 1
WTR-PWT-T-0100 | 1
WTR-REL-T-0100 | 1
WTR-REL-T-0200 | 1
WZ2002A | 1
WZ2003A | 1
WZ2004A | 1
WZ2005A | 1
WZ2006A | 1
WZ2007A | 1
YTF-ACC-T-0001 | 1
http://www.toronto.ca/TWONTO#00355 | 293
COL-PHA-FAK-0001 | 1
COL-PSU-FAK-0001 | 1
COL-RBB-FAK-0001 | 1
COL-SKW-FAK-0001 | 1
COL-SMC-FAK-0001 | 2
COL-YKP-FAK- 065208 | 2
COL-YKP-FAK- 067161 | 2
COL-YKP-FAK-0001 | 1
COL-YKP-FAK-0002 | 1
COL-YKP-FAK-0002S | 3
COL-YKP-FAK-0003S | 3
COL-YKP-FAK-0004 | 2
COL-YKP-FAK-0005S | 3
COL-YKP-FAK-0006 | 2
COL-YKP-FAK-0006S | 3
COL-YKP-FAK-0007S | 3
COL-YKP-FAK-0008S | 3
COL-YKP-FAK-0009S | 3
COL-YKP-FAK-0010 | 1
COL-YKP-FAK-0010S | 3
COL-YKP-FAK-0012S | 3
COL-YKP-FAK-0013S | 3
COL-YKP-FAK-0014S | 3
COL-YKP-FAK-0015S | 3
COL-YKP-FAK-0016S | 3
COL-YKP-FAK-0017S | 3
COL-YKP-FAK-0018S | 3
COL-YKP-FAK-0019 | 2
COL-YKP-FAK-0019(S) | 3
COL-YKP-FAK-0020S | 3
COL-YKP-FAK-0021 | 2
COL-YKP-FAK-0022 | 2
COL-YKP-FAK-0023 | 2
COL-YKP-FAK-0023S | 3
COL-YKP-FAK-0024S | 3
COL-YKP-FAK-0025S | 3
COL-YKP-FAK-0026 | 2
COL-YKP-FAK-0027 | 2
COL-YKP-FAK-0028S | 3
COL-YKP-FAK-0029 | 2
COL-YKP-FAK-0030 | 2
COL-YKP-FAK-0031 | 2
COL-YKP-FAK-0032 | 2
COL-YKP-FAK-0032S | 3
COL-YKP-FAK-0033S | 3
COL-YKP-FAK-0034 | 2
COL-YKP-FAK-0035 | 2
COL-YKP-FAK-0036 | 2
COL-YKP-FAK-0037 | 2
COL-YKP-FAK-0038 | 2
COL-YKP-FAK-0041 | 1
COL-YKP-FAK-0042 | 1
COL-YKP-FAK-050163 | 2
COL-YKP-FAK-051025 | 2
COL-YKP-FAK-064161 | 2
COL-YKP-FAK-067026S | 3
COL-YKP-FAK-067144 | 3
COL-YKP-FAK-067149 | 2
COL-YKP-FAK-067150 | 2
COL-YKP-FAK-080108 | 2
COL-YKP-FAK-080109 | 2
COL-YKP-FAK-080118 | 2
COL-YKP-FAK-080119 | 2
COL-YKP-FAK-080120 | 2
COL-YKP-FAK-080121 | 2
COL-YKP-FAK-080122 | 2
COL-YKP-FAK-080123 | 2
COL-YKP-FAK-112531 | 2
COL-YKP-FAK-189018 | 2
COL-YKP-FAK-378300 | 2
COL-YKP-FAK-67108 | 2
COL-YKP-FAK-67134 | 2
DOS-YCM-FAK-VEH076090 | 1
DOS-YCM-FAK-VEH135150 | 1
DOS-YCM-FAK-VEH270005 | 1
DOS-YCM-FAK-VEH270007 | 1
DOS-YCM-FAK-VEH270008 | 1
DOS-YCM-FAK-VEH270009 | 1
DOS-YCM-FAK-VEH270012 | 1
DOS-YCM-FAK-VEH270013 | 1
DOS-YCM-FAK-VEH270014 | 1
DOS-YCM-FAK-VEH270015 | 1
DOS-YCM-FAK-VEH270017 | 1
DOS-YCM-FAK-VEH41088 | 1
DOS-YCM-FAK-VEH67022 | 1
DOS-YCM-FAK-VEH67024 | 1
DOS-YCM-FAK-VEH67046 | 1
DOS-YCM-FAK-VEH67082 | 1
DOS-YCM-FAK-VEH73118 | 1
DOS-YCM-FAK-VEH76089 | 1
FCL-SES-FAK-0006 | 1
FHA-SES-FAK-0501 | 1
FHA-SES-FAK-0502 | 1
FHO-SES-ALR-0001 | 1
FHO-SES-ALR-0002 | 1
FHO-SES-SQ-0004 | 1
FIS-SES-FAK-0007 | 1
FIS-SES-FAK-0008 | 1
FIS-SES-FAK-0009 | 1
FIS-SES-FAK-0012 | 1
FIS-SES-FAK-0601 | 1
FIS-SES-FAK-0602 | 1
FIS-SES-FAK-1401 | 1
FIS-SES-FAK-1601 | 1
FIS-SES-FAK-3501 | 1
FIS-SES-FAK-4501 | 1
FIS-SES-FAK-4502 | 1
FIS-SES-FAK-4503 | 1
FIS-SES-FAK-5001 | 1
TAB-ACC-SQ-9110 | 1
TAB-ACC-SQ-9111 | 1
TAB-BL-SQ-9101 | 1
TAB-BL-SQ-9102 | 1
TAB-BL-SQ-9103 | 1
TAB-DEW-SQ-9107 | 1
TAB-DEW-SQ-9108 | 1
TAB-DIG-SQ-0091 | 1
TAB-DIG-SQ-9115 | 2
TAB-DIS-SQ-0091SUS | 2
TAB-ELS-SQ-6001 | 2
TAB-ELS-SQ-6002 | 2
TAB-ELS-SQ-6003 | 2
TAB-MCS-SQ-9111 | 1
TAB-MCS-SQ-9112 | 1
TAB-MCS-SQ-9113 | 1
TAB-MCS-SQ-9115 | 1
TAB-MCS-SQ-9116 | 1
TAB-MCS-SQ-9117SUS | 2
TAB-PRS-SQ-0010 | 1
TAB-PWA-SQ-0091 | 1
TAB-RSP-SQ-9120 | 2
TAB-RSP-SQ-9121 | 2
TAB-SES-SQ-0001 | 2
TAB-SLO-SQ-0091 | 1
TAB-SLO-SQ-9106 | 1
TAB-SLO-SQ-9108 | 1
TAB-SLO-SQ-9109 | 1
TAB-SLO-SQ-9116SUS | 2
TAB-STR-SQ-9104 | 1
TAB-WA1-SQ-9117 | 1
TAB-WA1-SQ-9118 | 1
TAB-WA1-SQ-9119 | 1
TAB-WA4-SQ-9106 | 3
TAB-WA4-SQ-9116SUS | 2
TAB-WA5-SQ-0091 | 2
TAB-WA5-SQ-9114 | 1
TAB-WA6-SQ-9109 | 1
THC-SES-AIDKIT-0001 | 1
THC-SES-AIDKIT-0002 | 1
THC-SES-AIDKIT-0003 | 1
THR-SQ-FAK-CSE | 1
THR-SQ-FAK-DIG | 1
THR-SQ-FAK-DIS | 2
THR-SQ-FAK-ELEC | 1
THR-SQ-FAK-EMS | 1
THR-SQ-FAK-EV | 1
THR-SQ-FAK-GMPU | 1
THR-SQ-FAK-LABS | 1
THR-SQ-FAK-MCR | 1
THR-SQ-FAK-MCVS | 1
THR-SQ-FAK-MPU | 1
THR-SQ-FAK-MS | 1
THR-SQ-FAK-PP | 2
THR-SQ-FAK-PTV | 1
THR-SQ-FAK-RSPS | 1
THR-SQ-FAK-STB | 1
THR-SQ-FAK-TRAL | 1
THR-SQ-FAK-TRL | 1
THR-SQ-FAK-TRL2 | 1
THR-SQ-FAK-TTR | 1
THR-SQ-FAK-WA1 | 2
THR-SQ-FAK-WA2 | 2
THR-SQ-FAK-WA4 | 2
TNT-SES-SQ-0001 | 2
TNT-SES-SQ-0002 | 1
TNT-SES-SQ-0003 | 1
WTR-PHL-FAK-0002-SUS | 2
WTR-PHL-FAK-0003-SUS | 2
WTR-PHL-FAK-0004-SUS | 2
WTR-PHL-FAK-0005-SUS | 2
YCM-BLD-FAK-0001 | 1
http://www.toronto.ca/TWONTO#00147 | 299
COL-PCU-AHU-0100 | 2
COL-PHA-AHU-0001 | 1
COL-PMY-AHU-0001 | 2
COL-PWR-AHU-0100 | 2
DA0146A | 1
DA0147A | 2
DA0149A | 2
DA0153A | 2
DR8011A | 2
DR8012A | 2
DR8013A | 2
DR8014A | 2
FCL-ACC-AHU-0010 | 1
FCL-ACC-AHU-0901 | 2
FCL-ACC-AHU-0902 | 2
FCL-ACC-AHU-0903 | 3
FCL-ACC-AHU-0904 | 2
FCL-ACC-AHU-0905 | 2
FCL-ACC-AHU-0906 | 2
FCL-ACC-AHU-0907 | 2
FCL-WWW-AHU-0101-SUS | 3
FHA-ACC-AHU-0002 | 1
FHA-ACC-AHU-0003 | 1
FHA-ACC-AHU-0006 | 1
FHA-ACC-AHU-6801 | 1
FHA-ACC-AHU-6802 | 1
FHA-ACC-AHU-6803 | 1
FHA-MCS-ACC-0101 | 1
FHO-ACC-AC-0401 | 1
FIS-ACC-AHU-0101 | 2
FIS-ACC-AHU-0201 | 1
FIS-ACC-AHU-0401 | 2
FIS-ACC-AHU-0402 | 2
FIS-ACC-AHU-0501 | 2
FIS-ACC-AHU-0600 | 1
FIS-ACC-AHU-4001 | 2
FIS-ACC-AHU-4500 | 2
FIS-ACC-AHU-5000-SUS | 1
NX2169ASUS | 2
NX2328A | 2
NX2329A | 2
NX3054 | 2
NX3055 | 2
NX3333A | 2
NX4019 | 2
TAB-ACC-AHU-1244 | 2
TAB-ACC-AHU-1247 | 2
TAB-ACC-AHU-1250 | 2
TAB-ACC-AHU-1252 | 2
TAB-ACC-AHU-1407 | 3
TAB-ACC-AHU-1408 | 3
TAB-ACC-AHU-1409 | 3
TAB-ACC-AHU-1836 | 2
TAB-ACC-AHU-1837 | 2
TAB-ACC-AHU-1840 | 2
TAB-ACC-AHU-1845 | 2
TAB-ACC-AHU-1846 | 2
TAB-ACC-AHU-1847 | 2
TAB-ACC-AHU-1848 | 2
TAB-ACC-AHU-1850 | 2
TAB-ACC-AHU-1851 | 2
TAB-ACC-AHU-1852 | 2
TAB-ACC-AHU-1853 | 2
TAB-ACC-AHU-1904 | 2
TAB-ACC-AHU-1905 | 2
TAB-ACC-AHU-1917 | 2
TAB-ACC-AHU-1918 | 2
TAB-ACC-AHU-2001 | 1
TAB-ACC-AHU-2002 | 1
TAB-ACC-AHU-2003 | 1
TAB-ACC-AHU-2053 | 1
TAB-ACC-AHU-2110 | 1
TAB-ACC-AHU-2240 | 1
TAB-ACC-AHU-2250 | 1
TAB-ACC-AHU-2821 | 2
TAB-ACC-AHU-3435 | 1
TAB-ACC-AHU-3436 | 1
TAB-ACC-AHU-3660 | 1
TAB-ACC-AHU-3670 | 1
TAB-ACC-AHU-3680 | 1
TAB-ACC-AHU-3894SUS | 2
TAB-ACC-AHU-3905SUS | 2
TAB-ACC-AHU-3907SUS | 2
TAB-ACC-AHU-3918SUS | 2
TAB-ACC-AHU-3922 | 1
TAB-ACC-AHU-4455 | 2
TAB-ACC-AHU-4465 | 2
TAB-ACC-AHU-4476 | 2
TAB-ACC-AHU-4477 | 2
TAB-ACC-AHU-4501 | 1
TAB-ACC-AHU-4502 | 1
TAB-ACC-AHU-4503 | 1
TAB-ACC-AHU-4504 | 1
TAB-ACC-AHU-4504? | 2
TAB-ACC-AHU-4901 | 1
TAB-ACC-AHU-5301 | 2
TAB-ACC-AHU-6101 | 2
TAB-ACC-AHU-6102 | 2
TAB-ACC-AHU-6103 | 2
TAB-ACC-AHU-6104 | 2
TAB-ACC-AHU-6410 | 1
TAB-ACC-AHU-6420 | 1
TAB-ACC-AHU-6430 | 1
TAB-ACC-AHU-6440 | 2
TAB-ACC-AHU-6450 | 1
TAB-ACC-AHU-6460 | 1
TAB-ACC-AHU-6470 | 1
TAB-ACC-AHU-6510 | 1
TAB-ACC-AHU-6520 | 1
TAB-ACC-AHU-6530 | 1
TAB-ACC-AHU-6540 | 1
TAB-ACC-AHU-6550 | 1
TAB-ACC-AHU-6560 | 1
TAB-ACC-AHU-6570 | 1
TAB-ACC-AHU-6580 | 1
TAB-ACC-AHU-6590 | 1
TAB-ACC-AHU-8230 | 2
TAB-ACC-AHU-8232 | 2
TAB-ACC-AHU-8234 | 2
TAB-ACC-AHU-8300 | 1
TAB-ACC-AHU-9100 | 1
TAB-ACC-AHU-9200 | 1
TAB-SLO-AHU-0201A | 1
TAB-SLO-AHU-0201B | 1
TAB-SLO-AHU-0301 | 1
TAB-SLO-AHU-0401 | 1
THC-ACC-AHU BLDG M | 1
THC-ACC-AHU-0011 | 1
THC-ACC-AHU-0021 | 1
THC-ACC-AHU-0031 | 1
THC-ACC-AHU-0061 | 1
THC-ACC-AHU-0071 | 1
THC-ACC-AHU-0081 | 1
THC-ACC-AHU-0091 | 1
THC-ACC-AHU-0120 | 1
THC-ACC-AHU-0128 | 2
THC-ACC-AHU-0145 | 1
THC-ACC-AHU-0220 | 2
THC-ACC-AHU-0253 | 2
THC-ACC-AHU-0264 | 1
THC-ACC-AHU-0265 | 1
THC-ACC-AHU-0266 | 1
THC-ACC-AHU-0267 | 1
THC-ACC-AHU-0268 | 1
THC-ACC-AHU-0321 | 1
THC-ACC-AHU-0400 | 3
THC-ACC-AHU-0411 | 1
THC-ACC-AHU-0412 | 1
THC-ACC-AHU-0440 | 2
THC-ACC-AHU-0501 | 1
THC-ACC-AHU-0502 | 1
THC-ACC-AHU-0556 | 2
THC-ACC-AHU-0710 | 1
THC-ACC-AHU-0720 | 1
THC-ACC-AHU-0730 | 1
THC-ACC-AHU-0810 | 1
THC-ACC-AHU-0910 | 1
THC-ACC-AHU-2170 | 1
THC-ACC-AHU-5201 | 1
THC-ACC-AHU-5202 | 1
THC-ACC-AHU-5900 | 1
THC-ACC-AHU-6100 | 1
THC-ACC-AHU-6200 | 1
THC-ACC-AHU-6300 | 1
THC-ACC-AHU-6400 | 1
THC-ACC-AHU-6500 | 1
THC-ACC-FN-0267 | 2
THC-ACC-FN-0268 | 2
THC-ACC-FN-2170 | 1
THC-DCL-AHU-0001 | 1
THR-ACC-AHU-0100A | 1
THR-ACC-AHU-0110 | 1
THR-ACC-AHU-0120 | 1
THR-ACC-AHU-0130 | 1
THR-ACC-AHU-0140 | 1
THR-ACC-AHU-0150 | 1
THR-ACC-AHU-0200 | 1
THR-ACC-AHU-0210 | 1
THR-ACC-AHU-0220 | 1
THR-ACC-AHU-0230 | 1
THR-ACC-NR-610 | 2
THR-ACC-NR-611 | 1
THR-ACC-NU-712 | 1
THR-ACC-NX-791 | 1
THR-ACC-NX-792 | 1
THR-ACC-NX-793 | 1
TNT-ACC-AHU-1601 | 1
TNT-ACC-AHU-1602 | 1
TNT-ACC-AHU-1603 | 1
WTR-PEL-AHU-1001 | 1
WTR-PPD-AHU-1011 | 1
WTR-PRH-AHU-0001 | 1
YTF-ACC-AHU-4101 | 1
YTF-ACC-AHU-4201 | 1
YTF-ACC-AHU-4301 | 1
YTF-ACC-AHU-4401 | 1
YTF-ACC-AHU-4501 | 1
YTF-ACC-AHU-4601 | 1
YTF-ACC-AHU-4701 | 1
YTF-ACC-AHU-4801 | 1
YTF-ACC-AHU-4901 | 1
YTF-ACC-AHU-5001 | 1
YTF-ACC-AHU-5101 | 1
YTF-ACC-AHU-5201 | 1
YTF-ACC-AHU-5301 | 1
YTF-ACC-AHU-5401 | 1
YTF-ACC-AHU-5501 | 1
YTF-ACC-AHU-5601 | 1
YTF-ACC-AHU-5701 | 1
YTF-ACC-AHU-5801 | 1
YTF-ACC-AHU-5901 | 1
YTF-ACC-AHU-6001 | 1
http://www.toronto.ca/TWONTO#00141 | 301
DA0150A | 1
DA0151A | 2
DE1023A | 1
DX6666A | 1
FCL-ACC-AC-0301 | 1
FHA-ACC-AC-0020 | 1
FHA-ACC-AC-0021 | 1
FHA-ACC-AC-0351 | 1
FHA-ACC-AC-0352 | 1
FHA-ACC-AC-0353 | 1
FHA-ACC-AC-0354 | 1
FHA-ACC-AC-0355 | 1
FHA-ACC-AC-0356 | 1
FHA-ACC-AC-0357 | 1
FHA-ACC-AC-0358 | 1
FHA-ACC-AC-0359 | 1
FHA-ACC-AC-0360 | 1
FHA-ACC-AC-0361 | 1
FHA-ACC-AC-0362 | 1
FHA-ACC-AC-0363 | 1
FHA-ACC-AC-0364 | 1
FHA-ACC-AC-0365 | 1
FHA-ACC-AC-0366 | 1
FHA-ACC-AC-0367 | 1
FHA-ACC-AC-0368 | 1
FHA-ACC-AC-6842 | 1
FHA-ACC-AC-6843 | 1
FHA-ACC-AHU-0004 | 1
FHA-ACC-AHU-0005 | 1
FHO-ACC-AC-0304 | 1
FHO-ACC-AC-0501 | 1
FHO-ACC-AC-0901 | 1
FIS-ACC-AC-3001 | 2
FIS-ACC-AC-4500 | 1
NX2038A | 1
NX2052A | 1
NX2055A | 1
NX2159A | 1
NX2164A | 1
NX2165A | 1
NX2167A | 1
NX2194A | 1
NX2647A | 1
NX2648A | 1
NX2649A | 1
NX3103A | 1
NX3109A | 1
NX3110A | 1
NX3111A | 1
NX4013A | 1
NX4041A | 1
NX4401A | 1
NX6001A | 1
NX6106A | 1
NX6201A | 1
NX6202A | 1
NX6203A | 1
TAB-ACC-AC-0201 | 1
TAB-ACC-AC-0301 | 1
TAB-ACC-AC-0302 | 1
TAB-ACC-AC-0401 | 1
TAB-ACC-AC-0501 | 2
TAB-ACC-AC-0601 | 1
TAB-ACC-AC-0601A | 2
TAB-ACC-AC-0602 | 1
TAB-ACC-AC-1001 | 2
TAB-ACC-AC-1002 | 1
TAB-ACC-AC-1201 | 1
TAB-ACC-AC-1210 | 1
TAB-ACC-AC-1230 | 1
TAB-ACC-AC-1301 | 2
TAB-ACC-AC-1302 | 2
TAB-ACC-AC-1303 | 2
TAB-ACC-AC-1304 | 2
TAB-ACC-AC-1311 | 1
TAB-ACC-AC-1321 | 1
TAB-ACC-AC-1331 | 1
TAB-ACC-AC-1341 | 1
TAB-ACC-AC-1351 | 1
TAB-ACC-AC-1420 | 1
TAB-ACC-AC-1510 | 1
TAB-ACC-AC-1520 | 1
TAB-ACC-AC-1601 | 1
TAB-ACC-AC-1601SUS | 2
TAB-ACC-AC-1602 | 2
TAB-ACC-AC-1801 | 1
TAB-ACC-AC-1810 | 1
TAB-ACC-AC-2001 | 1
TAB-ACC-AC-2801 | 1
TAB-ACC-AC-2810 | 1
TAB-ACC-AC-2820 | 1
TAB-ACC-AC-3010 | 1
TAB-ACC-AC-3020 | 1
TAB-ACC-AC-3030 | 1
TAB-ACC-AC-3600 | 1
TAB-ACC-AC-3610 | 1
TAB-ACC-AC-3901 | 1
TAB-ACC-AC-4041 | 1
TAB-ACC-AC-4100 | 1
TAB-ACC-AC-4401 | 1
TAB-ACC-AC-4901 | 1
TAB-ACC-AC-5810 | 1
TAB-ACC-AC-6101 | 1
TAB-ACC-AC-6102 | 1
TAB-ACC-AC-6411 | 1
TAB-ACC-AC-6412 | 1
TAB-ACC-AC-6511 | 1
TAB-ACC-AC-6512 | 1
TAB-ACC-AC-6521 | 1
TAB-ACC-AC-6522 | 1
TAB-ACC-AC-6531 | 1
TAB-ACC-AC-6532 | 1
TAB-ACC-AC-6533 | 1
TAB-ACC-AC-6534 | 1
TAB-ACC-AC-6535 | 1
TAB-ACC-AC-6536 | 1
TAB-ACC-AC-8201 | 1
TAB-ACC-AC-9202 | 1
TAB-ACC-AC-9211 | 1
TAB-ACC-AC-9212 | 1
TAB-ACC-ACC-0501 | 1
TAB-ACC-ACC-0601 | 1
TAB-ACC-ACC-0602 | 1
TAB-ACC-ACC-6101 | 2
TAB-ACC-FN-1904 | 1
TAB-ACC-FN-1905 | 1
THC-ACC-AC-0001 | 1
THC-ACC-AC-0002 | 1
THC-ACC-AC-0003 | 1
THC-ACC-AC-0004 | 1
THC-ACC-AC-0051 | 1
THC-ACC-AC-0052 | 1
THC-ACC-AC-0053 | 1
THC-ACC-AC-0054 | 1
THC-ACC-AC-0055 | 1
THC-ACC-AC-0056 | 1
THC-ACC-AC-0057 | 1
THC-ACC-AC-0058 | 1
THC-ACC-AC-0059 | 1
THC-ACC-AC-0097 | 1
THC-ACC-AC-0121 | 1
THC-ACC-AC-0122 | 1
THC-ACC-AC-0201 | 1
THC-ACC-AC-0224 | 1
THC-ACC-AC-0240 | 1
THC-ACC-AC-0241 | 1
THC-ACC-AC-0441 | 1
THC-ACC-AC-0566 | 1
THC-ACC-AC-0567 | 1
THC-ACC-AC-0701 | 1
THC-ACC-AC-0702 | 1
THC-ACC-AC-0703 | 1
THC-ACC-AC-0704 | 1
THC-ACC-AC-0705 | 1
THC-ACC-AC-0900 | 1
THC-ACC-AC-0903 | 2
THC-ACC-AC-0904 | 1
THC-ACC-AC-0905 | 1
THC-ACC-AC-0906 | 1
THC-ACC-AC-0907 | 1
THC-ACC-AC-0908 | 1
THC-ACC-AC-5201 | 1
THC-ACC-AC-5801 | 1
THC-ACC-AC-6610 | 1
THC-ACC-AC-6620 | 1
THC-ACC-AC-6630 | 1
THC-ACC-AC-6640 | 1
THC-ACC-AHU-0261 | 2
THC-ACC-AHU-0262 | 2
THC-ACC-AHU-0263 | 2
THC-ACC-AHU-0321 | 1
THC-ACC-AHU-0323 | 1
THC-ACC-CP-6600 | 1
THC-DCL-AC-0001 | 3
THR -ACC-AC-0006 | 1
THR-ACC-AC-0004 | 3
THR-ACC-AC-0005 | 1
THR-ACC-AC-0100 | 1
THR-ACC-AC-0100A | 1
THR-ACC-AC-0110 | 1
THR-ACC-AC-0120 | 1
THR-ACC-AC-0130 | 1
THR-ACC-AC-0200 | 1
THR-ACC-AC-0210 | 1
THR-ACC-AC-0220 | 1
THR-ACC-AC-0230 | 1
THR-ACC-AC-0310 | 1
THR-ACC-AC-0320 | 1
THR-ACC-AC-0330 | 1
THR-ACC-AC-0610 | 2
THR-ACC-AC-0620 | 1
THR-ACC-AC-0700A | 1
THR-ACC-AC-0700B | 1
THR-ACC-AC-0750A | 1
THR-ACC-AC-0750B | 1
THR-ACC-AC-0750C | 1
THR-ACC-AC-0790 | 1
THR-ACC-AC-1009 | 1
THR-ACC-AC-1010 | 1
THR-ACC-AC-1011 | 1
THR-ACC-AC-2101 | 1
THR-ACC-AC-2110 | 1
THR-ACC-AC-2201 | 1
THR-ACC-AC-2202 | 1
THR-ACC-AC-2203 | 1
THR-ACC-AC-2204 | 1
THR-ACC-AC-3500 | 1
THR-ACC-AC-3501 | 1
THR-ACC-AC-4000 | 1
THR-ACC-AC-4001 | 1
THR-ACC-AC-4002 | 1
THR-ACC-AC-4500 | 1
THR-ACC-AC-4501 | 1
THR-ACC-AC-4502 | 1
THR-ACC-AC-4503 | 1
THR-ACC-AC-4504 | 1
THR-ACC-AC-4505 | 1
THR-ACC-AC-4506 | 1
THR-ACC-AC-4507 | 1
THR-ACC-AC-4508 | 1
THR-ACC-AC-4509 | 1
THR-ACC-AC-4510 | 1
THR-ACC-AC-4700 | 1
THR-ACC-AC-4701 | 1
THR-ACC-AC-4702 | 1
THR-ACC-AC-4703 | 1
THR-ACC-AC-4704 | 1
THR-ACC-AC-4705 | 1
THR-ACC-AC-4706 | 1
THR-ACC-AC-4707 | 1
THR-ACC-AC-4708 | 1
THR-ACC-AC-4709 | 1
THR-ACC-AC-4710 | 1
THR-ACC-AC-4711 | 1
THR-ACC-AC-4801 | 1
THR-ACC-AC-4802 | 1
THR-ACC-AC-4803 | 1
THR-ACC-AC-5100 | 1
THR-ACC-AC-5101 | 1
THR-ACC-AC-8020 | 1
THR-ACC-AC-8030 | 1
THR-ACC-EV-0003 | 4
THR-ACC-NR-653A | 1
THR-ACC-NX-501 | 1
THR-ACC-NX-502 | 1
THR-ACC-NX-645 | 2
THR-ACC-NX-650 | 1
THR-ACC-NX-651 | 1
THR-ACC-NX-716 | 2
THR-ACC-NX-743S | 1
THR-ACC-NX-744 | 1
THR-ACC-NX-745 | 1
THR-ACC-NX-750 | 1
THR-DIS-AHU-0100 | 1
TNT-ACC-AC-2002A | 1
TNT-ACC-AC-2003A | 1
TNT-ACC-AC-2004A | 1
TNT-ACC-AC-2005A | 1
TNT-ACC-AC-2006A | 1
TNT-ACC-AC-2007A | 1
TNT-ACC-AC-2008A | 1
TNT-ACC-AC-2009A | 1
TNT-ACC-AC-2010A | 1
TNT-SPC-AC-1001 | 1
WTR-PDS-AC-0001 | 1
WTR-PPD-AC-2041 | 1
WTR-PPD-AC-3041 | 1
WTR-PPD-AC-3042 | 1
WTR-PPD-AC-3051 | 1
WTR-PRH-AC-0001 | 1
YTF-ACC-AC-0001 | 1
YTF-ACC-AC-0002 | 1
YTF-ACC-AC-5801 | 1
YTF-ACC-AC-5901 | 1
YTF-ACC-AC-6001 | 1
http://www.toronto.ca/TWONTO#00422 | 304
DOS-MCS-LD-064294 | 1
DOS-MCS-LD-133337 | 1
DOS-MCS-LD-600392 | 1
DOS-MCS-LD-8071 | 1
DOS-MCS-LD-B313491 | 1
DOS-MCS-LD-B313492 203 | 1
DOS-MCS-LD-BC300FD | 1
DOS-MCS-LD-BC366EA | 1
FCL-MCS-LD-0006 | 2
FCL-MCS-LD-0007 | 2
FCL-MCS-LD-0008 | 2
FCL-MCS-LD-0009 | 2
FHA-MCS-LD-0101 | 1
FHA-MCS-LD-0201 | 1
FHA-MCS-LD-0301 | 1
FHA-MCS-LD-0501 SU | 1
FHA-MCS-LD-0901 | 1
FHA-MCS-LD-1001 | 1
FHA-MCS-LD-1101 | 1
FHA-MCS-LD-1201 | 1
FHA-MCS-LD-1401 | 1
FHA-MCS-LD-1501 | 1
FHA-MCS-LD-1601 | 1
FHA-MCS-LD-1701 | 1
FHA-MCS-LD-1801 | 1
FHA-MCS-LD-2201 | 1
FHA-MCS-LD-2401 | 1
FHA-MCS-LD-2501 | 1
FHA-MCS-LD-2701 | 1
FHO-MCS-CRN-0701 | 1
FHO-MCS-CRN-0901 | 1
FHO-MCS-CRN-1001 | 1
FHO-MCS-CRN-1101 | 1
FHO-MCS-LD-0112 | 1
FHO-MCS-LD-0113 | 1
FHO-MCS-LD-0114 | 1
FHO-MCS-LD-0115 | 1
FHO-MCS-LD-0116 | 1
FHO-MCS-LD-0116-SU | 2
FHO-MCS-LD-0117 | 1
FHO-MCS-LD-0118 | 1
FHO-MCS-LD-0118-SU | 2
FHO-MCS-LD-0119 | 1
FHO-MCS-LD-0119-SU | 2
FHO-MCS-LD-0120 | 1
FHO-MCS-LD-0121 | 1
FHO-MCS-LD-0211 | 1
FHO-MCS-LD-0212 | 1
FHO-MCS-LD-0213 | 1
FHO-MCS-LD-0216 | 1
FHO-MCS-LD-0217 | 1
FHO-MCS-LD-0218 | 1
FIS-MCS-LD-0010 | 1
FIS-MCS-LD-0011 | 1
FIS-MCS-LD-0012 | 1
FIS-MCS-LD-0013 | 1
FIS-MCS-LD-0014 | 1
FIS-MCS-LD-0015 | 1
FIS-MCS-LD-0016 | 1
FIS-MCS-LD-0017 | 1
FIS-MCS-LD-0018 | 1
FIS-MCS-LD-0019 | 1
FIS-MCS-LD-0020 | 1
FIS-MCS-LD-0021 | 1
FIS-MCS-LD-0022 | 1
LD50894 | 1
LD50895 | 1
LD50897 | 1
LD50900 | 1
LD50901 | 1
TAB-WA1-LD-1201 | 1
TAB-WA1-LD-1202 | 1
TAB-WA1-LD-1203 | 1
TAB-WA1-LD-1204 | 1
TAB-WA1-LD-1205 | 1
TAB-WA1-LD-1210 | 1
TAB-WA1-LD-1211 | 1
TAB-WA1-LD-1212 | 1
TAB-WA1-LD-1213 | 1
TAB-WA1-LD-1214 | 1
TAB-WA1-LD-1215 | 1
TAB-WA1-LD-1216 | 1
TAB-WA1-LD-1217 | 1
TAB-WA1-LD-1218 | 1
TAB-WA1-LD-1219 | 1
TAB-WA1-LD-1220 | 1
TAB-WA1-LD-1221 | 1
TAB-WA1-LD-1222 | 1
TAB-WA1-LD-1223 | 1
TAB-WA1-LD-1224 | 1
TAB-WA1-LD-1225 | 1
TAB-WA1-LD-1226 | 1
TAB-WA1-LD-1227 | 1
TAB-WA1-LD-1228 | 1
TAB-WA1-LD-1229 | 1
TAB-WA1-LD-1230 | 1
TAB-WA1-LD-1231 | 1
TAB-WA1-LD-1232 | 1
TAB-WA1-LD-1233 | 1
TAB-WA1-LD-1234 | 1
TAB-WA2-LD-1001 | 1
TAB-WA2-LD-1002 | 1
TAB-WA2-LD-1003 | 1
TAB-WA2-LD-1004 | 1
TAB-WA4-LD-0007 | 1
TAB-WA4-LD-0102 | 1
TAB-WA4-LD-0245 | 1
TAB-WA4-LD-0303 | 1
TAB-WA4-LD-0404 | 1
TAB-WA4-LD-0873 | 1
TAB-WA4-LD-2503 | 1
TAB-WA4-LD-3616 | 1
TAB-WA4-LD-4294 | 1
TAB-WA4-LD-6034 | 1
TAB-WA4-LD-6242 | 2
TAB-WA4-LD-6265 | 1
TAB-WA4-LD-7001 | 1
TAB-WA4-LD-7006 | 1
TAB-WA4-LD-7009 | 1
TAB-WA4-LD-7012 | 1
TAB-WA4-LD-7017 | 1
TAB-WA4-LD-8088 | 1
TAB-WA5-LD-005L | 1
TAB-WA5-LD-6D01 | 1
TAB-WA5-LD-8069 | 1
THC-MCS-CRN-6004 | 1
THC-MCS-CRN-6005 | 1
THC-MCS-LD-0000000007 | 1
THC-MCS-LD-0000000013 | 1
THC-MCS-LD-0000000014 | 1
THC-MCS-LD-10041452 | 1
THC-MCS-LD-11157199 | 1
THC-MCS-LD-11374 | 1
THC-MCS-LD-1312302753 | 1
THC-MCS-LD-14040247 | 1
THC-MCS-LD-140707035 | 1
THC-MCS-LD-1456 | 1
THC-MCS-LD-150506266 | 1
THC-MCS-LD-150607146 | 1
THC-MCS-LD-150708221 | 1
THC-MCS-LD-150708238 | 1
THC-MCS-LD-16110025 | 1
THC-MCS-LD-173869 | 1
THC-MCS-LD-1-B | 2
THC-MCS-LD-20 | 1
THC-MCS-LD-206218 | 1
THC-MCS-LD-2084 | 1
THC-MCS-LD-21153 | 1
THC-MCS-LD-36650015 | 1
THC-MCS-LD-494100 | 1
THC-MCS-LD-5123985 | 1
THC-MCS-LD-543313 | 1
THC-MCS-LD-603615 | 1
THC-MCS-LD-603618 | 1
THC-MCS-LD-61215972 | 1
THC-MCS-LD-61510249 | 1
THC-MCS-LD-61803715 | 1
THC-MCS-LD-61817106 | 1
THC-MCS-LD-81879 | 1
THC-MCS-LD-91987 | 1
THC-MCS-LD-EC1E3710VX | 1
THC-MCS-LD-G1241122 | 1
THC-MCS-LD-GJMA0102AF | 1
THC-MCS-LD-JMA3845WB | 1
THC-MCS-LD-JMA3846WB | 1
THC-MCS-LD-L6L95SJ | 1
THC-MCS-LD-LC-001EB | 1
THC-MCS-LD-P2675 | 1
THC-MCS-LD-S4608XK | 1
THC-MCS-LD-WA0114 | 1
THC-PRM-CRN-1201 | 1
THR-MCS-LD-0002 | 1
THR-MCS-LD-0074 | 1
THR-MCS-LD-0088 | 1
THR-MCS-LD-0090 | 1
THR-MCS-LD-0091 | 1
THR-MCS-LD-0092 | 1
THR-MCS-LD-0093 | 1
THR-MCS-LD-0094 | 1
THR-MCS-LD-0095 | 1
THR-MCS-LD-0096 | 1
THR-MCS-LD-0097 | 1
THR-MCS-LD-0099 | 1
THR-MCS-LD-0100 | 1
THR-MCS-LD-0101 | 1
THR-MCS-LD-0102 | 1
THR-MCS-LD-0201 | 1
THR-MCS-LD-0270 | 1
THR-MCS-LD-0327 | 1
THR-MCS-LD-0334 | 1
THR-MCS-LD-0335 | 1
THR-MCS-LD-0336 | 1
THR-MCS-LD-0337 | 1
THR-MCS-LD-0338 | 1
THR-MCS-LD-0339 | 1
THR-MCS-LD-0340 | 1
THR-MCS-LD-0404 | 1
THR-MCS-LD-0455 | 1
THR-MCS-LD-0456 | 1
THR-MCS-LD-0457 | 1
THR-MCS-LD-0510 | 2
THR-MCS-LD-0511 | 2
THR-MCS-LD-0512B | 2
THR-MCS-LD-0528 | 1
THR-MCS-LD-0532 | 3
THR-MCS-LD-0551 | 1
THR-MCS-LD-0604 | 1
THR-MCS-LD-0611 | 1
THR-MCS-LD-0626 | 2
THR-MCS-LD-0657 | 2
THR-MCS-LD-0811 | 1
THR-MCS-LD-0924 | 1
THR-MCS-LD-1108 | 3
THR-MCS-LD-1349 | 3
THR-MCS-LD-1369 | 1
THR-MCS-LD-1537 | 1
THR-MCS-LD-1537S | 3
THR-MCS-LD-1538 | 1
THR-MCS-LD-1539 | 1
THR-MCS-LD-1540 | 1
THR-MCS-LD-1541 | 1
THR-MCS-LD-1542 | 1
THR-MCS-LD-1543 | 1
THR-MCS-LD-1544 | 1
THR-MCS-LD-1545 | 1
THR-MCS-LD-1546 | 1
THR-MCS-LD-1547 | 1
THR-MCS-LD-1979 | 1
THR-MCS-LD-2000 | 1
THR-MCS-LD-2423 | 1
THR-MCS-LD-4721 | 1
THR-MCS-LD-5062 | 1
THR-MCS-LD-5634 | 1
THR-MCS-LD-5907 | 2
THR-MCS-LD-6194 | 1
THR-MCS-LD-7200 | 1
THR-MCS-LD-7300 | 1
THR-MCS-LD-7784 | 1
THR-MCS-LD-7866 | 1
THR-MCS-LD-7920 | 2
THR-MCS-LD-8225 | 2
THR-MCS-LD-8435S | 2
THR-MCS-LD-9075 | 2
THR-MCS-LD-9513 | 1
THR-MCS-LD-9702 | 1
THR-MCS-LD-9848 | 2
THR-MCS-LD-9850 | 1
THR-MCS-LD-9851 | 1
THR-MCS-LD-9853 | 1
THR-MCS-LD-9857 | 1
THR-MCS-LD-9858 | 1
THR-PRM-CRN-0510 | 2
THR-PRM-CRN-0511 | 2
TNT-MCS-LD-0022 | 1
TNT-MCS-LD-0023 | 1
TNT-MCS-LD-0024 | 1
TNT-MCS-LD-0025 | 1
TNT-MCS-LD-0026 | 1
TNT-MCS-LD-0027 | 1
TNT-MCS-LD-0028 | 1
TNT-MCS-LD-0029 | 1
TNT-MCS-LD-0030 | 1
TNT-MCS-LD-0031 | 1
TNT-MCS-LD-0032 | 1
TNT-MCS-LD-0033 | 1
TNT-MCS-LD-0034 | 1
TNT-MCS-LD-0035 | 1
TNT-MCS-LD-0036 | 1
TNT-MCS-LD-0037 | 1
TNT-MCS-LD-0038 | 1
TNT-MCS-LD-0039 | 1
TNT-MCS-LD-0040 | 1
TNT-MCS-LD-0041 | 1
YTF-GRK-MEQ-1000 | 1
http://www.toronto.ca/TWONTO#00331 | 327
COL-YKP-DA | 2
COL-YKP-DA-0001(S) | 3
COL-YKP-DA-0001S | 2
COL-YKP-DA-0002(S) | 3
COL-YKP-DA-0002S | 2
COL-YKP-DA-0003(S) | 3
COL-YKP-DA-0003S | 2
COL-YKP-DA-0004(S) | 2
COL-YKP-DA-0004S | 2
COL-YKP-DA-0005S | 3
COL-YKP-DA-0006(S) | 3
COL-YKP-DA-0006S | 2
COL-YKP-DA-0007(S) | 3
COL-YKP-DA-0007S | 2
COL-YKP-DA-0008(S) | 3
COL-YKP-DA-0008S | 2
COL-YKP-DA-0009(S) | 3
COL-YKP-DA-0009S | 2
COL-YKP-DA-0010(S) | 3
COL-YKP-DA-0010S | 2
COL-YKP-DA-0011(S) | 3
COL-YKP-DA-0011S | 2
COL-YKP-DA-0012(S) | 3
COL-YKP-DA-0012S | 2
COL-YKP-DA-0013(S) | 3
COL-YKP-DA-0013S | 2
COL-YKP-DA-0014(S) | 3
COL-YKP-DA-0014S | 2
COL-YKP-DA-0015(S) | 3
COL-YKP-DA-0015S | 2
COL-YKP-DA-0016(S) | 3
COL-YKP-DA-0016S | 2
COL-YKP-DA-0017(S) | 3
COL-YKP-DA-0017S | 2
COL-YKP-DA-0018(S) | 3
COL-YKP-DA-0018S | 2
COL-YKP-DA-0019(S) | 3
COL-YKP-DA-0019S | 2
COL-YKP-DA-0020(S) | 3
COL-YKP-DA-0020S | 2
COL-YKP-DA-0021(S) | 2
COL-YKP-DA-0021S | 3
COL-YKP-DA-0022S | 2
COL-YKP-DA-0023S | 2
COL-YKP-DA-0024S | 2
COL-YKP-DA-0025S | 2
COL-YKP-DA-0026S | 2
COL-YKP-DA-0027S | 2
COL-YKP-DA-0028S | 2
COL-YKP-DA-0029S | 2
COL-YKP-DA-110675(S) | 2
COL-YKP-DA-110677S | 2
COL-YKP-DA-110678 | 2
COL-YKP-DA-111966 | 2
COL-YKP-DA-11553 | 2
COL-YKP-DA-150959 | 2
COL-YKP-DA-150960 | 2
COL-YKP-DA-151117S | 2
COL-YKP-DA-153465 | 2
COL-YKP-DA-158076 | 3
COL-YKP-DA-16072S | 2
COL-YKP-DA-1657S | 3
COL-YKP-DA-1671130(S) | 2
COL-YKP-DA-1671137 | 2
COL-YKP-DA-1671146 | 3
COL-YKP-DA-1671155 | 2
COL-YKP-DA-1683826 | 2
COL-YKP-DA-1683830 | 3
COL-YKP-DA-17104 | 4
COL-YKP-DA-1717107 | 2
COL-YKP-DA-1723241 | 3
COL-YKP-DA-1731955 | 2
COL-YKP-DA-1734509 | 3
COL-YKP-DA-1734510(S) | 2
COL-YKP-DA-1734511 | 2
COL-YKP-DA-183127 | 1
COL-YKP-DA-187991 | 1
COL-YKP-DA-187992 | 1
COL-YKP-DA-193139 | 1
COL-YKP-DA-193140 | 1
COL-YKP-DA-193156 | 1
COL-YKP-DA-193160 | 1
COL-YKP-DA-193161 | 1
COL-YKP-DA-199922 | 1
COL-YKP-DA-35408 | 2
COL-YKP-DA-5010-57018 | 1
COL-YKP-DA-5010-57018A | 1
COL-YKP-DA-6453 | 1
COL-YKP-DA-87516 | 2
DOS-MCS-LD-0001 | 1
DOS-MCS-LD-0002 | 1
DOS-MCS-LD-0003 | 1
DOS-MCS-LD-0004 | 1
DOS-MCS-LD-0006 | 1
DOS-MCS-LD-110652 | 1
DOS-MCS-LD-110676 | 1
DOS-MCS-LD-113460 | 1
DOS-MCS-LD-113461 | 1
DOS-MCS-LD-113543 | 1
DOS-MCS-LD-1673076 | 1
DOS-MCS-LD-1675170 | 1
DOS-MCS-LD-1676482 | 1
DOS-MCS-LD-1676907 | 1
DOS-MCS-LD-9504137-14-01 | 1
DOS-MCS-LD-9504137-TR-01 | 1
FCL-MCS-LD-1000 | 1
FCL-MCS-LD-1003 | 1
FCL-MCS-LD-1004 | 1
FCL-MCS-LD-1005 | 1
FCL-MCS-LD-1006 | 1
FCL-MCS-LD-1007 | 1
FCL-MCS-LD-2001 | 1
FCL-MCS-LD-2002 | 1
FCL-MCS-LD-2003 | 1
FHA-MCS-LD-6001 | 1
FHA-SES-SQ-0077 | 2
FHA-SES-SQ-0078 | 2
FHA-SES-SQ-0079 | 2
FHA-SES-SQ-0080 | 2
FHA-SES-SQ-0081 | 2
FHA-SES-SQ-0084 | 2
FHA-SES-SQ-0085 | 2
FHA-SES-SQ-0086 | 2
FHA-SES-SQ-0098 | 1
FHA-SES-SQ-0099 | 1
FHA-SES-SQ-0100 | 1
FHO-SES-SQ-5005 | 1
FHO-SES-SQ-6100 | 1
FHO-SES-SQ-6102 | 1
FIS-MCS-LD-0001 | 1
FIS-MCS-LD-0002 | 1
FIS-MCS-LD-0003 | 1
FIS-MCS-LD-0004 | 1
FIS-MCS-LD-0023 | 1
FIS-MCS-LD-0044 | 1
FIS-MCS-LD-0050 | 1
FIS-MCS-LD-3000 | 1
TAB-WA1-LD-1209 | 1
TAB-WA1-LD-1235 | 1
TAB-WA1-LD-1236 | 1
TAB-WA1-LD-1237 | 1
TAB-WA1-LD-1238 | 1
TAB-WA1-LD-1239 | 1
TAB-WA1-LD-1240 | 1
TAB-WA1-LD-1241 | 1
TAB-WA1-LD-1242 | 1
TAB-WA1-LD-1243 | 1
TAB-WA1-LD-1244 | 1
TAB-WA1-LD-1245 | 1
TAB-WA1-SQ-0002 | 1
TAB-WA1-SQ-0003 | 1
TAB-WA1-SQ-3612 | 1
TAB-WA1-SQ-5497 | 1
TAB-WA1-SQ-5675 | 1
TAB-WA1-SQ-5802 | 1
TAB-WA1-SQ-5872 | 1
TAB-WA1-SQ-6211 | 1
TAB-WA1-SQ-7890 | 1
TAB-WA1-SQ-8033 | 1
TAB-WA2-SQ-0001 | 2
TAB-WA2-SQ-1454 | 1
TAB-WA2-SQ-8281 | 1
TAB-WA2-SQ-9280 | 1
TAB-WA3-SQ-3406 | 1
TAB-WA3-SQ-DHA3 | 1
TAB-WA3-SQ-TPT3 | 1
TAB-WA4-SQ-3151 | 1
TAB-WA4-SQ-3404 | 1
TAB-WA4-SQ-3405 | 1
TAB-WA4-SQ-3406 | 1
TAB-WA4-SQ-73E4 | 1
TAB-WA6-LD-1004 | 1
TAB-WA7-SQ-1103 | 1
THR-MCS-LD-0910 | 1
THR-MCS-LD-0920 | 1
THR-MCS-LD-0930 | 1
THR-MCS-LD-0940 | 1
THR-MCS-LD-0950 | 1
THR-MCS-LD-0960 | 1
THR-MCS-LD-9854 | 1
THR-MCS-LD-9861 | 1
THR-MCS-LD-9866 | 1
THR-MCS-LD-9867 | 1
THR-MCS-LD--9867 | 1
THR-SES-LD-0506 | 2
THR-SES-LD-0664 | 1
THR-SES-LD-0678 | 1
THR-SES-LD-1681 | 1
THR-SES-LD-1752 | 1
THR-SES-LD-2381 | 2
THR-SES-LD-5746 | 1
THR-SES-LD-6124 | 1
THR-SES-LD-6125 | 1
THR-SES-LD-6601 | 3
THR-SES-LD-9698 | 1
TNT-MCS-LD-4001 | 1
TNT-WA9-SQ-0130 | 1
TNT-WA9-SQ-0131 | 1
TNT-WA9-SQ-0132 | 1
TNT-WA9-SQ-0133 | 1
WTR-PHL-TPD-0001 | 1
WTR-PHL-TPD-0002 | 1
WTR-PHL-TPD-0003 | 1
WTR-PHL-TPD-0004 | 1
WTR-PLW-TPD-0001 | 1
WTR-PLW-TPD-0002 | 1
WTR-PSC-TPD-0001 | 1
WTR-PSC-TPD-0002 | 1
WTR-PSC-TPD-0003 | 1
http://www.toronto.ca/TWONTO#00613 | 351
COL-PBF-COM-0001 | 2
COL-PBF-CP-0200 | 1
COL-PBF-CP-0300 | 1
COL-PBR-CP-0001 | 2
COL-PBY-CP-0001 | 2
COL-PBY-CP-0002 | 1
COL-PBY-CP-0003 | 1
COL-PBY-CP-0004 | 1
COL-PDG-CP-0001 | 2
COL-PEV-CP-0001 | 2
COL-PEV-CP-0002 | 2
COL-PEV-CP-0003 | 2
COL-PFB-CP-0001 | 2
COL-PGA-CP-0001 | 2
COL-PGB-CP-0001 | 2
COL-PGR-COM-0001 | 2
COL-PGR-CP-0001 | 2
COL-PGR-CP-0002 | 1
COL-PHP-CP-0001 | 2
COL-PHP-CP-0002 | 2
COL-PIR-CP-0001 | 2
COL-PKG-COM-0001 | 2
COL-PKG-CP-0001 | 2
COL-PKS-CP-0001 | 2
COL-PLV-COM-0001 | 2
COL-PLV-CP-0001 | 2
COL-PLV-CP-0002 | 2
COL-PMD-COM-0001 | 2
COL-PMP-CP-0001 | 1
COL-PMT-COM-0001 | 2
COL-PMT-CP-0001 | 2
COL-PMT-CP-0002 | 2
COL-PMY-CP-0001 | 2
COL-PMY-CP-0002 | 2
COL-PMY-CP-0003 | 2
COL-PMY-CP-0004 | 2
COL-PMY-CP-0005 | 2
COL-PPU-COM-0001 | 2
COL-PPU-CP-0001 | 2
COL-PPU-CP-0002 | 2
COL-PRD-COM-0001 | 2
COL-PRD-CP-0001 | 2
COL-PRD-CP-0002 | 2
COL-PRR-COM-0001 | 2
COL-PRR-CP-0001 | 2
COL-PRR-CP-0002 | 2
COL-PRR-CP-0003 | 2
COL-PRX-CP-0001 | 2
COL-PSB-CP-0001 | 2
COL-PSD-CP-0001 | 2
COL-PSD-CP-0002 | 2
COL-PSL-COM-0001 | 2
COL-PSL-CP-0001 | 2
COL-PSP-CP-0001 | 2
COL-PSP-CP-0002 | 2
COL-PTD-CP-0001 | 2
COL-PVM-CP-0001 | 2
COL-PVM-CP-0002 | 2
COL-PWE-CP-0001 | 2
COL-PWP-COM-0001 | 2
COL-PWP-CP-0001 | 2
COL-PWP-CP-0002 | 2
COL-RBB-CP-0001 | 2
COL-RBB-CP-0002 | 2
COL-RBB-CP-0003 | 2
COL-RBB-CP-0004 | 2
COL-RBB-CP-0005 | 2
COL-RBB-CP-0006 | 2
COL-RBB-CP-0007 | 2
COL-RBC-CP-0001 | 2
COL-RBC-CP-0002 | 2
COL-RBG-CP-0001 | 2
COL-SKW-CP-0001 | 2
COL-SMC-CP-0001 | 2
COL-SMC-CP-0002 | 2
COL-SMC-CP-0003 | 2
COL-SMC-CP-0004 | 2
FCL-ACC-CP-0001 | 1
FCL-ACC-CP-0101 | 1
FCL-ACC-CP-0201B | 1
FCL-ACC-CP-0401A | 1
FCL-ALM-CP-0001 | 1
FCL-ALM-CP-0010 | 1
FCL-ALM-CP-0014 | 1
FCL-ALM-CP-0018 | 1
FCL-ALM-CP-0101 | 1
FCL-ALM-CP-0201 | 1
FCL-ALM-CP-0301 | 1
FCL-ALM-CP-0401 | 1
FCL-AM-CP-0001 | 1
FCL-AM-CP-0002 | 1
FCL-AM-CP-0101 | 1
FCL-AM-CP-0201 | 1
FCL-CCS-CP-0101 | 1
FCL-CCS-CP-0102 | 1
FCL-CCS-CP-0201 | 1
FCL-CCS-CP-0301 | 1
FCL-CLB-CP-0001 | 1
FCL-CLC-CP-0001 | 1
FCL-CL-CP-0001 | 1
FCL-CL-CP-0005 | 1
FCL-CL-CP-0006 | 1
FCL-CL-CP-0007 | 1
FCL-CL-CP-0008 | 1
FCL-DCL-CP-0001 | 1
FCL-DCL-CP-0002 | 1
FCL-DCL-CP-0003 | 1
FCL-DCL-CP-0005 | 1
FCL-DCL-CP-0006 | 1
FCL-DEW-CP-0101 | 1
FCL-DEW-CP-0201 | 1
FCL-DEW-CP-0301 | 1
FCL-DEW-CP-0401 | 1
FCL-DEW-CP-0501 | 1
FCL-DEW-CP-0601 | 1
FCL-FL-CP-0001 | 1
FCL-FL-CP-0101 | 1
FCL-FL-CP-0201 | 1
FCL-FLO-CP-0101 | 1
FCL-FLO-CP-0201 | 1
FCL-FLO-CP-0301 | 1
FCL-FLT-CP-0001 | 1
FCL-FLT-CP-0101 | 1
FCL-FLT-CP-0201 | 1
FCL-FLT-CP-0301 | 1
FCL-FLT-CP-0401 | 1
FCL-FLT-CP-0501 | 1
FCL-FLT-CP-0601 | 1
FCL-FLT-CP-0701 | 1
FCL-FLT-CP-0801 | 1
FCL-FLT-CP-0901 | 1
FCL-FLT-CP-1001 | 1
FCL-FLT-CP-1101 | 1
FCL-FLT-CP-1201 | 1
FCL-FLT-CP-1301 | 1
FCL-FLT-CP-1401 | 1
FCL-FLT-CP-1501 | 1
FCL-FLT-CP-1601 | 1
FCL-FLT-CP-1701 | 1
FCL-FLT-CP-1801 | 1
FCL-PAC-CP-0101A | 1
FCL-PAC-CP-0201 | 1
FCL-PAC-CP-0201A | 1
FCL-PAC-CP-0201B | 1
FCL-PAC-CP-0301 | 1
FCL-PAC-CP-0301A | 1
FCL-PAC-CP-0301B | 1
FCL-POL-CP-4120 | 1
FCL-POL-CP-4130 | 1
FCL-POL-CP-4210 | 1
FCL-POL-CP-4220 | 1
FCL-POL-CP-4230 | 1
FCL-RW-CP-0101 | 1
FCL-RW-CP-0102 | 1
FCL-RW-CP-0201 | 1
FCL-RW-CP-0202 | 1
FCL-RW-CP-0300 | 1
FCL-RW-CP-0500 | 1
FCL-RW-CP-0601 | 1
FCL-RW-CP-0602 | 1
FCL-RW-CP-0701 | 1
FCL-RW-CP-0702 | 1
FCL-TRW-CP-0001 | 1
FCL-TRW-CP-0001A | 1
FCL-TRW-CP-0003 | 1
FCL-TRW-CP-0006 | 1
FCL-TRW-CP-0007 | 1
FCL-TRW-CP-0009 | 1
FCL-WWW-CP-0012 | 1
FCL-WWW-CP-1100 | 1
FCL-WWW-CP-1200 | 1
FCL-WWW-CP-3020 | 1
FCL-WWW-CP-5501 | 1
FCL-WWW-CP-5530 | 1
FCL-WWW-CP-5601 | 1
FCL-WWW-CP-7013 | 1
FCL-WWW-CP-7014 | 1
FIS-ACC-CP-4000 | 2
SWM-PDU-CP-0001 | 2
SWM-PET-CP-0001 | 2
SWM-PET-CP-0002 | 2
SWM-PET-CP-0003 | 2
SWM-PET-CP-0004 | 2
SWM-PET-CP-0005 | 2
SWM-PET-CP-0006 | 2
SWM-PPP-CP-0001 | 2
SWM-PWD-COM-0001 | 2
SWM-PWD-CP-0001 | 2
SWM-PWD-CP-0002 | 2
SWM-PWD-CP-0004 | 2
SWM-PWD-CP-0005 | 2
SWM-PWD-CP-0006 | 2
TAB-ACC-CP-0070 | 1
TAB-ACC-CP-0400 | 1
TAB-ACC-CP-0500 | 1
TAB-ACC-CP-4902 | 1
TAB-ACC-CP-6400 | 1
TAB-ACC-CP-6500 | 1
TAB-AUX-CP-5103 | 1
TAB-AUX-CP-8001 | 1
TAB-AUX-CP-8002 | 1
TAB-AUX-CP-8003 | 1
TAB-DIG-CP-7101 | 1
TAB-DIG-CP-7102 | 1
TAB-DIG-CP-7103 | 1
TAB-DIG-P-1373A | 1
TAB-EL3-CP-6013A | 1
TAB-PLT-CP-5590 | 1
THC-ACC-CP-0010 | 1
THC-ACC-CP-0016 | 1
THC-ACC-CP-0017 | 1
THC-ACC-CP-0018 | 1
THC-ACC-CP-0019 | 1
THC-ACC-CP-6000 | 1
THC-ACC-CP-6010 | 1
THC-ACC-CP-6210 | 1
THC-ACC-CP-6510 | 1
THC-ACC-IRG-5201 | 1
THC-AUX-CP-0010 | 1
THC-ELS-CP-4024B | 1
THC-FEQ-CP-0661 | 1
THC-FEQ-CP-0662 | 1
THC-PRS-CP-0101 | 1
THC-STW-CP-0011 | 1
THC-STW-CT-0011 | 1
THR-DCL-SBCP-0001 | 1
THR-DIS-CP-0001 | 2
THR-DIS-CP-0002 | 2
THR-DIS-CP-0003 | 2
THR-DIS-CP-0004 | 2
THR-DIS-CP-0005 | 2
THR-DIS-CP-0006 | 2
THR-DIS-CP-0007 | 1
THR-DIS-CP-0008 | 1
THR-DIS-CP-0009 | 2
THR-DIS-CP-0010 | 3
THR-DIS-CP-0011 | 4
THR-DIS-CP-0012 | 2
THR-DIS-CP-0620 | 2
THR-DIS-CP-0810 | 4
THR-DIS-CP-0820 | 4
THR-DIS-CP-0830 | 3
THR-DIS-CP-9030 | 2
http://www.toronto.ca/TWONTO#00287 | 368
DX8103A | 1
FCL-ALM-P-0101 | 1
FCL-ALM-P-0201 | 1
FCL-ALM-P-0301 | 1
FCL-ALM-P-0401 | 1
FCL-AM-P-0101 | 1
FCL-AM-P-0201 | 1
FCL-CCS-P-0101 | 1
FCL-CCS-P-0201 | 1
FCL-CCS-P-0301 | 1
FCL-FL-P-0101 | 1
FCL-FL-P-0201 | 1
FCL-PAC-P-0101 | 1
FCL-PAC-P-0201 | 1
FCL-POL-P-4110 | 1
FCL-POL-P-4120 | 1
FCL-POL-P-4130 | 1
FCL-POL-P-4210 | 1
FCL-POL-P-4220 | 1
FCL-POL-P-4230 | 1
FHA-ALM-P-0101 | 1
FHA-ALM-P-0201 | 1
FHA-ALM-P-0301 | 1
FHA-AM-P-0101 | 1
FHA-AM-P-0201 | 2
FHA-AM-P-0301 | 1
FHA-CCS-P-0101 | 1
FHA-CCS-P-0102 | 1
FHA-CCS-P-0201 | 1
FHA-CCS-P-0202 | 1
FHA-CCS-P-0301 | 1
FHA-CCS-P-0401 | 1
FHA-DCL-P-0700 | 2
FHA-DCL-P-0800 | 2
FHA-FL-P-0101 | 1
FHA-FL-P-0201 | 1
FHA-SBS-P-0001 | 1
FHA-WWW-P-0711 | 2
FHA-WWW-P-0712 | 1
FHO-ALM-P-0101 | 2
FHO-ALM-P-0201 | 2
FHO-ALM-P-0301 | 2
FHO-ALM-P-0401 | 2
FHO-ALM-P-0501 | 2
FHO-AM-P-0101 | 2
FHO-AM-P-0201 | 2
FHO-CCS-P-0101 | 1
FHO-CCS-P-0102 | 1
FHO-CCS-P-0201 | 1
FHO-CCS-P-0202 | 1
FHO-CCS-P-0301 | 1
FHO-CCS-P-0401 | 1
FHO-FL-P-0101 | 2
FHO-FL-P-0201 | 2
FHO-FL-P-0401 | 1
FHO-FL-P-0501 | 1
FHO-PCL-P-0301 | 1
FHO-PCL-P-0401 | 2
FHO-PCL-P-0501 | 2
FHO-PCL-P-0601 | 2
FHO-PCL-P-0701 | 2
FHO-POL-P-0301 | 1
FHO-POL-P-0401 | 2
FHO-POL-P-0501 | 2
FHO-POL-P-0601 | 2
FHO-POL-P-0701 | 2
FHO-POL-P-0901 | 2
FIS-AM-P-0101 | 1
FIS-AM-P-0201 | 1
FIS-CCS-P-0101 | 1
FIS-CCS-P-0102 | 1
FIS-CCS-P-0201 | 1
FIS-CCS-P-0301 | 1
FIS-FL-P-0101 | 1
FIS-FL-P-0201 | 1
FIS-PCL-P-0101 | 1
FIS-PCL-P-0201 | 1
FIS-PCL-P-0301 | 1
FIS-POL-P-1001 | 1
FIS-POL-P-1101 | 2
FIS-SBS-P-0101 | 2
FIS-SBS-P-0201 | 2
FIS-SBS-P-0301 | 2
FPP-ALM-P-0100 | 1
FPP-ALM-P-0200 | 1
FPP-AM-P-0001 | 2
FPP-AM-P-0002 | 2
FPP-AM-P-0100 | 1
FPP-CCS-P-0001 | 2
FPP-CCS-P-0002 | 2
FPP-CCS-P-0100 | 1
FPP-CLB-P-0100 | 1
FPP-PYL-P-0100 | 1
FPP-PYL-P-0200 | 1
FPP-SBS-P-0100 | 1
FPP-SBS-P-0200 | 1
FPP-SBS-P-0300 | 1
FPP-SBS-P-0400 | 1
FX2081 | 1
FX2082 | 1
NX5304 | 1
P51216 | 1
P51224 | 1
TAB-ACC-P-0790 | 1
TAB-ACC-P-0791 | 1
TAB-ACC-P-0795 | 1
TAB-ACC-P-0796 | 1
TAB-ACC-P-8804 | 2
TAB-ACC-P-8904 | 2
TAB-DEW-P-3111 | 1
TAB-DEW-P-3121 | 1
TAB-DEW-P-3131 | 1
TAB-DEW-P-3141 | 1
TAB-DEW-P-3151 | 1
TAB-DEW-P-3161 | 1
TAB-DEW-P-3310 | 1
TAB-DEW-P-3330 | 1
TAB-DEW-P-3360 | 1
TAB-DEW-P-3370 | 1
TAB-DEW-P-3380 | 1
TAB-DEW-P-3410 | 1
TAB-DEW-P-3420 | 1
TAB-DEW-P-3430 | 1
TAB-DEW-P-3440 | 1
TAB-DIS-P-2810 | 1
TAB-DIS-P-2820 | 1
TAB-DIS-P-2830 | 1
TAB-DIS-P-2840 | 1
TAB-DIS-P-2850 | 1
TAB-DIS-P-3003 | 2
TAB-DIS-P-3004 | 2
TAB-PLT-P-0184 | 1
TAB-PLT-P-0185 | 1
TAB-PRM-P-0310 | 1
TAB-PRM-P-0320 | 1
TAB-PRM-P-0330 | 1
TAB-PRM-P-0340 | 1
TAB-PRM-P-0350 | 1
TAB-PRM-P-0360 | 1
TAB-PRM-P-0610 | 1
TAB-PRM-P-0620 | 1
TAB-PRM-P-0630 | 1
TAB-PRM-P-0640 | 1
TAB-PRM-P-0650 | 1
TAB-PRM-P-0660 | 1
TAB-PRS-P-0810 | 1
TAB-PRS-P-0820 | 1
TAB-PRS-P-0830 | 1
TAB-PRS-P-1100 | 1
TAB-PRS-P-1200 | 1
TAB-PRS-P-1300 | 1
TAB-PRS-P-1400 | 1
TAB-PRS-P-2100 | 2
TAB-PRS-P-2200 | 2
TAB-PRS-P-2300 | 1
TAB-PRS-P-2400 | 1
TAB-PRS-P-2500 | 1
TAB-PRS-P-2600 | 1
TAB-PRS-P-3010 | 1
TAB-PRS-P-3020 | 1
TAB-PRS-P-3030 | 1
TAB-PRS-P-3040 | 1
TAB-PRS-P-3110 | 1
TAB-PRS-P-3120 | 1
TAB-PRS-P-3130 | 1
TAB-PRS-P-3140 | 1
TAB-PRS-P-3210 | 1
TAB-PRS-P-3220 | 1
TAB-PRS-P-3230 | 1
TAB-PRS-P-3240 | 1
TAB-PRS-P-3310 | 1
TAB-PRS-P-3320 | 1
TAB-PRS-P-3330 | 1
TAB-PRS-P-3410 | 1
TAB-PRS-P-3420 | 1
TAB-PRS-P-3430 | 1
TAB-PRS-P-3440 | 1
TAB-PWA-P-2711 | 1
TAB-PWA-P-2721 | 1
TAB-PWA-P-2731 | 1
TAB-PWA-P-2741 | 1
TAB-PWA-P-2751 | 1
TAB-SLO-P-0230 | 1
TAB-SLO-P-0260 | 1
TAB-THK-P-4112 | 1
TAB-THK-P-4122 | 1
TAB-THK-P-4132 | 1
TAB-THK-P-4301 | 1
TAB-THK-P-4302 | 1
TAB-THK-P-4303 | 1
TAB-THK-P-4304 | 1
TAB-THK-P-4305 | 1
TAB-THK-P-4306 | 1
TAB-THK-P-4307 | 1
TAB-THK-P-4308 | 1
TAB-THK-P-4309 | 1
TAB-THK-P-4310 | 1
TAB-THK-P-4311 | 1
TAB-THK-P-4312 | 1
TAB-THK-P-4313 | 1
THC-ACC-P-0101 | 1
THC-ACC-P-0132 | 1
THC-DCL-P-0100 | 2
THC-DCL-P-0200 | 2
THC-DCL-P-0300 | 2
THC-DCL-P-0400 | 2
THC-DCL-P-0500 | 2
THC-DCL-P-0600 | 2
THC-DCL-P-1000 | 1
THC-DCL-P-1100 | 1
THC-DEW-P-0322 | 1
THC-DEW-P-0323 | 1
THC-DEW-P-2001 | 1
THC-DEW-P-2002 | 1
THC-DEW-P-2140 | 1
THC-DEW-P-2240 | 2
THC-DEW-P-2340 | 1
THC-DEW-P-7220 | 3
THC-DEW-P-7240 | 3
THC-DEW-P-7260 | 1
THC-DEW-P-7320 | 4
THC-DEW-P-7340 | 4
THC-DEW-P-7360 | 1
THC-DEW-P-7420 | 3
THC-DEW-P-7440 | 3
THC-DIS-P-0100 | 1
THC-DIS-P-0120 | 1
THC-DIS-P-0140 | 1
THC-DIS-P-0160 | 1
THC-DIS-P-0200 | 1
THC-DIS-P-0220 | 1
THC-DIS-P-0240 | 1
THC-DIS-P-0260 | 1
THC-DIS-P-0300 | 1
THC-DIS-P-0320 | 1
THC-DIS-P-0360 | 1
THC-DIS-P-0400 | 1
THC-PRS-P-0110 | 1
THC-PRS-P-0210 | 1
THC-PRS-P-0310 | 1
THC-STW-P-0021 | 1
THC-STW-P-0022 | 1
THR-ACC-FD-0010 | 1
THR-DCL-P-0100 | 3
THR-DCL-P-0200 | 3
THR-DCL-P-0600 | 3
THR-DCL-P-0700 | 3
THR-DIS-P-0110 | 1
THR-DIS-P-0120 | 1
THR-DIS-P-0210 | 1
THR-DIS-P-0220 | 1
THR-DIS-P-0310 | 1
THR-DIS-P-0320 | 1
THR-DIS-P-0410 | 1
THR-DIS-P-0420 | 1
THR-DIS-P-0510 | 1
THR-DIS-P-0520 | 1
THR-DIS-P-0610 | 1
THR-DIS-P-0620 | 1
THR-DIS-P-1510 | 2
THR-FPW-P-0014 | 2
THR-FPW-P-0015 | 2
THR-PRS-P-0050 | 1
THR-PRS-P-0051 | 1
THR-PRS-P-0052 | 1
THR-PRS-P-0053 | 1
THR-PRS-P-0054 | 2
THR-PRS-P-0055 | 1
THR-PRS-P-0056 | 1
THR-PRS-P-0057 | 1
THR-PRS-P-9001 | 1
THR-PRS-P-9002 | 1
THR-THK-P-8111 | 3
THR-THK-P-8121 | 2
THR-THK-P-8131 | 3
THR-THK-P-8141 | 1
THR-THK-P-8151 | 1
THR-THK-P-8161 | 1
THR-THK-P-8171 | 1
THR-THK-P-8181 | 1
TNT-CSO-P-2101 | 1
TNT-CSO-P-2201 | 1
TNT-CSO-P-2301 | 1
TNT-CSO-P-2401 | 1
TNT-CSO-P-2501 | 1
TNT-DCL-P-0300 | 1
TNT-DCL-P-0400 | 1
TNT-DIS-P-0700 | 1
TNT-DIS-P-0800 | 1
TNT-PRS-P-0101 | 1
TNT-PRS-P-0102 | 1
TNT-PRS-P-0103 | 1
WTR-PJS-P-6000 | 1
WTR-PSC-P-0001 | 1
http://www.toronto.ca/TWONTO#00353 | 389
FHA-GRK-FEQ-0001 | 1
FHO-GRK-DR-0001S | 1
FHO-GRK-DR-0002S | 1
FHO-GRK-DR-0003S | 1
FHO-GRK-DR-0004S | 1
FHO-GRK-DR-1001L | 1
FHO-GRK-DR-1001S | 1
FHO-GRK-DR-1001SB | 1
FHO-GRK-DR-1002L | 1
FHO-GRK-DR-1002S | 1
FHO-GRK-DR-1002SB | 1
FHO-GRK-DR-1003L | 1
FHO-GRK-DR-1003S | 1
FHO-GRK-DR-1004L | 1
FHO-GRK-DR-1004S | 1
FHO-GRK-DR-1005L | 1
FHO-GRK-DR-1005S | 1
FHO-GRK-DR-1006L | 1
FHO-GRK-DR-1006S | 1
FHO-GRK-DR-1007L | 1
FHO-GRK-DR-1007S | 1
FHO-GRK-DR-1008L | 1
FHO-GRK-DR-1008S | 1
FHO-GRK-DR-1009L | 1
FHO-GRK-DR-1009S | 1
FHO-GRK-DR-1010L | 1
FHO-GRK-DR-1010S | 1
FHO-GRK-DR-1011L | 1
FHO-GRK-DR-1011S | 1
FHO-GRK-DR-1012L | 1
FHO-GRK-DR-1013L | 1
FHO-GRK-DR-1014L | 1
FHO-GRK-DR-1015L | 1
FHO-GRK-DR-1016L | 1
FHO-GRK-DR-1017L | 1
FHO-GRK-DR-1018L | 1
FHO-GRK-DR-1019L | 1
FHO-GRK-DR-1020L | 1
FHO-GRK-DR-1021L | 1
FHO-GRK-DR-1022L | 1
FHO-GRK-DR-1023L | 1
FHO-GRK-DR-1024L | 1
FHO-GRK-DR-1025L | 1
FHO-GRK-DR-1026L | 1
FHO-GRK-DR-1027L | 1
FHO-GRK-DR-1028L | 1
FHO-GRK-DR-1029L | 1
FHO-GRK-DR-1030L | 1
FHO-GRK-DR-1031L | 1
FHO-GRK-DR-1032L | 1
FHO-GRK-DR-1033L | 1
FHO-GRK-DR-1034L | 1
FHO-GRK-DR-1035L | 1
FHO-GRK-DR-1036L | 1
FHO-GRK-DR-1037L | 1
FHO-GRK-DR-1038L | 1
FHO-GRK-DR-1039L | 1
FHO-GRK-DR-1040L | 1
FHO-GRK-DR-1041L | 1
FHO-GRK-DR-1042L | 1
FHO-GRK-DR-1043L | 1
FHO-GRK-DR-1044L | 1
FHO-GRK-DR-1045L | 1
FHO-GRK-DR-1046L | 1
FHO-GRK-DR-1047L | 1
FHO-GRK-DR-1048L | 1
FHO-GRK-DR-1049L | 1
FHO-GRK-DR-1050L | 1
FHO-GRK-DR-1051L | 1
FHO-GRK-DR-1052L | 1
FHO-GRK-DR-1053L | 1
FHO-GRK-DR-1054L | 1
FHO-GRK-DR-1055L | 1
FHO-GRK-DR-1056L | 1
FHO-GRK-DR-1057L | 1
FHO-GRK-DR-1058L | 1
FHO-GRK-DR-1059L | 1
FHO-GRK-DR-1060L | 1
FHO-GRK-DR-1061L | 1
FHO-GRK-DR-1062L | 1
FHO-GRK-DR-1063L | 1
FHO-GRK-DR-1064L | 1
FHO-GRK-DR-1065L | 1
FHO-GRK-DR-1066L | 1
FHO-GRK-DR-1067L | 1
FHO-GRK-DR-1068L | 1
FHO-GRK-DR-1069L | 1
FHO-GRK-DR-1070L | 1
FHO-GRK-DR-1071L | 1
FHO-GRK-DR-1072L | 1
FHO-GRK-DR-1073L | 1
FHO-GRK-DR-1074L | 1
FHO-GRK-DR-1075L | 1
FHO-GRK-DR-1076L | 1
FHO-GRK-DR-1077L | 1
FHO-GRK-DR-1078L | 1
FHO-GRK-DR-1079L | 1
FHO-GRK-DR-1080L | 1
FHO-GRK-DR-1081L | 1
FHO-GRK-DR-1082L | 1
FHO-GRK-DR-1083L | 1
FHO-GRK-DR-1084L | 1
FHO-GRK-DR-1085L | 1
FHO-GRK-DR-1086L | 1
FHO-GRK-DR-1087L | 1
FHO-GRK-DR-1088L | 1
FHO-GRK-DR-1089L | 1
FHO-GRK-DR-1090L | 1
FHO-GRK-DR-1091L | 1
FHO-GRK-DR-1092L | 1
FHO-GRK-DR-1093L | 1
FHO-GRK-DR-1094L | 1
FHO-GRK-DR-1095L | 1
FHO-GRK-DR-1096L | 1
FHO-GRK-DR-1098L | 1
FHO-GRK-DR-2001L | 1
FHO-GRK-DR-2001S | 1
FHO-GRK-DR-2002L | 1
FHO-GRK-DR-2002S | 1
FHO-GRK-DR-2003L | 1
FHO-GRK-DR-2003S | 1
FHO-GRK-DR-2004L | 1
FHO-GRK-DR-2004S | 1
FHO-GRK-DR-2005L | 1
FHO-GRK-DR-2005S | 1
FHO-GRK-DR-2006L | 1
FHO-GRK-DR-2006S | 1
FHO-GRK-DR-2007L | 1
FHO-GRK-DR-2007S | 1
FHO-GRK-DR-2007SB | 1
FHO-GRK-DR-2008L | 1
FHO-GRK-DR-2008S | 1
FHO-GRK-DR-2008SB | 1
FHO-GRK-DR-2009L | 1
FHO-GRK-DR-2009S | 1
FHO-GRK-DR-2010L | 1
FHO-GRK-DR-2010S | 1
FHO-GRK-DR-2011L | 1
FHO-GRK-DR-2011S | 1
FHO-GRK-DR-2012L | 1
FHO-GRK-DR-2012S | 1
FHO-GRK-DR-2013L | 1
FHO-GRK-DR-2013S | 1
FHO-GRK-DR-2014L | 1
FHO-GRK-DR-2014S | 1
FHO-GRK-DR-2015L | 1
FHO-GRK-DR-2015S | 1
FHO-GRK-DR-2016L | 1
FHO-GRK-DR-2016S | 1
FHO-GRK-DR-2017L | 1
FHO-GRK-DR-2017S | 1
FHO-GRK-DR-2018L | 1
FHO-GRK-DR-2018S | 1
FHO-GRK-DR-2019L | 1
FHO-GRK-DR-2019S | 1
FHO-GRK-DR-2020L | 1
FHO-GRK-DR-2020S | 1
FHO-GRK-DR-2021L | 1
FHO-GRK-DR-2021S | 1
FHO-GRK-DR-2022L | 1
FHO-GRK-DR-2022S | 1
FHO-GRK-DR-2023L | 1
FHO-GRK-DR-2023S | 1
FHO-GRK-DR-2024L | 1
FHO-GRK-DR-2024S | 1
FHO-GRK-DR-2025L | 1
FHO-GRK-DR-2025S | 1
FHO-GRK-DR-2026L | 1
FHO-GRK-DR-2026S | 1
FHO-GRK-DR-2027L | 1
FHO-GRK-DR-2027S | 1
FHO-GRK-DR-2028L | 1
FHO-GRK-DR-2028S | 1
FHO-GRK-DR-2029L | 1
FHO-GRK-DR-2029S | 1
FHO-GRK-DR-2030L | 1
FHO-GRK-DR-2030S | 1
FHO-GRK-DR-2031L | 1
FHO-GRK-DR-2031S | 1
FHO-GRK-DR-2032L | 1
FHO-GRK-DR-2032S | 1
FHO-GRK-DR-2033L | 1
FHO-GRK-DR-2033S | 1
FHO-GRK-DR-2034L | 1
FHO-GRK-DR-2034S | 1
FHO-GRK-DR-2035L | 1
FHO-GRK-DR-2035S | 1
FHO-GRK-DR-2036L | 1
FHO-GRK-DR-2036S | 1
FHO-GRK-DR-2037L | 1
FHO-GRK-DR-2037S | 1
FHO-GRK-DR-2038L | 1
FHO-GRK-DR-2038S | 1
FHO-GRK-DR-2039L | 1
FHO-GRK-DR-2039S | 1
FHO-GRK-DR-2040L | 1
FHO-GRK-DR-2040S | 1
FHO-GRK-DR-2041L | 1
FHO-GRK-DR-2041S | 1
FHO-GRK-DR-2042L | 1
FHO-GRK-DR-2042S | 1
FHO-GRK-DR-2043L | 1
FHO-GRK-DR-2043S | 1
FHO-GRK-DR-2044L | 1
FHO-GRK-DR-2044S | 1
FHO-GRK-DR-2045L | 1
FHO-GRK-DR-2045S | 1
FHO-GRK-DR-2046L | 1
FHO-GRK-DR-2046S | 1
FHO-GRK-DR-2047L | 1
FHO-GRK-DR-2047S | 1
FHO-GRK-DR-2048L | 1
FHO-GRK-DR-2048S | 1
FHO-GRK-DR-2049L | 1
FHO-GRK-DR-2049S | 1
FHO-GRK-DR-2050L | 1
FHO-GRK-DR-2050S | 1
FHO-GRK-DR-2051L | 1
FHO-GRK-DR-2051S | 1
FHO-GRK-DR-2052L | 1
FHO-GRK-DR-2052S | 1
FHO-GRK-DR-2053AS | 1
FHO-GRK-DR-2053L | 1
FHO-GRK-DR-2053S | 1
FHO-GRK-DR-2054L | 1
FHO-GRK-DR-2054S | 1
FHO-GRK-DR-2055S | 1
FHO-GRK-DR-2056S | 1
FHO-GRK-DR-2057S | 1
FHO-GRK-DR-2058S | 1
FHO-GRK-DR-2059S | 1
FHO-GRK-DR-2060S | 1
FHO-GRK-DR-2061S | 1
FHO-GRK-DR-2062S | 1
FHO-GRK-DR-2063S | 1
FHO-GRK-DR-2064S | 1
FHO-GRK-DR-2065S | 1
FHO-GRK-DR-2066S | 1
FHO-GRK-DR-2067S | 1
FHO-GRK-DR-2068S | 1
FHO-GRK-DR-2069S | 1
FHO-GRK-DR-2070S | 1
FHO-GRK-DR-2071S | 1
FHO-GRK-DR-2072S | 1
FHO-GRK-DR-2073S | 1
FHO-GRK-DR-2074S | 1
FHO-GRK-DR-2075S | 1
FHO-GRK-DR-2076S | 1
FHO-GRK-DR-2077S | 1
FHO-GRK-DR-2078S | 1
FHO-GRK-DR-2079S | 1
FHO-GRK-DR-2080S | 1
FHO-GRK-DR-2081S | 1
FHO-GRK-DR-2082S | 1
FHO-GRK-DR-2083S | 1
FHO-GRK-DR-2084S | 1
FHO-GRK-DR-2085S | 1
FHO-GRK-DR-2086S | 1
FHO-GRK-DR-2087S | 1
FHO-GRK-DR-2088S | 1
FHO-GRK-DR-2089S | 1
FHO-GRK-DR-2090S | 1
FHO-GRK-DR-2091S | 1
FHO-GRK-DR-2092S | 1
FHO-GRK-DR-2093S | 1
FHO-GRK-DR-2094S | 1
FHO-GRK-DR-2095S | 1
FHO-GRK-DR-2096S | 1
FHO-GRK-DR-2097S | 1
FHO-GRK-DR-2098S | 1
FHO-GRK-DR-2099S | 1
FHO-GRK-DR-2100S | 1
FHO-GRK-DR-2164S | 1
FHO-GRK-DR-2178S | 1
FHO-GRK-DR-3001S | 1
FHO-GRK-DR-3002S | 1
FHO-GRK-DR-3003S | 1
FHO-GRK-DR-3004S | 1
FHO-GRK-DR-3005S | 1
FHO-GRK-DR-3006S | 1
FHO-GRK-DR-3007S | 1
FHO-GRK-DR-3008S | 1
FHO-GRK-DR-3009S | 1
FHO-GRK-DR-3010S | 1
FHO-GRK-DR-3011S | 1
FHO-GRK-DR-4001S | 1
FHO-GRK-DR-4002S | 1
FHO-GRK-DR-4003S | 1
FHO-GRK-DR-4004S | 1
FHO-GRK-DR-4005S | 1
FHO-GRK-DR-4006S | 1
FHO-GRK-DR-4007S | 1
FHO-GRK-DR-4008S | 1
FHO-GRK-DR-4009S | 1
FHO-GRK-DR-4010S | 1
FHO-GRK-DR-4011S | 1
FHO-GRK-DR-4012S | 1
FHO-GRK-DR-4013S | 1
FHO-GRK-DR-4014S | 1
FHO-GRK-DR-4015S | 1
FHO-GRK-DR-4016S | 1
FHO-GRK-DR-4017S | 1
FHO-GRK-DR-4018S | 1
FHO-GRK-DR-4019S | 1
FHO-GRK-DR-4020S | 1
FHO-GRK-DR-4021S | 1
FHO-GRK-DR-4022S | 1
FHO-GRK-DR-4023S | 1
FHO-GRK-DR-4024S | 1
FHO-GRK-DR-4025S | 1
FHO-GRK-DR-4026S | 1
FHO-GRK-DR-4027S | 1
FHO-GRK-DR-4028S | 1
FHO-GRK-DR-4029S | 1
FHO-GRK-DR-4030S | 1
FHO-GRK-DR-4031S | 1
FHO-GRK-DR-4032S | 1
FHO-GRK-DR-4033S | 1
FHO-GRK-DR-4034S | 1
FHO-GRK-DR-4035S | 1
FHO-GRK-DR-4036S | 1
FHO-GRK-DR-4037S | 1
FHO-GRK-DR-4038S | 1
FHO-GRK-DR-5001S | 1
FHO-GRK-DR-5002S | 1
FHO-GRK-DR-5003S | 1
FHO-GRK-DR-5004S | 1
FHO-GRK-DR-5005S | 1
FHO-GRK-DR-5006S | 1
FHO-GRK-DR-5007S | 1
FHO-GRK-DR-5008S | 1
FHO-GRK-DR-5009S | 1
FHO-GRK-DR-5010S | 1
FHO-GRK-DR-5011S | 1
FHO-GRK-DR-5012S | 1
FHO-GRK-DR-5013S | 1
FHO-GRK-DR-6001S | 1
FHO-GRK-DR-6002S | 1
FHO-GRK-DR-6003S | 1
FHO-GRK-DR-7001S | 1
FHO-GRK-DR-7002S | 1
FHO-GRK-DR-7003S | 1
FHO-GRK-DR-7004S | 1
FHO-GRK-DR-8001S | 1
FHO-GRK-DR-8002S | 1
FHO-GRK-DR-8003S | 1
FHO-GRK-DR-9001S | 1
FHO-GRK-DR-9002S | 1
FHO-GRK-DR-9003S | 1
FHO-GRK-FEQ-0001 | 1
FIS-FEQ-DR-0005 | 1
FIS-FEQ-DR-0008 | 1
FIS-FEQ-DR-0012(S) | 1
FIS-FEQ-DR-0013 | 1
FIS-FEQ-DR-0015 | 1
FIS-FEQ-DR-0019 | 1
FIS-FEQ-DR-0023(S) | 1
FIS-FEQ-DR-0027(S) | 1
FIS-FEQ-DR-0031(S) | 1
FIS-FEQ-DR-0034(S) | 1
FIS-FEQ-DR-0035(S) | 1
FIS-FEQ-DR-0037(S) | 1
FIS-FEQ-DR-0040 | 1
FIS-FEQ-DR-0043 | 1
FIS-FEQ-DR-0045 | 1
FIS-FEQ-DR-0047(S) | 1
FIS-FEQ-DR-0049(S) | 1
FIS-FEQ-DR-0051 | 2
FIS-FEQ-DR-0052 | 1
FIS-FEQ-DR-0053 | 1
FIS-FEQ-DR-0054 | 1
FIS-FEQ-DR-0059(S) | 1
FIS-FEQ-DR-0061(S) | 1
FIS-FEQ-DR-0064(S) | 1
FIS-FEQ-DR-0065(S) | 1
FIS-FEQ-DR-0067 | 1
FIS-FEQ-DR-0068(S) | 1
FIS-FEQ-DR-0070 | 1
FIS-FEQ-DR-0072(S) | 1
WTR-PHL-DR-0001 | 2
WTR-PHL-DR-0002 | 1
WTR-PHL-DR-0003 | 1
WTR-PHL-DR-0004 | 1
WTR-PHL-DR-0005 | 1
WTR-PHL-DR-0009 | 1
WTR-PHL-DR-0010 | 1
WTR-PHL-DR-0011 | 1
http://www.toronto.ca/TWONTO#00653 | 407
DOS-YCM-PPE-147011 | 1
DOS-YCM-PPE-147114 | 1
DOS-YCM-PPE-6456386 | 1
DOS-YCM-PPE-6456430 | 1
FCL-SES-SQ-1001 | 2
FCL-SES-SQ-1002 | 1
FCL-SES-SQ-1003 | 1
FCL-SES-SQ-1004 | 1
FCL-SES-SQ-1005 | 1
FCL-SES-SQ-1006 | 1
FCL-SES-SQ-1007 | 1
FCL-SES-SQ-1008 | 1
FCL-SES-SQ-1009 | 1
FCL-SES-SQ-1010 | 1
FCL-SES-SQ-1011 | 1
FCL-SES-SQ-1012 | 1
FCL-SES-SQ-1013 | 1
FCL-SES-SQ-1014 | 1
FCL-SES-SQ-1015 | 1
FCL-SES-SQ-1016 | 1
FCL-SES-SQ-1017 | 1
FCL-SES-SQ-1018 | 1
FCL-SES-SQ-1019 | 1
FCL-SES-SQ-1020 | 1
FCL-SES-SQ-GLOVES-A | 1
FCL-SES-SQ-GLOVES-B | 1
FHA-SES-SQ-0012 | 1
FHO-SES-SQ-0636 | 1
FHO-SES-SQ-0637 | 1
FHO-SES-SQ-0758 | 1
FHO-SES-SQ-0759 | 1
FHO-SES-SQ-1000 | 1
FHO-SES-SQ-1766 | 1
FHO-SES-SQ-2630_SU | 1
FHO-SES-SQ-6031 | 1
FHO-SES-SQ-6032 | 1
FHO-SES-SQ-6034 | 1
FHO-SES-SQ-6035 | 1
FHO-SES-SQ-6036 | 1
FHO-SES-SQ-6037 | 1
FHO-SES-SQ-6038 | 1
FHO-SES-SQ-6039 | 1
FHO-SES-SQ-6040 | 1
FHO-SES-SQ-6041 | 1
FHO-SES-SQ-6042 | 1
FHO-SES-SQ-6043 | 1
FHO-SES-SQ-6044 | 1
FHO-SES-SQ-6045 | 1
FHO-SES-SQ-6046 | 1
FHO-SES-SQ-6047 | 1
FHO-SES-SQ-6048 | 1
FHO-SES-SQ-6049 | 1
FHO-SES-SQ-6050 | 1
FHO-SES-SQ-6051 | 1
FHO-SES-SQ-6052 | 1
FHO-SES-SQ-6053 | 1
FHO-SES-SQ-6054 | 1
FHO-SES-SQ-6055 | 1
FHO-SES-SQ-6056 | 1
FHO-SES-SQ-6057 | 1
FHO-SES-SQ-6058 | 1
FHO-SES-SQ-6059 | 1
FHO-SES-SQ-6060 | 1
FHO-SES-SQ-6061 | 1
FHO-SES-SQ-6062 | 1
FHO-SES-SQ-6063 | 1
FHO-SES-SQ-6064 | 1
FHO-SES-SQ-6066 | 1
FHO-SES-SQ-6067 | 1
FHO-SES-SQ-6068 | 1
FHO-SES-SQ-6069 | 1
FHO-SES-SQ-6070 | 1
FHO-SES-SQ-6071 | 1
FHO-SES-SQ-6072 | 1
FHO-SES-SQ-6073 | 1
FHO-SES-SQ-6074 | 1
FHO-SES-SQ-6075 | 1
FHO-SES-SQ-6076 | 1
FHO-SES-SQ-6077 | 1
FHO-SES-SQ-6078 | 1
FHO-SES-SQ-6079 | 1
FHO-SES-SQ-6080 | 1
FHO-SES-SQ-6081 | 1
FHO-SES-SQ-6082 | 1
FHO-SES-SQ-6083 | 1
FHO-SES-SQ-6084 | 1
FHO-SES-SQ-8135 | 1
FIS-SES-SQ-1001 | 1
FIS-SES-SQ-1002 | 1
FIS-SES-SQ-1003 | 1
FIS-SES-SQ-1004 | 1
FIS-SES-SQ-1005 | 1
FIS-SES-SQ-1006 | 1
FIS-SES-SQ-1007 | 1
FIS-SES-SQ-1008 | 1
FIS-SES-SQ-1009 | 1
FIS-SES-SQ-1010 | 1
FIS-SES-SQ-1011 | 2
FIS-SES-SQ-1012 | 1
FIS-SES-SQ-1013 | 1
FIS-SES-SQ-1014 | 1
FIS-SES-SQ-1015 | 1
FIS-SES-SQ-1016 | 1
FIS-SES-SQ-1017 | 1
FIS-SES-SQ-1018 | 1
FIS-SES-SQ-6101 | 1
FIS-SES-SQ-6102 | 1
FIS-SES-SQ-6103 | 1
FIS-SES-SQ-6104 | 1
FIS-SES-SQ-6105 | 1
FIS-SES-SQ-6106 | 1
FIS-SES-SQ-6107 | 1
FIS-SES-SQ-6108 | 1
FIS-SES-SQ-6109 | 1
FIS-SES-SQ-6110 | 1
FIS-SES-SQ-6111 | 1
FIS-SES-SQ-6112 | 1
FIS-SES-SQ-6113 | 1
FIS-SES-SQ-6114 | 1
FIS-SES-SQ-6115 | 1
FIS-SES-SQ-6116 | 1
FIS-SES-SQ-6117 | 1
FIS-SES-SQ-6118 | 1
FIS-SES-SQ-GLOVE1 | 2
FIS-SES-SQ-GLOVE2 | 2
TAB-ELS-SQ-6101 | 2
TAB-ELS-SQ-6102 | 1
TAB-ELS-SQ-6103 | 1
TAB-ELS-SQ-6104 | 1
TAB-ELS-SQ-6105 | 1
TAB-ELS-SQ-6106 | 1
TAB-ELS-SQ-6107 | 1
TAB-ELS-SQ-6108 | 1
TAB-ELS-SQ-6109 | 1
TAB-ELS-SQ-6110 | 1
TAB-ELS-SQ-6111 | 1
TAB-ELS-SQ-6112 | 1
TAB-ELS-SQ-6113 | 1
TAB-ELS-SQ-6114 | 1
TAB-ELS-SQ-6115 | 1
TAB-ELS-SQ-6116 | 1
TAB-ELS-SQ-6117 | 1
TAB-ELS-SQ-6118 | 1
TAB-ELS-SQ-6119 | 1
TAB-ELS-SQ-6120 | 1
TAB-ELS-SQ-6121 | 1
TAB-ELS-SQ-6122 | 1
TAB-ELS-SQ-6123 | 1
TAB-ELS-SQ-6124 | 1
TAB-ELS-SQ-6125 | 1
TAB-ELS-SQ-6126 | 1
TAB-ELS-SQ-6127 | 1
TAB-ELS-SQ-6128 | 1
TAB-ELS-SQ-6129 | 1
TAB-ELS-SQ-6130 | 1
TAB-ELS-SQ-6131 | 1
TAB-ELS-SQ-6132 | 1
TAB-ELS-SQ-6133 | 1
TAB-ELS-SQ-6134 | 1
TAB-ELS-SQ-6135 | 1
TAB-ELS-SQ-6136 | 1
TAB-ELS-SQ-6137 | 1
TAB-ELS-SQ-6138 | 1
TAB-ELS-SQ-6139 | 1
TAB-ELS-SQ-6140 | 1
TAB-ELS-SQ-6141 | 1
TAB-ELS-SQ-6142 | 1
TAB-ELS-SQ-6143 | 1
TAB-ELS-SQ-6144 | 1
TAB-ELS-SQ-6145 | 1
TAB-ELS-SQ-6146 | 1
TAB-ELS-SQ-6147 | 1
TAB-ELS-SQ-6148 | 1
TAB-ELS-SQ-6149 | 1
TAB-ELS-SQ-6150 | 1
TAB-ELS-SQ-6151 | 1
TAB-ELS-SQ-6152 | 1
TAB-ELS-SQ-6153 | 1
TAB-ELS-SQ-6154 | 1
TAB-ELS-SQ-6155 | 1
TAB-ELS-SQ-6156 | 1
TAB-ELS-SQ-6157 | 1
TAB-ELS-SQ-6158 | 1
TAB-ELS-SQ-6159 | 1
TAB-ELS-SQ-6160 | 1
TAB-ELS-SQ-6161 | 1
TAB-ELS-SQ-6162 | 1
TAB-ELS-SQ-6163 | 1
TAB-ELS-SQ-6164 | 1
TAB-ELS-SQ-6165 | 1
TAB-ELS-SQ-6166 | 1
TAB-ELS-SQ-6167 | 1
TAB-ELS-SQ-6168 | 1
TAB-ELS-SQ-6169 | 1
TAB-ELS-SQ-6170 | 1
TAB-ELS-SQ-6171 | 1
TAB-ELS-SQ-6172 | 1
TAB-ELS-SQ-6173 | 1
TAB-ELS-SQ-6174 | 1
TAB-ELS-SQ-6175 | 1
TAB-ELS-SQ-6176 | 1
TAB-ELS-SQ-6177 | 1
TAB-ELS-SQ-6178 | 1
TAB-ELS-SQ-6179 | 1
TAB-ELS-SQ-6180 | 1
THC-ELS-SQ-1035488 | 1
THC-ELS-SQ-1035673 | 1
THC-ELS-SQ-1039483 | 1
THC-ELS-SQ-1040093 | 1
THC-ELS-SQ-1065356 | 1
THC-ELS-SQ-1065718 | 1
THC-ELS-SQ-1067284 | 1
THC-ELS-SQ-1067428 | 1
THC-ELS-SQ-1093756 | 1
THC-ELS-SQ-1093789 | 2
THC-ELS-SQ-1093805 | 1
THC-ELS-SQ-1095073 | 1
THC-ELS-SQ-1097120 | 1
THC-ELS-SQ-1097305 | 1
THC-ELS-SQ-1232258 | 2
THC-ELS-SQ-1244573 | 2
THC-ELS-SQ-1341313 | 2
THC-ELS-SQ-1341315 | 2
THC-ELS-SQ-1341932 | 2
THC-ELS-SQ-1342223 | 1
THC-ELS-SQ-134223 | 1
THC-ELS-SQ-1342256 | 2
THC-ELS-SQ-1537335 | 2
THC-ELS-SQ-1537799 | 2
THC-ELS-SQ-211152L | 1
THC-ELS-SQ-211152R | 1
THC-ELS-SQ-211159 | 2
THC-ELS-SQ-211159L | 1
THC-ELS-SQ-211159R | 1
THC-ELS-SQ-211160 | 2
THC-ELS-SQ-211160L | 1
THC-ELS-SQ-211160R | 1
THC-ELS-SQ-211161L | 1
THC-ELS-SQ-211161R | 1
THC-ELS-SQ-211162L | 2
THC-ELS-SQ-211162R | 2
THC-ELS-SQ-211163L | 2
THC-ELS-SQ-211163R | 2
THC-ELS-SQ-2488679 | 1
THC-ELS-SQ-2488682 | 1
THC-ELS-SQ-2488774 | 1
THC-ELS-SQ-2488775 | 1
THC-ELS-SQ-2640040 | 1
THC-ELS-SQ-2640205 | 1
THC-ELS-SQ-2734339 | 1
THC-ELS-SQ-2734528 | 1
THC-ELS-SQ-2734539 | 1
THC-ELS-SQ-2856836 | 1
THC-ELS-SQ-2856898 | 1
THC-ELS-SQ-2865130 | 2
THC-ELS-SQ-2865147 | 2
THC-ELS-SQ-2875079 | 1
THC-ELS-SQ-2875384 | 1
THC-ELS-SQ-3017480 | 1
THC-ELS-SQ-3017719 | 1
THC-ELS-SQ-494632 | 1
THC-ELS-SQ-494706 | 2
THC-ELS-SQ-494768 | 2
THC-ELS-SQ-494806 | 1
THC-ELS-SQ-6005127 | 1
THC-ELS-SQ-6005208 | 1
THC-ELS-SQ-6124599 | 1
THC-ELS-SQ-6124639 | 1
THC-ELS-SQ-6172848 | 1
THC-ELS-SQ-6172922 | 1
THC-ELS-SQ-6180274 | 1
THC-ELS-SQ-6180338 | 1
THC-ELS-SQ-6180346 | 1
THC-ELS-SQ-6180351 | 1
THC-ELS-SQ-6180418 | 1
THC-ELS-SQ-6180419 | 1
THC-ELS-SQ-6180464 | 1
THC-ELS-SQ-6180466 | 1
THC-ELS-SQ-6185131 | 1
THC-ELS-SQ-6185204 | 1
THC-ELS-SQ-6186110 | 1
THC-ELS-SQ-6186246 | 1
THC-ELS-SQ-6200807 | 1
THC-ELS-SQ-6201059 | 1
THC-ELS-SQ-6214599 | 1
THC-ELS-SQ-6214639 | 1
THC-ELS-SQ-6241825 | 1
THC-ELS-SQ-6241874 | 1
THC-ELS-SQ-6279142 | 1
THC-ELS-SQ-6279201 | 1
THC-ELS-SQ-629100 | 1
THC-ELS-SQ-629115 | 1
THC-ELS-SQ-6320534 | 1
THC-ELS-SQ-6320550 | 1
THC-ELS-SQ-6322185 | 1
THC-ELS-SQ-6322331 | 1
THC-ELS-SQ-6325015 | 1
THC-ELS-SQ-6325057 | 1
THC-ELS-SQ-6325127 | 1
THC-ELS-SQ-725046 | 2
THC-ELS-SQ-725053 | 1
THC-ELS-SQ-725056 | 2
THC-ELS-SQ-725058 | 1
THC-ELS-SQ-7490607SP | 2
THC-ELS-SQ-7495402 | 2
THC-ELS-SQ-8084606 | 1
THC-ELS-SQ-8088280 | 1
THC-ELS-SQ-818278 | 2
THC-ELS-SQ-830292 | 1
THC-ELS-SQ-830310 | 1
THC-ELS-SQ-830445 | 2
THC-ELS-SQ-848958 | 1
THC-ELS-SQ-849968 | 1
THC-ELS-SQ-8499887 | 1
THC-ELS-SQ-8499947 | 1
THC-ELS-SQ-8806570 | 1
THC-ELS-SQ-8806571 | 1
THC-ELS-SQ-8806591 | 1
THC-ELS-SQ-8806597 | 1
THC-ELS-SQ-887098 | 1
THC-ELS-SQ-8870990 | 1
THC-ELS-SQ-887122 | 1
THC-ELS-SQ-889378 | 1
THC-ELS-SQ-GLV-0001 | 1
THC-ELS-SQ-GLV-0002 | 1
THC-ELS-SQ-GLV-0003 | 1
THC-ELS-SQ-GLV-0004 | 1
THR0ELS-SQ-0660 | 1
THR-ELS-SQ | 1
THR-ELS-SQ-0075 | 1
THR-ELS-SQ-0076 | 1
THR-ELS-SQ-0077 | 1
THR-ELS-SQ-0211 | 1
THR-ELS-SQ-0281 | 1
THR-ELS-SQ-0282S | 1
THR-ELS-SQ-0289 | 1
THR-ELS-SQ-0290 | 1
THR-ELS-SQ-0290S | 1
THR-ELS-SQ-0404 | 1
THR-ELS-SQ-0404S | 1
THR-ELS-SQ-0405S | 1
THR-ELS-SQ-0431 | 1
THR-ELS-SQ-0660 | 1
THR-ELS-SQ-0800 | 1
THR-ELS-SQ-0801 | 1
THR-ELS-SQ-0802 | 1
THR-ELS-SQ-0888S | 1
THR-ELS-SQ-0893 | 1
THR-ELS-SQ-0893S | 1
THR-ELS-SQ-0896 | 1
THR-ELS-SQ-0896S | 1
THR-ELS-SQ-0897 | 1
THR-ELS-SQ-0900 | 1
THR-ELS-SQ-0901S | 1
THR-ELS-SQ-0902 | 1
THR-ELS-SQ-0999 | 1
THR-ELS-SQ-1786S | 1
THR-ELS-SQ-1787S | 1
THR-ELS-SQ-1892S | 1
THR-ELS-SQ-1893S | 1
THR-ELS-SQ-9236 | 1
THR-ELS-SQ-9239 | 1
THR-ELS-SQ-9494 | 1
THR-ELS-SQ-9500S | 1
THR-ELS-SQ-ERG | 1
WTR-PLW-PPE-0001A | 1
WTR-PLW-PPE-0001B | 1
WTR-PLW-PPE-0002A | 1
WTR-PLW-PPE-0002B | 1
WTR-PLW-PPE-0003A | 1
WTR-PLW-PPE-0003B | 1
WTR-PLW-PPE-0004A | 1
WTR-PLW-PPE-0004B | 1
WTR-PLW-PPE-0005A | 1
WTR-PLW-PPE-0005B | 1
WTR-PLW-PPE-0006A | 1
WTR-PLW-PPE-0006B | 1
http://www.toronto.ca/TWONTO#00332 | 433
DOS-MCS-FAR-139148 | 1
DOS-MCS-FAR-139196 | 1
FCL-SH-01 | 1
FCL-SH-02 | 1
FCL-SH-03 | 1
FCL-SH-04 | 1
FCL-SH-05 | 1
FCL-SH-06 | 1
FCL-SH-07 | 1
FCL-SH-08 | 1
FCL-SH-09 | 1
FCL-SH-10 | 1
FCL-SH-11 | 1
FCL-SH-12 | 1
FCL-SH-13 | 1
FCL-SH-14 | 1
FCL-SH-15 | 2
FCL-SH-16 | 1
FCL-SH-17 | 1
FCL-SH-18 | 1
FCL-SH-19 | 1
FHA-SES-SQ-0036 | 2
FHA-SES-SQ-0037 | 2
FHA-SES-SQ-0038 | 2
FHA-SES-SQ-0039 | 2
FHA-SES-SQ-0040 | 2
FHA-SES-SQ-0041 | 2
FHA-SES-SQ-0042 | 2
FHA-SES-SQ-0043 | 2
FHA-SES-SQ-0044 | 2
FHA-SES-SQ-0045 | 2
FHA-SES-SQ-0046 | 2
FHA-SES-SQ-0047 | 2
FHA-SES-SQ-0048 | 2
FHA-SES-SQ-0049 | 2
FHA-SES-SQ-0050 | 2
FHA-SES-SQ-0051 | 2
FHA-SES-SQ-0052 | 2
FHA-SES-SQ-0053 | 2
FHA-SES-SQ-0054 | 2
FHA-SES-SQ-0055 | 2
FHA-SES-SQ-0056 | 2
FHA-SES-SQ-0057 | 2
FHA-SES-SQ-0058 | 2
FHA-SES-SQ-0059 | 2
FHA-SES-SQ-0060 | 2
FHA-SES-SQ-1001 | 1
FHA-SES-SQ-1002 | 1
FHA-SES-SQ-1003 | 1
FHA-SES-SQ-1004 | 1
FHA-SES-SQ-1005 | 1
FHA-SES-SQ-1006 | 1
FHA-SES-SQ-1007 | 1
FHA-SES-SQ-1008 | 1
FHA-SES-SQ-1009 | 1
FHA-SES-SQ-1010 | 1
FHO-SES-SCBA-HARNESS | 2
FHO-SES-SCBA-HARNESS1 | 2
FHO-SES-SCBA-HARNESS10 | 1
FHO-SES-SCBA-HARNESS11 | 1
FHO-SES-SCBA-HARNESS12 | 1
FHO-SES-SCBA-HARNESS2 | 2
FHO-SES-SCBA-HARNESS3 | 2
FHO-SES-SCBA-HARNESS4 | 2
FHO-SES-SCBA-HARNESS5 | 1
FHO-SES-SCBA-HARNESS6 | 1
FHO-SES-SCBA-HARNESS7 | 2
FHO-SES-SCBA-HARNESS8 | 1
FHO-SES-SCBA-HARNESS9 | 2
FHO-SES-SQ-6001 | 1
FHO-SES-SQ-6002 | 1
FHO-SES-SQ-6008-SU | 2
FHO-SES-SQ-6011 | 1
FHO-SES-SQ-6012 | 1
FHO-SES-SQ-6012-SU | 2
FHO-SES-SQ-6013 | 2
FHO-SES-SQ-6014 | 1
FHO-SES-SQ-6015 | 1
FHO-SES-SQ-6018-SU | 2
FHO-SES-SQ-6021 | 1
FHO-SES-SQ-6023 | 1
FHO-SES-SQ-6026 | 1
FHO-SES-SQ-6203 | 1
FHO-SES-SQ-6204 | 1
FHO-SES-SQ-6205 | 1
FHO-SES-SQ-6206 | 1
FHO-SES-SQ-6207 | 1
FHO-SES-SQ-6208 | 1
FHO-SES-SQ-6209 | 2
FHO-SES-SQ-6210 | 1
FHO-SES-SQ-6216 | 1
FHO-SES-SQ-6217 | 1
FHO-SES-SQ-6219 | 1
FHO-SES-SQ-6220 | 1
FHO-SES-SQ-6224 | 1
FHO-SES-SQ-6225 | 1
FIS-SES-SH-0012 | 1
FIS-SES-SH-0013 | 1
FIS-SES-SH-0014 | 1
FIS-SES-SH-0015 | 1
FIS-SES-SH-0016 | 1
FIS-SES-SH-0017 | 1
FIS-SES-SQ-6001 | 1
FIS-SES-SQ-6002 | 1
FIS-SES-SQ-6003 | 1
FIS-SES-SQ-6004 | 1
FIS-SES-SQ-6005 | 1
FIS-SES-SQ-6006 | 1
FIS-SES-SQ-6007 | 3
FIS-SES-SQ-6008 | 2
FIS-SES-SQ-6009 | 2
FIS-SES-SQ-6010 | 1
FIS-SES-SQ-6011 | 1
TAB-ELS-SQ-32A6 | 1
TAB-ELS-SQ-5010 | 2
TAB-ELS-SQ-5012 | 1
TAB-ELS-SQ-5013 | 1
TAB-ELS-SQ-5014 | 1
TAB-ELS-SQ-5015 | 1
TAB-ELS-SQ-FALL ARST | 1
TAB-WA1-SQ-1901 | 1
TAB-WA1-SQ-1902 | 1
TAB-WA1-SQ-1903 | 1
TAB-WA1-SQ-1904 | 1
TAB-WA1-SQ-1905 | 1
TAB-WA1-SQ-1906 | 1
TAB-WA1-SQ-1907 | 2
TAB-WA1-SQ-1908 | 1
TAB-WA1-SQ-1909 | 1
TAB-WA1-SQ-1910 | 1
TAB-WA1-SQ-1911 | 1
TAB-WA1-SQ-1912 | 1
TAB-WA1-SQ-1913 | 1
TAB-WA1-SQ-1914 | 1
TAB-WA1-SQ-1915 | 1
TAB-WA1-SQ-1916 | 1
TAB-WA2-SQ-0292 | 1
TAB-WA2-SQ-1007 | 1
TAB-WA2-SQ-1137 | 1
TAB-WA2-SQ-1138 | 1
TAB-WA2-SQ-1469 | 1
TAB-WA2-SQ-1514 | 1
TAB-WA2-SQ-1539 | 1
TAB-WA2-SQ-3500 | 1
TAB-WA2-SQ-4357 | 1
TAB-WA2-SQ-5555 | 1
TAB-WA2-SQ-5581 | 1
TAB-WA2-SQ-5782 | 1
TAB-WA2-SQ-6126 | 1
TAB-WA2-SQ-8682 | 1
TAB-WA2-SQ-8875 | 1
TAB-WA2-SQ-9755 | 1
TAB-WA3-SQ-052B | 1
TAB-WA3-SQ-53DD | 1
TAB-WA3-SQ-5DB5 | 1
TAB-WA3-SQ-6771 | 1
TAB-WA3-SQ-7146 | 1
TAB-WA3-SQ-7595 | 1
TAB-WA3-SQ-B956 | 1
TAB-WA3-SQ-BF93 | 1
TAB-WA3-SQ-C0BB | 1
TAB-WA3-SQ-D992 | 1
TAB-WA3-SQ-FECA | 1
TAB-WA4-SQ-3416 | 1
TAB-WA4-SQ-3417 | 1
TAB-WA4-SQ-3418 | 1
TAB-WA4-SQ-3419 | 1
TAB-WA4-SQ-3420 | 1
TAB-WA4-SQ-3421 | 1
TAB-WA4-SQ-3422 | 1
TAB-WA4-SQ-3423 | 1
TAB-WA4-SQ-3424 | 1
TAB-WA4-SQ-3425 | 1
TAB-WA4-SQ-3426 | 1
TAB-WA4-SQ-3427 | 1
TAB-WA4-SQ-3428 | 1
TAB-WA4-SQ-5832 | 1
TAB-WA4-SQ-6770 | 1
TAB-WA4-SQ-68FB | 1
TAB-WA4-SQ-6946 | 3
TAB-WA4-SQ-9549 | 1
TAB-WA4-SQ-9565 | 1
TAB-WA4-SQ-D9E4 | 1
TAB-WA5-SQ-0019 | 2
TAB-WA5-SQ-0020 | 1
TAB-WA5-SQ-0021 | 1
TAB-WA5-SQ-2DBA | 1
TAB-WA5-SQ-6E60 | 1
TAB-WA5-SQ-9028 | 1
TAB-WA5-SQ-D206 | 1
TAB-WA5-SQ-E4E8 | 1
TAB-WA5-SQ-E5C2 | 1
TAB-WA5-SQ-EE27 | 1
TAB-WA6-SQ-1335 | 2
TAB-WA6-SQ-1932 | 2
TAB-WA6-SQ-1933 | 1
TAB-WA6-SQ-2387 | 2
TAB-WA6-SQ-2389 | 2
TAB-WA6-SQ-4197 | 2
TAB-WA6-SQ-4970 | 1
TAB-WA6-SQ-5130 | 2
TAB-WA6-SQ-5335 | 2
TAB-WA6-SQ-5472 | 2
TAB-WA6-SQ-7591 | 1
TAB-WA6-SQ-DA67 | 2
TAB-WA7-SQ-1440 | 1
TAB-WA7-SQ-2574 | 2
TAB-WA7-SQ-2859 | 2
THC-SES-MEQ-123927 | 1
THC-SES-MEQ-127852 | 1
THC-SES-MEQ-23D9B0 | 1
THC-SES-MEQ-308B7F | 1
THC-SES-MEQ-3108DD | 1
THC-SES-MEQ-442225 | 1
THC-SES-MEQ-553225 | 1
THC-SES-MEQ-702723 | 1
THC-SES-MEQ-805655 | 1
THC-SES-MEQ-81EB102 | 1
THC-SES-MEQ-8B4942 | 1
THC-SES-MEQ-905710 | 1
THC-SES-MEQ-957990 | 1
THC-SES-MEQ-ACBB51 | 1
THC-SES-MEQ-B3AB8E | 1
THC-SES-MEQ-B7E368 | 1
THC-SES-MEQ-B8C69F | 1
THC-SES-MEQ-BD6F1F | 1
THC-SES-MEQ-BEE502E | 1
THC-SES-MEQ-EDD866 | 1
THC-SES-MEQ-EE52B4 | 1
THC-SES-MEQ-F9B860 | 1
THC-SES-MEQ-H177984 | 1
THC-SES-MEQ-H359276 | 1
THC-SES-MEQ-H683023 | 1
THC-SES-MEQ-H705144 | 1
THC-SES-MEQ-Q1090800 | 1
THC-SES-MEQ-Q1168827 | 1
THC-SES-MEQ-Q1191557 | 1
THC-SES-MEQ-Q1191588 | 1
THR-SES-FAS | 1
THR-SES-SQ-0151 | 1
THR-SES-SQ-0333 | 1
THR-SES-SQ-0738 | 2
THR-SES-SQ-0739 | 1
THR-SES-SQ-0802 | 3
THR-SES-SQ-0902 | 2
THR-SES-SQ-0905 | 1
THR-SES-SQ-0910 | 1
THR-SES-SQ-0911 | 1
THR-SES-SQ-1007 | 2
THR-SES-SQ-1019 | 2
THR-SES-SQ-1134 | 2
THR-SES-SQ-1172 | 2
THR-SES-SQ-1402S | 1
THR-SES-SQ-1529 | 1
THR-SES-SQ-1708 | 1
THR-SES-SQ-1718 | 3
THR-SES-SQ-1719 | 1
THR-SES-SQ-1896 | 1
THR-SES-SQ-2151 | 2
THR-SES-SQ-2158 | 2
THR-SES-SQ-2176 | 3
THR-SES-SQ-2181 | 3
THR-SES-SQ-2199 | 2
THR-SES-SQ-3265 | 1
THR-SES-SQ-3508 | 4
THR-SES-SQ-4413 | 1
THR-SES-SQ-4539 | 1
THR-SES-SQ-4881S | 2
THR-SES-SQ-6789S | 2
THR-SES-SQ-6798S | 2
THR-SES-SQ-7065S | 2
THR-SES-SQ-7101 | 2
THR-SES-SQ-7195 | 2
THR-SES-SQ-7238 | 2
THR-SES-SQ-7303 | 1
THR-SES-SQ-7388 | 1
THR-SES-SQ-7480S | 2
THR-SES-SQ-7529 | 2
THR-SES-SQ-7724 | 1
THR-SES-SQ-7751 | 1
THR-SES-SQ-8059S | 2
THR-SES-SQ-8405 | 1
THR-SES-SQ-8436 | 1
THR-SES-SQ-8587 | 1
THR-SES-SQ-8615S | 2
THR-SES-SQ-8629 | 2
THR-SES-SQ-8637 | 1
THR-SES-SQ-8642S | 2
THR-SES-SQ-8645 | 2
THR-SES-SQ-8689 | 1
THR-SES-SQ-9080 | 1
THR-SES-SQ-9101 | 1
THR-SES-SQ-9198 | 1
THR-SES-SQ-9525S | 2
THR-SES-SQ-9833S | 3
THR-SES-SQ-9840 | 2
TNT-WA9-SQ-0100 | 1
TNT-WA9-SQ-0111 | 1
TNT-WA9-SQ-0113 | 1
TNT-WA9-SQ-0114 | 1
TNT-WA9-SQ-0115 | 1
TNT-WA9-SQ-0116 | 1
TNT-WA9-SQ-0126 | 1
TNT-WA9-SQ-0128 | 1
WA7-BH | 1
WTR-PHL-HRN-0001 | 1
WTR-PHL-HRN-0002 | 1
WTR-PHL-HRN-0003 | 1
WTR-PHL-HRN-0004 | 1
WTR-PHL-HRN-0005 | 1
WTR-PHL-HRN-0006 | 1
WTR-PHL-HRN-0007 | 1
WTR-PHL-HRN-0008 | 1
WTR-PHL-HRN-0009 | 1
WTR-PLW-HRN-0001 | 1
WTR-PLW-HRN-0002 | 1
WTR-PLW-HRN-0003 | 1
WTR-PLW-HRN-0004 | 1
WTR-PLW-HRN-0005 | 1
WTR-PLW-HRN-0006 | 1
WTR-PLW-HRN-0007 | 1
WTR-PLW-HRN-0008 | 1
WTR-PLW-HRN-0009 | 1
WTR-PLW-HRN-0010 | 1
WTR-PLW-HRN-0011 | 1
WTR-PLW-HRN-0012 | 1
WTR-PSC-HRN-0001 | 1
WTR-PSC-HRN-0002 | 1
WTR-PSC-HRN-0003 | 1
WTR-PSC-HRN-0004 | 1
WTR-PSC-HRN-0005 | 1
WTR-PSC-HRN-0006 | 1
WTR-PSC-HRN-0007 | 1
WTR-PSC-HRN-0008 | 1
WTR-PSC-HRN-0009 | 1
WTR-PSC-HRN-0010 | 1
WTR-PSC-HRN-0011 | 1
http://www.toronto.ca/TWONTO#00641 | 433
COL-SKW-F-0001 | 2
COL-SMC-F-0001 | 2
FCL-ACC-F-0101 | 1
FCL-ACC-F-0102 | 1
FCL-ACC-F-0103 | 1
FCL-ACC-F-0104 | 1
FCL-ACC-F-0201 | 1
FCL-ACC-F-0202 | 1
FCL-ACC-F-0203 | 1
FCL-ACC-F-0204 | 1
FCL-ACC-F-0205 | 1
FCL-ACC-F-0206 | 1
FCL-ACC-F-0207 | 1
FCL-ACC-F-0301 | 1
FCL-ACC-F-0302 | 1
FCL-ACC-F-0401 | 1
FCL-ACC-F-0402 | 1
FCL-ACC-F-0403 | 1
FCL-ACC-F-0404 | 1
FCL-ACC-F-0405 | 1
FCL-ACC-F-0406 | 1
FCL-ACC-F-0407 | 1
FCL-ACC-F-0501 | 1
FCL-ACC-F-0502 | 1
FCL-ACC-F-0601 | 1
FCL-ACC-F-0602 | 1
FCL-ACC-F-0701 | 1
FCL-ACC-F-0701A | 1
FCL-ACC-F-0702 | 1
FCL-ACC-F-0801 | 1
FCL-ACC-F-0802 | 1
FCL-ACC-F-0902A | 1
FCL-ACC-F-0902B | 1
FCL-ACC-F-0903A | 1
FCL-ACC-F-0903B | 1
FCL-ACC-F-0904A | 1
FCL-ACC-F-0904B | 1
FCL-ACC-F-0905A | 1
FCL-ACC-F-0905B | 1
FCL-AI-F-0001 | 1
FCL-AI-F-0002 | 1
FCL-AI-F-0003 | 1
FCL-AI-F-0004 | 1
FCL-AI-F-0201 | 1
FCL-BW-F-0001 | 1
FCL-CLA-F-0101 | 1
FCL-CLA-F-0201 | 1
FCL-CLB-F-0101 | 1
FCL-CLB-F-0201 | 1
FCL-DCL-F-0101 | 1
FCL-DCL-F-0201 | 1
FCL-DCL-F-0301 | 1
FCL-DCL-F-0401 | 1
FCL-DCL-F-0501 | 1
FCL-FLT-F-0102 | 1
FCL-FLT-F-0202 | 1
FCL-FLT-F-0302 | 1
FCL-FLT-F-0402 | 1
FCL-FLT-F-0502 | 1
FCL-FLT-F-0602 | 1
FCL-FLT-F-0702 | 1
FCL-FLT-F-0802 | 1
FCL-FLT-F-0902 | 1
FCL-FLT-F-1002 | 1
FCL-FLT-F-1102 | 1
FCL-FLT-F-1202 | 1
FCL-FLT-F-1302 | 1
FCL-FLT-F-1402 | 1
FCL-FLT-F-1502 | 1
FCL-FLT-F-1602 | 1
FCL-FLT-F-1702 | 1
FCL-FLT-F-1802 | 1
FCL-PAC-F-0101 | 1
FCL-PAC-F-0201 | 3
FCL-PAC-F-0301 | 3
FCL-SA-F-0301 | 1
FCL-SA-F-0302 | 1
FCL-TRW-F-0001 | 1
FCL-TRW-F-0002 | 1
FCL-TRW-F-0003 | 1
FCL-TRW-F-0004 | 1
FHA-BW-F-1100 | 1
FHO-ACC-F-0101 | 1
FHO-ACC-F-0102 | 1
FHO-ACC-F-0103 | 1
FHO-ACC-F-0104 | 1
FHO-ACC-F-0105 | 1
FHO-ACC-F-0113 | 1
FHO-ACC-F-0114 | 1
FHO-ACC-F-0201 | 1
FHO-ACC-F-0202 | 1
FHO-ACC-F-0301 | 1
FHO-ACC-F-0302 | 1
FHO-ACC-F-0401 | 1
FHO-ACC-F-0402 | 1
FHO-ACC-F-0403 | 1
FHO-ACC-F-0404 | 1
FHO-ACC-F-0502 | 1
FHO-ACC-F-0503 | 1
FHO-ACC-F-0504 | 1
FHO-ACC-F-0505 | 1
FHO-ACC-F-0506 | 1
FHO-ACC-F-0507 | 1
FHO-ACC-F-0508 | 1
FHO-ACC-F-0601 | 1
FHO-ACC-F-0602 | 1
FHO-ACC-F-0604 | 1
FHO-ACC-F-0701 | 1
FHO-ACC-F-0702 | 1
FHO-ACC-F-0703 | 1
FHO-ACC-F-0801 | 1
FHO-ACC-F-0901 | 1
FHO-ACC-F-0902 | 1
FHO-ACC-F-1002 | 1
FHO-ACC-F-1003 | 1
FHO-ACC-F-1005 | 1
FHO-ACC-F-1006 | 1
FHO-ACC-F-1007 | 1
FHO-ACC-F-1101 | 1
FHO-ACC-F-1102 | 1
FHO-ACC-F-1103 | 1
FHO-ACC-F-1511 | 1
FHO-ACC-F-1512 | 1
FHO-ACC-F-1521 | 1
FHO-ACC-F-1523 | 1
FHO-ACC-F-1524 | 1
FHO-ACC-F-1531 | 1
FHO-ACC-F-1532 | 1
FHO-ACC-F-1541 | 1
FHO-ACC-F-1542 | 1
FHO-ACC-F-1551 | 1
FHO-ACC-F-1631 | 1
FHO-ACC-F-1641 | 1
FHO-ACC-F-1642 | 1
FHO-ACC-F-1701 | 1
FHO-ACC-F-1702 | 1
FHO-CLA-F-0101 | 1
FHO-CLA-F-0201 | 1
FHO-CLB-F-0101 | 1
FHO-CLB-F-0201 | 1
FHO-CLB-F-0301 | 1
FHO-CLB-F-0401 | 1
FHO-CLC-F-0101 | 1
FHO-DOZ-F-0001 | 1
FHO-DOZ-F-0002 | 1
FHO-DOZ-F-0501 | 1
FHO-DOZ-F-0502 | 1
FHO-DOZ-F-0505 | 1
FHO-DOZ-F-0506 | 1
FHO-SA-F-0101 | 1
FHO-SA-F-0102 | 1
FHO-SA-F-0201 | 1
FHO-SA-F-0202 | 1
FIS-ACC-F-0300 | 1
FIS-ACC-F-0400 | 1
FIS-ACC-F-0500 | 1
FIS-CLA-F-0101-SUS | 2
FIS-CLA-F-0201-SUS | 2
FIS-CLB-F-0101-SUS | 2
FIS-CLB-F-0201-SUS | 2
FIS-DCL-F-0001-SUS | 2
FIS-DCL-F-0002-SUS | 2
FIS-SA-F-0101-SUS | 2
FIS-SA-F-0102-SUS | 2
FIS-SA-F-0201-SUS | 2
FIS-SA-F-0202-SUS | 2
IY2061A | 1
IY2062A | 1
IY2063A | 1
IY2064A | 1
IY2065A | 1
IY2066A | 1
IY2067A | 1
NX2326A | 1
NX2327A | 1
SM2006A | 1
TAB-ACC-F-0803 | 1
TAB-ACC-F-1210 | 1
TAB-ACC-F-1220 | 1
TAB-ACC-F-1310 | 1
TAB-ACC-F-1320 | 1
TAB-ACC-F-1410 | 1
TAB-ACC-F-1420 | 1
TAB-ACC-F-1421 | 1
TAB-ACC-F-1431 | 1
TAB-ACC-F-1441 | 1
TAB-ACC-F-1461 | 1
TAB-ACC-F-1471 | 1
TAB-ACC-F-1481 | 1
TAB-ACC-F-1491 | 1
TAB-ACC-F-1510 | 1
TAB-ACC-F-1520 | 1
TAB-ACC-F-2110 | 1
TAB-ACC-F-2246 | 1
TAB-ACC-F-3601 | 1
TAB-ACC-F-3602 | 2
TAB-ACC-F-4902 | 1
TAB-ACC-F-6411 | 1
TAB-ACC-F-6412 | 1
TAB-ACC-F-6421 | 1
TAB-ACC-F-6422 | 1
TAB-ACC-F-6431 | 1
TAB-ACC-F-6432 | 1
TAB-ACC-F-6451 | 1
TAB-ACC-F-6452 | 1
TAB-ACC-F-6461 | 1
TAB-ACC-F-6462 | 1
TAB-ACC-F-6471 | 1
TAB-ACC-F-6472 | 1
TAB-ACC-F-6511 | 1
TAB-ACC-F-6512 | 1
TAB-ACC-F-6521 | 1
TAB-ACC-F-6522 | 1
TAB-ACC-F-6531 | 1
TAB-ACC-F-6532 | 1
TAB-ACC-F-6541 | 1
TAB-ACC-F-6542 | 1
TAB-ACC-F-6551 | 1
TAB-ACC-F-6552 | 1
TAB-ACC-F-6561 | 1
TAB-ACC-F-6562 | 1
TAB-ACC-F-6571 | 1
TAB-ACC-F-6572 | 1
TAB-ACC-F-6581 | 1
TAB-ACC-F-6582 | 1
TAB-ACC-F-6591 | 1
TAB-ACC-F-6592 | 1
TAB-ACC-F-8302 | 1
TAB-ACC-F-9201 | 1
TAB-PLT-F-5500 | 1
TAB-RSP-F-4002 | 1
TAB-RSP-F-4005 | 1
TAB-STR-F-4001S | 1
TAB-STR-F-4002S | 1
TAB-STR-F-4003S | 1
TAB-STR-F-4004S | 1
TAB-STR-F-4005S | 1
TAB-STR-F-4007S | 1
TAB-STR-F-4007T | 1
TAB-STR-F-4008S | 1
TAB-STR-F-4008T | 1
TAB-STR-F-4008U | 1
TAB-STR-F-4009S | 1
TAB-STR-F-4009T | 1
TAB-STR-F-4009U | 1
TAB-STR-F-4010S | 1
TAB-STR-F-4010T | 1
TAB-STR-F-4010U | 1
TAB-STR-F-4011S | 1
TAB-STR-F-4011T | 1
TAB-STR-F-4011U | 1
THC-ACC-F-0106 | 1
THC-ACC-F-0115 | 1
THC-ACC-F-0120 | 1
THC-ACC-F-0130 | 1
THC-ACC-F-0131 | 1
THC-ACC-F-0182 | 1
THC-ACC-F-0183 | 1
THC-ACC-F-0184 | 1
THC-ACC-F-0185 | 1
THC-ACC-F-0190 | 1
THC-ACC-F-0191 | 1
THC-ACC-F-0192 | 1
THC-ACC-F-0193 | 1
THC-ACC-F-0300 | 1
THC-ACC-F-0301 | 1
THC-ACC-F-0302 | 1
THC-ACC-F-0303 | 1
THC-ACC-F-0304 | 1
THC-ACC-F-0305 | 1
THC-ACC-F-0440 | 1
THC-ACC-F-0565 | 1
THC-ACC-F-0611 | 1
THC-ACC-F-0612 | 1
THC-ACC-F-0613 | 1
THC-ACC-F-0622 | 1
THC-ACC-F-0632 | 1
THC-ACC-F-0711 | 1
THC-ACC-F-0712 | 1
THC-ACC-F-0721 | 1
THC-ACC-F-0722 | 1
THC-ACC-F-0731 | 1
THC-ACC-F-0732 | 1
THC-ACC-F-0811 | 1
THC-ACC-F-5812 | 1
THC-ACC-F-5822 | 1
THC-ACC-F-5901 | 1
THC-ACC-F-6101 | 1
THC-ACC-F-6102 | 1
THC-ACC-F-6201 | 1
THC-ACC-F-6202 | 1
THC-ACC-F-6291 | 1
THC-ACC-F-6301 | 1
THC-ACC-F-6302 | 1
THC-ACC-F-6401 | 1
THC-ACC-F-6402 | 1
THC-ACC-F-6501 | 1
THC-ACC-F-6502 | 1
THC-ACC-F-6591 | 1
THC-ACC-F-6801 | 1
THC-ACC-F-6822 | 1
THC-AER-F-6020 | 1
THC-AER-F-6040 | 1
THC-AER-F-6060 | 1
THC-AER-F-6080 | 2
THC-AER-F-6100 | 3
THC-AER-F-6200 | 2
THC-AER-F-7120 | 1
THC-AER-F-7220 | 1
THC-AER-F-7320 | 1
THC-AER-F-7420 | 1
THC-AI-F-7001 | 2
THC-AI-F-7002 | 2
THC-MCS-F-5201 | 1
THC-MCS-MEQ-0201 | 1
THC-STW-F-0011 | 1
THC-STW-F-0012 | 1
THR-ACC-F-0780 | 1
THR-AER-F-0520 | 2
THR-AER-F-0520A | 1
THR-AER-F-0525 | 1
THR-AER-F-0526 | 1
THR-AER-F-1110 | 3
THR-AER-F-1210 | 3
THR-AER-F-1211 | 2
THR-AER-F-1310 | 3
THR-AER-F-1311 | 1
THR-AER-F-1610 | 2
THR-AER-F-1710 | 2
THR-AER-F-1810 | 2
THR-AER-F-1910 | 2
THR-AI-F-0100 | 1
THR-AI-F-0200 | 1
THR-AI-F-0300 | 1
THR-BG-F-0301 | 1
THR-BG-F-0302 | 1
THR-BG-F-0601 | 1
THR-BG-F-0602 | 1
THR-BG-F-0603 | 1
THR-CG-F-1301 | 1
THR-CG-F-1302 | 1
THR-CG-F-1303 | 1
THR-CG-F-1304 | 1
THR-CG-F-1401 | 1
THR-CG-F-1411 | 1
THR-OCS-F-0500A | 1
THR-OCS-F-0500B | 1
THR-OCS-F-0500C | 1
THR-OCS-F-0500D | 1
THR-OCS-F-0500E | 1
THR-OCS-F-0500F | 1
THR-OCS-F-0500G | 1
THR-OCS-F-0500H | 1
THR-OCS-F-0501A | 1
THR-OCS-F-0501B | 1
THR-OCS-F-0501C | 1
THR-OCS-F-0501D | 1
THR-OCS-F-0501E | 1
THR-OCS-F-0501F | 1
THR-OCS-F-0501G | 1
THR-OCS-F-0501H | 1
THR-PRS-F-0001S | 1
THR-PRS-F-0002S | 1
THR-PRS-F-0003S | 1
THR-PRS-F-0004S | 1
THR-PRS-F-0005S | 1
THR-PRS-F-0006S | 1
THR-SES-SQ-2516 | 2
TNT-AER-F-0001 | 1
TNT-AER-F-1601 | 1
TNT-AER-F-2001 | 1
TNT-AER-F-2002 | 1
TNT-AER-F-2003 | 1
TNT-AER-F-2004 | 1
TNT-AER-F-2005 | 1
TNT-AER-F-2006 | 1
TNT-AER-F-2007 | 1
TNT-AER-F-2101 | 1
TNT-AER-F-2201 | 1
WM2001A | 1
WM2002A | 1
WM2003A | 1
WM2004A | 1
WM2005A | 1
WM2006A | 1
WM2009A | 1
WM2010A | 1
WM2011A | 1
WM2016A | 1
WM2025A | 1
WM2026A | 1
WTR-PEL-F-0002 | 1
WTR-PEL-F-0003 | 1
WTR-PEL-F-1061 | 1
WTR-PRH-F-0001 | 1
WTR-PRV-F-1101 | 1
WTR-PTH-F-0401 | 1
http://www.toronto.ca/TWONTO#00179 | 471
COL-PBF-FN-0001 | 1
COL-PCF-FN-0001 | 2
COL-PCF-FN-0002 | 2
COL-PCF-FN-0100 | 2
COL-PCF-FN-0200 | 2
COL-PCU-FN-0001 | 3
COL-PCU-FN-0002 | 3
COL-PEV-FN-0001 | 2
COL-PEV-FN-0002 | 2
COL-PEV-FN-0003 | 2
COL-PGA-FN-0101 | 2
COL-PGA-FN-0102 | 2
COL-PHP-FN-0001 | 2
COL-PHP-FN-0002 | 2
COL-PHP-FN-0003 | 2
COL-PKG-FN-0001 | 2
COL-PKG-FN-0002 | 2
COL-PLV-FN-0001 | 2
COL-PLV-FN-0002 | 2
COL-PLV-FN-0003 | 2
COL-PMD-FN-0001 | 2
COL-PMD-FN-0002 | 2
COL-PMM-FN-0001 | 3
COL-PMM-FN-0002 | 3
COL-PMM-FN-0003 | 3
COL-PMM-FN-0004 | 3
COL-PMM-FN-0005 | 3
COL-PMM-FN-0006 | 3
COL-PMM-FN-0007 | 3
COL-PMM-FN-0100 | 2
COL-PMP-FN-0001 | 1
COL-PMY-FN-0001 | 2
COL-PMY-FN-0002 | 2
COL-PMY-FN-0003 | 2
COL-PMY-FN-0004 | 2
COL-PMY-FN-0005 | 2
COL-PMY-FN-0006 | 2
COL-PMY-FN-0008 | 2
COL-PNT-FN-0001 | 3
COL-PNT-FN-0002 | 3
COL-PNT-FN-0100 | 2
COL-PNT-FN-0101 | 2
COL-PPU-FN-0001 | 2
COL-PRD-FN-0001 | 2
COL-PRD-FN-0002 | 2
COL-PRR-FN-0001 | 2
COL-PRR-FN-0002 | 2
COL-PRR-FN-0003 | 2
COL-PRX-FN-0001 | 2
COL-PSK-FN-0001 | 2
COL-PSK-FN-0002 | 2
COL-PSK-FN-0003 | 2
COL-PSL-FN-0001 | 2
COL-PSL-FN-0002 | 2
COL-PSM-FN-0001 | 2
COL-PSM-FN-0002 | 2
COL-PSM-FN-0003 | 2
COL-PSM-FN-0004 | 2
COL-PSM-FN-0005 | 2
COL-PSP-FN-0001 | 2
COL-PSP-FN-0002 | 2
COL-PSP-FN-0003 | 2
COL-PSS-FN-0001 | 2
COL-PSU-FN-0001 | 2
COL-PSU-FN-0002 | 2
COL-PSU-FN-0003 | 2
COL-PSW-FN-0001 | 3
COL-PSW-FN-0002 | 3
COL-PSW-FN-0003 | 3
COL-PSW-FN-0100 | 3
COL-PTD-FN-0001 | 2
COL-PTD-FN-0002 | 2
COL-PVM-FN-0001 | 2
COL-PVM-FN-0002 | 2
COL-PVM-FN-0003 | 2
COL-PWC-FN-0001 | 2
COL-PWC-FN-0002 | 2
COL-PWR-FN-0001 | 2
COL-RBB-FN-0001 | 2
COL-RBB-FN-0002 | 2
COL-RBB-FN-0003 | 2
COL-RBC-FN-0001 | 2
COL-RBG-FN-0001 | 2
COL-SKW-FN-0001 | 2
COL-SKW-FN-0002 | 2
COL-SMC-FN-0001 | 2
FCL-ACC-FN-0012 | 1
FCL-ACC-FN-0013 | 1
FCL-ACC-FN-0014 | 1
FCL-ACC-FN-0020 | 1
FCL-ACC-FN-0021 | 1
FCL-ACC-FN-0109 | 1
FCL-ACC-FN-0110 | 1
FCL-ACC-FN-0114 | 1
FCL-ACC-FN-0115 | 1
FCL-ACC-FN-0302 | 1
FCL-ACC-FN-0303 | 1
FCL-ACC-FN-0408 | 1
FCL-ACC-FN-0414 | 1
FCL-ACC-FN-0415 | 1
FCL-ACC-FN-0421 | 1
FCL-ACC-FN-0606 | 1
FCL-ACC-FN-0607 | 1
FCL-ACC-FN-0608 | 1
FCL-ACC-FN-0901 | 1
FCL-ACC-FN-0902 | 1
FCL-ACC-FN-0903 | 1
FCL-ACC-FN-0904 | 1
FCL-ACC-FN-405,6,7 | 2
FCL-ACC-FN-408,9,10 | 2
FCL-ACC-FN-704,5 | 2
FHA-ACC-FN-0007 | 1
FHO-ACC-FN-0049 | 1
FHO-ACC-FN-0147 | 2
FHO-ACC-FN-0148 | 1
FHO-ACC-FN-0304 | 1
FHO-ACC-FN-0349 | 1
FIS-ACC-FN-3001 | 2
FIS-ACC-FN-4001 | 2
FIS-ACC-FN-4002 | 2
FIS-ACC-FN-4003 | 3
FIS-ACC-FN-4004 | 3
FIS-ACC-FN-4005 | 2
FIS-ACC-FN-4006 | 2
NX2034A | 2
NX2057A | 2
NX2060A | 2
NX2080A | 2
NX2081A | 2
NX2082A | 2
NX2090A | 3
NX2104A | 2
NX2172 | 3
NX2173 | 3
NX2353A | 1
NX2623A | 1
NX3054A | 1
NX3055A | 1
NX4038A | 2
SWM-PET-FN-0001 | 2
SWM-PWD-FN-0001 | 2
TAB-ACC-CU-2187 | 1
TAB-ACC-FN-01-04 | 1
TAB-ACC-FN-05-08 | 1
TAB-ACC-FN-09-12 | 1
TAB-ACC-FN-1250 | 1
TAB-ACC-FN-1252 | 1
TAB-ACC-FN-13-16 | 1
TAB-ACC-FN-1405 | 1
TAB-ACC-FN-1501 | 1
TAB-ACC-FN-19-22 | 1
TAB-ACC-FN-2831 | 1
TAB-ACC-FN-2841 | 1
TAB-ACC-FN-4465A | 1
TAB-ACC-FN-4477B | 1
TAB-ACC-FN-4478 | 1
TAB-ACC-FN-4901 | 1
TAB-ACC-FN-4902 | 1
TAB-ACC-FN-6411 | 1
TAB-ACC-FN-6412 | 1
TAB-ACC-FN-6413 | 1
TAB-ACC-FN-6414 | 1
TAB-ACC-FN-6415 | 1
TAB-ACC-FN-6416 | 1
TAB-ACC-FN-6417 | 1
TAB-ACC-FN-6418 | 1
TAB-ACC-FN-6419 | 1
TAB-ACC-FN-6421 | 1
TAB-ACC-FN-6422 | 1
TAB-ACC-FN-6431 | 1
TAB-ACC-FN-6432 | 1
TAB-ACC-FN-6433 | 2
TAB-ACC-FN-6451 | 1
TAB-ACC-FN-6452 | 1
TAB-ACC-FN-6453 | 1
TAB-ACC-FN-6454 | 1
TAB-ACC-FN-6455 | 1
TAB-ACC-FN-6461 | 1
TAB-ACC-FN-6462 | 1
TAB-ACC-FN-6463 | 1
TAB-ACC-FN-6464 | 1
TAB-ACC-FN-6465 | 1
TAB-ACC-FN-6471 | 1
TAB-ACC-FN-6472 | 1
TAB-ACC-FN-6481 | 1
TAB-ACC-FN-6482 | 1
TAB-ACC-FN-6483 | 1
TAB-ACC-FN-6484 | 1
TAB-ACC-FN-6485 | 1
TAB-ACC-FN-6486 | 1
TAB-ACC-FN-6501 | 1
TAB-ACC-FN-6502 | 1
TAB-ACC-FN-6511 | 1
TAB-ACC-FN-6512 | 1
TAB-ACC-FN-6521 | 1
TAB-ACC-FN-6522 | 1
TAB-ACC-FN-6531 | 1
TAB-ACC-FN-6532 | 1
TAB-ACC-FN-6541 | 1
TAB-ACC-FN-6542 | 1
TAB-ACC-FN-6551 | 1
TAB-ACC-FN-6552 | 1
TAB-ACC-FN-6561 | 1
TAB-ACC-FN-6562 | 1
TAB-ACC-FN-6571 | 1
TAB-ACC-FN-6572 | 1
TAB-ACC-FN-6573 | 1
TAB-ACC-FN-6574 | 1
TAB-ACC-FN-6581 | 1
TAB-ACC-FN-6582 | 1
TAB-ACC-FN-6583 | 1
TAB-ACC-FN-6584 | 1
TAB-ACC-FN-6591 | 1
TAB-ACC-FN-6592 | 1
TAB-ACC-FN-6593 | 1
TAB-ACC-FN-6594 | 1
TAB-ACC-FN-6595 | 1
TAB-ACC-FN-UV | 1
TAB-OCS-FN-6610 | 1
TAB-OCS-FN-6620 | 1
TAB-OCS-FN-6630 | 1
TAB-OCS-FN-6640 | 1
TAB-OCS-FN-6650 | 1
TAB-OCS-FN-6770 | 1
TAB-OCS-FN-6780 | 1
THC-ACC-FAN | 1
THC-ACC-FN-0106 | 1
THC-ACC-FN-0121 | 1
THC-ACC-FN-0132 | 1
THC-ACC-FN-0133 | 1
THC-ACC-FN-0186 | 1
THC-ACC-FN-0187 | 1
THC-ACC-FN-0188 | 1
THC-ACC-FN-0321 | 2
THC-ACC-FN-0441 | 1
THC-ACC-FN-0442 | 1
THC-ACC-FN-0443 | 2
THC-ACC-FN-0444 | 2
THC-ACC-FN-0581 | 2
THC-ACC-FN-0583 | 2
THC-ACC-FN-0585 | 2
THC-ACC-FN-0591 | 1
THC-ACC-FN-0592 | 1
THC-ACC-FN-0610 | 1
THC-ACC-FN-0611 | 1
THC-ACC-FN-0620 | 1
THC-ACC-FN-0630 | 1
THC-ACC-FN-0701 | 1
THC-ACC-FN-0702 | 1
THC-ACC-FN-0711A | 2
THC-ACC-FN-0711B | 2
THC-ACC-FN-0712A | 2
THC-ACC-FN-0712B | 2
THC-ACC-FN-0721 | 2
THC-ACC-FN-0722 | 1
THC-ACC-FN-0731 | 1
THC-ACC-FN-0801 | 1
THC-ACC-FN-0811 | 1
THC-ACC-FN-0812 | 1
THC-ACC-FN-0911 | 1
THC-ACC-FN-0912 | 1
THC-ACC-FN-1080 | 1
THC-ACC-FN-2170A | 1
THC-ACC-FN-2170B | 1
THC-ACC-FN-2170C | 1
THC-ACC-FN-2170D | 1
THC-ACC-FN-2171 | 2
THC-ACC-FN-2172 | 2
THC-ACC-FN-2173 | 2
THC-ACC-FN-2174 | 2
THC-ACC-FN-2175 | 2
THC-ACC-FN-2176 | 2
THC-ACC-FN-2177 | 2
THC-ACC-FN-4006 | 1
THC-ACC-FN-4007 | 1
THC-ACC-FN-5810 | 1
THC-ACC-FN-5820 | 1
THC-ACC-FN-5831 | 1
THC-ACC-FN-5832 | 1
THC-ACC-FN-5833 | 1
THC-ACC-FN-5834 | 1
THC-ACC-FN-5835 | 1
THC-ACC-FN-5836 | 1
THC-ACC-FN-5837 | 1
THC-ACC-FN-5838 | 1
THC-ACC-FN-5839 | 1
THC-ACC-FN-5910 | 1
THC-ACC-FN-5920 | 1
THC-ACC-FN-5930 | 1
THC-ACC-FN-5940 | 1
THC-ACC-FN-6120 | 1
THC-ACC-FN-6140 | 1
THC-ACC-FN-6160 | 1
THC-ACC-FN-6180 | 1
THC-ACC-FN-6220 | 1
THC-ACC-FN-6240 | 1
THC-ACC-FN-6260 | 1
THC-ACC-FN-6280 | 1
THC-ACC-FN-6290 | 1
THC-ACC-FN-6320 | 1
THC-ACC-FN-6340 | 1
THC-ACC-FN-6420 | 1
THC-ACC-FN-6440 | 1
THC-ACC-FN-6520 | 1
THC-ACC-FN-6540 | 1
THC-ACC-FN-6560 | 1
THC-ACC-FN-6580 | 1
THC-ACC-FN-6590 | 1
THC-ACC-FN-6801 | 1
THC-ACC-FN-6811 | 1
THC-ACC-FN-6821 | 1
THC-ACC-FN-6920 | 1
THC-OCS-FN-3020 | 2
THC-OCS-FN-3030 | 2
THC-OCS-FN-3040 | 2
THC-OCS-FN-3050 | 2
THR-ACC-FN-4800 | 1
THR-ACC-FN-4801 | 1
THR-DIS-FN-0100 | 1
THR-DIS-FN-0200 | 1
http://www.toronto.ca/TWONTO#00781 | 536
COL-PHA-V-0001 | 1
COL-PHA-V-0002 | 1
COL-PHA-V-0003 | 1
COL-PHA-V-0004 | 1
COL-PHA-V-0005 | 1
COL-PHA-V-0006 | 1
COL-PHA-V-0007 | 1
COL-PHA-V-0008 | 1
COL-PHA-V-0009 | 1
COL-PHA-V-0010 | 1
COL-PHA-V-0011 | 1
COL-PHA-V-0012 | 1
COL-PHA-V-0101 | 1
COL-PHA-V-0102 | 1
COL-PHA-V-0103 | 1
COL-PHA-V-0201 | 1
COL-PHA-V-0202 | 1
COL-PHA-V-0203 | 1
COL-PHA-V-0301 | 1
COL-PHA-V-0302 | 1
COL-PHA-V-0303 | 1
FCL-ACC-V-0407 | 1
FCL-ACC-V-0408 | 1
FCL-ACC-V-0501 | 1
FCL-ACC-V-0601 | 1
FCL-AM-V-0050 | 1
FCL-AM-V-0118 | 1
FCL-AM-V-0119 | 1
FCL-AM-V-0218 | 1
FCL-AM-V-0219 | 1
FCL-BW-V-0028 | 1
FCL-BW-V-0029 | 1
FCL-BW-V-0030 | 1
FCL-BW-V-0031 | 1
FCL-BW-V-0032 | 1
FCL-BW-V-0033 | 1
FCL-CLB-V-0005C | 1
FCL-CLB-V-0011A | 1
FCL-CLB-V-0012A | 1
FCL-DCL-V-0045 | 1
FCL-DCL-V-0046 | 1
FCL-DCL-V-0402 | 1
FCL-DCL-V-0411 | 1
FCL-DCL-V-0412 | 1
FCL-DCL-V-0413 | 1
FCL-DCL-V-0414 | 1
FCL-DCL-V-0502 | 1
FCL-DCL-V-0511 | 1
FCL-DCL-V-0512 | 1
FCL-DCL-V-0513 | 1
FCL-DCL-V-0514 | 1
FCL-DEW-V-0009 | 1
FCL-DEW-V-0010 | 1
FCL-DEW-V-0011 | 1
FCL-DEW-V-0016 | 1
FCL-DEW-V-0606 | 1
FCL-DEW-V-0702 | 1
FCL-DEW-V-0802 | 1
FCL-DEW-V-0902 | 1
FCL-ELS-V-0102 | 1
FCL-ELS-V-0202 | 1
FCL-FLO-V-0050A | 1
FCL-FLO-V-0050B | 1
FCL-FLO-V-0050C | 1
FCL-FLO-V-0050D | 1
FCL-FLO-V-0050E | 1
FCL-FLT-V-0117 | 1
FCL-FLT-V-0118 | 1
FCL-FLT-V-0119 | 1
FCL-FLT-V-0317 | 1
FCL-FLT-V-0517 | 1
FCL-FLT-V-0717 | 1
FCL-FLT-V-0917 | 1
FCL-FLT-V-1007 | 1
FCL-FLT-V-1009 | 1
FCL-FLT-V-1010 | 1
FCL-FLT-V-1012 | 1
FCL-FLT-V-1013 | 1
FCL-FLT-V-1014 | 1
FCL-FLT-V-1117 | 1
FCL-FLT-V-1317 | 1
FCL-PAC-V-0211 | 1
FCL-PAC-V-0310 | 1
FCL-PAC-V-0311 | 1
FCL-RW-V-0003A | 1
FCL-RW-V-0003B | 1
FCL-RW-V-0005B | 1
FCL-RW-V-0006 | 1
FCL-RW-V-0007E | 1
FCL-RW-V-0008A | 1
FCL-RW-V-0011A | 1
FCL-RW-V-0011B | 1
FCL-RW-V-0302A | 1
FCL-RW-V-0402A | 1
FCL-RW-V-0502A | 1
FCL-RW-V-0802A | 1
FCL-TRW-V-0019A | 1
FCL-TRW-V-0021A | 1
FCL-TRW-V-0022A | 1
FCL-TRW-V-0023A | 1
FCL-TRW-V-0024A | 1
FCL-TRW-V-0025A | 1
FCL-TRW-V-0031A | 1
FCL-TRW-V-0034 | 1
FCL-TRW-V-0034B | 1
FCL-TRW-V-0035 | 1
FCL-TRW-V-0035B | 1
FCL-TRW-V-0036 | 1
FCL-TRW-V-0039 | 1
FCL-TRW-V-0046 | 1
FCL-TRW-V-0047 | 1
FCL-TRW-V-0048A | 1
FCL-TRW-V-0049A | 1
FCL-TRW-V-0050 | 1
FCL-TRW-V-0051 | 1
FCL-TRW-V-0058 | 1
FCL-TRW-V-0059 | 1
FCL-TRW-V-0060 | 1
FCL-TRW-V-0061 | 1
FCL-TRW-V-0075A | 1
FCL-TRW-V-0076A | 1
FCL-TRW-V-0077A | 1
FCL-TRW-V-0082 | 1
FCL-TRW-V-0087 | 1
FCL-TRW-V-0088 | 1
FCL-TRW-V-0090 | 1
FCL-TRW-V-0091 | 1
FCL-TRW-V-0096 | 1
FCL-TRW-V-0101D | 1
FCL-TRW-V-0138 | 1
FCL-TRW-V-0139 | 1
FCL-TRW-V-0817 | 1
FCL-TRW-V-0818A | 1
FCL-TRW-V-0818C | 1
FCL-TRW-V-0818D | 1
FCL-TRW-V-0818E | 1
FCL-WWW-V-0003 | 1
FCL-WWW-V-0004 | 1
FCL-WWW-V-3023 | 1
FCL-WWW-V-3024 | 1
FCL-WWW-V-3031 | 1
FCL-WWW-V-3033 | 1
FCL-WWW-V-3041 | 1
FCL-WWW-V-3042 | 1
FCL-WWW-V-3043 | 1
FCL-WWW-V-3051 | 1
FCL-WWW-V-3053 | 1
FCL-WWW-V-5012 | 1
FCL-WWW-V-5021 | 1
FCL-WWW-V-5100 | 1
FCL-WWW-V-5105 | 1
FCL-WWW-V-5200 | 1
FCL-WWW-V-5203 | 1
FCL-WWW-V-5300 | 1
FCL-WWW-V-5305 | 1
FCL-WWW-V-5505 | 1
FCL-WWW-V-5506 | 1
FCL-WWW-V-5510 | 1
FCL-WWW-V-5511 | 1
FCL-WWW-V-5512 | 1
FCL-WWW-V-5533 | 1
FCL-WWW-V-5534 | 1
FCL-WWW-V-5605 | 1
FCL-WWW-V-5606 | 1
FCL-WWW-V-5610 | 1
FCL-WWW-V-5611 | 1
FCL-WWW-V-5612 | 1
TAB-ACC-BU-0400 | 1
TAB-ACC-V-1433 | 2
TAB-ACC-V-1434A | 1
TAB-ACC-V-1435 | 1
TAB-ACC-V-1436 | 1
TAB-ACC-V-1437 | 1
TAB-ACC-V-1438 | 1
TAB-ACC-V-1439 | 1
TAB-ACC-V-1444 | 1
TAB-ACC-V-1445 | 1
TAB-ACC-V-1446 | 1
TAB-ACC-V-1447 | 1
TAB-ACC-V-1448 | 1
TAB-ACC-V-1449 | 1
TAB-ACC-V-1454 | 1
TAB-ACC-V-1455 | 1
TAB-ACC-V-1498 | 1
TAB-ACC-V-1499 | 1
TAB-ACC-V-4806 | 1
TAB-ACC-V-4807 | 1
TAB-ACC-V-6400 | 1
TAB-ACC-V-6401 | 1
TAB-ACC-V-6402 | 1
TAB-ACC-V-6403 | 1
TAB-ACC-V-6404 | 1
TAB-ACC-V-6405 | 1
TAB-ACC-V-6406 | 1
TAB-ACC-V-6407 | 1
TAB-ACC-V-6408 | 1
TAB-ACC-V-6409 | 1
TAB-ACC-V-6410 | 1
TAB-ACC-V-6411 | 1
TAB-ACC-V-6412 | 1
TAB-ACC-V-6413 | 1
TAB-ACC-V-6414 | 1
TAB-ACC-V-6415 | 1
TAB-ACC-V-6416 | 1
TAB-ACC-V-6417 | 1
TAB-ACC-V-6418 | 1
TAB-ACC-V-6419 | 1
TAB-ACC-V-6420 | 1
TAB-ACC-V-6421 | 1
TAB-ACC-V-6422 | 1
TAB-ACC-V-6423 | 1
TAB-ACC-V-6424 | 1
TAB-ACC-V-6425 | 1
TAB-ACC-V-6426 | 1
TAB-ACC-V-6427 | 1
TAB-ACC-V-6428 | 1
TAB-ACC-V-6429 | 1
TAB-ACC-V-6430 | 1
TAB-ACC-V-6431 | 1
TAB-ACC-V-6432 | 1
TAB-ACC-V-6451 | 1
TAB-ACC-V-6461 | 1
TAB-ACC-V-6471 | 1
TAB-ACC-V-6481 | 1
TAB-ACC-V-6482 | 1
TAB-ACC-V-6483 | 1
TAB-ACC-V-6484 | 1
TAB-ACC-V-6511 | 1
TAB-ACC-V-6512 | 1
TAB-ACC-V-6520 | 1
TAB-ACC-V-6521 | 1
TAB-ACC-V-6522 | 1
TAB-ACC-V-6523 | 1
TAB-ACC-V-6524 | 1
TAB-ACC-V-6525 | 1
TAB-ACC-V-6526 | 1
TAB-ACC-V-6527 | 1
TAB-ACC-V-6528 | 1
TAB-ACC-V-6529 | 1
TAB-ACC-V-6530 | 1
TAB-ACC-V-6531 | 1
TAB-ACC-V-6532 | 1
TAB-ACC-V-6541 | 1
TAB-ACC-V-6542 | 1
TAB-ACC-V-6551 | 1
TAB-ACC-V-6552 | 1
TAB-ACC-V-6561 | 1
TAB-ACC-V-6562 | 1
TAB-ACC-V-6571 | 1
TAB-ACC-V-6572 | 1
TAB-ACC-V-6581 | 1
TAB-ACC-V-6582 | 1
TAB-ACC-V-6591 | 1
TAB-ACC-V-6592 | 1
TAB-CW-V-2019A | 1
TAB-CW-V-2021A | 1
TAB-CW-V-2022A | 2
TAB-CW-V-2023A | 1
TAB-CW-V-2025A | 1
TAB-CW-V-2026A | 1
TAB-CW-V-2027A | 1
TAB-CW-V-2028A | 1
TAB-CW-V-2029A | 1
TAB-CW-V-2030A | 1
TAB-CW-V-2031A | 1
TAB-CW-V-2032A | 1
TAB-CW-V-2033A | 1
TAB-CW-V-2034A | 1
TAB-CW-V-2035A | 1
TAB-CW-V-2036A | 1
TAB-CW-V-2037A | 1
TAB-CW-V-2038A | 1
TAB-CW-V-2039A | 1
TAB-CW-V-2040A | 1
TAB-CW-V-2041A | 1
TAB-CW-V-2042A | 1
TAB-CW-V-2043A | 1
TAB-CW-V-2044A | 1
TAB-CW-V-2047A | 1
TAB-CW-V-2048A | 1
TAB-CW-V-2049A | 1
TAB-CW-V-2050A | 1
TAB-CW-V-2051A | 1
TAB-INC-LS-8048 | 1
TAB-PLT-G-3601 | 1
TAB-PLT-G-3801 | 1
TAB-PLT-G-4001 | 1
TAB-PLT-G-4002 | 1
TAB-PLT-G-4003 | 1
TAB-PLT-G-4004 | 1
TAB-PLT-G-4101 | 1
TAB-PLT-G-4102 | 1
TAB-PLT-G-4103 | 1
TAB-PLT-G-4201 | 1
TAB-PLT-G-4202 | 1
TAB-PLT-G-4203 | 1
TAB-PLT-G-4204 | 1
TAB-PLT-G-4301 | 2
TAB-PLT-G-4302 | 1
TAB-PLT-G-4303 | 1
TAB-PLT-G-4401 | 1
TAB-PLT-G-4402 | 1
TAB-PLT-G-4501 | 1
TAB-PLT-G-4601 | 1
TAB-PLT-G-4602 | 1
TAB-PLT-G-4701 | 1
TAB-PLT-G-4801 | 1
TAB-PLT-G-4802 | 1
TAB-PLT-G-4803 | 1
TAB-PLT-G-4804 | 1
TAB-PLT-G-4805 | 1
TAB-PLT-G-4901 | 1
TAB-PLT-G-4902 | 1
TAB-PLT-G-4903 | 1
TAB-PLT-G-4904 | 1
TAB-PLT-G-5001 | 1
TAB-PLT-G-5002 | 1
TAB-PLT-G-5003 | 1
TAB-PLT-G-5004 | 1
TAB-PLT-G-5005 | 1
TAB-PLT-G-5101 | 1
TAB-PLT-G-5102 | 1
TAB-PLT-G-5103 | 1
TAB-PLT-G-5104 | 1
TAB-PLT-G-5201 | 1
TAB-PLT-G-5202 | 1
TAB-PLT-G-5203 | 1
TAB-PLT-G-5204 | 1
TAB-PLT-G-5205 | 1
TAB-PLT-G-5301 | 2
TAB-PLT-G-5302 | 1
TAB-PLT-G-5303 | 1
TAB-PLT-G-5304 | 1
TAB-PLT-G-5401 | 1
TAB-PLT-G-5402 | 1
TAB-PLT-G-5403 | 1
TAB-PLT-G-5404 | 1
TAB-PLT-G-5405 | 1
TAB-PLT-G-5501 | 1
TAB-PLT-G-5502 | 1
TAB-PLT-G-5503 | 1
TAB-PLT-G-5504 | 1
TAB-PWA-V-5150B | 1
TAB-PWA-V-5151B | 1
TAB-PWA-V-5152B | 1
TAB-PWA-V-5153B | 1
TAB-SES-V-0508 | 2
TAB-SLO-SF-0201 | 1
TAB-SLO-SF-0202 | 1
TAB-SLO-SF-0203 | 1
TAB-SLO-V-0260D | 1
THC-ACC-V-5206 | 1
THC-ACC-V-5207 | 1
THC-ACC-V-5208 | 1
THC-ACC-V-5212 | 1
THC-ACC-V-6001 | 1
THC-ACC-V-6002 | 1
THC-ACC-V-6003 | 1
THC-ACC-V-6004 | 1
THC-ACC-V-6005 | 1
THC-ACC-V-6007 | 1
THC-ACC-V-6008 | 1
THC-ACC-V-6009 | 1
THC-ACC-V-6010 | 1
THC-ACC-V-6011 | 1
THC-ACC-V-6012 | 1
THC-ACC-V-6013 | 1
THC-ACC-V-6014 | 1
THC-ACC-V-6015 | 1
THC-ACC-V-6017 | 1
THC-ACC-V-6021 | 1
THC-ACC-V-6022 | 1
THC-ACC-V-6023 | 1
THC-ACC-V-6024 | 1
THC-ACC-V-6025 | 1
THC-ACC-V-6026 | 1
THC-ACC-V-6027 | 1
THC-ACC-V-6028 | 1
THC-ACC-V-6029 | 1
THC-ACC-V-6030 | 1
THC-ACC-V-6031 | 1
THC-ACC-V-6032 | 1
THC-ACC-V-6033 | 1
THC-ACC-V-6034 | 1
THC-ACC-V-6035 | 1
THC-ACC-V-6036 | 1
THC-ACC-V-6037 | 1
THC-ACC-V-6041 | 1
THC-ACC-V-6042 | 1
THC-ACC-V-6043 | 1
THC-ACC-V-6044 | 1
THC-ACC-V-6045 | 1
THC-ACC-V-6046 | 1
THC-ACC-V-6047 | 1
THC-ACC-V-6048 | 1
THC-ACC-V-6049 | 1
THC-ACC-V-6050 | 1
THC-ACC-V-6051 | 1
THC-ACC-V-6052 | 1
THC-ACC-V-6053 | 1
THC-ACC-V-6054 | 1
THC-ACC-V-6055 | 1
THC-ACC-V-6056 | 1
THC-ACC-V-6057 | 1
THC-ACC-V-6061 | 1
THC-ACC-V-6062 | 1
THC-ACC-V-6063 | 1
THC-ACC-V-6064 | 1
THC-ACC-V-6065 | 1
THC-ACC-V-6081 | 1
THC-ACC-V-6082 | 1
THC-ACC-V-6083 | 1
THC-ACC-V-6084 | 1
THC-ACC-V-6085 | 1
THC-ACC-V-6086 | 1
THC-ACC-V-6087 | 1
THC-ACC-V-6088 | 1
THC-ACC-V-6089 | 1
THC-ACC-V-6090 | 1
THC-ACC-V-6091 | 1
THC-ACC-V-6092 | 1
THC-ACC-V-6093 | 1
THC-ACC-V-6099 | 1
THC-ACC-V-6101 | 1
THC-ACC-V-6111 | 1
THC-ACC-V-6112 | 1
THC-ACC-V-6113 | 1
THC-ACC-V-6114 | 1
THC-ACC-V-6115 | 1
THC-ACC-V-6116 | 1
THC-ACC-V-6117 | 1
THC-ACC-V-6201 | 1
THC-ACC-V-6211 | 1
THC-ACC-V-6212 | 1
THC-ACC-V-6213 | 1
THC-ACC-V-6214 | 1
THC-ACC-V-6215 | 1
THC-ACC-V-6216 | 1
THC-ACC-V-6217 | 1
THC-ACC-V-6301 | 1
THC-ACC-V-6302 | 1
THC-ACC-V-6311 | 1
THC-ACC-V-6312 | 1
THC-ACC-V-6313 | 1
THC-ACC-V-6314 | 1
THC-ACC-V-6315 | 1
THC-ACC-V-6316 | 1
THC-ACC-V-6317 | 1
THC-ACC-V-6318 | 1
THC-ACC-V-6331 | 1
THC-ACC-V-6332 | 1
THC-ACC-V-6333 | 1
THC-ACC-V-6334 | 1
THC-ACC-V-6335 | 1
THC-ACC-V-6336 | 1
THC-ACC-V-6337 | 1
THC-ACC-V-6344 | 1
THC-ACC-V-6401 | 1
THC-ACC-V-6402 | 1
THC-ACC-V-6411 | 1
THC-ACC-V-6412 | 1
THC-ACC-V-6413 | 1
THC-ACC-V-6414 | 1
THC-ACC-V-6415 | 1
THC-ACC-V-6416 | 1
THC-ACC-V-6417 | 1
THC-ACC-V-6431 | 1
THC-ACC-V-6432 | 1
THC-ACC-V-6433 | 1
THC-ACC-V-6434 | 1
THC-ACC-V-6435 | 1
THC-ACC-V-6436 | 1
THC-ACC-V-6437 | 1
THC-ACC-V-6501 | 1
THC-ACC-V-6511 | 1
THC-ACC-V-6512 | 1
THC-ACC-V-6513 | 1
THC-ACC-V-6514 | 1
THC-ACC-V-6515 | 1
THC-ACC-V-6516 | 1
THC-ACC-V-6517 | 1
THC-DEW-G-6521 | 1
THC-DEW-G-6541 | 1
THC-DEW-G-6561 | 1
THC-DEW-G-6581 | 1
THC-DEW-SLFR-6411 | 1
THC-DEW-SLFR-6412 | 1
THC-DEW-SLFR-6511 | 1
THC-DEW-SLFR-6512 | 1
THC-INC-G-2001 | 1
THC-INC-G-2002 | 1
THR-DIG-V-0101 | 1
THR-FEQ-V-0009 | 1
THR-FEQ-V-0010 | 1
THR-FEQ-V-0011 | 1
THR-FEQ-V-0012 | 1
THR-FEQ-V-0013 | 1
THR-FEQ-V-0014 | 1
THR-FEQ-V-0015 | 1
THR-FEQ-V-0016 | 1
THR-FEQ-V-0017 | 1
THR-FEQ-V-0018 | 1
THR-FEQ-V-0019 | 1
THR-FEQ-V-0020 | 1
THR-FEQ-V-0021 | 1
THR-FEQ-V-0022 | 1
THR-FEQ-V-0023 | 1
THR-FT-V-0519A | 3
THR-FT-V-0519B | 1
THR-THK-V-0101 | 1
THR-THK-V-0102 | 1
THR-THK-V-0103 | 1
THR-THK-V-0104 | 1
THR-THK-V-0105 | 1
THR-THK-V-0106 | 1
THR-THK-V-0107 | 1
THR-THK-V-0108 | 1
THR-THK-V-0109 | 1
THR-THK-V-0110 | 1
THR-THK-V-0111 | 1
THR-THK-V-0112 | 1
THR-THK-V-0113 | 1
THR-THK-V-0114 | 1
THR-THK-V-0115 | 1
THR-THK-V-0116 | 1
THR-THK-V-0117 | 1
TNT-CW-V-0020 | 1
TNT-CW-V-0024 | 1
WTR-190-PRV-1501 | 1
http://www.toronto.ca/TWONTO#00211 | 581
CJ1001A | 1
CJ1002A | 1
COL-120-T-0700B | 1
COL-120-T-0701 | 1
COL-120-T-0702 | 1
COL-120-T-0703 | 1
COL-120-T-0704 | 1
COL-MTI-RES-2401 | 1
COL-MTI-RES-2402 | 1
COL-MTI-T-0100 | 1
COL-MTI-T-0101 | 1
COL-MTI-T-0102 | 1
COL-MTI-T-1401C | 1
COL-MTI-T-1402C | 1
COL-MTI-T-2000 | 1
COL-MTI-T-2000C | 1
COL-MTI-T-2001 | 1
COL-MTI-T-2002 | 1
COL-MTI-T-2300B | 1
COL-MTI-T-2300D | 2
COL-MTI-T-2301B | 1
COL-MTI-T-2301D | 1
COL-MTI-T-2302B | 1
COL-MTI-T-2302D | 1
COL-MTI-T-2400 | 1
COL-MTI-T-2700B | 1
COL-MTI-T-2701B | 1
COL-MTI-T-2702B | 1
COL-MTI-T-2900 | 1
COL-MTI-T-2901 | 1
COL-MTI-T-2902 | 1
COL-MTI-T-2903 | 1
COL-MTI-T-3400 | 1
COL-MTI-T-3401 | 1
COL-MTI-T-3402 | 1
COL-MTI-T-3403 | 1
FCL-ALM-T-0101 | 1
FCL-ALM-T-0201 | 1
FCL-ALM-T-0301 | 1
FCL-AM-T-0101 | 1
FCL-AM-T-0201 | 1
FCL-AM-T-0301 | 1
FCL-CCS-T-0101 | 1
FCL-FL-T-0101 | 1
FCL-FL-T-0201 | 1
FCL-PAC-T-0201 | 1
FCL-PAC-T-0301 | 1
FCL-PAC-T-0501 | 1
FCL-POL-T-4101 | 1
FCL-POL-T-4102 | 1
FCL-POL-T-4201 | 1
FCL-POL-T-4202 | 1
FCL-SM-T-0101-SUS | 2
FCL-SM-T-0201-SUS | 2
FCL-SM-T-0301-SUS | 2
FHA-ALM-T-0101 | 1
FHA-ALM-T-0201 | 1
FHA-ALM-T-0310A | 1
FHA-ALM-T-0310B | 1
FHA-AM-T-0101 | 2
FHA-AM-T-0101SU | 2
FHA-AM-T-0201 | 2
FHA-AM-T-0201SU | 3
FHA-AM-T-0301 | 3
FHA-AM-T-0401 | 2
FHA-CCS-T-0101 | 1
FHA-CCS-T-0201 | 1
FHA-FL-T-0101 | 1
FHA-FL-T-0201 | 1
FHA-FL-T-0301 | 2
FHA-FL-T-0401 | 2
FHA-FL-T-2101 | 2
FHA-FL-T-2201 | 2
FHA-SBS-T-0101 | 1
FHA-SBS-T-0201 | 1
FHA-SBS-T-0301 | 1
FHA-WWW-T-0701 | 3
FHA-WWW-T-0702 | 2
FHA-WWW-T-6001 | 1
FHA-WWW-T-6003 | 1
FHO-ALM-T-0101 | 2
FHO-ALM-T-0201 | 2
FHO-ALM-T-0301 | 1
FHO-AM-T-0101 | 1
FHO-AM-T-0201 | 1
FHO-CCS-T-0101 | 1
FHO-CCS-T-0201 | 1
FHO-CL-T-0001 | 1
FHO-CL-T-0101-SU | 3
FHO-CL-T-0201-SU | 3
FHO-DOZ-T-0100 | 1
FHO-DOZ-T-0200 | 1
FHO-DOZ-T-5005-SUS | 2
FHO-DOZ-T-5006-SUS | 2
FHO-DOZ-T-5007-SUS | 2
FHO-FL-T-0004 | 1
FHO-FL-T-0018 | 1
FHO-FL-T-0101 | 1
FHO-FL-T-0201 | 1
FHO-PCL-T-0101 | 2
FHO-PCL-T-0201 | 2
FHO-POL-T-0101 | 2
FHO-POL-T-0102 | 1
FHO-POL-T-0201 | 2
FHO-POL-T-0202 | 1
FHO-POL-T-0302-SUS | 2
FHO-POL-T-0901 | 2
FHO-SBS-T-0001-SUS | 2
FHO-SBS-T-0101 | 1
FHO-SBS-T-0201 | 1
FIS-ALM-T-0101-SUS | 2
FIS-ALM-T-0201-SUS | 2
FIS-ALM-T-0301-SUS | 2
FIS-ALM-T-0401-SUS | 2
FIS-AM-T-0101 | 1
FIS-AM-T-0201 | 1
FIS-CCS-T-0101 | 1
FIS-CCS-T-0201 | 1
FIS-CL-T | 1
FIS-FL-T-0001 | 1
FIS-FL-T-0101 | 1
FIS-FL-T-0201 | 1
FIS-FL-T-0301 | 1
FIS-PCL-T-0101 | 1
FIS-PCL-T-0201 | 1
FIS-SBS-T-0101 | 2
FIS-SBS-T-0201 | 2
FIS-SM-T-0101 | 1
FIS-SM-T-0201 | 1
FIS-SM-T-0301 | 1
FPP-AM-T-0001 | 2
FPP-CCS-T-0001 | 2
TAB-ACC-T-0151 | 1
TAB-ACC-T-0790 | 1
TAB-ACC-T-0795 | 1
TAB-ACC-T-1030 | 1
TAB-ACC-T-1060 | 1
TAB-ACC-T-1222 | 1
TAB-ACC-T-1461 | 1
TAB-ACC-T-1470 | 1
TAB-ACC-T-1822 | 1
TAB-ACC-T-2042 | 1
TAB-ACC-T-2100 | 1
TAB-ACC-T-2230 | 1
TAB-ACC-T-2813 | 1
TAB-ACC-T-3472 | 1
TAB-ACC-T-3652 | 1
TAB-ACC-T-3872 | 1
TAB-ACC-T-4022 | 1
TAB-ACC-T-4422 | 1
TAB-ACC-T-4903 | 1
TAB-ACC-T-4904 | 1
TAB-ACC-T-5301 | 1
TAB-ACC-T-5304 | 1
TAB-ACC-T-5854 | 1
TAB-ACC-T-5884 | 1
TAB-ACC-T-6151 | 1
TAB-ACC-T-6351 | 1
TAB-ACC-T-6401 | 1
TAB-ACC-T-8212 | 1
TAB-ACC-T-8802 | 1
TAB-ACC-T-8902 | 1
TAB-ACC-T-9004 | 1
TAB-ACC-T-9005 | 1
TAB-DEW-T-3010 | 1
TAB-DEW-T-3020 | 1
TAB-DEW-T-3030 | 1
TAB-DEW-T-3040 | 1
TAB-DEW-T-3050 | 1
TAB-DEW-T-3060 | 1
TAB-DEW-T-3110 | 1
TAB-DEW-T-3120 | 1
TAB-DEW-T-3130 | 1
TAB-DEW-T-3140 | 1
TAB-DEW-T-3150 | 1
TAB-DEW-T-3160 | 1
TAB-DEW-T-3210 | 1
TAB-DEW-T-3220 | 1
TAB-DEW-T-3230 | 1
TAB-DIG-T-3000 | 1
TAB-DIS-T-2001 | 1
TAB-DIS-T-2702 | 1
TAB-DIS-T-3001 | 1
TAB-DIS-T-3002 | 1
TAB-EL1-T-8062 | 1
TAB-EPG-T-6001 | 1
TAB-GRK-0200 | 1
TAB-GRK-T-0100 | 1
TAB-GRK-T-0200 | 1
TAB-PLT-T-0184 | 2
TAB-PLT-T-0185 | 2
TAB-PRM-T-0110 | 1
TAB-PRM-T-0210 | 1
TAB-PRM-T-0220 | 1
TAB-PRS-T-0201 | 1
TAB-PRS-T-0202 | 1
TAB-PRS-T-0203 | 1
TAB-PRS-T-0204 | 1
TAB-PRS-T-0205 | 1
TAB-PRS-T-0206 | 1
TAB-PRS-T-0207 | 1
TAB-PRS-T-0208 | 1
TAB-PRS-T-0209 | 1
TAB-PRS-T-0990 | 1
TAB-PRS-T-2001 | 2
TAB-PRS-T-2010 | 2
TAB-PRS-T-2020 | 1
TAB-PRS-T-2030 | 1
TAB-PRS-T-2040 | 1
TAB-PRS-T-2050 | 1
TAB-PRS-T-2060 | 1
TAB-PRS-T-2070 | 1
TAB-PRS-T-2080 | 1
TAB-PRS-T-2090 | 1
TAB-PRS-T-2100 | 1
TAB-PRS-T-2110 | 1
TAB-PRS-T-2120 | 1
TAB-PRS-T-2130 | 1
TAB-PRS-T-2140 | 1
TAB-PRS-T-2150 | 1
TAB-PRS-T-2160 | 1
TAB-PRS-T-2170 | 1
TAB-PRS-T-2180 | 1
TAB-PWA-T-2700 | 1
TAB-PWA-T-2701 | 1
TAB-RSP-T-1211 | 1
TAB-RSP-T-1221 | 1
TAB-RSP-T-1231 | 1
TAB-RSP-T-1241 | 1
TAB-RSP-T-1251 | 1
TAB-SA-T-0101 | 1
TAB-SA-T-0201 | 1
TAB-SA-T-0301 | 1
TAB-SA-T-0401 | 1
TAB-SA-T-1601 | 1
TAB-SA-T-1702 | 1
TAB-SLO-T-0232 | 1
TAB-SLO-T-0233 | 1
TAB-SLO-T-0430 | 2
TAB-STR-T-4001R | 1
TAB-STR-T-4002R | 1
TAB-STR-T-4003R | 1
TAB-STR-T-4004R | 1
TAB-STR-T-4005R | 1
TAB-STR-T-4007R | 1
TAB-STR-T-4008R | 1
TAB-STR-T-4009R | 1
TAB-STR-T-4010R | 1
TAB-STR-T-4011R | 1
TAB-THK-T-4111 | 1
TAB-THK-T-4121 | 1
TAB-THK-T-4131 | 1
TAB-THK-T-4210 | 1
TAB-THK-T-4220 | 1
THC-ACC-T-0002 | 1
THC-ACC-T-0003 | 1
THC-ACC-T-0201 | 1
THC-ACC-T-0202 | 1
THC-ACC-T-0203 | 1
THC-ACC-T-0702 | 1
THC-ACC-T-0802 | 1
THC-ACC-T-4020 | 1
THC-ACC-T-5201 | 1
THC-ACC-T-5202 | 1
THC-ACC-T-5203 | 1
THC-ACC-T-5930 | 1
THC-ACC-T-5940 | 1
THC-ACC-T-6001 | 1
THC-ACC-T-6850 | 1
THC-ACC-T-6870 | 1
THC-AER-T-6020 | 1
THC-AER-T-6040 | 1
THC-AER-T-6060 | 1
THC-AER-T-6080 | 1
THC-AER-T-7140 | 1
THC-AER-T-7240 | 1
THC-AER-T-7340 | 1
THC-AER-T-7440 | 1
THC-DCL-T-0100 | 2
THC-DCL-T-0200 | 2
THC-DCL-T-0300 | 2
THC-DCL-T-0400 | 2
THC-DCL-T-0500 | 2
THC-DCL-T-0600 | 2
THC-DEW-T-2100 | 1
THC-DEW-T-2109 | 1
THC-DEW-T-2200 | 1
THC-DEW-T-2209 | 1
THC-DEW-T-2300 | 1
THC-DEW-T-2309 | 1
THC-DEW-T-2310 | 1
THC-DEW-T-7110 | 1
THC-DEW-T-7120 | 1
THC-DEW-T-7130 | 1
THC-DEW-T-7140 | 1
THC-DEW-T-7570 | 1
THC-DEW-T-7580 | 1
THC-DEW-T-7590 | 1
THC-DIS-T-0020 | 1
THC-DIS-T-0040 | 1
THC-DIS-T-0060 | 1
THC-DIS-T-0080 | 1
THC-DIS-T-0100 | 1
THC-DIS-T-0200 | 1
THC-DIS-T-0300 | 1
THC-DIS-T-0400 | 1
THC-DIS-T-0500 | 1
THC-PLT-T-5810 | 1
THC-PLT-T-6100 | 2
THC-PLT-T-6200 | 3
THC-PRM-T-0910 | 1
THC-PRM-T-0970 | 1
THC-PRM-T-1010 | 1
THC-PRM-T-1070 | 1
THC-PRM-T-1110 | 1
THC-PRM-T-1170 | 1
THC-PRM-T-1210 | 1
THC-PRM-T-1270 | 1
THC-PRS-T-0100 | 2
THC-PRS-T-0200 | 2
THC-PRS-T-0300 | 2
THC-PRS-T-0400 | 1
THC-STR-T-0036 | 1
THC-STR-T-0037 | 1
THC-STR-T-0038 | 1
THC-STR-T-0039 | 1
THC-STR-T-0040 | 1
THC-STR-T-0041 | 1
THC-STR-T-0042 | 2
THC-STR-T-0043 | 1
THC-STR-T-8030 | 2
THC-STR-T-8130 | 2
THC-STR-T-8200 | 2
THC-STR-T-8330 | 2
THC-STR-T-8400 | 2
THC-STW-T-0021 | 1
THC-STW-T-0022 | 1
THC-THK-T-1100 | 3
THC-THK-T-1120 | 3
THC-THK-T-1130 | 3
THC-THK-T-1200 | 3
THC-THK-T-1220 | 3
THC-THK-T-1230 | 3
THC-THK-T-5991 | 1
THR-ACC-T | 1
THR-ACC-T-0001 | 1
THR-ACC-T-0002 | 1
THR-ACC-T-0003 | 1
THR-ACC-T-0101 | 4
THR-ACC-T-0201 | 3
THR-ACC-T-0206 | 4
THR-ACC-T-0301 | 3
THR-ACC-T-0401S | 4
THR-ACC-T-0501 | 2
THR-ACC-T-0601 | 4
THR-ACC-T-0611 | 2
THR-ACC-T-0701 | 4
THR-ACC-T-0710 | 1
THR-ACC-T-0711 | 2
THR-ACC-T-0711S | 2
THR-ACC-T-0801 | 2
THR-ACC-T-0901 | 1
THR-ACC-T-1101 | 1
THR-ACC-T-3601 | 1
THR-ACC-T-4901 | 1
THR-AER-T-1214 | 1
THR-AER-T-1314 | 1
THR-AER-T-1401 | 1
THR-AER-T-1501 | 1
THR-AER-T-1614 | 1
THR-AER-T-1714 | 1
THR-AER-T-1914 | 1
THR-BG-T-0100 | 1
THR-BG-T-0200 | 1
THR-BG-T-1209 | 1
THR-BG-T-1210 | 1
THR-CG-T-1109 | 1
THR-CG-T-1110 | 1
THR-CG-T-1160 | 1
THR-CG-T-1163 | 1
THR-CG-T-1209 | 1
THR-CG-T-1210 | 1
THR-CG-T-1260 | 1
THR-CG-T-1263 | 1
THR-DCL-T-0001 | 2
THR-DCL-T-0002 | 2
THR-DCL-T-0003S | 2
THR-DCL-T-0100 | 2
THR-DCL-T-0200 | 2
THR-DIG-T-0110 | 1
THR-DIG-T-0120 | 1
THR-DIG-T-3850 | 1
THR-DIG-T-5240 | 1
THR-DIG-T-5260 | 1
THR-DIG-T-5280 | 1
THR-DIG-T-5440 | 1
THR-DIG-T-5460 | 1
THR-DIG-T-5480 | 1
THR-DIG-T-5640 | 1
THR-DIG-T-5641 | 1
THR-DIG-T-5660 | 2
THR-DIG-T-5661 | 1
THR-DIG-T-5680 | 1
THR-DIG-T-5681 | 1
THR-DIG-T-5840 | 2
THR-DIG-T-5841 | 1
THR-DIG-T-5860 | 1
THR-DIG-T-5861 | 1
THR-DIG-T-5880 | 1
THR-DIG-T-5881 | 1
THR-DIG-T-AO | 1
THR-DIG-T-C | 1
THR-DIS-T-1000 | 1
THR-DIS-T-1300 | 1
THR-DIS-T-1350 | 1
THR-DIS-T-1360 | 1
THR-DIS-T-2000 | 1
THR-DIS-T-3000 | 1
THR-DIS-T-4000 | 1
THR-DIS-T-5000 | 1
THR-DIS-T-6000 | 1
THR-DIS-T-7000 | 1
THR-DIS-T-8000 | 1
THR-DIS-T-9000 | 1
THR-EPS-T-0115 | 1
THR-EPS-T-0215 | 1
THR-EPS-T-0315 | 1
THR-EPS-T-0415 | 1
THR-FPW-T-0002 | 2
THR-OCS-T-0510A | 1
THR-OCS-T-0510B | 1
THR-OCS-T-0511A | 1
THR-OCS-T-0511B | 1
THR-OCS-T-0526 | 1
THR-OCS-T-0527 | 1
THR-OCS-T-0534 | 1
THR-OCS-T-0535 | 1
THR-OCS-T-0542 | 1
THR-OCS-T-0543 | 1
THR-PLT-T-0511 | 3
THR-PRS-T-0010 | 1
THR-PRS-T-0020 | 1
THR-PRS-T-0030 | 1
THR-PRS-T-0040 | 1
THR-PRS-T-0110S | 1
THR-PRS-T-0120S | 1
THR-PRS-T-0130S | 1
THR-PRS-T-0140S | 1
THR-PRS-T-9001 | 1
THR-PRS-T-9002 | 1
THR-PRS-T-9003 | 1
THR-THK-T-8101 | 1
THR-THK-T-8101A | 1
THR-THK-T-8201 | 1
THR-THK-T-8201A | 1
TNT-CSO-T-2000 | 1
TNT-DCL-T-0100 | 1
TNT-DCL-T-0200 | 1
TNT-DIG-T-2601 | 1
TNT-DIS-T-0500 | 1
TNT-DIS-T-0600 | 1
TNT-PRS-T-0100 | 1
WTR-PEL-T-1500 | 1
WTR-PEL-T-1600 | 1
WTR-PEL-T-1700 | 1
WTR-PJS-T-6100 | 1
WTR-PJS-T-6200 | 1
WTR-PRV-T-0601 | 1
WU2015A | 1
http://www.toronto.ca/TWONTO#00590 | 596
COL-120-ZSH-0701 | 2
COL-MTI-ZSH-1401 | 2
COL-MTI-ZSH-2301B | 2
COL-MTI-ZSH-2401 | 2
COL-PMY-DR-0001 | 2
COL-PMY-DR-0002 | 2
COL-PMY-DR-0003 | 2
FHA-SED-ZSH-0101 | 1
FHA-SED-ZSH-0101A | 1
FHA-SED-ZSH-0101B | 1
FHA-SED-ZSH-0101C | 1
FHA-SED-ZSH-0101D | 1
FHA-SED-ZSH-0102 | 1
FHA-SED-ZSH-0102A | 1
FHA-SED-ZSH-0102B | 1
FHA-SED-ZSH-0102C | 1
FHA-SED-ZSH-0102D | 1
FHA-SED-ZSH-0103 | 1
FHA-SED-ZSH-0103A | 1
FHA-SED-ZSH-0103B | 1
FHA-SED-ZSH-0103C | 1
FHA-SED-ZSH-0103D | 1
FHA-SED-ZSH-0103E | 1
FHA-SED-ZSH-0103F | 1
FHA-SED-ZSH-0103G | 1
FHA-SED-ZSH-0103H | 1
FHA-SED-ZSH-0104 | 1
FHA-SED-ZSH-0104A | 1
FHA-SED-ZSH-0104B | 1
FHA-SED-ZSH-0104C | 1
FHA-SED-ZSH-0104D | 1
FHA-SED-ZSH-0104E | 1
FHA-SED-ZSH-0104F | 1
FHA-SED-ZSH-0104G | 1
FHA-SED-ZSH-0105 | 1
FHA-SED-ZSH-0105A | 1
FHA-SED-ZSH-0105B | 1
FHA-SED-ZSH-0105C | 1
FHA-SED-ZSH-0105D | 1
FHA-SED-ZSH-0105E | 1
FHA-SED-ZSH-0105F | 1
FHA-SED-ZSH-0201 | 1
FHA-SED-ZSH-0201A | 1
FHA-SED-ZSH-0201B | 1
FHA-SED-ZSH-0201C | 1
FHA-SED-ZSH-0201D | 1
FHA-SED-ZSH-0202 | 1
FHA-SED-ZSH-0202A | 1
FHA-SED-ZSH-0202B | 1
FHA-SED-ZSH-0202C | 1
FHA-SED-ZSH-0202D | 1
FHA-SED-ZSH-0203 | 1
FHA-SED-ZSH-0203A | 1
FHA-SED-ZSH-0203B | 1
FHA-SED-ZSH-0203C | 1
FHA-SED-ZSH-0203D | 1
FHA-SED-ZSH-0203E | 1
FHA-SED-ZSH-0203F | 1
FHA-SED-ZSH-0203G | 1
FHA-SED-ZSH-0203H | 1
FHA-SED-ZSH-0203I | 1
FHA-SED-ZSH-0203J | 1
FHA-SED-ZSH-0203K | 1
FHA-SED-ZSH-0203L | 1
FHA-SED-ZSH-0203M | 1
FHA-SED-ZSH-0204 | 1
FHA-SED-ZSH-0204A | 1
FHA-SED-ZSH-0204B | 1
FHA-SED-ZSH-0204C | 1
FHA-SED-ZSH-0204D | 1
FHA-SED-ZSH-0204E | 1
FHA-SED-ZSH-0204F | 1
FHA-SED-ZSH-0204G | 1
FHA-SED-ZSH-0204H | 1
FHA-SED-ZSH-0205 | 1
FHA-SED-ZSH-0205A | 1
FHA-SED-ZSH-0205B | 1
FHA-SED-ZSH-0205C | 1
FHA-SED-ZSH-0205D | 1
FHA-SED-ZSH-0205E | 1
FHA-SED-ZSH-0205F | 1
FHA-SED-ZSH-0301 | 1
FHA-SED-ZSH-0301A | 1
FHA-SED-ZSH-0301B | 1
FHA-SED-ZSH-0301C | 1
FHA-SED-ZSH-0301D | 1
FHA-SED-ZSH-0302 | 1
FHA-SED-ZSH-0302A | 1
FHA-SED-ZSH-0302B | 1
FHA-SED-ZSH-0302C | 1
FHA-SED-ZSH-0302D | 1
FHA-SED-ZSH-0303 | 1
FHA-SED-ZSH-0303A | 1
FHA-SED-ZSH-0303B | 1
FHA-SED-ZSH-0303C | 1
FHA-SED-ZSH-0303D | 1
FHA-SED-ZSH-0303E | 1
FHA-SED-ZSH-0303F | 1
FHA-SED-ZSH-0303G | 1
FHA-SED-ZSH-0303H | 1
FHA-SED-ZSH-0304 | 1
FHA-SED-ZSH-0304A | 1
FHA-SED-ZSH-0304B | 1
FHA-SED-ZSH-0304C | 1
FHA-SED-ZSH-0304D | 1
FHA-SED-ZSH-0304E | 1
FHA-SED-ZSH-0304F | 1
FHA-SED-ZSH-0304G | 1
FHA-SED-ZSH-0305 | 1
FHA-SED-ZSH-0305A | 1
FHA-SED-ZSH-0305B | 1
FHA-SED-ZSH-0305C | 1
FHA-SED-ZSH-0305D | 1
FHA-SED-ZSH-0305E | 1
FHA-SED-ZSH-0305F | 1
FHA-SED-ZSH-0401 | 1
FHA-SED-ZSH-0401A | 1
FHA-SED-ZSH-0401B | 1
FHA-SED-ZSH-0401C | 1
FHA-SED-ZSH-0401D | 1
FHA-SED-ZSH-0402 | 1
FHA-SED-ZSH-0402A | 1
FHA-SED-ZSH-0402B | 1
FHA-SED-ZSH-0402C | 1
FHA-SED-ZSH-0402D | 1
FHA-SED-ZSH-0403 | 1
FHA-SED-ZSH-0403A | 1
FHA-SED-ZSH-0403B | 1
FHA-SED-ZSH-0403C | 1
FHA-SED-ZSH-0403D | 1
FHA-SED-ZSH-0403E | 1
FHA-SED-ZSH-0403F | 1
FHA-SED-ZSH-0403G | 1
FHA-SED-ZSH-0403H | 1
FHA-SED-ZSH-0404 | 1
FHA-SED-ZSH-0404A | 1
FHA-SED-ZSH-0404B | 1
FHA-SED-ZSH-0404C | 1
FHA-SED-ZSH-0404D | 1
FHA-SED-ZSH-0404E | 1
FHA-SED-ZSH-0404F | 1
FHA-SED-ZSH-0405 | 1
FHA-SED-ZSH-0405A | 1
FHA-SED-ZSH-0405B | 1
FHA-SED-ZSH-0405C | 1
FHA-SED-ZSH-0405D | 1
FHA-SED-ZSH-0405E | 1
FHA-SED-ZSH-0405F | 1
FHA-SED-ZSH-0501 | 1
FHA-SED-ZSH-0501A | 1
FHA-SED-ZSH-0501B | 1
FHA-SED-ZSH-0501C | 1
FHA-SED-ZSH-0501D | 1
FHA-SED-ZSH-0502 | 1
FHA-SED-ZSH-0502A | 1
FHA-SED-ZSH-0502B | 1
FHA-SED-ZSH-0502C | 1
FHA-SED-ZSH-0502D | 1
FHA-SED-ZSH-0503 | 1
FHA-SED-ZSH-0503A | 1
FHA-SED-ZSH-0503B | 1
FHA-SED-ZSH-0503C | 1
FHA-SED-ZSH-0503D | 1
FHA-SED-ZSH-0503E | 1
FHA-SED-ZSH-0503F | 1
FHA-SED-ZSH-0503G | 1
FHA-SED-ZSH-0503H | 1
FHA-SED-ZSH-0503I | 1
FHA-SED-ZSH-0503J | 1
FHA-SED-ZSH-0503K | 1
FHA-SED-ZSH-0503L | 1
FHA-SED-ZSH-0504 | 1
FHA-SED-ZSH-0504A | 1
FHA-SED-ZSH-0504B | 1
FHA-SED-ZSH-0504C | 1
FHA-SED-ZSH-0504D | 1
FHA-SED-ZSH-0504E | 1
FHA-SED-ZSH-0504F | 1
FHA-SED-ZSH-0505 | 1
FHA-SED-ZSH-0505A | 1
FHA-SED-ZSH-0505B | 1
FHA-SED-ZSH-0505C | 1
FHA-SED-ZSH-0505D | 1
FHA-SED-ZSH-0505E | 1
FHA-SED-ZSH-0505F | 1
FHA-SED-ZSH-0601 | 1
FHA-SED-ZSH-0601A | 1
FHA-SED-ZSH-0601B | 1
FHA-SED-ZSH-0601C | 1
FHA-SED-ZSH-0601D | 1
FHA-SED-ZSH-0602 | 1
FHA-SED-ZSH-0602A | 1
FHA-SED-ZSH-0602B | 1
FHA-SED-ZSH-0602C | 1
FHA-SED-ZSH-0602D | 1
FHA-SED-ZSH-0603 | 1
FHA-SED-ZSH-0603A | 1
FHA-SED-ZSH-0603B | 1
FHA-SED-ZSH-0603C | 1
FHA-SED-ZSH-0603D | 1
FHA-SED-ZSH-0603E | 1
FHA-SED-ZSH-0603F | 1
FHA-SED-ZSH-0603G | 1
FHA-SED-ZSH-0603H | 1
FHA-SED-ZSH-0603I | 1
FHA-SED-ZSH-0603J | 1
FHA-SED-ZSH-0603K | 1
FHA-SED-ZSH-0603L | 1
FHA-SED-ZSH-0604 | 1
FHA-SED-ZSH-0604A | 1
FHA-SED-ZSH-0604B | 1
FHA-SED-ZSH-0604C | 1
FHA-SED-ZSH-0604D | 1
FHA-SED-ZSH-0604E | 1
FHA-SED-ZSH-0604F | 1
FHA-SED-ZSH-0605 | 1
FHA-SED-ZSH-0605A | 1
FHA-SED-ZSH-0605B | 1
FHA-SED-ZSH-0605C | 1
FHA-SED-ZSH-0605D | 1
FHA-SED-ZSH-0605E | 1
FHA-SED-ZSH-0605F | 1
FHO-ACC-ZS-0101 | 1
FHO-ACC-ZS-0102 | 1
FHO-ACC-ZS-0103 | 1
FHO-ACC-ZS-0104 | 1
TAB-ACC-ZS-0500 | 1
TAB-ACC-ZS-0800 | 1
TAB-ACC-ZSH-0011 | 1
TAB-ACC-ZSH-0021 | 1
TAB-ACC-ZSH-0031 | 1
TAB-ACC-ZSH-0061 | 1
TAB-ACC-ZSH-1853A | 1
TAB-ACC-ZSH-1853B | 1
TAB-ACC-ZSH-1853C | 1
TAB-ACC-ZSH-3232 | 1
TAB-ACC-ZSH-8230 | 1
TAB-ACC-ZSL-1853A | 1
TAB-ACC-ZSL-1853B | 1
TAB-ACC-ZSL-1853C | 1
TAB-PLT-ZSH-5525 | 1
TAB-PRS-ZSH-0116 | 2
TAB-PRS-ZSH-0117 | 1
TAB-PRS-ZSL-0116 | 1
TAB-PRS-ZSL-0117 | 1
TAB-STR-ZSH-0210 | 2
TAB-STR-ZSH-1201 | 1
TAB-STR-ZSH-1202 | 2
TAB-STR-ZSL-0210 | 2
TAB-STR-ZSL-1201 | 1
TAB-STR-ZSL-1202 | 1
THC-PLT-ZHS-0810 | 1
THC-PLT-ZSH-0147 | 1
THC-PLT-ZSH-0347 | 1
THC-PLT-ZSH-0820 | 1
THC-PRM-ZSH-0911 | 1
THC-PRM-ZSH-0912 | 1
THC-PRM-ZSH-0913 | 1
THC-PRM-ZSH-0914 | 1
THC-PRM-ZSH-0971 | 1
THC-PRM-ZSH-0972 | 1
THC-PRM-ZSH-0973 | 1
THC-PRM-ZSH-0974 | 1
THC-PRM-ZSH-0975 | 1
THC-PRM-ZSH-0976 | 1
THC-PRM-ZSH-0977 | 1
THC-PRM-ZSH-0978 | 1
THC-PRM-ZSH-0979 | 1
THC-PRM-ZSH-0980 | 1
THC-PRM-ZSH-1011 | 1
THC-PRM-ZSH-1012 | 1
THC-PRM-ZSH-1013 | 1
THC-PRM-ZSH-1014 | 1
THC-PRM-ZSH-1051 | 1
THC-PRM-ZSH-1052 | 1
THC-PRM-ZSH-1111 | 1
THC-PRM-ZSH-1112 | 1
THC-PRM-ZSH-1113 | 1
THC-PRM-ZSH-1114 | 1
THC-PRM-ZSH-1141 | 1
THC-PRM-ZSH-1142 | 1
THC-PRM-ZSH-1151 | 1
THC-PRM-ZSH-1152 | 1
THC-PRM-ZSH-1171 | 2
THC-PRM-ZSH-1172 | 2
THC-PRM-ZSH-1173 | 2
THC-PRM-ZSH-1174 | 2
THC-PRM-ZSH-1175 | 2
THC-PRM-ZSH-1176 | 2
THC-PRM-ZSH-1177 | 2
THC-PRM-ZSH-1178 | 2
THC-PRM-ZSH-1179 | 2
THC-PRM-ZSH-1180 | 2
THC-PRM-ZSH-1211 | 1
THC-PRM-ZSH-1212 | 2
THC-PRM-ZSH-1213 | 1
THC-PRM-ZSH-1214 | 1
THC-PRM-ZSH-1241 | 1
THC-PRM-ZSH-1242 | 1
THC-PRM-ZSH-1251 | 1
THC-PRM-ZSH-1252 | 1
THC-PRM-ZSH-1271 | 1
THC-PRM-ZSH-1272 | 1
THC-PRM-ZSH-1273 | 1
THC-PRM-ZSH-1274 | 1
THC-PRM-ZSH-1275 | 1
THC-PRM-ZSH-1276 | 1
THC-PRM-ZSH-1277 | 1
THC-PRM-ZSH-1278 | 1
THC-PRM-ZSH-1279 | 1
THC-PRM-ZSH-1280 | 1
THC-PRM-ZSL-0912 | 1
THC-PRM-ZSL-0913 | 1
THC-PRM-ZSL-0914 | 1
THC-PRM-ZSL-0971 | 1
THC-PRM-ZSL-0972 | 1
THC-PRM-ZSL-0973 | 1
THC-PRM-ZSL-0974 | 1
THC-PRM-ZSL-1011 | 1
THC-PRM-ZSL-1012 | 1
THC-PRM-ZSL-1013 | 1
THC-PRM-ZSL-1014 | 1
THC-PRM-ZSL-1111 | 1
THC-PRM-ZSL-1112 | 1
THC-PRM-ZSL-1113 | 1
THC-PRM-ZSL-1114 | 1
THC-PRM-ZSL-1171 | 2
THC-PRM-ZSL-1172 | 2
THC-PRM-ZSL-1173 | 2
THC-PRM-ZSL-1174 | 2
THC-PRM-ZSL-1211 | 1
THC-PRM-ZSL-1212 | 1
THC-PRM-ZSL-1213 | 1
THC-PRM-ZSL-1214 | 1
THC-PRM-ZSL-1271 | 1
THC-PRM-ZSL-1272 | 1
THC-PRM-ZSL-1273 | 1
THC-PRM-ZSL-1274 | 1
THR-ACC-ZSH-0410 | 1
THR-ACC-ZSH-3410 | 1
THR-ACC-ZSH-3630 | 2
THR-ACC-ZSH-5010 | 1
THR-PRM-ZSM-0902 | 1
THR-PRM-ZSM-1002 | 1
THR-PRM-ZSM-1102 | 1
TNT-CSO-ZS-0401 | 1
TNT-CSO-ZS-0402 | 1
TNT-CSO-ZS-0403 | 1
TNT-CSO-ZS-0404 | 1
WTR-PAH-ZS-0001 | 1
WTR-PAH-ZS-0002 | 1
WTR-PAH-ZS-0003 | 1
WTR-PAH-ZS-0004 | 1
WTR-PEG-ZS-0001 | 1
WTR-PEG-ZS-0002 | 1
WTR-PEG-ZS-0003 | 1
WTR-PEG-ZS-0004 | 1
WTR-PEG-ZS-0005 | 1
WTR-PEG-ZS-0006 | 1
WTR-PEL-ZS-0001 | 1
WTR-PEL-ZS-0002 | 1
WTR-PEL-ZS-0003 | 1
WTR-PEL-ZS-0004 | 1
WTR-PEL-ZS-0005 | 1
WTR-PEL-ZS-0006 | 1
WTR-PEL-ZS-0007 | 1
WTR-PEL-ZS-0008 | 1
WTR-PEL-ZS-0009 | 1
WTR-PEL-ZS-0010 | 1
WTR-PHL-ZS-0001 | 1
WTR-PHL-ZS-0002 | 1
WTR-PHL-ZS-0003 | 1
WTR-PHL-ZS-0004 | 1
WTR-PHL-ZS-0005 | 1
WTR-PHL-ZS-0006 | 1
WTR-PHL-ZS-0007 | 1
WTR-PHL-ZS-0008 | 1
WTR-PHL-ZS-0009 | 1
WTR-PHL-ZS-0010 | 1
WTR-PHL-ZS-0011 | 1
WTR-PHL-ZS-0012 | 1
WTR-PHL-ZS-0013 | 1
WTR-PHL-ZS-0014 | 1
WTR-PHL-ZS-0015 | 1
WTR-PHL-ZS-0016 | 1
WTR-PHL-ZS-0017 | 1
WTR-PHL-ZS-0018 | 2
WTR-PJO-ZS-0001 | 1
WTR-PJO-ZS-0002 | 1
WTR-PJS-ZS-0009 | 1
WTR-PJS-ZS-0010 | 1
WTR-PJS-ZS-0011 | 1
WTR-PJS-ZS-0012 | 1
WTR-PKL-ZS-0001 | 1
WTR-PKL-ZS-0002 | 1
WTR-PKL-ZS-0003 | 1
WTR-PKN-ZS-0001 | 1
WTR-PKN-ZS-0002 | 1
WTR-PKN-ZS-0003 | 1
WTR-PKN-ZS-0004 | 1
WTR-PLW-ZS-0001 | 1
WTR-PLW-ZS-0002 | 1
WTR-PLW-ZS-0003 | 1
WTR-PLW-ZS-0004 | 1
WTR-PMI-ZS-0001 | 1
WTR-PMI-ZS-0002 | 1
WTR-PMI-ZS-0003 | 1
WTR-PMI-ZS-0004 | 1
WTR-PMI-ZS-0005 | 1
WTR-PMI-ZS-0006 | 1
WTR-PMI-ZS-0007 | 1
WTR-PMI-ZS-0008 | 1
WTR-PMI-ZS-0009 | 1
WTR-PMI-ZS-0010 | 1
WTR-PMI-ZS-0011 | 1
WTR-PMI-ZS-0012 | 1
WTR-PMI-ZS-0013 | 1
WTR-PMI-ZS-0014 | 1
WTR-PMI-ZS-0015 | 1
WTR-PMI-ZS-0016 | 1
WTR-PMI-ZS-0017 | 1
WTR-PMI-ZS-0018 | 1
WTR-PMI-ZS-0019 | 1
WTR-PMI-ZS-0020 | 1
WTR-PMI-ZS-0021 | 1
WTR-PMI-ZS-0022 | 1
WTR-PMI-ZS-0023 | 1
WTR-PMI-ZS-0024 | 1
WTR-PMI-ZS-0025 | 1
WTR-PMI-ZS-0026 | 1
WTR-PMI-ZS-0027 | 1
WTR-PMI-ZS-0028 | 1
WTR-PMI-ZS-0029 | 1
WTR-PMI-ZS-0030 | 1
WTR-PMI-ZS-0031 | 1
WTR-PPD-ZS-0001 | 1
WTR-PPD-ZS-0002 | 1
WTR-PPD-ZS-0003 | 1
WTR-PPD-ZS-0004 | 1
WTR-PRH-ZS-0001 | 1
WTR-PRH-ZS-0002 | 1
WTR-PRH-ZS-0003 | 1
WTR-PRH-ZS-0004 | 1
WTR-PRH-ZS-0005 | 1
WTR-PRH-ZS-0006 | 1
WTR-PRV-ZS-0001 | 1
WTR-PRV-ZS-0002 | 1
WTR-PRV-ZS-0003 | 1
WTR-PRV-ZS-0004 | 1
WTR-PSA-ZS-0001 | 1
WTR-PSA-ZS-0002 | 1
WTR-PSA-ZS-0003 | 1
WTR-PSA-ZS-0004 | 1
WTR-PSC-ZS-0001 | 1
WTR-PSC-ZS-0002 | 1
WTR-PSC-ZS-0003 | 1
WTR-PSC-ZS-0004 | 1
WTR-PSC-ZS-0005 | 1
WTR-PSC-ZS-0006 | 1
WTR-PSC-ZS-0007 | 1
WTR-PSC-ZS-0008 | 1
WTR-PSC-ZS-0009 | 1
WTR-PTH-ZS-0001 | 1
WTR-PTH-ZS-0002 | 1
WTR-PTH-ZS-0003 | 1
WTR-PWT-ZS-0001 | 1
WTR-PWT-ZS-0002 | 1
WTR-PWT-ZS-0003 | 1
WTR-RBV-ZS-0001 | 1
WTR-RDF-ZS-0001 | 1
WTR-RDF-ZS-0002 | 1
WTR-RDF-ZS-0003 | 1
WTR-RDF-ZS-0004 | 1
WTR-RDF-ZS-0005 | 1
WTR-RDF-ZS-0006 | 1
WTR-RDF-ZS-0007 | 1
WTR-RDF-ZS-0101 | 1
WTR-RDF-ZS-0102 | 1
WTR-RDF-ZS-0201 | 1
WTR-RDF-ZS-0202 | 1
WTR-RDF-ZS-0203 | 1
WTR-RDF-ZS-0301 | 1
WTR-RDF-ZS-0302 | 1
WTR-RDF-ZS-0303 | 1
WTR-RDF-ZS-0304 | 1
WTR-RDF-ZS-0305 | 1
WTR-RDF-ZS-0306 | 1
WTR-RDF-ZS-0307 | 1
WTR-RDF-ZS-0401 | 1
WTR-RDF-ZS-0402 | 1
WTR-RDF-ZS-0403 | 1
WTR-RDF-ZS-0404 | 1
WTR-RDF-ZS-0405 | 1
WTR-RDF-ZS-0406 | 1
WTR-RDF-ZS-0407 | 1
WTR-RDF-ZS-0408 | 1
WTR-RDF-ZS-0409 | 1
WTR-REG-ZS-0001 | 1
WTR-REG-ZS-0002 | 1
WTR-REG-ZS-0003 | 1
WTR-REG-ZS-0004 | 1
WTR-RKL-ZS-0001 | 1
WTR-RKL-ZS-0002 | 1
WTR-RKL-ZS-0003 | 1
WTR-RLW-ZS-0001 | 1
WTR-RMI-ZS-0001 | 1
WTR-RMI-ZS-0002 | 1
WTR-RMI-ZS-0003 | 1
WTR-RMI-ZS-0004 | 1
WTR-RMI-ZS-0005 | 1
WTR-RMI-ZS-0006 | 1
WTR-RMI-ZS-0007 | 1
WTR-RMI-ZS-0008 | 1
WTR-RMI-ZS-0009 | 1
WTR-RMI-ZS-0010 | 1
WTR-RMI-ZS-0011 | 1
WTR-RMI-ZS-0012 | 1
WTR-RMI-ZS-0013 | 1
WTR-RMI-ZS-0014 | 1
WTR-RMI-ZS-0015 | 1
WTR-RMI-ZS-0016 | 1
WTR-RMI-ZS-0017 | 1
WTR-RMI-ZS-0020 | 1
WTR-RMI-ZS-0021 | 1
WTR-RMI-ZS-0022 | 1
WTR-RMI-ZS-0023 | 1
WTR-RMI-ZS-0024 | 1
WTR-RMI-ZS-0025 | 1
WTR-RMI-ZS-0026 | 1
WTR-RMI-ZS-0027 | 1
WTR-RMI-ZS-0028 | 1
WTR-RMI-ZS-0029 | 1
WTR-RMI-ZS-0030 | 1
WTR-RMI-ZS-0031 | 1
WTR-RMI-ZS-0032 | 1
WTR-RMI-ZS-0033 | 1
WTR-RMI-ZS-0034 | 1
WTR-RMI-ZS-0035 | 1
WTR-RMI-ZS-0036 | 1
WTR-RMI-ZS-0041 | 1
WTR-RMI-ZS-0042 | 1
WTR-RMI-ZS-0043 | 1
WTR-RMI-ZS-0045 | 1
WTR-RMI-ZS-0046 | 1
WTR-RMI-ZS-0048 | 1
WTR-RMI-ZS-0049 | 1
WTR-RMI-ZS-0050 | 1
WTR-RMI-ZS-0051 | 1
WTR-RMI-ZS-0052 | 1
WTR-RMI-ZS-0053 | 1
WTR-RMI-ZS-0054 | 1
WTR-RRH-ZS-0001 | 2
WTR-RRH-ZS-0002 | 2
WTR-RRH-ZS-0003 | 2
WTR-RRH-ZS-0004 | 1
WTR-RRH-ZS-0006 | 1
WTR-RRH-ZS-0007 | 1
WTR-RRH-ZS-0008 | 1
WTR-RRV-ZS-0001 | 1
WTR-RRV-ZS-0002 | 1
WTR-RRV-ZS-0003 | 1
WTR-RST-ZS-0001 | 1
WTR-RST-ZS-0002 | 1
WTR-RST-ZS-0003 | 1
WTR-RST-ZS-0004 | 1
http://www.toronto.ca/TWONTO#00734 | 610
COL-120-TSH-0700 | 1
COL-BCV-TSH-0001 | 2
COL-BCV-TSL-0001 | 2
COL-BDC-TSH-0001 | 2
COL-BDC-TSL-0001 | 2
COL-BEB-TSH-0001 | 2
COL-BEB-TSL-0001 | 2
COL-MTI-TSH-0100 | 1
COL-MTI-TSH-2000C | 1
COL-MTI-TSH-2001 | 1
COL-MTI-TSH-2300B | 1
COL-MTI-TSH-2400 | 1
COL-MTI-TSH-2901 | 1
COL-MTI-TSH-3400 | 1
COL-PCU-TSH-0101 | 2
COL-PGA-TSH-0101 | 1
COL-PGA-TSL-0101 | 1
COL-PGA-TSL-0102 | 1
COL-PLB-TSH-0151A | 3
COL-PLB-TSH-0151B | 3
COL-PLB-TSH-0151C | 3
COL-PLB-TSH-0151E | 3
COL-PLB-TSH-0151F | 3
COL-PWN-TSH-0001 | 2
COL-PWN-TSL-0001 | 1
COL-PWN-TSL-0002 | 2
COL-PWR-TSH-0101 | 2
COL-RBB-TSL-0200 | 1
FCL-ELS-TSH-001D | 1
FCL-ELS-TSH-001F | 1
FCL-ELS-TSH-001G | 1
FCL-ELS-TSH-001H | 1
FCL-ELS-TSH-001L | 1
FCL-ELS-TSH-002D | 1
FCL-ELS-TSH-002F | 1
FCL-ELS-TSH-002G | 1
FCL-ELS-TSH-002H | 1
FCL-ELS-TSH-002L | 1
FCL-ELS-TSH-003F | 1
FCL-ELS-TSH-01CF | 1
FCL-ELS-TSH-01CL | 1
FCL-ELS-TSH-02CF | 1
FCL-ELS-TSH-02CL | 1
FCL-ELS-TSHA-0100 | 1
FCL-ELS-TSHA-0200 | 1
FCL-ELS-TSHB-0100 | 1
FCL-ELS-TSHB-0200 | 1
FCL-PAC-TSH-0101 | 1
FCL-PAC-TSH-0201 | 1
FCL-PAC-TSH-0301 | 1
FCL-TRW-TSH-0002 | 2
FCL-TRW-TSL-0001 | 2
FHA-BW-TSH-0501 | 1
FHA-BW-TSH-0502 | 1
FHA-BW-TSH-0503 | 2
FHA-BW-TSH-0504 | 2
FHA-BW-TSH-0601 | 1
FHA-BW-TSH-0602 | 1
FHA-BW-TSH-0603 | 2
FHA-BW-TSH-0604 | 2
FHA-BW-TSH-0701 | 1
FHA-BW-TSH-0702 | 1
FHA-TRW-TSH-0001 | 1
FHA-TRW-TSL-0001 | 1
FHO-ACC-TSL-0104 | 1
FHO-DOZ-TSH-1120 | 1
FHO-DOZ-TSH-1220 | 1
FHO-DOZ-TSH-4104 | 1
FHO-DOZ-TSH-4204 | 1
FHO-DOZ-TSH-4304 | 1
FHO-DOZ-TSH-4404 | 1
FHO-DOZ-TSH-4504 | 1
FHO-DOZ-TSL-4104 | 1
FHO-DOZ-TSL-4204 | 1
FHO-DOZ-TSL-4304 | 1
FHO-DOZ-TSL-4404 | 1
FHO-DOZ-TSL-4504 | 1
FHO-TRW-TSH-0001 | 1
FHO-TRW-TSL-0001 | 1
FIS-BW-TSH-0101 | 1
FIS-BW-TSH-0102 | 1
FIS-BW-TSH-0103 | 1
FIS-BW-TSH-0104 | 1
FIS-BW-TSH-0105 | 1
FIS-BW-TSH-0201 | 1
FIS-BW-TSH-0202 | 1
FIS-BW-TSH-0203 | 1
FIS-BW-TSH-0204 | 1
FIS-BW-TSH-0205 | 1
FIS-CLA-TSL-0101 | 1
FIS-CLA-TSL-0201 | 1
FIS-CLB-TSL-0101 | 1
FIS-CLB-TSL-0201 | 1
FIS-FLT-TSH-0001-SUS | 2
FIS-TRW-TSH-0002 | 1
FIS-TRW-TSH-0101 | 1
FIS-TRW-TSH-0301 | 1
FIS-TRW-TSH-0501 | 1
FIS-TRW-TSL-0001 | 1
SWM-PBL-FA-0001S | 3
SWM-PMG-TSH-0001 | 2
SWM-PMG-TSL-0002 | 2
SWM-PNQ-TSH-0001 | 2
SWM-PNQ-TSL-0002 | 2
TAB-ACC-TS-0103 | 1
TAB-ACC-TSH-0100 | 1
TAB-ACC-TSH-0150 | 1
TAB-ACC-TSH-0200 | 1
TAB-ACC-TSH-0380 | 1
TAB-ACC-TSH-0900 | 1
TAB-ACC-TSH-0950 | 1
TAB-ACC-TSH-1210 | 1
TAB-ACC-TSH-1310 | 1
TAB-ACC-TSH-1410 | 1
TAB-ACC-TSH-1510 | 2
TAB-ACC-TSH-1600 | 1
TAB-ACC-TSH-1650 | 1
TAB-ACC-TSH-1700 | 1
TAB-ACC-TSH-1800 | 1
TAB-ACC-TSH-1900 | 1
TAB-ACC-TSH-4901 | 1
TAB-ACC-TSH-6451 | 1
TAB-ACC-TSL-0100 | 1
TAB-ACC-TSL-0150 | 1
TAB-ACC-TSL-0200 | 1
TAB-ACC-TSL-0380 | 1
TAB-ACC-TSL-0900 | 1
TAB-ACC-TSL-0950 | 1
TAB-ACC-TSL-1210 | 1
TAB-ACC-TSL-1244 | 1
TAB-ACC-TSL-1247 | 1
TAB-ACC-TSL-1250 | 1
TAB-ACC-TSL-1252 | 1
TAB-ACC-TSL-1310 | 1
TAB-ACC-TSL-1410 | 1
TAB-ACC-TSL-1421 | 1
TAB-ACC-TSL-1431 | 1
TAB-ACC-TSL-1441 | 1
TAB-ACC-TSL-1451 | 1
TAB-ACC-TSL-1461 | 1
TAB-ACC-TSL-1471 | 1
TAB-ACC-TSL-1481 | 1
TAB-ACC-TSL-1491 | 1
TAB-ACC-TSL-1510 | 2
TAB-ACC-TSL-1600 | 1
TAB-ACC-TSL-1650 | 1
TAB-ACC-TSL-1700 | 1
TAB-ACC-TSL-1800 | 1
TAB-ACC-TSL-1836 | 1
TAB-ACC-TSL-1837 | 1
TAB-ACC-TSL-1840 | 1
TAB-ACC-TSL-1845 | 1
TAB-ACC-TSL-1846 | 1
TAB-ACC-TSL-1847 | 1
TAB-ACC-TSL-1848 | 1
TAB-ACC-TSL-1850 | 1
TAB-ACC-TSL-1851 | 1
TAB-ACC-TSL-1852 | 1
TAB-ACC-TSL-1853 | 1
TAB-ACC-TSL-1900 | 1
TAB-ACC-TSL-2053 | 1
TAB-ACC-TSL-2821 | 1
TAB-ACC-TSL-3660 | 1
TAB-ACC-TSL-3670 | 1
TAB-ACC-TSL-3680 | 1
TAB-ACC-TSL-3894 | 1
TAB-ACC-TSL-3905 | 1
TAB-ACC-TSL-3907 | 1
TAB-ACC-TSL-3918 | 1
TAB-ACC-TSL-3922 | 1
TAB-ACC-TSL-4455 | 1
TAB-ACC-TSL-4476 | 1
TAB-ACC-TSL-4477 | 1
TAB-ACC-TSL-4501 | 1
TAB-ACC-TSL-4502 | 1
TAB-ACC-TSL-4503 | 1
TAB-ACC-TSL-4504 | 1
TAB-ACC-TSL-4901 | 1
TAB-ACC-TSL-4902 | 1
TAB-ACC-TSL-6101 | 1
TAB-ACC-TSL-6102 | 1
TAB-ACC-TSL-6103 | 1
TAB-ACC-TSL-6104 | 1
TAB-ACC-TSL-6301 | 1
TAB-ACC-TSL-6302 | 1
TAB-ACC-TSL-6303 | 1
TAB-ACC-TSL-6304 | 1
TAB-ACC-TSL-6334 | 1
TAB-ACC-TSL-6335 | 1
TAB-ACC-TSL-6336 | 1
TAB-ACC-TSL-6337 | 1
TAB-ACC-TSL-6338 | 1
TAB-ACC-TSL-6339 | 1
TAB-ACC-TSL-6340 | 1
TAB-ACC-TSL-6451 | 1
TAB-ACC-TSL-8230 | 1
TAB-ACC-TSL-8232 | 1
TAB-ACC-TSL-8234 | 1
TAB-DEW-TSH-0121A | 1
TAB-DEW-TSH-0121B | 1
TAB-DEW-TSH-0221A | 1
TAB-DEW-TSH-0221B | 1
TAB-DEW-TSH-0321A | 1
TAB-DEW-TSH-0321B | 1
TAB-DEW-TSH-0421A | 1
TAB-DEW-TSH-0421B | 1
TAB-DEW-TSH-0521A | 1
TAB-DEW-TSH-0521B | 1
TAB-DEW-TSH-0621A | 1
TAB-DEW-TSH-0621B | 1
TAB-DEW-TSH-0721A | 1
TAB-DEW-TSH-0721B | 1
TAB-DEW-TSH-0821A | 1
TAB-DEW-TSH-0821B | 1
TAB-DEW-TSH-0921A | 1
TAB-DEW-TSH-0921B | 1
TAB-DEW-TSH-1021A | 1
TAB-DEW-TSH-1021B | 1
TAB-DEW-TSH-1121A | 1
TAB-DEW-TSH-1121B | 1
TAB-DEW-TSH-1221A | 1
TAB-DEW-TSH-1221B | 1
TAB-DIG-TSH-4130 | 1
TAB-DIG-TSH-4130B | 1
TAB-DIG-TSH-4135 | 1
TAB-DIG-TSH-4135B | 1
TAB-DIG-TSH-4140 | 1
TAB-DIG-TSH-4140B | 1
TAB-DIG-TSH-4145 | 1
TAB-DIG-TSH-4145B | 1
TAB-DIG-TSH-4150 | 1
TAB-DIG-TSH-4150B | 1
TAB-DIG-TSH-4160 | 1
TAB-DIG-TSH-4160B | 1
TAB-DIG-TSH-4190 | 1
TAB-DIG-TSH-4195 | 1
TAB-DIG-TSH-4200 | 1
TAB-DIG-TSH-4205 | 1
TAB-DIG-TSH-4210 | 1
TAB-DIG-TSH-4220 | 1
TAB-DIG-TSL-9035 | 1
TAB-EL1-TSH-1501A | 1
TAB-EL1-TSH-1501B | 1
TAB-EL1-TSH-1502A | 1
TAB-EL1-TSH-1502B | 1
TAB-EL1-TSH-1503A | 1
TAB-EL1-TSH-1503B | 1
TAB-EL1-TSH-1504A | 1
TAB-EL1-TSH-1504B | 1
TAB-EL1-TSH-1505A | 1
TAB-EL1-TSH-1505B | 1
TAB-EL1-TSH-1506A | 1
TAB-EL1-TSH-1506B | 1
TAB-PRM-TSH-0310 | 1
TAB-PRM-TSH-0320 | 1
TAB-PRM-TSH-0330 | 1
TAB-PRM-TSH-0340 | 1
TAB-PRM-TSH-0350 | 1
TAB-PRM-TSH-0360 | 1
TAB-PWA-TSH-0090 | 1
TAB-RSP-TSH-1210I | 1
TAB-RSP-TSH-1220I | 1
TAB-RSP-TSH-1230I | 1
TAB-RSP-TSH-1240I | 1
TAB-RSP-TSH-1250I | 1
THC-ACC-TSH-0120 | 1
THC-ACC-TSH-0411 | 1
THC-ACC-TSH-0412 | 2
THC-ACC-TSH-0413 | 2
THC-ACC-TSH-0414 | 2
THC-ACC-TSH-1080 | 1
THC-ACC-TSH-1280 | 1
THC-ACC-TSH-6101 | 1
THC-ACC-TSH-6202 | 1
THC-ACC-TSH-6203 | 1
THC-ACC-TSH-6302 | 1
THC-ACC-TSH-6341 | 1
THC-ACC-TSH-6402 | 1
THC-ACC-TSH-6441 | 1
THC-ACC-TSH-6502 | 1
THC-ACC-TSH-6503 | 1
THC-ACC-TSL-0011 | 1
THC-ACC-TSL-0012 | 1
THC-ACC-TSL-0013 | 1
THC-ACC-TSL-0014 | 1
THC-ACC-TSL-0015 | 1
THC-ACC-TSL-0016 | 1
THC-ACC-TSL-0411 | 1
THC-ACC-TSL-0412 | 2
THC-ACC-TSL-6101 | 1
THC-ACC-TSL-6201 | 1
THC-ACC-TSL-6301 | 1
THC-ACC-TSL-6401 | 1
THC-ACC-TSL-6501 | 1
THC-AER-TSH-7109 | 1
THC-AER-TSH-7142 | 1
THC-AER-TSH-7169 | 1
THC-AER-TSH-7209 | 1
THC-AER-TSH-7242 | 1
THC-AER-TSH-7269 | 1
THC-AER-TSH-7309 | 1
THC-AER-TSH-7342 | 1
THC-AER-TSH-7369 | 1
THC-AER-TSH-7409 | 1
THC-AER-TSH-7442 | 1
THC-AER-TSH-7469 | 1
THC-DIG-TSH-0443 | 1
THC-DIG-TSH-0543 | 1
THC-DIG-TSH-0643 | 1
THC-DIG-TSH-0743 | 1
THC-DIG-TSH-1443 | 1
THC-DIG-TSH-3122 | 1
THC-DIG-TSH-3222 | 1
THC-DIG-TSH-3322 | 1
THC-DIG-TSH-3426 | 1
THC-PLT-TSH-2111 | 1
THC-PLT-TSH-2211 | 1
THC-PLT-TSH-2311 | 1
THC-PLT-TSH-2411 | 1
THC-PLT-TSL-6602 | 2
THC-PLT-TSL-6702 | 2
THC-PRM-TSH-0980 | 1
THC-PRM-TSH-1180 | 1
THR-ACC-TS-0750 | 1
THR-ACC-TS-0751 | 1
THR-ACC-TS-0754S | 1
THR-ACC-TS-0755S | 1
THR-ACC-TS-0756 | 1
THR-ACC-TS-0757 | 1
THR-ACC-TSH-0100 | 1
THR-ACC-TSH-0110 | 1
THR-ACC-TSH-0120 | 1
THR-ACC-TSH-0130 | 1
THR-ACC-TSH-0140 | 1
THR-ACC-TSH-0150 | 1
THR-ACC-TSH-0200 | 1
THR-ACC-TSH-0210 | 1
THR-ACC-TSH-0220 | 1
THR-ACC-TSH-0230 | 1
THR-ACC-TSH-0240 | 1
THR-ACC-TSH-0790 | 1
THR-ACC-TSL-0100 | 1
THR-ACC-TSL-0110 | 1
THR-ACC-TSL-0120 | 1
THR-ACC-TSL-0130 | 1
THR-ACC-TSL-0140 | 1
THR-ACC-TSL-0150 | 1
THR-ACC-TSL-0200 | 1
THR-ACC-TSL-0210 | 1
THR-ACC-TSL-0220 | 1
THR-ACC-TSL-0230 | 1
THR-ACC-TSL-0240 | 1
THR-ACC-TSL-0410 | 1
THR-ACC-TSL-0790 | 1
THR-ACC-TSL-3310 | 1
THR-ACC-TSL-3320 | 1
THR-ACC-TSL-3410 | 1
THR-ACC-TSL-3411 | 1
THR-ACC-TSL-3610 | 1
THR-ACC-TSL-3611 | 1
THR-ACC-TSL-3630 | 1
THR-ACC-TSL-4701 | 1
THR-ACC-TSL-4702 | 1
THR-ACC-TSL-4703 | 1
THR-ACC-TSL-4704 | 1
THR-ACC-TSL-4705 | 1
THR-ACC-TSL-4706 | 1
THR-ACC-TSL-4707 | 1
THR-ACC-TSL-4800 | 1
THR-ACC-TSL-4801 | 1
THR-ACC-TSL-4802 | 1
THR-ACC-TSL-5010 | 1
THR-AER-TSH-1115 | 2
THR-AER-TSH-1215 | 2
THR-AER-TSH-1315 | 2
THR-AER-TSL-1401 | 2
THR-AER-TSL-1501 | 2
THR-AI-TSH-0100 | 1
THR-AI-TSH-0200 | 1
THR-AI-TSH-0300 | 1
THR-BG-TSH-0101 | 1
THR-BG-TSH-0102 | 1
THR-BG-TSH-0103 | 1
THR-BG-TSH-0111 | 1
THR-BG-TSH-0112 | 1
THR-BG-TSH-0201 | 1
THR-BG-TSH-0202 | 1
THR-BG-TSH-0203 | 1
THR-BG-TSH-0211 | 1
THR-BG-TSH-0212 | 1
THR-BG-TSL-0101 | 1
THR-BG-TSL-0401 | 1
THR-DIF-TSL-7752A | 1
THR-DIF-TSL-7782A | 1
THR-DIG-TSH-5141 | 1
THR-DIG-TSH-5142 | 1
THR-DIG-TSH-5161 | 1
THR-DIG-TSH-5162 | 1
THR-DIG-TSH-5240 | 1
THR-DIG-TSH-5260 | 1
THR-DIG-TSH-5280 | 1
THR-DIG-TSH-5440 | 1
THR-DIG-TSH-5460 | 1
THR-DIG-TSH-5480 | 1
THR-DIG-TSH-5640 | 1
THR-DIG-TSH-5660 | 1
THR-DIG-TSH-5680 | 1
THR-DIG-TSH-5840A | 1
THR-DIG-TSH-5860A | 1
THR-DIG-TSH-5880A | 1
THR-DIG-TSH-7750 | 1
THR-DIG-TSH-7780 | 1
THR-DIG-TSL-7721 | 1
THR-DIG-TSL-7722A | 1
THR-DIG-TSL-7722B | 1
THR-DIG-TSL-7751 | 1
THR-DIG-TSL-7752B | 1
THR-DIG-TSL-7781 | 2
THR-DIG-TSL-7782B | 1
THR-DIS-TSH-0100S | 1
THR-OCS-TSH-3956 | 1
THR-PLT-TSH-2100 | 1
THR-PLT-TSH-2110 | 1
THR-PLT-TSH-2120 | 1
THR-PRS-TSH-0171S | 1
THR-PRS-TSH-0173S | 1
THR-PRS-TSL-0170S | 1
THR-PRS-TSL-0172S | 1
TNT-ACC-TS-0001 | 1
TNT-ACC-TS-5101 | 1
TNT-ACC-TS-5102 | 1
TNT-ACC-TS-5201 | 1
TNT-ACC-TSH-0001 | 1
TNT-ACC-TSH-5101 | 1
WTR-176-TSL-0009A | 1
WTR-282-TSL-0016 | 1
WTR-298-TSL-0001 | 1
WTR-PAH-TSH-0001 | 1
WTR-PAH-TSH-0002 | 1
WTR-PAH-TSL-0001 | 1
WTR-PDS-TSH-0002 | 1
WTR-PDS-TSH-0002S | 2
WTR-PDS-TSL-0001S | 2
WTR-PEG-TSH-0001 | 1
WTR-PEG-TSH-0002 | 1
WTR-PEG-TSL-0001 | 1
WTR-PEL-TSH-0001 | 1
WTR-PEL-TSH-0002 | 1
WTR-PEL-TSH-1001 | 1
WTR-PEL-TSL-0001 | 1
WTR-PEL-TSL-0301 | 1
WTR-PEL-TSL-0401 | 1
WTR-PEL-TSL-0501 | 1
WTR-PEL-TSL-0601 | 1
WTR-PEL-TSL-0701 | 1
WTR-PEL-TSL-1001 | 1
WTR-PHL-TSH-0001 | 1
WTR-PHL-TSH-0002 | 1
WTR-PHL-TSL-0001 | 1
WTR-PJO-TSH-0001 | 1
WTR-PJO-TSH-0002 | 1
WTR-PJO-TSL-0001 | 1
WTR-PJS-TSH-0001 | 3
WTR-PJS-TSH-0002 | 1
WTR-PJS-TSL-0001 | 1
WTR-PKL-TSH-0001 | 1
WTR-PKL-TSH-0002 | 1
WTR-PKL-TSH-0003 | 1
WTR-PKL-TSL-0001 | 1
WTR-PKL-TSL-0002 | 1
WTR-PKN-TSH-0001 | 2
WTR-PKN-TSH-0002 | 1
WTR-PKN-TSH-0003 | 1
WTR-PKN-TSL-0001 | 1
WTR-PKN-TSL-0003 | 1
WTR-PLW-TSH-0001 | 1
WTR-PLW-TSH-0002 | 1
WTR-PLW-TSL-0001 | 1
WTR-PMI-TSH-0002 | 1
WTR-PMI-TSH-0003 | 1
WTR-PMI-TSH-0004 | 1
WTR-PMI-TSH-0005 | 1
WTR-PMI-TSH-0006 | 1
WTR-PMI-TSH-0007 | 1
WTR-PMI-TSH-0008 | 1
WTR-PMI-TSL-0001 | 1
WTR-PMI-TSL-0002 | 1
WTR-PMI-TSL-0003 | 1
WTR-PMI-TSL-0004 | 1
WTR-PMI-TSL-0005 | 1
WTR-PMI-TSL-0006 | 1
WTR-PMI-TSL-0007 | 1
WTR-PMI-TSL-0008 | 1
WTR-PMI-TSL-0010 | 1
WTR-PPD-TSH-0001 | 1
WTR-PPD-TSH-0002 | 1
WTR-PPD-TSL-0001 | 1
WTR-PRH-TSH-0001 | 1
WTR-PRH-TSH-0002 | 1
WTR-PRH-TSH-0003 | 1
WTR-PRH-TSH-0004 | 1
WTR-PRH-TSL-0001 | 1
WTR-PRH-TSL-0003 | 1
WTR-PRH-TSL-0004 | 1
WTR-PRH-TSL-0101-TAL | 1
WTR-PRH-TSL-0102-TAL | 1
WTR-PRV-TSH-0001 | 1
WTR-PRV-TSH-0002 | 1
WTR-PRV-TSL-0001 | 1
WTR-PSA-TSH-0001 | 1
WTR-PSA-TSH-0002 | 1
WTR-PSA-TSH-0801 | 1
WTR-PSA-TSH-0901 | 1
WTR-PSA-TSHH-0801 | 1
WTR-PSA-TSHH-0901 | 1
WTR-PSA-TSL-0001 | 1
WTR-PSA-TSL-0801 | 1
WTR-PSA-TSL-0901 | 1
WTR-PSA-TSL-0902 | 1
WTR-PSA-TSLL-0901 | 1
WTR-PSC-TSH-0001 | 1
WTR-PSC-TSH-0002 | 1
WTR-PSC-TSL-0001 | 1
WTR-PTH-TS-0001 | 1
WTR-PTH-TSH-0001 | 1
WTR-PTH-TSH-0002 | 1
WTR-PTH-TSH-0401 | 1
WTR-PTH-TSL-0001 | 1
WTR-PTH-TSL-0401 | 1
WTR-PTH-TSL-0402 | 1
WTR-PTH-TSL-0403 | 1
WTR-PWT-TSH-0001 | 1
WTR-PWT-TSH-0002 | 1
WTR-PWT-TSL-0001 | 1
WTR-RBV-TSH-0001 | 1
WTR-RBV-TSL-0001 | 1
WTR-RDF-TSH-0401 | 1
WTR-RDF-TSL-0001 | 1
WTR-REG-TSL-0001 | 1
WTR-RKL-TSL-0001 | 1
WTR-RLL-TSH-0001 | 1
WTR-RLL-TSL-0001 | 1
WTR-RLW-TSL-0001 | 1
WTR-RMI-TSL-0001 | 1
WTR-RMI-TSL-0003 | 1
WTR-RMI-TSL-0004 | 1
WTR-RMI-TSL-0012 | 1
WTR-RMI-TSL-0013 | 1
WTR-RRG-TSH-0001 | 1
WTR-RRG-TSL-0001 | 1
WTR-RRH-TSL-0001 | 1
WTR-RRV-TSL-0001 | 1
WTR-RST-TSL-0001 | 1
WTR-RWA-TSH-0001 | 1
WTR-RWA-TSL-0001 | 1
WTR-RWL-TSH-0001 | 1
WTR-RWL-TSH-0002 | 1
WTR-RWL-TSL-0001 | 1
http://www.toronto.ca/TWONTO#00142 | 661
COL-PBF-DM-0001 | 1
COL-PBF-DM-0002 | 1
COL-PBF-DM-0003 | 1
COL-PBF-DM-0004 | 1
COL-PEV-DM-0001 | 2
COL-PEV-DM-0002 | 2
COL-PHP-DM-0001 | 2
COL-PKG-DM-0001 | 2
COL-PKG-DM-0002 | 2
COL-PKG-DM-0003 | 2
COL-PLV-DM-0001 | 2
COL-PLV-DM-0002 | 2
COL-PMD-DM-0001 | 2
COL-PMD-DM-0002 | 2
COL-PMD-DM-0003 | 2
COL-PMD-DM-0004 | 2
COL-PMY-DM-0001 | 2
COL-PMY-DM-0002 | 2
COL-PMY-DM-0003 | 2
COL-PMY-DM-0004 | 2
COL-PMY-DM-0005 | 2
COL-PMY-DM-0006 | 2
COL-PMY-DM-0007 | 2
COL-PMY-DM-0008 | 2
COL-PMY-DM-0009 | 2
COL-PMY-DM-0010 | 2
COL-PMY-DM-0011 | 2
COL-PMY-DM-0012 | 2
COL-PMY-DM-0013 | 2
COL-PMY-DM-0014 | 2
COL-PMY-DM-0015 | 2
COL-PPU-DM-0001 | 2
COL-PPU-DM-0002 | 2
COL-PPU-DM-0003 | 2
COL-PPU-DM-0004 | 2
COL-PRD-DM-0001 | 2
COL-PSK-DM-0001 | 2
COL-PSK-DM-0002 | 2
COL-PSL-DM-0001 | 2
COL-PSL-DM-0002 | 2
COL-PSL-DM-0003 | 2
COL-PSM-DM-0001 | 2
COL-PSM-DM-0002 | 2
COL-PSM-DM-0003 | 2
COL-PST-DM-0001 | 2
COL-PST-DM-0002 | 2
COL-PST-DM-0003 | 2
COL-PST-DM-0004 | 2
COL-PST-DM-0005 | 2
COL-PST-DM-0006 | 2
COL-PWC-DM-0001 | 2
COL-RBB-DM-0001 | 2
COL-RBB-DM-0002 | 2
COL-RBB-DM-0003 | 2
COL-RBB-DM-0004 | 2
COL-RBB-DM-0005 | 2
COL-RBC-DM-0001 | 2
COL-RBG-DM-0001 | 2
COL-SMC-DM-0001 | 2
FCL-ACC-DM-0102B | 1
FCL-ACC-DM-0202 | 1
FCL-ACC-DM-0301 | 1
FCL-ACC-DM-0404B | 1
FCL-ACC-DM-0421 | 1
FCL-ACC-DM-0501 | 1
FCL-ACC-DM-0502 | 1
FCL-ACC-DM-0901A | 1
FCL-ACC-DM-0901B | 1
FCL-ACC-DM-0902A | 1
FCL-ACC-DM-0902B | 1
FCL-ACC-DM-0903 | 1
FCL-ACC-DM-0904 | 1
FCL-ACC-DM-0905 | 1
FCL-ACC-DM-0906 | 1
FCL-ACC-DM-0907 | 1
FCL-ACC-DM-0908 | 1
FCL-ACC-DM-0909 | 1
FCL-ACC-DM-0910 | 1
FCL-ACC-DM-0911 | 1
FCL-ACC-DM-0912 | 1
FCL-AM-DM-0012 | 1
FCL-CL-DM-0022 | 1
FCL-PAC-DM-0201 | 1
FCL-PAC-DM-0301 | 1
FHA-AM-DM-6810 | 1
FHA-AM-DM-6815 | 1
FHO-FEQ-DM-1000 | 1
FIS-ACC-DM-3001 | 2
FIS-ACC-DM-3002 | 2
FIS-ACC-DM-4001 | 1
FIS-ACC-DM-4002 | 1
FIS-ACC-DM-4003 | 1
FIS-ACC-DM-4004 | 1
FIS-ACC-DM-4005 | 2
FIS-ACC-DM-4006 | 2
FIS-ACC-DM-4007 | 2
FIS-ACC-DM-4008 | 2
FIS-ACC-DM-4009 | 2
FIS-ACC-DM-4010 | 1
FIS-FEQ-DM-4001 | 2
FIS-FEQ-DM-4002 | 2
FIS-FEQ-DM-4003 | 2
SWM-PET-DM-0001 | 2
SWM-PWD-DM-0001 | 2
TAB-ACC-DM-1402 | 1
TAB-ACC-DM-1404 | 1
TAB-ACC-DM-1405 | 1
TAB-ACC-DM-1417 | 1
TAB-ACC-DM-1418 | 1
TAB-ACC-DM-1419 | 1
TAB-ACC-DM-1420A | 1
TAB-ACC-DM-1440 | 1
TAB-ACC-DM-1442 | 1
TAB-ACC-DM-1450 | 1
TAB-ACC-DM-1457 | 1
TAB-ACC-DM-1458 | 1
TAB-ACC-DM-1459 | 1
TAB-ACC-DM-1469 | 1
TAB-ACC-DM-1483 | 1
TAB-ACC-DM-1484 | 1
TAB-ACC-DM-1485 | 1
TAB-ACC-DM-1486 | 1
TAB-ACC-DM-1487 | 1
TAB-ACC-DM-1488 | 1
TAB-ACC-DM-1489 | 1
TAB-ACC-DM-3030 | 1
TAB-ACC-DM-4902 | 1
TAB-ACC-DM-6411 | 1
TAB-ACC-DM-6412 | 1
TAB-ACC-DM-6413 | 1
TAB-ACC-DM-6414 | 1
TAB-ACC-DM-6415 | 1
TAB-ACC-DM-6416 | 1
TAB-ACC-DM-6417 | 1
TAB-ACC-DM-6418 | 1
TAB-ACC-DM-6419 | 1
TAB-ACC-DM-6420 | 1
TAB-ACC-DM-6421 | 1
TAB-ACC-DM-6422 | 1
TAB-ACC-DM-6423 | 1
TAB-ACC-DM-6424 | 1
TAB-ACC-DM-6425 | 1
TAB-ACC-DM-6426 | 1
TAB-ACC-DM-6427 | 1
TAB-ACC-DM-6431 | 1
TAB-ACC-DM-6432 | 1
TAB-ACC-DM-6433 | 1
TAB-ACC-DM-6434 | 1
TAB-ACC-DM-6435 | 1
TAB-ACC-DM-6451 | 1
TAB-ACC-DM-6452 | 1
TAB-ACC-DM-6453 | 1
TAB-ACC-DM-6454 | 1
TAB-ACC-DM-6455 | 1
TAB-ACC-DM-6456 | 1
TAB-ACC-DM-6457 | 1
TAB-ACC-DM-6458 | 1
TAB-ACC-DM-6461 | 1
TAB-ACC-DM-6462 | 1
TAB-ACC-DM-6463 | 1
TAB-ACC-DM-6464 | 1
TAB-ACC-DM-6465 | 1
TAB-ACC-DM-6466 | 1
TAB-ACC-DM-6471 | 1
TAB-ACC-DM-6472 | 1
TAB-ACC-DM-6473 | 1
TAB-ACC-DM-6474 | 1
TAB-ACC-DM-6475 | 1
TAB-ACC-DM-6476 | 1
TAB-ACC-DM-6477 | 1
TAB-ACC-DM-6478 | 1
TAB-ACC-DM-6481 | 1
TAB-ACC-DM-6482 | 1
TAB-ACC-DM-6483 | 1
TAB-ACC-DM-6484 | 1
TAB-ACC-DM-6485 | 1
TAB-ACC-DM-6486 | 1
TAB-ACC-DM-6487 | 1
TAB-ACC-DM-6488 | 1
TAB-ACC-DM-6501 | 1
TAB-ACC-DM-6502 | 1
TAB-ACC-DM-6511 | 1
TAB-ACC-DM-6512 | 1
TAB-ACC-DM-6513 | 1
TAB-ACC-DM-6514 | 1
TAB-ACC-DM-6515 | 1
TAB-ACC-DM-6516 | 1
TAB-ACC-DM-6517 | 1
TAB-ACC-DM-6521 | 1
TAB-ACC-DM-6522 | 1
TAB-ACC-DM-6523 | 1
TAB-ACC-DM-6524 | 1
TAB-ACC-DM-6525 | 1
TAB-ACC-DM-6526 | 1
TAB-ACC-DM-6527 | 1
TAB-ACC-DM-6531 | 1
TAB-ACC-DM-6532 | 1
TAB-ACC-DM-6533 | 1
TAB-ACC-DM-6534 | 1
TAB-ACC-DM-6535 | 1
TAB-ACC-DM-6536 | 1
TAB-ACC-DM-6537 | 1
TAB-ACC-DM-6538 | 1
TAB-ACC-DM-6539 | 1
TAB-ACC-DM-6541 | 1
TAB-ACC-DM-6542 | 1
TAB-ACC-DM-6543 | 1
TAB-ACC-DM-6544 | 1
TAB-ACC-DM-6545 | 1
TAB-ACC-DM-6546 | 1
TAB-ACC-DM-6547 | 1
TAB-ACC-DM-6548 | 1
TAB-ACC-DM-6549 | 1
TAB-ACC-DM-6551 | 1
TAB-ACC-DM-6552 | 1
TAB-ACC-DM-6553 | 1
TAB-ACC-DM-6554 | 1
TAB-ACC-DM-6555 | 1
TAB-ACC-DM-6556 | 1
TAB-ACC-DM-6557 | 1
TAB-ACC-DM-6558 | 1
TAB-ACC-DM-6559 | 1
TAB-ACC-DM-6561 | 1
TAB-ACC-DM-6562 | 1
TAB-ACC-DM-6563 | 1
TAB-ACC-DM-6564 | 1
TAB-ACC-DM-6571 | 1
TAB-ACC-DM-6572 | 1
TAB-ACC-DM-6573 | 1
TAB-ACC-DM-6574 | 1
TAB-ACC-DM-6575 | 1
TAB-ACC-DM-6576 | 1
TAB-ACC-DM-6577 | 1
TAB-ACC-DM-6578 | 1
TAB-ACC-DM-6579 | 1
TAB-ACC-DM-6581 | 1
TAB-ACC-DM-6582 | 1
TAB-ACC-DM-6583 | 1
TAB-ACC-DM-6584 | 1
TAB-ACC-DM-6585 | 1
TAB-ACC-DM-6586 | 1
TAB-ACC-DM-6587 | 1
TAB-ACC-DM-6591 | 1
TAB-ACC-DM-6592 | 1
TAB-ACC-DM-6593 | 1
TAB-ACC-DM-6594 | 1
TAB-ACC-DM-6595 | 1
TAB-ACC-DM-6597 | 1
TAB-ACC-DM-6598 | 1
TAB-OCS-DM-6601 | 1
TAB-OCS-DM-6611 | 1
TAB-OCS-DM-6612 | 1
TAB-OCS-DM-6621 | 1
TAB-OCS-DM-6622 | 1
TAB-OCS-DM-6631 | 1
TAB-OCS-DM-6632 | 1
TAB-OCS-DM-6641 | 1
TAB-OCS-DM-6642 | 1
TAB-OCS-DM-6651 | 1
TAB-OCS-DM-6652 | 1
TAB-OCS-DM-6701 | 1
TAB-OCS-DM-6702 | 1
TAB-OCS-DM-6703 | 1
TAB-OCS-DM-6741 | 1
TAB-OCS-DM-6742 | 1
TAB-OCS-DM-6751 | 1
TAB-OCS-DM-6752 | 1
TAB-OCS-DM-6761 | 1
TAB-OCS-DM-6762 | 1
TAB-OCS-DM-6771 | 1
TAB-OCS-DM-6772 | 1
TAB-OCS-DM-6781 | 1
TAB-OCS-DM-6782 | 1
THC-ACC-DM-0056 | 2
THC-ACC-DM-0059 | 2
THC-ACC-DM-0060 | 2
THC-ACC-DM-0061 | 2
THC-ACC-DM-0068 | 2
THC-ACC-DM-0069 | 2
THC-ACC-DM-0070 | 1
THC-ACC-DM-0071 | 1
THC-ACC-DM-0072 | 1
THC-ACC-DM-0073 | 1
THC-ACC-DM-0074 | 1
THC-ACC-DM-0075 | 1
THC-ACC-DM-0076 | 1
THC-ACC-DM-0077 | 1
THC-ACC-DM-0078 | 1
THC-ACC-DM-0079 | 1
THC-ACC-DM-0080 | 1
THC-ACC-DM-0081 | 1
THC-ACC-DM-0082 | 1
THC-ACC-DM-0083 | 1
THC-ACC-DM-0084 | 1
THC-ACC-DM-0085 | 1
THC-ACC-DM-0086 | 1
THC-ACC-DM-0087 | 1
THC-ACC-DM-0088 | 1
THC-ACC-DM-0089 | 1
THC-ACC-DM-0090 | 1
THC-ACC-DM-0091 | 1
THC-ACC-DM-0092 | 1
THC-ACC-DM-0093 | 1
THC-ACC-DM-0094 | 1
THC-ACC-DM-0095 | 1
THC-ACC-DM-0096 | 1
THC-ACC-DM-0106 | 2
THC-ACC-DM-0111 | 1
THC-ACC-DM-0115 | 1
THC-ACC-DM-0119 | 1
THC-ACC-DM-0120 | 1
THC-ACC-DM-0121 | 1
THC-ACC-DM-0122 | 1
THC-ACC-DM-0123 | 1
THC-ACC-DM-0124 | 1
THC-ACC-DM-0130 | 3
THC-ACC-DM-0131 | 3
THC-ACC-DM-0132 | 1
THC-ACC-DM-0133 | 1
THC-ACC-DM-0151 | 1
THC-ACC-DM-0152 | 1
THC-ACC-DM-0154 | 1
THC-ACC-DM-0155 | 1
THC-ACC-DM-0157 | 1
THC-ACC-DM-0161 | 1
THC-ACC-DM-0162 | 1
THC-ACC-DM-0163 | 1
THC-ACC-DM-0164 | 1
THC-ACC-DM-0165 | 1
THC-ACC-DM-0166 | 1
THC-ACC-DM-0167 | 1
THC-ACC-DM-0168 | 1
THC-ACC-DM-0169 | 1
THC-ACC-DM-0182 | 2
THC-ACC-DM-0183 | 2
THC-ACC-DM-0184 | 2
THC-ACC-DM-0185 | 2
THC-ACC-DM-0186 | 1
THC-ACC-DM-0187 | 1
THC-ACC-DM-0188 | 1
THC-ACC-DM-0440 | 1
THC-ACC-DM-0441 | 2
THC-ACC-DM-0442 | 2
THC-ACC-DM-0443 | 2
THC-ACC-DM-0444 | 2
THC-ACC-DM-0504 | 1
THC-ACC-DM-0505 | 1
THC-ACC-DM-0506 | 1
THC-ACC-DM-0507 | 1
THC-ACC-DM-0508 | 1
THC-ACC-DM-0566 | 1
THC-ACC-DM-0581 | 1
THC-ACC-DM-0582 | 1
THC-ACC-DM-0583 | 1
THC-ACC-DM-0584 | 1
THC-ACC-DM-0585 | 2
THC-ACC-DM-0586 | 1
THC-ACC-DM-0591 | 1
THC-ACC-DM-0611 | 1
THC-ACC-DM-0612 | 1
THC-ACC-DM-0613 | 1
THC-ACC-DM-0614 | 1
THC-ACC-DM-0621 | 1
THC-ACC-DM-0622 | 1
THC-ACC-DM-0631 | 1
THC-ACC-DM-0632 | 1
THC-ACC-DM-0701 | 1
THC-ACC-DM-0702 | 1
THC-ACC-DM-0715 | 1
THC-ACC-DM-0716 | 1
THC-ACC-DM-0717 | 1
THC-ACC-DM-0721 | 1
THC-ACC-DM-0722 | 1
THC-ACC-DM-0731 | 1
THC-ACC-DM-0732 | 1
THC-ACC-DM-0741 | 1
THC-ACC-DM-0742 | 1
THC-ACC-DM-0751 | 1
THC-ACC-DM-0811 | 1
THC-ACC-DM-0812 | 1
THC-ACC-DM-0910 | 1
THC-ACC-DM-0911 | 1
THC-ACC-DM-1041 | 1
THC-ACC-DM-1042 | 1
THC-ACC-DM-1051 | 1
THC-ACC-DM-1052 | 1
THC-ACC-DM-1081A | 1
THC-ACC-DM-1081B | 1
THC-ACC-DM-1141 | 1
THC-ACC-DM-1142 | 1
THC-ACC-DM-1151 | 1
THC-ACC-DM-1181A | 1
THC-ACC-DM-1181B | 1
THC-ACC-DM-3041 | 3
THC-ACC-DM-3043 | 1
THC-ACC-DM-3051 | 3
THC-ACC-DM-3053 | 1
THC-ACC-DM-3061 | 3
THC-ACC-DM-3063 | 1
THC-ACC-DM-3071 | 3
THC-ACC-DM-3073 | 1
THC-ACC-DM-3081 | 3
THC-ACC-DM-3083 | 1
THC-ACC-DM-4003 | 1
THC-ACC-DM-4004 | 1
THC-ACC-DM-4005 | 1
THC-ACC-DM-4006 | 1
THC-ACC-DM-5811 | 1
THC-ACC-DM-5812 | 1
THC-ACC-DM-5821 | 1
THC-ACC-DM-5822 | 1
THC-ACC-DM-5901 | 1
THC-ACC-DM-5902 | 1
THC-ACC-DM-5911 | 1
THC-ACC-DM-5921 | 1
THC-ACC-DM-5931 | 1
THC-ACC-DM-5941 | 1
THC-ACC-DM-6103 | 1
THC-ACC-DM-6104 | 1
THC-ACC-DM-6105 | 1
THC-ACC-DM-6106 | 1
THC-ACC-DM-6107 | 1
THC-ACC-DM-6108 | 1
THC-ACC-DM-6109 | 1
THC-ACC-DM-6110 | 1
THC-ACC-DM-6121 | 1
THC-ACC-DM-6141 | 1
THC-ACC-DM-6162 | 1
THC-ACC-DM-6163 | 1
THC-ACC-DM-6182 | 1
THC-ACC-DM-6205 | 1
THC-ACC-DM-6206 | 1
THC-ACC-DM-6207 | 1
THC-ACC-DM-6208 | 1
THC-ACC-DM-6209 | 1
THC-ACC-DM-6210 | 1
THC-ACC-DM-6211 | 1
THC-ACC-DM-6212 | 1
THC-ACC-DM-6213 | 1
THC-ACC-DM-6221 | 1
THC-ACC-DM-6241 | 1
THC-ACC-DM-6261 | 1
THC-ACC-DM-6281 | 1
THC-ACC-DM-6291 | 1
THC-ACC-DM-6292 | 1
THC-ACC-DM-6301 | 1
THC-ACC-DM-6302 | 1
THC-ACC-DM-6303 | 1
THC-ACC-DM-6304 | 1
THC-ACC-DM-6305 | 1
THC-ACC-DM-6306 | 1
THC-ACC-DM-6307 | 1
THC-ACC-DM-6308 | 1
THC-ACC-DM-6309 | 1
THC-ACC-DM-6310 | 1
THC-ACC-DM-6311 | 1
THC-ACC-DM-6312 | 1
THC-ACC-DM-6314 | 1
THC-ACC-DM-6341 | 1
THC-ACC-DM-6401 | 1
THC-ACC-DM-6402 | 1
THC-ACC-DM-6441 | 1
THC-ACC-DM-6505 | 1
THC-ACC-DM-6506 | 1
THC-ACC-DM-6507 | 1
THC-ACC-DM-6508 | 1
THC-ACC-DM-6509 | 1
THC-ACC-DM-6521 | 1
THC-ACC-DM-6541 | 1
THC-ACC-DM-6561 | 1
THC-ACC-DM-6581 | 1
THC-ACC-DM-6591 | 1
THC-ACC-DM-6592 | 1
THC-ACC-DM-6801 | 1
THC-ACC-DM-6811 | 1
THC-ACC-DM-6821 | 1
THC-ACC-DM-6822 | 1
THC-FEQ-DM-0011 | 1
THC-FEQ-DM-0012 | 1
THC-FEQ-DM-0013 | 1
THC-FEQ-DM-0014 | 1
THC-FEQ-DM-0015 | 1
THC-FEQ-DM-0016 | 1
THC-FEQ-DM-0017 | 1
THC-FEQ-DM-0018 | 1
THC-FEQ-DM-0019 | 1
THC-FEQ-DM-0020 | 1
THC-FEQ-DM-0021 | 1
THC-FEQ-DM-0022 | 1
THC-FEQ-DM-0023 | 1
THC-FEQ-DM-0024 | 1
THC-FEQ-DM-0025 | 1
THC-FEQ-DM-0026 | 1
THC-FEQ-DM-0051 | 1
THC-FEQ-DM-0052 | 1
THC-FEQ-DM-0053 | 1
THC-FEQ-DM-0054 | 1
THC-FEQ-DM-0055 | 1
THC-FEQ-DM-0056 | 1
THC-PRM-DM-0981B | 1
THC-PRM-DM-1041 | 1
THC-PRM-DM-1042 | 1
THC-PRM-DM-1051 | 1
THC-PRM-DM-1052 | 1
THC-PRM-DM-1081A | 1
THC-PRM-DM-1081B | 1
THR-ACC-DM-0100 | 1
THR-ACC-DM-0101A | 1
THR-ACC-DM-0102A | 1
THR-ACC-DM-0103A | 1
THR-ACC-DM-0104 | 1
THR-ACC-DM-0110 | 1
THR-ACC-DM-0111 | 1
THR-ACC-DM-0112 | 1
THR-ACC-DM-0113 | 1
THR-ACC-DM-0114 | 1
THR-ACC-DM-0120 | 1
THR-ACC-DM-0121 | 1
THR-ACC-DM-0130 | 1
THR-ACC-DM-0131 | 1
THR-ACC-DM-0140 | 1
THR-ACC-DM-0141 | 1
THR-ACC-DM-0150 | 1
THR-ACC-DM-0151 | 1
THR-ACC-DM-0200 | 1
THR-ACC-DM-0201A | 1
THR-ACC-DM-0202 | 1
THR-ACC-DM-0203 | 1
THR-ACC-DM-0204 | 1
THR-ACC-DM-0210 | 1
THR-ACC-DM-0211 | 1
THR-ACC-DM-0220 | 1
THR-ACC-DM-0221 | 1
THR-ACC-DM-0230 | 1
THR-ACC-DM-0231 | 1
THR-ACC-DM-0232 | 1
THR-ACC-DM-0240 | 1
THR-ACC-DM-0241 | 1
THR-ACC-DM-0242 | 1
THR-ACC-DM-0243 | 1
THR-ACC-DM-0244 | 1
THR-ACC-DM-0270 | 1
THR-ACC-DM-1009 | 1
THR-ACC-DM-1010 | 1
THR-ACC-DM-1011 | 1
THR-ACC-DM-1243 | 1
THR-ACC-DM-4200 | 1
THR-ACC-DM-4201 | 1
THR-ACC-DM-4800 | 1
THR-ACC-DM-4801 | 1
THR-OCS-DM-0041 | 1
THR-OCS-DM-0042 | 1
THR-OCS-DM-0051 | 1
THR-OCS-DM-0052 | 1
THR-OCS-DM-0061 | 1
THR-OCS-DM-0062 | 1
THR-OCS-DM-0071 | 1
THR-OCS-DM-0072 | 1
THR-OCS-DM-2207 | 1
THR-OCS-DM-2208 | 1
THR-OCS-DM-2217 | 1
THR-OCS-DM-2218 | 1
THR-OCS-DM-2227 | 1
THR-OCS-DM-2228 | 1
http://www.toronto.ca/TWONTO#00338 | 788
DOS-MCS-LD-0007 | 1
DOS-MCS-LD-0116 | 1
DOS-MCS-LD-0206 | 1
DOS-MCS-LD-066916 | 2
DOS-MCS-LD-4704-8 | 1
DOS-MCS-LD-61207 | 1
DOS-MCS-LD-87519 | 1
DOS-MCS-LD-CIL2050 | 1
DOS-MCS-LD-PASS4704-9 | 1
REMOVED FROM SERVICE | 2
TAB-WA1-SQ-1001 | 2
TAB-WA1-SQ-1002 | 2
TAB-WA1-SQ-1003 | 2
TAB-WA1-SQ-1004 | 2
TAB-WA1-SQ-1005 | 2
TAB-WA1-SQ-1006 | 2
TAB-WA1-SQ-1007 | 2
TAB-WA1-SQ-1008 | 2
TAB-WA1-SQ-1009 | 2
TAB-WA1-SQ-1010 | 2
TAB-WA1-SQ-1011 | 1
TAB-WA1-SQ-1012 | 1
TAB-WA1-SQ-1013 | 1
TAB-WA1-SQ-1014 | 1
TAB-WA1-SQ-1015 | 1
TAB-WA1-SQ-1016 | 1
TAB-WA1-SQ-1017 | 1
TAB-WA1-SQ-1018 | 1
TAB-WA1-SQ-1019 | 1
TAB-WA1-SQ-1020 | 1
TAB-WA1-SQ-1021 | 1
TAB-WA1-SQ-1022 | 1
TAB-WA1-SQ-1023 | 1
TAB-WA1-SQ-1024 | 1
TAB-WA1-SQ-1025 | 1
TAB-WA1-SQ-1026 | 1
TAB-WA1-SQ-1027 | 1
TAB-WA1-SQ-1028 | 1
TAB-WA1-SQ-1029 | 1
TAB-WA1-SQ-1030 | 1
TAB-WA1-SQ-1031 | 1
TAB-WA1-SQ-1032 | 1
TAB-WA1-SQ-1033 | 1
TAB-WA1-SQ-1034 | 1
TAB-WA1-SQ-1035 | 1
TAB-WA1-SQ-1036 | 1
TAB-WA1-SQ-1037 | 1
TAB-WA1-SQ-1038 | 1
TAB-WA1-SQ-1039 | 1
TAB-WA1-SQ-1040 | 1
TAB-WA1-SQ-1041 | 1
TAB-WA1-SQ-1042 | 1
TAB-WA1-SQ-1043 | 1
TAB-WA1-SQ-1044 | 1
TAB-WA1-SQ-1045 | 1
TAB-WA1-SQ-1046 | 1
TAB-WA1-SQ-1047 | 1
TAB-WA1-SQ-1048 | 1
TAB-WA1-SQ-1049 | 1
TAB-WA1-SQ-1050 | 1
TAB-WA1-SQ-1051 | 1
TAB-WA1-SQ-1052 | 1
TAB-WA1-SQ-1053 | 1
TAB-WA1-SQ-1054 | 1
TAB-WA1-SQ-1055 | 1
TAB-WA1-SQ-1056 | 1
TAB-WA1-SQ-1057 | 1
TAB-WA1-SQ-1058 | 1
TAB-WA1-SQ-1059 | 1
TAB-WA1-SQ-1060 | 1
TAB-WA1-SQ-1061 | 1
TAB-WA1-SQ-1062 | 1
TAB-WA1-SQ-1063 | 1
TAB-WA1-SQ-1064 | 1
TAB-WA1-SQ-1065 | 1
TAB-WA1-SQ-1066 | 1
TAB-WA1-SQ-1067 | 1
TAB-WA1-SQ-1068 | 1
TAB-WA1-SQ-1069 | 1
TAB-WA1-SQ-1070 | 1
TAB-WA1-SQ-1071 | 1
TAB-WA1-SQ-1072 | 1
TAB-WA1-SQ-1073 | 1
TAB-WA1-SQ-1074 | 1
TAB-WA1-SQ-1075 | 1
TAB-WA1-SQ-1076 | 1
TAB-WA1-SQ-1077 | 1
TAB-WA1-SQ-1078 | 1
TAB-WA1-SQ-1079 | 1
TAB-WA1-SQ-1080 | 1
TAB-WA1-SQ-1081 | 1
TAB-WA1-SQ-1082 | 1
TAB-WA1-SQ-1083 | 1
TAB-WA1-SQ-1084 | 1
TAB-WA1-SQ-1085 | 1
TAB-WA1-SQ-1086 | 1
TAB-WA1-SQ-1087 | 1
TAB-WA1-SQ-1088 | 1
TAB-WA1-SQ-1089 | 1
TAB-WA1-SQ-1090 | 1
TAB-WA1-SQ-1091 | 1
TAB-WA1-SQ-1092 | 1
TAB-WA1-SQ-1093 | 1
TAB-WA1-SQ-1094 | 1
TAB-WA1-SQ-1095 | 1
TAB-WA1-SQ-1096 | 1
TAB-WA1-SQ-1097 | 1
TAB-WA1-SQ-1098 | 1
TAB-WA1-SQ-1099 | 1
TAB-WA1-SQ-1100 | 1
TAB-WA1-SQ-1101 | 1
TAB-WA1-SQ-1102 | 1
TAB-WA1-SQ-1103 | 1
TAB-WA1-SQ-1104 | 1
TAB-WA1-SQ-1105 | 1
TAB-WA1-SQ-1106 | 1
TAB-WA1-SQ-1107 | 1
TAB-WA1-SQ-1108 | 1
TAB-WA1-SQ-1109 | 1
TAB-WA1-SQ-1110 | 1
TAB-WA1-SQ-1111 | 1
TAB-WA1-SQ-1112 | 1
TAB-WA1-SQ-1113 | 1
TAB-WA1-SQ-1114 | 1
TAB-WA1-SQ-1115 | 1
TAB-WA1-SQ-1116 | 1
TAB-WA1-SQ-1117 | 1
TAB-WA1-SQ-1118 | 1
TAB-WA1-SQ-1119 | 1
TAB-WA1-SQ-1120 | 1
TAB-WA1-SQ-1121 | 1
TAB-WA1-SQ-1122 | 1
TAB-WA1-SQ-1123 | 1
TAB-WA1-SQ-1124 | 1
TAB-WA1-SQ-1125 | 1
TAB-WA1-SQ-1126 | 1
TAB-WA1-SQ-1127 | 1
TAB-WA1-SQ-1128 | 1
TAB-WA1-SQ-1129 | 1
TAB-WA1-SQ-1130 | 1
TAB-WA1-SQ-1131 | 1
TAB-WA1-SQ-1132 | 1
TAB-WA1-SQ-1133 | 1
TAB-WA1-SQ-1134 | 1
TAB-WA1-SQ-1135 | 1
TAB-WA1-SQ-1136 | 1
TAB-WA1-SQ-1137 | 1
TAB-WA1-SQ-1138 | 1
TAB-WA1-SQ-1139 | 1
TAB-WA1-SQ-1140 | 1
TAB-WA1-SQ-1141 | 1
TAB-WA1-SQ-1142 | 1
TAB-WA1-SQ-1143 | 1
TAB-WA1-SQ-1144 | 1
TAB-WA1-SQ-1145 | 1
TAB-WA1-SQ-1146 | 1
TAB-WA1-SQ-1147 | 1
TAB-WA1-SQ-1148 | 1
TAB-WA1-SQ-1149 | 1
TAB-WA1-SQ-1150 | 1
TAB-WA1-SQ-1151 | 1
TAB-WA1-SQ-1152 | 1
TAB-WA1-SQ-1153 | 1
TAB-WA1-SQ-1154 | 1
TAB-WA1-SQ-1155 | 1
TAB-WA1-SQ-1156 | 1
TAB-WA1-SQ-1157 | 1
TAB-WA1-SQ-1158 | 1
TAB-WA1-SQ-1159 | 1
TAB-WA1-SQ-1160 | 1
TAB-WA1-SQ-1161 | 1
TAB-WA1-SQ-1162 | 1
TAB-WA1-SQ-1163 | 1
TAB-WA1-SQ-1164 | 1
TAB-WA1-SQ-1165 | 1
TAB-WA1-SQ-1166 | 1
TAB-WA1-SQ-1167 | 1
TAB-WA1-SQ-1168 | 1
TAB-WA1-SQ-1169 | 1
TAB-WA1-SQ-1170 | 1
TAB-WA1-SQ-1171 | 1
TAB-WA1-SQ-1172 | 1
TAB-WA1-SQ-1173 | 1
TAB-WA1-SQ-1174 | 1
TAB-WA1-SQ-1175 | 1
TAB-WA1-SQ-1176 | 1
TAB-WA1-SQ-1177 | 1
TAB-WA1-SQ-1178 | 1
TAB-WA2-SQ-1201 | 1
TAB-WA2-SQ-1202 | 1
TAB-WA2-SQ-1203 | 1
TAB-WA2-SQ-1204 | 1
TAB-WA2-SQ-1205 | 1
TAB-WA2-SQ-1206 | 1
TAB-WA2-SQ-1207 | 1
TAB-WA2-SQ-1208 | 1
TAB-WA2-SQ-1209 | 1
TAB-WA2-SQ-1210 | 1
TAB-WA2-SQ-1211 | 1
TAB-WA2-SQ-1212 | 1
TAB-WA2-SQ-1213 | 1
TAB-WA2-SQ-1214 | 1
TAB-WA2-SQ-1215 | 1
TAB-WA2-SQ-1216 | 1
TAB-WA2-SQ-1217 | 1
TAB-WA2-SQ-1218 | 1
TAB-WA2-SQ-1219 | 1
TAB-WA2-SQ-1220 | 1
TAB-WA2-SQ-1221 | 1
TAB-WA2-SQ-1222 | 1
TAB-WA2-SQ-1223 | 1
TAB-WA2-SQ-1224 | 1
TAB-WA2-SQ-1225 | 1
TAB-WA2-SQ-1226 | 1
TAB-WA2-SQ-1227 | 1
TAB-WA2-SQ-1228 | 1
TAB-WA2-SQ-1229 | 1
TAB-WA2-SQ-1230 | 1
TAB-WA2-SQ-1231 | 1
TAB-WA2-SQ-1232 | 1
TAB-WA2-SQ-1233 | 1
TAB-WA2-SQ-1234 | 1
TAB-WA2-SQ-1235 | 1
TAB-WA2-SQ-1236 | 1
TAB-WA2-SQ-1237 | 1
TAB-WA2-SQ-1238 | 1
TAB-WA2-SQ-1239 | 1
TAB-WA2-SQ-1240 | 1
TAB-WA2-SQ-1241 | 1
TAB-WA2-SQ-1242 | 1
TAB-WA2-SQ-1243 | 1
TAB-WA2-SQ-1244 | 1
TAB-WA2-SQ-1245 | 1
TAB-WA2-SQ-1246 | 1
TAB-WA2-SQ-1247 | 1
TAB-WA2-SQ-1248 | 1
TAB-WA2-SQ-1249 | 1
TAB-WA2-SQ-1250 | 1
TAB-WA2-SQ-1251 | 1
TAB-WA2-SQ-1252 | 1
TAB-WA2-SQ-1253 | 1
TAB-WA2-SQ-1254 | 1
TAB-WA2-SQ-1255 | 1
TAB-WA2-SQ-1256 | 1
TAB-WA2-SQ-1257 | 1
TAB-WA2-SQ-1261 | 1
TAB-WA2-SQ-1262 | 1
TAB-WA3-LD-1352 | 1
TAB-WA3-LD-1354 | 1
TAB-WA3-LD-1355 | 1
TAB-WA3-LD-1357 | 1
TAB-WA3-LD-1416 | 1
TAB-WA3-LD-1902 | 1
TAB-WA3-LD-2300 | 1
TAB-WA3-LD-2356 | 1
TAB-WA3-LD-2358 | 1
TAB-WA3-LD-2360 | 1
TAB-WA3-LD-2363 | 1
TAB-WA3-LD-2368 | 1
TAB-WA3-LD-2369 | 1
TAB-WA3-LD-2370 | 1
TAB-WA3-LD-2371 | 1
TAB-WA3-LD-2372 | 1
TAB-WA3-LD-2376 | 1
TAB-WA3-LD-2377 | 1
TAB-WA3-LD-2378 | 1
TAB-WA3-LD-2380 | 1
TAB-WA3-LD-2381 | 1
TAB-WA3-LD-2383 | 1
TAB-WA3-LD-2384 | 1
TAB-WA3-LD-2388 | 1
TAB-WA3-LD-3207 | 1
TAB-WA3-LD-3247 | 1
TAB-WA3-LD-3252 | 1
TAB-WA3-LD-4951 | 1
TAB-WA3-LD-4958 | 1
TAB-WA3-LD-5518 | 1
TAB-WA3-LD-6616 | 1
TAB-WA3-LD-7410 | 1
TAB-WA3-LD-7411 | 1
TAB-WA3-LD-8508 | 1
TAB-WA3-LD-8512 | 1
TAB-WA3-LD-9537 | 1
TAB-WA3-LF-2357 | 1
TAB-WA4-SQ-1115 | 1
TAB-WA4-SQ-1201 | 1
TAB-WA4-SQ-1202 | 1
TAB-WA4-SQ-1203 | 1
TAB-WA4-SQ-1204 | 1
TAB-WA4-SQ-1205 | 1
TAB-WA4-SQ-1206 | 1
TAB-WA4-SQ-1207 | 1
TAB-WA4-SQ-1208 | 1
TAB-WA4-SQ-1209 | 1
TAB-WA4-SQ-1210 | 1
TAB-WA4-SQ-1211 | 1
TAB-WA4-SQ-1212 | 1
TAB-WA4-SQ-1213 | 1
TAB-WA4-SQ-1214 | 1
TAB-WA4-SQ-1215 | 1
TAB-WA4-SQ-1216 | 1
TAB-WA4-SQ-1217 | 1
TAB-WA4-SQ-1218 | 1
TAB-WA4-SQ-1219 | 1
TAB-WA4-SQ-1220 | 1
TAB-WA4-SQ-1221 | 1
TAB-WA4-SQ-1222 | 1
TAB-WA4-SQ-1223 | 1
TAB-WA4-SQ-1224 | 1
TAB-WA4-SQ-1225 | 1
TAB-WA4-SQ-1226 | 1
TAB-WA4-SQ-1228 | 1
TAB-WA4-SQ-1229 | 1
TAB-WA4-SQ-1230 | 1
TAB-WA4-SQ-1231 | 1
TAB-WA4-SQ-1233 | 1
TAB-WA4-SQ-1234 | 1
TAB-WA4-SQ-1235 | 1
TAB-WA4-SQ-1236 | 1
TAB-WA4-SQ-1237 | 1
TAB-WA4-SQ-1238 | 1
TAB-WA4-SQ-8622 | 1
TAB-WA5-SQ-0014 | 1
TAB-WA5-SQ-0015 | 1
TAB-WA5-SQ-0016 | 1
TAB-WA5-SQ-0017 | 1
TAB-WA5-SQ-0018 | 1
TAB-WA7-1204 | 1
TAB-WA7-LD-1201 | 1
TAB-WA7-LD-1202 | 1
TAB-WA7-LD-1203 | 1
TAB-WA7-LD-1204 | 1
TAB-WA7-LD-1205 | 1
TAB-WA7-LD-1206 | 1
THC-MCS-LD-0000000001 | 1
THC-MCS-LD-0000000002 | 1
THC-MCS-LD-0000000003 | 1
THC-MCS-LD-0000000004 | 1
THC-MCS-LD-0000000005 | 1
THC-MCS-LD-0000000006 | 1
THC-MCS-LD-0619-001 | 1
THC-MCS-LD-1119-008 | 1
THC-MCS-LD-1603288 | 1
THC-MCS-LD-IR12188 | 1
THR3-WA3-LD | 1
THR-LD-NYLN-WA1 | 1
THR-LD-NYLN-WA2 | 1
THR-LD-NYLN-WA3 | 1
THR-LD-NYLN-WA4 | 1
THR-LD-WIRE-WA1 | 1
THR-LD-WIRE-WA2 | 1
THR-LD-WIRE-WA3 | 1
THR-LD-WIRE-WA4 | 1
THR-WA1-457-7 | 1
THR-WA1-57-11 | 1
THR-WA1-57-15 | 1
THR-WA1-LD-0002 | 1
THR-WA1-LD-0003 | 2
THR-WA1-LD-0004 | 1
THR-WA1-LD-0005 | 1
THR-WA1-LD-0006 | 1
THR-WA1-LD-0007 | 1
THR-WA1-LD-0008 | 1
THR-WA1-LD-0009 | 1
THR-WA1-LD-0010 | 1
THR-WA1-LD-0011 | 1
THR-WA1-LD-0012 | 1
THR-WA1-LD-0013 | 1
THR-WA1-LD-0014 | 1
THR-WA1-LD-0015 | 1
THR-WA1-LD-0016 | 1
THR-WA1-LD-0017 | 1
THR-WA1-LD-0018 | 1
THR-WA1-LD-0019 | 1
THR-WA1-LD-0020 | 1
THR-WA1-LD-0021 | 1
THR-WA1-LD-0022 | 1
THR-WA1-LD-0023 | 1
THR-WA1-LD-0024 | 1
THR-WA1-LD-0025 | 1
THR-WA1-LD-0026 | 1
THR-WA1-LD-0027 | 2
THR-WA1-LD-0028 | 2
THR-WA1-LD-0029 | 2
THR-WA1-LD-0030 | 2
THR-WA1-LD-0031 | 1
THR-WA1-LD-0033 | 2
THR-WA1-LD-0034 | 1
THR-WA1-LD-0038 | 1
THR-WA1-LD-0039 | 1
THR-WA1-LD-0040 | 1
THR-WA1-LD-0049 | 1
THR-WA1-LD-0050 | 1
THR-WA1-LD-0051 | 1
THR-WA1-LD-011-2 | 1
THR-WA1-LD-011-9 | 1
THR-WA1-LD-02-32 | 1
THR-WA1-LD-02-33 | 1
THR-WA1-LD-02-37 | 1
THR-WA1-LD-03-20 | 1
THR-WA1-LD-0700 | 2
THR-WA1-LD-11-18 | 1
THR-WA1-LD-115-1 | 1
THR-WA1-LD-115-2 | 2
THR-WA1-LD-281-2 | 1
THR-WA1-LD-29-22 | 1
THR-WA1-LD-29-28 | 1
THR-WA1-LD-329-19 | 1
THR-WA1-LD-329-2 | 1
THR-WA1-LD-3702 | 2
THR-WA1-LD-457-1 | 1
THR-WA1-LD-457-3 | 1
THR-WA1-LD-486-5 | 1
THR-WA1-LD-492-1 | 1
THR-WA1-LD-535-1 | 1
THR-WA1-LD-535-2 | 1
THR-WA1-LD-549-5 | 1
THR-WA1-LD-56-19 | 1
THR-WA1-LD-57-10 | 1
THR-WA1-LD-57-18 | 1
THR-WA1-LD-57-26 | 1
THR-WA1-LD-598-3 | 1
THR-WA1-LD-60-48 | 1
THR-WA1-LD-63-33 | 2
THR-WA1-LD-75-12 | 1
THR-WA1-LD-75-14 | 1
THR-WA1-LD-75-22 | 1
THR-WA1-LD-79-24 | 1
THR-WA1-LD-799-1 | 1
THR-WA1-LD-799-2 | 1
THR-WA1-LD-799-3 | 1
THR-WA1-LD-799-5 | 1
THR-WA1-LD-799-7 | 1
THR-WA1-LD-799-9 | 1
THR-WA1-LD-811-1 | 1
THR-WA1-LD-86-45 | 1
THR-WA1-LD-86-58 | 2
THR-WA1-LD-87-13 | 1
THR-WA1-LD-875-5 | 1
THR-WA1-LD-875-9 | 1
THR-WA1-LD-892-4 | 1
THR-WA1-LD-90-13 | 1
THR-WA1-LD-92-10 | 1
THR-WA1-LD-92-17 | 1
THR-WA1-LD-92-24 | 1
THR-WA1-LD-92-52 | 1
THR-WA1-LD-95-12 | 1
THR-WA1-LD-95-15 | 2
THR-WA1-LD-95-21 | 1
THR-WA1-LD-95-24 | 1
THR-WA1-LD-95-36 | 1
THR-WA1-LD-95-45 | 1
THR-WA1-LD-95-47 | 1
THR-WA1-LD-95-50 | 1
THR-WA1-LD-98-22 | 2
THR-WA1-LD-990-5 | 1
THR-WA2-LD-0004 | 1
THR-WA2-LD-0004S | 2
THR-WA2-LD-0009 | 1
THR-WA2-LD-0010S | 1
THR-WA2-LD-0015 | 1
THR-WA2-LD-0020 | 1
THR-WA2-LD-0020S | 2
THR-WA2-LD-0021 | 1
THR-WA2-LD-0021S | 2
THR-WA2-LD-0022 | 1
THR-WA2-LD-0022S | 2
THR-WA2-LD-0023 | 1
THR-WA2-LD-0023S | 2
THR-WA2-LD-0024 | 1
THR-WA2-LD-0025 | 1
THR-WA2-LD-0025S | 2
THR-WA2-LD-0027 | 1
THR-WA2-LD-0027S | 3
THR-WA2-LD-0028S | 2
THR-WA2-LD-0030 | 2
THR-WA2-LD-0037 | 2
THR-WA2-LD-0044S | 2
THR-WA2-LD-0050S | 2
THR-WA2-LD-0051S | 2
THR-WA2-LD-0052S | 2
THR-WA2-LD-0070S | 2
THR-WA2-LD-034-1 | 2
THR-WA2-LD-12-48 | 2
THR-WA2-LD-153-4 | 2
THR-WA2-LD-18-54 | 2
THR-WA2-LD-18-57 | 2
THR-WA2-LD-195-1 | 2
THR-WA2-LD-195-6 | 2
THR-WA2-LD-21-3 | 1
THR-WA2-LD-34-41 | 2
THR-WA2-LD-4080-1 | 2
THR-WA2-LD-4080-2 | 2
THR-WA2-LD-4080-3 | 2
THR-WA2-LD-4080-4 | 2
THR-WA2-LD-496-10 | 1
THR-WA2-LD-496-6 | 3
THR-WA2-LD-496-8 | 1
THR-WA2-LD-503-1 | 1
THR-WA2-LD-503-4 | 1
THR-WA2-LD-52-12 | 1
THR-WA2-LD-52-36 | 2
THR-WA2-LD-52-37 | 2
THR-WA2-LD-56-18 | 1
THR-WA2-LD-56-19 | 1
THR-WA2-LD-56-22 | 1
THR-WA2-LD-56-23 | 1
THR-WA2-LD-57-14 | 1
THR-WA2-LD-57-25 | 2
THR-WA2-LD-57-26 | 2
THR-WA2-LD-57-27 | 2
THR-WA2-LD-63-21 | 2
THR-WA2-LD-63-25 | 2
THR-WA2-LD-63-46 | 2
THR-WA2-LD-64-23 | 2
THR-WA2-LD-64-38 | 2
THR-WA2-LD-64-58 | 2
THR-WA2-LD-744-4 | 1
THR-WA2-LD-800-2 | 2
THR-WA2-LD-832-2 | 2
THR-WA2-LD-832-3 | 2
THR-WA2-LD-87-27 | 2
THR-WA2-LD-889-7 | 2
THR-WA2-LD-89-14 | 1
THR-WA2-LD-95-23 | 2
THR-WA2-LD-95-37 | 2
THR-WA2-LD-96-11 | 1
THR-WA2-LD-96-14 | 1
THR-WA2-LD-963-1 | 1
THR-WA3-LD-0001 | 1
THR-WA3-LD-0002 | 1
THR-WA3-LD-0003 | 1
THR-WA3-LD-0004 | 1
THR-WA3-LD-0005 | 1
THR-WA3-LD-0006 | 1
THR-WA3-LD-0007 | 1
THR-WA3-LD-0008 | 1
THR-WA3-LD-0009 | 1
THR-WA3-LD-0010S | 1
THR-WA3-LD-0011S | 1
THR-WA3-LD-0012 | 1
THR-WA3-LD-0013S | 1
THR-WA3-LD-0014 | 1
THR-WA3-LD-0015 | 1
THR-WA3-LD-0016 | 1
THR-WA3-LD-0017 | 1
THR-WA3-LD-0018 | 1
THR-WA3-LD-0019S | 1
THR-WA3-LD-0020S | 1
THR-WA3-LD-0021S | 1
THR-WA3-LD-0022S | 1
THR-WA3-LD-0023S | 1
THR-WA3-LD-0024S | 1
THR-WA3-LD-0025S | 1
THR-WA3-LD-0026S | 1
THR-WA3-LD-0027S | 1
THR-WA3-LD-0028S | 1
THR-WA3-LD-0029 | 1
THR-WA3-LD-0030 | 1
THR-WA3-LD-0033 | 1
THR-WA3-LD-0034 | 1
THR-WA3-LD-0035 | 1
THR-WA3-LD-0036 | 1
THR-WA3-LD-0037 | 1
THR-WA3-LD-0037S | 1
THR-WA3-LD-0038 | 1
THR-WA3-LD-0038S | 1
THR-WA3-LD-0039S | 1
THR-WA3-LD-0040S | 1
THR-WA3-LD-0041 | 1
THR-WA3-LD-0042 | 1
THR-WA3-LD-0043 | 1
THR-WA3-LD-0044 | 1
THR-WA3-LD-0045 | 1
THR-WA3-LD-0045S | 1
THR-WA3-LD-0046 | 1
THR-WA3-LD-0047 | 1
THR-WA3-LD-0048 | 1
THR-WA3-LD-0049 | 1
THR-WA3-LD-0049S | 1
THR-WA3-LD-0050 | 2
THR-WA3-LD-0051 | 1
THR-WA3-LD-0052 | 1
THR-WA3-LD-0053 | 1
THR-WA3-LD-0054 | 1
THR-WA3-LD-0055 | 1
THR-WA3-LD-0056 | 1
THR-WA3-LD-0057 | 1
THR-WA3-LD-0058 | 1
THR-WA3-LD-0059 | 1
THR-WA3-LD-0060 | 1
THR-WA3-LD-0061 | 1
THR-WA3-LD-0062 | 1
THR-WA3-LD-0063 | 1
THR-WA3-LD-0063S | 1
THR-WA3-LD-0064 | 1
THR-WA3-LD-0065 | 1
THR-WA3-LD-0066 | 1
THR-WA3-LD-0067 | 1
THR-WA3-LD-0068 | 1
THR-WA3-LD-0069 | 1
THR-WA3-LD-0070 | 1
THR-WA3-LD-0071 | 1
THR-WA3-LD-0072S | 1
THR-WA3-LD-0073S | 1
THR-WA3-LD-0075 | 1
THR-WA3-LD-0076 | 1
THR-WA3-LD-0078 | 1
THR-WA3-LD-0079 | 1
THR-WA3-LD-0086 | 1
THR-WA3-LD-0096S | 1
THR-WA3-LD-0097S | 1
THR-WA3-LD-0098 | 1
THR-WA3-LD-0099 | 1
THR-WA3-LD-0100 | 1
THR-WA3-LD-0101S | 1
THR-WA3-LD-0102S | 1
THR-WA3-LD-0103 | 1
THR-WA3-LD-0104 | 1
THR-WA3-LD-0105 | 1
THR-WA3-LD-0106 | 1
THR-WA3-LD-0107 | 1
THR-WA3-LD-0108 | 1
THR-WA3-LD-0109S | 1
THR-WA3-LD-0110 | 1
THR-WA3-LD-0111S | 1
THR-WA3-LD-0112 | 1
THR-WA3-LD-0114 | 1
THR-WA3-LD-0115 | 1
THR-WA3-LD-0116S | 1
THR-WA3-LD-0117S | 1
THR-WA3-LD-0118S | 1
THR-WA3-LD-0119 | 1
THR-WA3-LD-0120 | 1
THR-WA3-LD-0121 | 1
THR-WA4-LD-0001 | 1
THR-WA4-LD-0002 | 1
THR-WA4-LD-0003 | 1
THR-WA4-LD-0004 | 1
THR-WA4-LD-0005 | 1
THR-WA4-LD-0006 | 1
THR-WA4-LD-0007 | 1
THR-WA4-LD-0008 | 1
THR-WA4-LD-0009 | 1
THR-WA4-LD-0010 | 1
THR-WA4-LD-0011 | 1
THR-WA4-LD-0012 | 1
THR-WA4-LD-0013 | 1
THR-WA4-LD-0014 | 1
THR-WA4-LD-0015 | 1
THR-WA4-LD-0016 | 1
THR-WA4-LD-0017 | 1
THR-WA4-LD-0018 | 1
THR-WA4-LD-0019 | 1
THR-WA4-LD-0020 | 1
THR-WA4-LD-0021 | 1
THR-WA4-LD-0022 | 1
THR-WA4-LD-0023 | 1
THR-WA4-LD-0024 | 1
THR-WA4-LD-0025 | 1
THR-WA4-LD-0026 | 1
THR-WA4-LD-0027 | 1
THR-WA4-LD-0028 | 1
THR-WA4-LD-0029 | 1
THR-WA4-LD-0030 | 1
THR-WA4-LD-0031 | 1
THR-WA4-LD-0032 | 1
THR-WA4-LD-0033 | 1
THR-WA4-LD-0034 | 1
THR-WA4-LD-0035 | 1
THR-WA4-LD-0036 | 1
TNT-MCS-SQ-1001 | 1
TNT-MCS-SQ-1002 | 1
TNT-MCS-SQ-1003 | 1
TNT-MCS-SQ-1004 | 1
TNT-MCS-SQ-1005 | 1
TNT-MCS-SQ-1006 | 1
TNT-MCS-SQ-1007 | 1
TNT-MCS-SQ-1008 | 1
TNT-MCS-SQ-1009 | 1
TNT-MCS-SQ-1010 | 1
TNT-MCS-SQ-1011 | 1
TNT-MCS-SQ-1012 | 1
TNT-MCS-SQ-1013 | 1
TNT-MCS-SQ-1014 | 1
TNT-MCS-SQ-1015 | 1
TNT-MCS-SQ-1016 | 1
TNT-MCS-SQ-1017 | 1
TNT-MCS-SQ-1018 | 1
TNT-MCS-SQ-1019 | 1
TNT-MCS-SQ-1020 | 1
TNT-MCS-SQ-1021 | 1
TNT-MCS-SQ-1022 | 1
TNT-MCS-SQ-1023 | 1
TNT-MCS-SQ-1024 | 1
TNT-MCS-SQ-1025 | 1
TNT-MCS-SQ-1026 | 1
TNT-MCS-SQ-1027 | 1
TNT-MCS-SQ-1028 | 1
TNT-MCS-SQ-1029 | 1
TNT-MCS-SQ-1030 | 1
TNT-MCS-SQ-1031 | 1
TNT-MCS-SQ-1032 | 1
TNT-MCS-SQ-1033 | 1
TNT-MCS-SQ-1034 | 1
TNT-MCS-SQ-1035 | 1
TNT-MCS-SQ-1036 | 1
TNT-MCS-SQ-1037 | 1
TNT-MCS-SQ-1038 | 1
TNT-MCS-SQ-1039 | 1
TNT-MCS-SQ-1040 | 1
TNT-MCS-SQ-1041 | 1
TNT-MCS-SQ-1042 | 1
TNT-MCS-SQ-1043 | 1
http://www.toronto.ca/TWONTO#00418 | 837
COL-PBF-HTR-0001 | 2
COL-PBF-HTR-0002 | 1
COL-PBR-HTR-0001 | 2
COL-PCP-HTR-0001 | 2
COL-PCP-HTR-0002 | 2
COL-PCU-HTR-0001 | 3
COL-PEV-HTR-0002 | 2
COL-PFB-HTR-0001 | 2
COL-PGA-HTR-0001 | 2
COL-PGA-HTR-0002 | 2
COL-PGB-HTR-0001 | 2
COL-PGB-HTR-0002 | 1
COL-PHP-HTR-0002 | 2
COL-PIR-HTR-0001 | 2
COL-PKG-HTR-0001 | 2
COL-PKG-HTR-0002 | 2
COL-PKG-HTR-0003 | 2
COL-PLV-HTR-0001 | 2
COL-PLV-HTR-0002 | 2
COL-PLV-HTR-0003 | 2
COL-PMD-HTR-0001 | 2
COL-PMD-HTR-0002 | 2
COL-PMP-HTR-0001 | 1
COL-PMT-HTR-0001 | 1
COL-PMY-HTR-0001 | 2
COL-PMY-HTR-0002 | 2
COL-PMY-HTR-0003 | 2
COL-PMY-HTR-0004 | 2
COL-PPU-HTR-0001 | 2
COL-PRD-HTR-0001 | 2
COL-PRD-HTR-0002 | 2
COL-PRD-HTR-0003 | 2
COL-PRG-HTR-0001 | 1
COL-PRR-HTR-0001 | 2
COL-PRX-HTR-0001 | 2
COL-PRX-HTR-0002 | 1
COL-PSL-HTR-0001 | 2
COL-PSM-HTR-0002 | 2
COL-PSM-HTR-0003 | 2
COL-PSM-HTR-0004 | 2
COL-PSM-HTR-0005 | 2
COL-PSP-HTR-0001 | 2
COL-PSP-HTR-0002 | 2
COL-PSS-HTR-0001 | 2
COL-PSU-HTR-0003 | 2
COL-PTD-HTR-0001 | 2
COL-PWC-HTR-0001 | 2
COL-PWC-HTR-0002 | 2
COL-PWP-HTR-0001 | 1
COL-RBB-HTR-0001 | 2
COL-RBB-HTR-0002 | 2
COL-RBB-HTR-0003 | 2
COL-RBB-HTR-0004 | 2
COL-RBC-HTR-0001 | 2
COL-RBG-HTR-0001 | 2
COL-SKW-HTR-0001 | 2
COL-SKW-HTR-0002 | 2
COL-SMC-HTR-0001 | 2
COL-SMC-HTR-0002 | 2
COL-SMC-HTR-0003 | 2
FCL-ACC-HTR-0002 | 1
FCL-ACC-HTR-0003 | 1
FCL-ACC-HTR-0004 | 1
FCL-ACC-HTR-0005 | 1
FCL-ACC-HTR-0006 | 1
FCL-ACC-HTR-0007 | 1
FCL-ACC-HTR-0008 | 1
FCL-ACC-HTR-0009 | 1
FCL-ACC-HTR-0010 | 1
FCL-ACC-HTR-0011 | 1
FCL-ACC-HTR-0012 | 1
FCL-ACC-HTR-0013 | 1
FCL-ACC-HTR-0014 | 1
FCL-ACC-HTR-0018 | 1
FCL-ACC-HTR-0030 | 1
FCL-ACC-HTR-0031A | 1
FCL-ACC-HTR-0031B | 1
FCL-ACC-HTR-0032 | 1
FCL-ACC-HTR-0033 | 1
FCL-ACC-HTR-0034 | 1
FCL-ACC-HTR-0035 | 1
FCL-ACC-HTR-0036A | 1
FCL-ACC-HTR-0036B | 1
FCL-ACC-HTR-0037A | 1
FCL-ACC-HTR-0037B | 1
FCL-ACC-HTR-0038A | 1
FCL-ACC-HTR-0038B | 1
FCL-ACC-HTR-0039 | 1
FCL-ACC-HTR-0040 | 1
FCL-ACC-HTR-0041 | 1
FCL-ACC-HTR-0042 | 1
FCL-ACC-HTR-0043 | 1
FCL-ACC-HTR-0044 | 1
FCL-ACC-HTR-0045 | 1
FCL-ACC-HTR-0046 | 1
FCL-ACC-HTR-0047 | 1
FCL-ACC-HTR-0048 | 1
FCL-ACC-HTR-0050 | 1
FCL-ACC-HTR-0051 | 1
FCL-ACC-HTR-0052 | 1
FCL-ACC-HTR-0053 | 1
FCL-ACC-HTR-0107 | 1
FCL-ACC-HTR-0108 | 1
FCL-ACC-HTR-0109 | 1
FCL-ACC-HTR-0110 | 1
FCL-ACC-HTR-0111 | 1
FCL-ACC-HTR-0112 | 1
FCL-ACC-HTR-0113 | 1
FCL-ACC-HTR-0114 | 1
FCL-ACC-HTR-0115 | 1
FCL-ACC-HTR-0116 | 1
FCL-ACC-HTR-0117 | 1
FCL-ACC-HTR-0118 | 1
FCL-ACC-HTR-0119 | 1
FCL-ACC-HTR-0121 | 1
FCL-ACC-HTR-0212 | 1
FCL-ACC-HTR-0213 | 1
FCL-ACC-HTR-0214 | 1
FCL-ACC-HTR-0215 | 1
FCL-ACC-HTR-0239 | 1
FCL-ACC-HTR-0252 | 1
FCL-ACC-HTR-0253 | 1
FCL-ACC-HTR-0254 | 1
FCL-ACC-HTR-0255 | 1
FCL-ACC-HTR-0256 | 1
FCL-ACC-HTR-0257 | 1
FCL-ACC-HTR-0261 | 1
FCL-ACC-HTR-0262 | 1
FCL-ACC-HTR-0263 | 1
FCL-ACC-HTR-0264 | 1
FCL-ACC-HTR-0265 | 1
FCL-ACC-HTR-0266 | 1
FCL-ACC-HTR-0301 | 1
FCL-ACC-HTR-0302 | 1
FCL-ACC-HTR-0303 | 1
FCL-ACC-HTR-0304 | 1
FCL-ACC-HTR-0305 | 1
FCL-ACC-HTR-0306 | 1
FCL-ACC-HTR-0307 | 1
FCL-ACC-HTR-0308 | 1
FCL-ACC-HTR-0309 | 1
FCL-ACC-HTR-0310 | 1
FCL-ACC-HTR-0311 | 1
FCL-ACC-HTR-0312 | 1
FCL-ACC-HTR-0313 | 1
FCL-ACC-HTR-0314 | 1
FCL-ACC-HTR-0315 | 1
FCL-ACC-HTR-0316 | 1
FCL-ACC-HTR-0317 | 1
FCL-ACC-HTR-0318 | 1
FCL-ACC-HTR-0319 | 1
FCL-ACC-HTR-0320 | 1
FCL-ACC-HTR-0321 | 1
FCL-ACC-HTR-0322 | 1
FCL-ACC-HTR-0323 | 1
FCL-ACC-HTR-0324 | 1
FCL-ACC-HTR-0325 | 1
FCL-ACC-HTR-0326 | 1
FCL-ACC-HTR-0327 | 1
FCL-ACC-HTR-0328 | 1
FCL-ACC-HTR-0329 | 1
FCL-ACC-HTR-0330 | 1
FCL-ACC-HTR-0331 | 1
FCL-ACC-HTR-0332 | 1
FCL-ACC-HTR-0333 | 1
FCL-ACC-HTR-0334 | 1
FCL-ACC-HTR-0335 | 1
FCL-ACC-HTR-0336 | 1
FCL-ACC-HTR-0337 | 1
FCL-ACC-HTR-0340 | 1
FCL-ACC-HTR-0341 | 1
FCL-ACC-HTR-0342 | 1
FCL-ACC-HTR-0343 | 1
FCL-ACC-HTR-0344 | 1
FCL-ACC-HTR-0345 | 1
FCL-ACC-HTR-0346 | 1
FCL-ACC-HTR-0347 | 1
FCL-ACC-HTR-0348 | 1
FCL-ACC-HTR-0349 | 1
FCL-ACC-HTR-0350 | 1
FCL-ACC-HTR-0351 | 1
FCL-ACC-HTR-0352 | 1
FCL-ACC-HTR-0353 | 1
FCL-ACC-HTR-0354 | 1
FCL-ACC-HTR-0355 | 1
FCL-ACC-HTR-0356 | 1
FCL-ACC-HTR-0357 | 1
FCL-ACC-HTR-0358 | 1
FCL-ACC-HTR-0359 | 1
FCL-ACC-HTR-0360 | 1
FCL-ACC-HTR-0361 | 1
FCL-ACC-HTR-0362 | 1
FCL-ACC-HTR-0363 | 1
FCL-ACC-HTR-0364 | 1
FCL-ACC-HTR-0365 | 1
FCL-ACC-HTR-0366 | 1
FCL-ACC-HTR-0367 | 1
FCL-ACC-HTR-0368 | 1
FCL-ACC-HTR-0369 | 1
FCL-ACC-HTR-0370 | 1
FCL-ACC-HTR-0371 | 1
FCL-ACC-HTR-0420 | 1
FCL-ACC-HTR-0421 | 1
FCL-ACC-HTR-0422 | 1
FCL-ACC-HTR-0423 | 1
FCL-ACC-HTR-0424 | 1
FCL-ACC-HTR-0425 | 1
FCL-ACC-HTR-0426 | 1
FCL-ACC-HTR-0427 | 1
FCL-ACC-HTR-0428 | 1
FCL-ACC-HTR-0429 | 1
FCL-ACC-HTR-0430 | 1
FCL-ACC-HTR-0431 | 1
FCL-ACC-HTR-0432 | 1
FCL-ACC-HTR-0433 | 1
FCL-ACC-HTR-0434 | 1
FCL-ACC-HTR-0435 | 1
FCL-ACC-HTR-0436 | 1
FCL-ACC-HTR-0437 | 1
FCL-ACC-HTR-0438 | 1
FCL-ACC-HTR-0501 | 1
FCL-ACC-HTR-0507D | 1
FCL-ACC-HTR-0751 | 1
FCL-ACC-HTR-0752 | 1
FCL-ACC-HTR-0753 | 1
FCL-ACC-HTR-0754 | 1
FCL-ACC-HTR-0755 | 1
FCL-ACC-HTR-0756 | 1
FCL-ACC-HTR-0757 | 1
FCL-ACC-HTR-0758 | 1
FCL-ACC-HTR-0759 | 1
FCL-ACC-HTR-0760 | 1
FCL-ACC-HTR-0772 | 1
FCL-ACC-HTR-0773 | 1
FCL-ACC-HTR-0774 | 1
FCL-ACC-HTR-0775 | 1
FCL-ACC-HTR-0776 | 1
FCL-ACC-HTR-0777 | 1
FCL-ACC-HTR-0778 | 1
FCL-ACC-HTR-0780 | 1
FCL-ACC-HTR-0781 | 1
FCL-ACC-HTR-0782 | 1
FCL-ACC-HTR-0783 | 1
FCL-ACC-HTR-0784 | 1
FCL-ACC-HTR-0785 | 1
FCL-ACC-HTR-0786 | 1
FCL-ACC-HTR-0788 | 1
FCL-ACC-HTR-0789 | 1
FCL-ACC-HTR-0790 | 1
FCL-ACC-HTR-0801 | 1
FCL-ACC-HTR-0802 | 1
FCL-ACC-HTR-0803 | 1
FCL-ACC-HTR-0804 | 1
FCL-ACC-HTR-0901 | 1
FCL-ACC-HTR-0902 | 1
FCL-ACC-HTR-0903 | 1
FCL-ACC-HTR-0904 | 1
FCL-ACC-HTR-0905 | 1
FCL-ACC-HTR-0906 | 1
FCL-ACC-HTR-0907 | 1
FCL-ACC-HTR-0908 | 1
FCL-ACC-HTR-0909 | 1
FCL-ACC-HTR-0910 | 1
FCL-ACC-HTR-0911 | 1
FCL-ACC-HTR-0912 | 1
FCL-ACC-HTR-235-238 | 2
FCL-AM-HTR-0001 | 1
FCL-FL-HTR-0001 | 1
FIS-ACC-HTR-3001 | 2
FIS-ACC-HTR-3002 | 2
FIS-ACC-HTR-3003 | 2
FIS-ACC-HTR-3004 | 2
FIS-ELS-HTR-0001 | 1
KR2201A | 2
KR2202A | 2
KR2203A | 2
KR2204A | 2
KR2211A | 2
KR2213A | 2
KR2214A | 2
KR2221A | 2
KR2222A | 2
KR2224A | 2
KR2231A | 2
KR2232A | 2
KR2233A | 2
KR2234A | 2
KR2241A | 2
KR2242A | 2
KR2243A | 2
KR2244A | 2
KR2251A | 1
KR2252A | 2
KR2253A | 2
KR2254A | 2
NR3104E | 2
NR3109E | 2
NR3112E | 2
NR3115E | 1
NR3116E | 1
NR3117E | 1
NR3118E | 1
NR3119E | 1
NR3120E | 1
NR3121E | 1
NX4020A | 2
NX4021A | 1
NX4022 | 1
SWM-PDU-HTR-0001 | 2
SWM-PDU-HTR-0002 | 2
SWM-PET-HTR-0001 | 2
SWM-PWD-HTR-0001 | 2
TAB-ACC-4600 | 1
TAB-ACC-5400 | 1
TAB-ACC-5800 | 1
TAB-ACC-HE-1420A | 1
TAB-ACC-HTR-1433 | 1
TAB-ACC-HTR-1435 | 1
TAB-ACC-HTR-1436 | 1
TAB-ACC-HTR-1437 | 1
TAB-ACC-HTR-1438 | 1
TAB-ACC-HTR-1439 | 1
TAB-ACC-HTR-1444 | 1
TAB-ACC-HTR-1445 | 1
TAB-ACC-HTR-1446 | 1
TAB-ACC-HTR-1447 | 1
TAB-ACC-HTR-1448 | 1
TAB-ACC-HTR-1449 | 1
TAB-ACC-HTR-1454 | 1
TAB-ACC-HTR-3859 | 1
TAB-ACC-HTR-4035 | 2
TAB-ACC-HTR-6401 | 1
TAB-ACC-HTR-6402 | 1
TAB-ACC-HTR-6403 | 1
TAB-ACC-HTR-6404 | 1
TAB-ACC-HTR-6405 | 1
TAB-ACC-HTR-6411 | 1
TAB-ACC-HTR-6421 | 1
TAB-ACC-HTR-6431 | 1
TAB-ACC-HTR-6451 | 1
TAB-ACC-HTR-6461 | 1
TAB-ACC-HTR-6471 | 1
TAB-ACC-HTR-6472 | 1
TAB-ACC-HTR-6473 | 1
TAB-ACC-HTR-6474 | 1
TAB-ACC-HTR-6475 | 1
TAB-ACC-HTR-6476 | 1
TAB-ACC-HTR-6477 | 1
TAB-ACC-HTR-6478 | 1
TAB-ACC-HTR-6479 | 1
TAB-ACC-HTR-6501 | 1
TAB-ACC-HTR-6502 | 1
TAB-ACC-HTR-6503 | 1
TAB-ACC-HTR-6504 | 1
TAB-ACC-HTR-6505 | 1
TAB-ACC-HTR-6506 | 1
TAB-ACC-HTR-6507 | 1
TAB-ACC-HTR-6508 | 1
TAB-ACC-HTR-6509 | 1
TAB-ACC-HTR-6510 | 1
TAB-ACC-HTR-6511 | 1
TAB-ACC-HTR-6512 | 1
TAB-ACC-HTR-6513 | 1
TAB-ACC-HTR-6514 | 1
TAB-ACC-HTR-6521 | 1
TAB-ACC-HTR-6522 | 1
TAB-ACC-HTR-6531 | 1
TAB-ACC-HTR-6532 | 1
TAB-ACC-HTR-6533 | 1
TAB-ACC-HTR-6534 | 1
TAB-ACC-HTR-6541 | 1
TAB-ACC-HTR-6542 | 1
TAB-ACC-HTR-6543 | 1
TAB-ACC-HTR-6544 | 1
TAB-ACC-HTR-6545 | 1
TAB-ACC-HTR-6546 | 1
TAB-ACC-HTR-6547 | 1
TAB-ACC-HTR-6548 | 1
TAB-ACC-HTR-6549 | 1
TAB-ACC-HTR-6550 | 1
TAB-ACC-HTR-6551 | 1
TAB-ACC-HTR-6552 | 1
TAB-ACC-HTR-6553 | 1
TAB-ACC-HTR-6554 | 1
TAB-ACC-HTR-6555 | 1
TAB-ACC-HTR-6556 | 1
TAB-ACC-HTR-6557 | 1
TAB-ACC-HTR-6558 | 1
TAB-ACC-HTR-6559 | 1
TAB-ACC-HTR-6560 | 1
TAB-ACC-HTR-6561 | 1
TAB-ACC-HTR-6562 | 1
TAB-ACC-HTR-6563 | 1
TAB-ACC-HTR-6564 | 1
TAB-ACC-HTR-6581 | 1
TAB-ACC-HTR-6591 | 1
TAB-OCS-HTR-6701 | 1
TAB-OCS-HTR-6702 | 1
THC-ACC-FN-0138 | 1
THC-ACC-HTR-0011 | 1
THC-ACC-HTR-0012 | 1
THC-ACC-HTR-0013 | 1
THC-ACC-HTR-0014 | 1
THC-ACC-HTR-0015 | 1
THC-ACC-HTR-0016 | 1
THC-ACC-HTR-0017 | 1
THC-ACC-HTR-0018 | 1
THC-ACC-HTR-0019 | 1
THC-ACC-HTR-0051 | 1
THC-ACC-HTR-0052 | 1
THC-ACC-HTR-0053 | 1
THC-ACC-HTR-0054 | 1
THC-ACC-HTR-0055 | 1
THC-ACC-HTR-0056 | 1
THC-ACC-HTR-0057 | 1
THC-ACC-HTR-0058 | 1
THC-ACC-HTR-0079 | 1
THC-ACC-HTR-0080 | 1
THC-ACC-HTR-0081 | 1
THC-ACC-HTR-0082 | 1
THC-ACC-HTR-0083 | 1
THC-ACC-HTR-0084 | 1
THC-ACC-HTR-0104 | 1
THC-ACC-HTR-0105 | 1
THC-ACC-HTR-0106 | 1
THC-ACC-HTR-0115 | 1
THC-ACC-HTR-0116 | 1
THC-ACC-HTR-0117 | 1
THC-ACC-HTR-0118 | 1
THC-ACC-HTR-0119 | 1
THC-ACC-HTR-0120 | 1
THC-ACC-HTR-0122 | 1
THC-ACC-HTR-0123 | 1
THC-ACC-HTR-0124 | 1
THC-ACC-HTR-0126 | 1
THC-ACC-HTR-0127 | 1
THC-ACC-HTR-0128 | 1
THC-ACC-HTR-0157 | 1
THC-ACC-HTR-0203 | 1
THC-ACC-HTR-0204 | 1
THC-ACC-HTR-0205 | 1
THC-ACC-HTR-0206 | 1
THC-ACC-HTR-0207 | 1
THC-ACC-HTR-0209 | 1
THC-ACC-HTR-0210 | 1
THC-ACC-HTR-0211 | 1
THC-ACC-HTR-0212 | 1
THC-ACC-HTR-0213 | 1
THC-ACC-HTR-0214 | 1
THC-ACC-HTR-0215 | 1
THC-ACC-HTR-0216 | 1
THC-ACC-HTR-0217 | 1
THC-ACC-HTR-0218 | 1
THC-ACC-HTR-0219 | 1
THC-ACC-HTR-0220 | 1
THC-ACC-HTR-0221 | 1
THC-ACC-HTR-0222 | 1
THC-ACC-HTR-0223 | 1
THC-ACC-HTR-0224 | 1
THC-ACC-HTR-0225 | 1
THC-ACC-HTR-0226 | 1
THC-ACC-HTR-0227 | 1
THC-ACC-HTR-0228 | 1
THC-ACC-HTR-0229 | 1
THC-ACC-HTR-0230 | 1
THC-ACC-HTR-0231 | 1
THC-ACC-HTR-0232 | 1
THC-ACC-HTR-0233 | 1
THC-ACC-HTR-0234 | 1
THC-ACC-HTR-0235 | 1
THC-ACC-HTR-0236 | 1
THC-ACC-HTR-0237 | 1
THC-ACC-HTR-0238 | 1
THC-ACC-HTR-0247 | 1
THC-ACC-HTR-0248 | 1
THC-ACC-HTR-0249 | 1
THC-ACC-HTR-0250 | 1
THC-ACC-HTR-0251 | 1
THC-ACC-HTR-0252 | 1
THC-ACC-HTR-0253 | 1
THC-ACC-HTR-0254 | 1
THC-ACC-HTR-0255 | 1
THC-ACC-HTR-0256 | 1
THC-ACC-HTR-0257 | 1
THC-ACC-HTR-0258 | 1
THC-ACC-HTR-0259 | 1
THC-ACC-HTR-0260 | 1
THC-ACC-HTR-0261 | 1
THC-ACC-HTR-0262 | 1
THC-ACC-HTR-0263 | 1
THC-ACC-HTR-0264 | 1
THC-ACC-HTR-0265 | 1
THC-ACC-HTR-0266 | 1
THC-ACC-HTR-0267 | 1
THC-ACC-HTR-0268 | 1
THC-ACC-HTR-0269 | 1
THC-ACC-HTR-0270 | 1
THC-ACC-HTR-0271 | 1
THC-ACC-HTR-0272 | 1
THC-ACC-HTR-0273 | 1
THC-ACC-HTR-0274 | 1
THC-ACC-HTR-0275 | 1
THC-ACC-HTR-0276 | 1
THC-ACC-HTR-0277 | 1
THC-ACC-HTR-0278 | 1
THC-ACC-HTR-0279 | 1
THC-ACC-HTR-0282 | 1
THC-ACC-HTR-0284 | 1
THC-ACC-HTR-0286 | 1
THC-ACC-HTR-0288 | 1
THC-ACC-HTR-0289 | 1
THC-ACC-HTR-0297 | 1
THC-ACC-HTR-0298 | 1
THC-ACC-HTR-0299 | 1
THC-ACC-HTR-0301 | 1
THC-ACC-HTR-0302 | 1
THC-ACC-HTR-0303 | 1
THC-ACC-HTR-0304 | 1
THC-ACC-HTR-0305 | 1
THC-ACC-HTR-0306 | 1
THC-ACC-HTR-0307 | 1
THC-ACC-HTR-0310 | 1
THC-ACC-HTR-0311 | 1
THC-ACC-HTR-0312 | 1
THC-ACC-HTR-0313 | 1
THC-ACC-HTR-0313U | 1
THC-ACC-HTR-0314 | 1
THC-ACC-HTR-0314U | 1
THC-ACC-HTR-0315 | 1
THC-ACC-HTR-0316 | 1
THC-ACC-HTR-0317 | 1
THC-ACC-HTR-0317U | 1
THC-ACC-HTR-0318 | 1
THC-ACC-HTR-0318U | 1
THC-ACC-HTR-0319 | 1
THC-ACC-HTR-0319U | 1
THC-ACC-HTR-0320 | 1
THC-ACC-HTR-0320U | 1
THC-ACC-HTR-0322 | 2
THC-ACC-HTR-0325 | 1
THC-ACC-HTR-0326 | 1
THC-ACC-HTR-0327 | 1
THC-ACC-HTR-0328 | 1
THC-ACC-HTR-0331 | 1
THC-ACC-HTR-0332 | 1
THC-ACC-HTR-0333 | 1
THC-ACC-HTR-0335 | 1
THC-ACC-HTR-0336 | 1
THC-ACC-HTR-0337 | 1
THC-ACC-HTR-0342 | 1
THC-ACC-HTR-0343 | 1
THC-ACC-HTR-0344 | 1
THC-ACC-HTR-0345 | 1
THC-ACC-HTR-0346 | 1
THC-ACC-HTR-0347 | 1
THC-ACC-HTR-0353 | 1
THC-ACC-HTR-0354 | 1
THC-ACC-HTR-0355 | 1
THC-ACC-HTR-0356 | 1
THC-ACC-HTR-0357 | 1
THC-ACC-HTR-0358 | 1
THC-ACC-HTR-0359 | 1
THC-ACC-HTR-0360 | 1
THC-ACC-HTR-0361 | 1
THC-ACC-HTR-0362 | 1
THC-ACC-HTR-0363 | 1
THC-ACC-HTR-0364 | 1
THC-ACC-HTR-0365 | 1
THC-ACC-HTR-0365U | 1
THC-ACC-HTR-0366 | 1
THC-ACC-HTR-0366U | 1
THC-ACC-HTR-0367 | 1
THC-ACC-HTR-0367U | 1
THC-ACC-HTR-0368 | 1
THC-ACC-HTR-0369 | 1
THC-ACC-HTR-0565 | 1
THC-ACC-HTR-0567 | 1
THC-ACC-HTR-0901 | 1
THC-ACC-HTR-0902 | 1
THC-ACC-HTR-0903 | 1
THC-ACC-HTR-0904 | 1
THC-ACC-HTR-0905 | 1
THC-ACC-HTR-0906 | 1
THC-ACC-HTR-0910 | 1
THC-ACC-HTR-1000 | 1
THC-ACC-HTR-4007 | 1
THC-ACC-HTR-4012 | 1
THC-ACC-HTR-4050 | 2
THC-ACC-HTR-4060 | 2
THC-ACC-HTR-4070 | 2
THC-ACC-HTR-5000 | 1
THC-ACC-HTR-6001 | 1
THC-ACC-HTR-6002 | 1
THC-ACC-HTR-6003 | 1
THC-ACC-HTR-6004 | 1
THC-ACC-HTR-6005 | 1
THC-ACC-HTR-6006 | 1
THC-ACC-HTR-6007 | 1
THC-ACC-HTR-6008 | 1
THC-ACC-HTR-6009 | 1
THC-ACC-HTR-6010 | 1
THC-ACC-HTR-6011 | 1
THC-ACC-HTR-6012 | 1
THC-ACC-HTR-6013 | 1
THC-ACC-HTR-6014 | 1
THC-ACC-HTR-6015 | 1
THC-ACC-HTR-6016 | 1
THC-ACC-HTR-6017 | 1
THC-ACC-HTR-6018 | 1
THC-ACC-HTR-6019 | 1
THC-ACC-HTR-6020 | 1
THC-ACC-HTR-6021 | 1
THC-ACC-HTR-6022 | 1
THC-ACC-HTR-6023 | 1
THC-ACC-HTR-6024 | 1
THC-ACC-HTR-6025 | 1
THC-ACC-HTR-6026 | 1
THC-ACC-HTR-6027 | 1
THC-ACC-HTR-6028 | 1
THC-ACC-HTR-6029 | 1
THC-ACC-HTR-6030 | 1
THC-ACC-T-6006 | 1
THC-ACC-T-6008 | 1
THC-DIG-HTR-4030 | 2
THC-DIG-HTR-4040 | 2
THC-ELS-HTR-5001 | 1
THC-ELS-HTR-5002 | 1
THR-ACC-NR-640 | 1
THR-ACC-NR-641 | 1
THR-ACC-NR-642 | 1
THR-ACC-NR-643 | 1
THR-ACC-NR-644 | 1
THR-ACC-NR-645 | 1
THR-ACC-NR-646 | 1
THR-ACC-NR-647 | 1
THR-ACC-NR-648 | 1
THR-ACC-NR-649 | 2
THR-ACC-NR-650 | 1
THR-ACC-NR-651 | 1
THR-ACC-NR-652 | 1
THR-ACC-NR-653 | 1
THR-ACC-NR-654 | 1
THR-ACC-NR-655 | 1
THR-ACC-NR-656 | 1
THR-ACC-NR-657 | 1
THR-ACC-NR-659 | 1
THR-ACC-NR-661 | 1
THR-ACC-NR-662 | 1
THR-ACC-NR-663 | 1
THR-ACC-NR-664 | 1
THR-ACC-NR-665 | 1
THR-ACC-NR-666 | 1
THR-ACC-NR-667 | 1
THR-ACC-NR-668 | 1
THR-ACC-NR-669 | 1
THR-ACC-NR-670 | 2
THR-ACC-NR-671 | 1
THR-ACC-NR-672 | 1
THR-ACC-NR-675 | 1
THR-ACC-NR-676 | 1
THR-ACC-NR-677 | 1
THR-ACC-NR-678 | 1
THR-ACC-NR-679 | 1
THR-ACC-NR-680 | 1
THR-ACC-NR-681 | 1
THR-ACC-NR-682 | 1
THR-ACC-NR-683 | 1
THR-ACC-NR-684 | 1
THR-ACC-NR-685 | 1
THR-ACC-NR-686 | 1
THR-ACC-NR-687 | 1
THR-ACC-NR-688 | 1
THR-ACC-NR-689 | 1
THR-ACC-NR-691 | 1
THR-ACC-NR-692 | 1
THR-ACC-NR-693 | 1
THR-ACC-NR-694 | 1
THR-ACC-NR-695 | 1
THR-ACC-NR-696 | 1
THR-ACC-NR-697 | 1
THR-ACC-NR-700 | 1
THR-ACC-NR-701 | 1
THR-ACC-NR-702 | 1
THR-ACC-NR-703 | 1
THR-ACC-NR-704 | 1
THR-ACC-NR-705 | 1
THR-ACC-NR-706 | 1
THR-ACC-NR-707 | 1
THR-ACC-NR-708 | 1
THR-ACC-NR-710 | 1
THR-ACC-NR-711 | 1
THR-ACC-NR-712 | 1
THR-ACC-NR-713 | 1
THR-ACC-NR-719 | 1
THR-ACC-NR-720 | 1
THR-ACC-NR-721 | 2
THR-ACC-NR-722 | 1
THR-ACC-NR-723 | 1
THR-ACC-NR-724 | 1
THR-ACC-NR-725 | 1
THR-ACC-NR-726 | 1
THR-ACC-NR-727 | 1
THR-ACC-NR-728 | 1
THR-ACC-NR-729 | 1
THR-ACC-NR-730 | 1
THR-ACC-NR-731 | 1
THR-ACC-NR-732 | 1
THR-ACC-NR-733 | 1
THR-ACC-NR-734 | 1
THR-ACC-NR-735 | 1
THR-ACC-NR-736 | 1
THR-ACC-NR-737 | 1
THR-ACC-NR-738 | 1
THR-ACC-NR-739 | 1
THR-ACC-NR-740 | 1
THR-ACC-NR-741 | 1
THR-ACC-NR-781 | 1
THR-ACC-NR-782 | 1
THR-ACC-NR-783 | 1
THR-ACC-NR-784 | 1
THR-ACC-NR-785 | 2
THR-ACC-NR-787 | 2
THR-ACC-NR-788 | 1
THR-ACC-NR-789 | 1
THR-ACC-NR-790 | 1
THR-ACC-NR-791 | 1
THR-ACC-NR-792 | 1
THR-ACC-NR-793 | 1
THR-ACC-NR-794 | 1
THR-ACC-NR-795 | 1
THR-ACC-NR-796 | 1
THR-ACC-NR-797 | 1
THR-ACC-NR-798 | 1
THR-ACC-NR-799 | 1
THR-ACC-NU-558 | 1
THR-ACC-NU-561 | 1
THR-ACC-NU-567 | 1
http://www.toronto.ca/TWONTO#00122 | 1094
COL-120-RPU-0700 | 2
COL-BCV-RPU-0001 | 2
COL-BDC-RPU-0001 | 2
COL-BEB-RPU-0001 | 2
COL-CED-RPU-0100 | 3
COL-MTI-RPU-1400C | 2
COL-MTI-RPU-2300B | 2
COL-MTI-RPU-2300D | 1
COL-MTI-RPU-2400 | 2
COL-MTI-RPU-2700B | 2
COL-MTI-RPU-2900 | 2
COL-MTI-RPU-3400 | 2
COL-PAB-RPU-0001 | 1
COL-PBF-RPU-0001 | 2
COL-PBG-RPU-0001 | 2
COL-PBP-RPU-0001 | 2
COL-PBR-RPU-0001 | 2
COL-PBY-RPU-0001 | 1
COL-PCP-RPU-0001 | 2
COL-PCU-RPU-0100 | 3
COL-PEV-RPU-0001 | 2
COL-PFB-RPU-0001 | 1
COL-PGA-RPU-0001 | 2
COL-PGB-RPU-0001 | 2
COL-PGR-RPU-0001 | 2
COL-PHB-RPU-0001 | 2
COL-PHF-RPU-0001 | 1
COL-PHP-RPU-0001 | 2
COL-PIR-RPU-0001 | 2
COL-PKG-RPU-0001 | 1
COL-PKP-RPU-0001 | 2
COL-PKS-RPU-0001 | 1
COL-PLV-RPU-0001 | 2
COL-PMD-RPU-0001 | 1
COL-PMP-RPU-0001 | 1
COL-PMT-RPU-0001 | 1
COL-PMY-RPU-0001 | 2
COL-PMY-RPU-0002 | 2
COL-POM-RPU-0001 | 2
COL-PPU-RPU-0001 | 1
COL-PRG-RPU-0001 | 2
COL-PRR-RPU-0001 | 2
COL-PRX-RPU-0001 | 2
COL-PSB-RPU-0001 | 2
COL-PSD-RPU-0001 | 2
COL-PSK-RPU-0001 | 2
COL-PSL-RPU-0001 | 2
COL-PSM-RPU-0001 | 2
COL-PSP-RPU-0001 | 2
COL-PST-RPU-0001 | 2
COL-PSU-RPU-0001 | 2
COL-PTD-RPU-0001 | 2
COL-PVM-RPU-0001 | 2
COL-PWC-RPU-0001 | 1
COL-PWN-RPU-0001 | 2
COL-PWP-RPU-0001 | 1
COL-PWR-RPU-0100 | 3
COL-RBB-RPU-0001 | 2
COL-RBC-RPU-0001 | 2
COL-RBG-RPU-0001 | 2
COL-SKW-RPU-0001 | 2
COL-SMC-RPU-0001 | 1
FCL-ACC-RPU-0101 | 3
FCL-ACC-RPU-0201 | 2
FCL-ACC-RPU-0301 | 2
FCL-ACC-RPU-0401 | 2
FCL-ACC-RPU-0501 | 2
FCL-ACC-RPU-0601 | 2
FCL-ACC-RPU-0701 | 2
FCL-ACC-RPU-0801 | 2
FCL-RW-RPU-0001 | 2
FCL-SPC-RPU-1121 | 2
FCL-SPC-RPU-1121A | 1
FCL-SPC-RPU-1122 | 2
FCL-SPC-RPU-1122A | 1
FCL-SPC-RPU-1123 | 2
FCL-SPC-RPU-1124 | 2
FCL-SPC-RPU-1221 | 2
FCL-SPC-RPU-1222 | 2
FCL-SPC-RPU-1223 | 2
FCL-SPC-RPU-1224 | 2
FCL-SPC-RPU-1421 | 2
FCL-SPC-RPU-1521 | 2
FCL-SPC-RPU-1522 | 2
FCL-SPC-RPU-1523 | 2
FCL-SPC-RPU-1524 | 2
FCL-SPC-RPU-1621 | 2
FCL-SPC-RPU-1622 | 2
FCL-SPC-RPU-1623 | 2
FCL-SPC-RPU-1624 | 2
FCL-SPC-RPU-1625 | 2
FCL-SPC-RPU-1626 | 2
FCL-SPC-RPU-1721 | 2
FCL-SPC-RPU-1722 | 2
FCL-SPC-RPU-1723 | 2
FCL-SPC-RPU-1724 | 2
FCL-SPC-RPU-1725 | 2
FCL-SPC-RPU-1726 | 2
FCL-SPC-RPU-1727 | 2
FCL-SPC-RPU-1821 | 2
FCL-SPC-RPU-1822 | 2
FCL-SPC-RPU-1823 | 2
FCL-SPC-RPU-1825 | 2
FCL-SPC-RPU-1921 | 2
FCL-SPC-RPU-1921R | 2
FCL-SPC-RPU-2022 | 2
FCL-SPC-RPU-2023 | 2
FCL-SPC-RPU-2121 | 2
FCL-SPC-RPU-2121R | 2
FCL-SPC-RPU-2423 | 1
FCL-SPC-RPU-2521 | 1
FCL-SPC-RPU-2522 | 1
FCL-TRW-RPU-0001 | 2
FCL-TRW-RPU-0002-SUS | 2
FCL-TRW-RPU-0003-SUS | 2
FHA-SPC-RPU-1221 | 1
FHA-SPC-RPU-1223 | 1
FHA-SPC-RPU-1224 | 1
FHA-SPC-RPU-1225 | 1
FHA-SPC-RPU-1226 | 1
FHA-SPC-RPU-1321 | 2
FHA-SPC-RPU-1421 | 1
FHA-SPC-RPU-1422 | 1
FHA-SPC-RPU-1521 | 1
FHA-SPC-RPU-1523 | 1
FHA-SPC-RPU-1621 | 1
FHA-SPC-RPU-1622 | 1
FHA-SPC-RPU-1623 | 1
FHA-SPC-RPU-1624 | 1
FHA-SPC-RPU-1721 | 1
FHA-SPC-RPU-1722 | 1
FHA-SPC-RPU-1723 | 1
FHA-SPC-RPU-1724 | 1
FHA-SPC-RPU-1821 | 1
FHA-SPC-RPU-1822 | 1
FHA-SPC-RPU-1823 | 1
FHA-SPC-RPU-1824 | 1
FHA-SPC-RPU-1825 | 1
FHA-SPC-RPU-1826 | 1
FHA-SPC-RPU-1827 | 1
FHA-SPC-RPU-1921 | 1
FHA-SPC-RPU-1922 | 1
FHA-SPC-RPU-1923 | 1
FHA-SPC-RPU-1924 | 1
FHA-SPC-RPU-1925 | 1
FHA-SPC-RPU-1926 | 1
FHA-SPC-RPU-1927 | 1
FHA-SPC-RPU-2021 | 1
FHA-SPC-RPU-2022 | 1
FHO-ACC-RPU-0101 | 1
FHO-ACC-RPU-0110 | 1
FHO-ACC-RPU-0201 | 1
FHO-ACC-RPU-0203 | 1
FHO-ACC-RPU-0301 | 1
FHO-ACC-RPU-0401 | 1
FHO-ACC-RPU-0501 | 1
FHO-ACC-RPU-0601 | 1
FHO-ACC-RPU-0701 | 1
FHO-ACC-RPU-0801 | 1
FHO-ACC-RPU-0901 | 1
FHO-ACC-RPU-0902 | 1
FHO-ACC-RPU-1001 | 1
FHO-ACC-RPU-1101 | 1
FHO-ACC-RPU-1511 | 1
FHO-ACC-RPU-1541 | 1
FHO-ACC-RPU-1611 | 1
FHO-SPC-RPU-1121 | 1
FHO-SPC-RPU-1123 | 1
FHO-SPC-RPU-1221 | 1
FHO-SPC-RPU-1222 | 1
FHO-SPC-RPU-1223 | 1
FHO-SPC-RPU-1224 | 2
FHO-SPC-RPU-1225 | 1
FHO-SPC-RPU-1226 | 1
FHO-SPC-RPU-1227 | 1
FHO-SPC-RPU-1228 | 1
FHO-SPC-RPU-1230 | 1
FHO-SPC-RPU-1321 | 1
FHO-SPC-RPU-1322 | 1
FHO-SPC-RPU-1323 | 1
FHO-SPC-RPU-1421 | 1
FHO-SPC-RPU-1521 | 1
FHO-SPC-RPU-1522 | 1
FHO-SPC-RPU-1523 | 1
FHO-SPC-RPU-1621 | 1
FHO-SPC-RPU-1721 | 1
FHO-SPC-RPU-1722 | 1
FHO-SPC-RPU-1722A | 1
FHO-SPC-RPU-1723 | 1
FHO-SPC-RPU-1723A | 1
FHO-SPC-RPU-1725 | 1
FHO-SPC-RPU-1725A | 1
FHO-SPC-RPU-1726 | 1
FHO-SPC-RPU-1726A | 1
FHO-SPC-RPU-1813 | 1
FHO-SPC-RPU-1821 | 1
FHO-SPC-RPU-1822SUSP | 1
FHO-SPC-RPU-1921 | 1
FHO-SPC-RPU-1922 | 1
FHO-SPC-RPU-1922B | 1
FHO-SPC-RPU-1923 | 1
FHO-SPC-RPU-1924 | 1
FHO-SPC-RPU-1925 | 2
FHO-SPC-RPU-2022 | 2
FHO-SPC-RPU-2023 | 1
FHO-SPC-RPU-2024 | 1
FHO-SPC-RPU-2025 | 1
FHO-SPC-RPU-2026 | 1
FHO-SPC-RPU-2043_SUSP | 1
FHO-SPC-RPU-GROUP1 | 1
FIS-SPC-RPU-1123 | 1
FIS-SPC-RPU-1221 | 1
FIS-SPC-RPU-1222 | 1
FIS-SPC-RPU-1223 | 1
FIS-SPC-RPU-1224 | 1
FIS-SPC-RPU-1225 | 1
FIS-SPC-RPU-1226 | 1
FIS-SPC-RPU-1321 | 1
FIS-SPC-RPU-1322 | 1
FIS-SPC-RPU-1422 | 1
FIS-SPC-RPU-1521 | 1
FIS-SPC-RPU-1522 | 2
FIS-SPC-RPU-1523 | 1
FIS-SPC-RPU-1524 | 1
FIS-SPC-RPU-1525 | 1
FIS-SPC-RPU-1526 | 1
FIS-SPC-RPU-1527 | 1
FIS-SPC-RPU-1621 | 1
FIS-SPC-RPU-1622 | 1
FIS-SPC-RPU-1624 | 1
FIS-SPC-RPU-1720 | 1
FIS-SPC-RPU-1721 | 1
FIS-SPC-RPU-1821 | 1
FIS-SPC-RPU-1822 | 1
FIS-SPC-RPU-2121 | 1
FIS-TRW-RPU-0001 | 1
FIS-TRW-RPU-0002 | 1
RPU IO EXTENSION, FINAL C | 1
RPU-27589 | 1
RPU-27592 | 1
RPU-27600 | 1
SWM-PBL-RPU-0001 | 2
SWM-PET-RPU-0001 | 2
SWM-PIT-RPU-0001 | 2
SWM-PMG-RPU-0001 | 2
SWM-PNQ-RPU-0001 | 2
SWM-PWD-RPU-0001 | 1
SWM-PWI-RPU-0001 | 2
SWM-SOS-RPU-0001 | 1
TAB-ACC-RPU-0100 | 2
TAB-ACC-RPU-1401 | 1
TAB-ACC-RPU-1402 | 1
TAB-ACC-RPU-1403 | 1
TAB-ACC-RPU-1404 | 1
TAB-ACC-RPU-1405 | 1
TAB-ACC-RPU-1406 | 1
TAB-ACC-RPU-1407 | 1
TAB-ACC-RPU-1408 | 2
TAB-ACC-RPU-1409 | 1
TAB-ACC-RPU-1410 | 1
TAB-ACC-RPU-1411 | 1
TAB-ACC-RPU-1412 | 1
TAB-ACC-RPU-1413 | 1
TAB-ACC-RPU-1414 | 2
TAB-ACC-RPU-1415 | 1
TAB-ACC-RPU-1416 | 1
TAB-ACC-RPU-1417S | 2
TAB-ACC-RPU-1418 | 1
TAB-ACC-RPU-6100 | 1
TAB-ACC-RPU-6440 | 1
TAB-ACC-RPU-6490 | 1
TAB-ACC-RPU-6500 | 1
TAB-ACC-RPU-6540 | 1
TAB-ACC-RPU-6550 | 1
TAB-ACC-RPU-6560 | 1
TAB-AUX-RPU-1120 | 1
TAB-CHL-RPU-0522S | 2
TAB-DEW-RPU-1101 | 1
TAB-DEW-RPU-1101A | 1
TAB-DEW-RPU-1102 | 1
TAB-DEW-RPU-1102A | 1
TAB-DEW-RPU-1103 | 1
TAB-DEW-RPU-1104 | 1
TAB-DEW-RPU-1105 | 1
TAB-DEW-RPU-1105A | 1
TAB-DEW-RPU-1106 | 1
TAB-DEW-RPU-1106A | 1
TAB-DEW-RPU-1107 | 1
TAB-DEW-RPU-1110 | 1
TAB-DEW-RPU-1111 | 1
TAB-DEW-RPU-1112 | 1
TAB-DEW-RPU-1113 | 1
TAB-DEW-RPU-1121 | 1
TAB-DEW-RPU-1121A | 1
TAB-DEW-RPU-1122 | 1
TAB-DEW-RPU-1130 | 1
TAB-DEW-RPU-1132 | 1
TAB-DEW-RPU-1133 | 1
TAB-DEW-RPU-1134 | 1
TAB-DEW-RPU-1135 | 1
TAB-DEW-RPU-1136 | 1
TAB-DEW-RPU-1137 | 1
TAB-DEW-RPU-1138 | 1
TAB-DEW-RPU-1139 | 1
TAB-DEW-RPU-1140 | 1
TAB-DEW-RPU-1141 | 1
TAB-DEW-RPU-1142 | 1
TAB-DEW-RPU-1143 | 1
TAB-DEW-RPU-1144 | 1
TAB-DEW-RPU-1145 | 1
TAB-DEW-RPU-1146 | 1
TAB-DEW-RPU-1147 | 1
TAB-DEW-RPU-1150 | 1
TAB-DIG-RPU-0901 | 1
TAB-DIG-RPU-0905 | 1
TAB-DIG-RPU-0909 | 1
TAB-DIG-RPU-0909A | 1
TAB-DIG-RPU-0909B | 1
TAB-DIG-RPU-0912 | 1
TAB-DIG-RPU-1001 | 1
TAB-DIG-RPU-1002 | 1
TAB-DIG-RPU-1004 | 1
TAB-DIG-RPU-1005 | 1
TAB-DIG-RPU-1006 | 1
TAB-DIG-RPU-1007 | 1
TAB-DIG-RPU-1008 | 1
TAB-DIG-RPU-1009 | 1
TAB-DIG-RPU-1011 | 1
TAB-DIG-RPU-1012 | 1
TAB-DIG-RPU-1013 | 1
TAB-DIG-RPU-1021 | 2
TAB-DIG-RPU-1022 | 2
TAB-DIG-RPU-1023 | 2
TAB-DIG-RPU-1024 | 2
TAB-DIG-RPU-1032 | 1
TAB-DIG-RPU-1035 | 1
TAB-DIG-RPU-1036 | 1
TAB-DIG-RPU-1037 | 1
TAB-DIG-RPU-1041 | 1
TAB-DIS-RPU-0522S | 2
TAB-DIS-RPU-0523 | 1
TAB-DIS-RPU-0801 | 1
TAB-EL1-RPU-0327 | 1
TAB-EL2-RPU-0810 | 1
TAB-EL3-RPU-0820 | 1
TAB-EPG-RPU-6001 | 1
TAB-OCS-RPU-0326 | 1
TAB-OCS-RPU-0516 | 1
TAB-OCS-RPU-0517 | 1
TAB-OCS-RPU-0518 | 1
TAB-OCS-RPU-0519 | 1
TAB-OCS-RPU-1209 | 1
TAB-PAB-RPU-0221 | 1
TAB-PAB-RPU-0222 | 1
TAB-PLT-RPU-0301 | 1
TAB-PLT-RPU-0302 | 1
TAB-PLT-RPU-0321 | 1
TAB-PLT-RPU-0322 | 1
TAB-PLT-RPU-0323 | 1
TAB-PLT-RPU-0324 | 1
TAB-PLT-RPU-0325 | 1
TAB-PLT-RPU-0326 | 1
TAB-PLT-RPU-0330 | 1
TAB-PLT-RPU-0331 | 1
TAB-PLT-RPU-0332 | 1
TAB-PLT-RPU-0333 | 1
TAB-PLT-RPU-0401 | 1
TAB-PLT-RPU-0402 | 1
TAB-PLT-RPU-0403 | 1
TAB-PLT-RPU-0404 | 1
TAB-PLT-RPU-0405 | 1
TAB-PLT-RPU-0406 | 1
TAB-PLT-RPU-0407 | 1
TAB-PLT-RPU-0408 | 1
TAB-PLT-UPS-0323 | 1
TAB-PRM-RPU-0311 | 1
TAB-PRM-RPU-0312 | 1
TAB-PRM-RPU-0312A | 1
TAB-PRM-RPU-0312C | 1
TAB-PRM-RPU-0313 | 1
TAB-PRM-RPU-0314 | 1
TAB-PRM-RPU-0314A | 1
TAB-PRM-RPU-0314B | 1
TAB-PRM-RPU-0320 | 1
TAB-PRM-RPU-0328 | 1
TAB-PRM-RPU-0329 | 1
TAB-PRM-RPU-0411 | 1
TAB-PRM-RPU-0412 | 1
TAB-PRM-RPU-0412C | 1
TAB-PRS-RPU-0521 | 1
TAB-PRS-RPU-0524 | 1
TAB-PWA-RPU-0420 | 2
TAB-PWA-RPU-0421 | 1
TAB-PWA-RPU-0422 | 1
TAB-PWA-RPU-0423 | 1
TAB-PWA-RPU-0830 | 1
TAB-RSP-RPU-0201 | 1
TAB-RSP-RPU-0202 | 1
TAB-RSP-RPU-0203 | 1
TAB-RSP-RPU-0204 | 1
TAB-RSP-RPU-0206 | 1
TAB-RSP-RPU-0211 | 1
TAB-RSP-RPU-0212 | 1
TAB-RSP-RPU-0213 | 1
TAB-RSP-RPU-0214 | 1
TAB-RSP-RPU-0215 | 1
TAB-RSP-RPU-0216 | 1
TAB-RSP-RPU-0231 | 1
TAB-RSP-RPU-0232 | 2
TAB-RSP-RPU-EIMCO-1 | 1
TAB-RSP-RPU-EIMCO-2 | 1
TAB-SA-RPU-0101 | 1
TAB-SA-RPU-0201 | 1
TAB-SA-RPU-0301 | 1
TAB-SA-RPU-0401 | 1
TAB-SA-RPU-0730 | 1
TAB-SA-RPU-0731 | 1
TAB-SA-RPU-0732 | 1
TAB-SA-RPU-0733 | 1
TAB-SA-RPU-0734 | 1
TAB-SLO-RPU-1201 | 1
TAB-SLO-RPU-1207 | 1
TAB-SLO-RPU-1208 | 1
TAB-SLO-RPU-1212 | 1
TAB-STR-RPU-0501 | 1
TAB-STR-RPU-0502 | 1
TAB-STR-RPU-0503 | 1
TAB-STR-RPU-0504 | 1
TAB-STR-RPU-0505 | 1
TAB-STR-RPU-0506 | 1
TAB-STR-RPU-0507 | 1
TAB-STR-RPU-0508 | 1
TAB-STR-RPU-0509 | 1
TAB-STR-RPU-0511 | 1
TAB-STR-RPU-0515 | 1
TAB-STR-RPU-0707 | 1
TAB-STR-RPU-0708 | 1
TAB-STR-RPU-0709 | 1
TAB-STR-RPU-0710 | 1
TAB-STR-RPU-0711 | 1
TAB-STR-RPU-0721 | 1
TAB-STR-RPU-0722 | 1
TAB-STR-RPU-0723 | 1
TAB-STR-RPU-0724 | 1
TAB-STR-RPU-0725 | 1
TAB-STR-RPU-0726 | 1
TAB-THK-RPU-0412A | 1
TAB-THK-RPU-0601 | 1
TAB-THK-RPU-0602 | 1
TAB-THK-RPU-0603 | 1
TAB-THK-RPU-0604 | 1
TAB-THK-RPU-0605 | 1
TAB-THK-RPU-0606 | 1
TAB-THK-RPU-0607 | 1
TAB-THK-RPU-0610 | 1
THC-ACC-RPU-1401 | 1
THC-ACC-RPU-1601 | 2
THC-ACC-RPU-1602 | 2
THC-ACC-RPU-1801 | 2
THC-ACC-RPU-1901 | 2
THC-ACC-RPU-1902 | 1
THC-ACC-RPU-2170 | 1
THC-ACC-RPU-2701 | 1
THC-ACC-RPU-2901 | 1
THC-ACC-RPU-3011 | 1
THC-ACC-RPU-3012 | 1
THC-AUX-RPU-2801 | 1
THC-DEW-RPU-2101 | 2
THC-DEW-RPU-2101A | 2
THC-DEW-RPU-2101B | 2
THC-DEW-RPU-2101C | 2
THC-DEW-RPU-2101D | 2
THC-DEW-RPU-2101E | 2
THC-DEW-RPU-2102 | 2
THC-DEW-RPU-2103 | 2
THC-DEW-RPU-2104 | 2
THC-DEW-RPU-2201 | 2
THC-DEW-RPU-2202 | 2
THC-DEW-RPU-2203 | 1
THC-DEW-RPU-2205 | 1
THC-DEW-RPU-2206 | 1
THC-DEW-RPU-2213 | 1
THC-DEW-RPU-2214 | 1
THC-DEW-RPU-2301 | 1
THC-DEW-RPU-2302 | 1
THC-DEW-RPU-2303 | 1
THC-DEW-RPU-2304 | 1
THC-DEW-RPU-2305 | 1
THC-DEW-RPU-2306 | 1
THC-DEW-RPU-2311 | 1
THC-DEW-RPU-2312 | 1
THC-DEW-RPU-2313 | 1
THC-DEW-RPU-2314 | 1
THC-DEW-RPU-2315 | 1
THC-DEW-RPU-2901 | 2
THC-DIG-RPU-1401 | 1
THC-DIG-RPU-1401A | 5
THC-DIG-RPU-1401B | 2
THC-DIG-RPU-1404 | 1
THC-DIG-RPU-1705 | 2
THC-DIS-RPU-1202 | 1
THC-DIS-RPU-1801 | 1
THC-DIS-RPU-2801 | 1
THC-ELS-RPU-1401 | 1
THC-ELS-RPU-1605 | 1
THC-INC-RPU-2101 | 2
THC-INC-RPU-2101A | 2
THC-INC-RPU-2101B | 2
THC-INC-RPU-2102 | 1
THC-INC-RPU-2105 | 1
THC-OCS-RPU-1601 | 2
THC-OCS-RPU-1802 | 2
THC-OCS-RPU-1803 | 2
THC-OCS-RPU-2901 | 2
THC-OCS-RPU-3013 | 2
THC-PLT-RPU-1502 | 1
THC-PLT-RPU-3001 | 2
THC-PLT-RPU-3002 | 1
THC-PLT-RPU-3003 | 1
THC-PLT-RPU-3004 | 1
THC-PLT-RPU-3005 | 1
THC-PLT-RPU-3006 | 1
THC-PLT-RPU-3007 | 1
THC-PLT-RPU-3008 | 1
THC-PLT-RPU-3009 | 1
THC-PLT-RPU-3010 | 1
THC-POL-RPU-2201 | 2
THC-PRM-RPU-1811 | 1
THC-PRM-RPU-1813 | 1
THC-PRM-RPU-2501 | 1
THC-PRS-RPU-1303 | 1
THC-PWA-RPU-2201 | 1
THC-PWA-RPU-2401 | 2
THC-PWA-RPU-2402 | 2
THC-THK-RPU-1602 | 2
THC-THK-RPU-1603 | 2
THC-THK-RPU-1604 | 2
THC-THK-RPU-1605 | 2
THC-THK-RPU-1606 | 2
THC-THK-RPU-1607 | 2
THC-THK-RPU-1608 | 1
THC-THK-RPU-1609 | 1
THC-THK-RPU-1611 | 1
THC-THK-RPU-1612 | 1
THC-THK-RPU-1613 | 1
THC-THK-RPU-1614 | 1
THC-THK-RPU-1615 | 2
THC-THK-RPU-1616 | 2
THR-ACC-OIT-0001 | 1
THR-ACC-RPU-0001A | 1
THR-ACC-RPU-0001B | 1
THR-ACC-RPU-0003B | 1
THR-ACC-RPU-0003S | 1
THR-ACC-RPU-0004 | 1
THR-ACC-RPU-0006 | 1
THR-ACC-RPU-0007 | 1
THR-ACC-RPU-0020 | 1
THR-ACC-RPU-0100 | 2
THR-ACC-RPU-0200 | 2
THR-ACC-RPU-0212 | 1
THR-ACC-RPU-0222 | 1
THR-ACC-RPU-0400 | 1
THR-ACC-RPU-0701 | 2
THR-ACC-RPU-3300 | 1
THR-ACC-RPU-3400 | 2
THR-ACC-RPU-3600 | 2
THR-ACC-RPU-5000 | 1
THR-AER-RPU-0001 | 2
THR-AER-RPU-0002 | 2
THR-AER-RPU-0003 | 2
THR-AER-RPU-0004 | 1
THR-AER-RPU-0005 | 1
THR-AER-RPU-0010S | 2
THR-AER-RPU-0011S | 2
THR-AER-RPU-0012S | 2
THR-AER-RPU-0013S | 2
THR-AER-RPU-0014S | 2
THR-AER-RPU-0020 | 2
THR-AER-RPU-0021 | 2
THR-AER-RPU-0022 | 2
THR-AER-RPU-0023 | 2
THR-AER-RPU-0030 | 2
THR-AER-RPU-0031 | 2
THR-AER-RPU-0032 | 2
THR-AER-RPU-0054 | 2
THR-AER-RPU-0057 | 1
THR-AER-RPU-0100 | 2
THR-AER-RPU-0100A | 1
THR-AER-RPU-0100B | 1
THR-AER-RPU-0200 | 2
THR-AER-RPU-0200A | 1
THR-AI-RPU-0100 | 2
THR-CG-OIT-0001 | 1
THR-CG-OIT-0002 | 1
THR-CG-RPU-0001 | 1
THR-CG-RPU-0002 | 1
THR-CG-RPU-0005 | 1
THR-CG-RPU-0010 | 1
THR-CG-RPU-0011 | 1
THR-CG-RPU-0012 | 1
THR-CG-RPU-0014 | 1
THR-CG-RPU-0015 | 1
THR-DCL-RPU-0001 | 2
THR-DIG-RPU0002 | 1
THR-DIG-RPU-0002 | 1
THR-DIG-RPU-0003 | 4
THR-DIG-RPU-0004 | 4
THR-DIG-RPU-0005 | 1
THR-DIG-RPU-0006 | 3
THR-DIG-RPU-0011 | 2
THR-DIG-RPU-0012 | 2
THR-DIG-RPU-0013S | 2
THR-DIG-RPU-0014S | 2
THR-DIG-RPU-0014-SUSPEND | 1
THR-DIG-RPU-0015S | 2
THR-DIG-RPU-0015-SUSPEND | 1
THR-DIG-RPU-0016 | 1
THR-DIG-RPU-0016A | 3
THR-DIG-RPU-0017 | 1
THR-DIG-RPU-0017A | 4
THR-DIG-RPU-0018 | 3
THR-DIG-RPU-0018A | 3
THR-DIG-RPU-0019 | 1
THR-DIG-RPU-0019A | 3
THR-DIG-RPU-0020 | 1
THR-DIG-RPU-0020A | 3
THR-DIG-RPU-0021 | 1
THR-DIG-RPU-0021A | 3
THR-DIG-RPU-0022 | 3
THR-DIG-RPU-0023 | 1
THR-DIG-RPU-0051 | 2
THR-DIG-RPU-0051B | 1
THR-DIG-UPS-0051 | 1
THR-DIS-RPU-0001 | 2
THR-DIS-RPU-0001A | 3
THR-DIS-RPU-0002 | 5
THR-DIS-RPU-0004 | 2
THR-ELS-RPU-0001 | 2
THR-ELS-RPU-0002 | 1
THR-ELS-RPU-0003 | 1
THR-ELS-RPU-0100 | 1
THR-EPS-RPU-0001 | 1
THR-FPW-RPU-0001 | 2
THR-FPW-RPU-0002 | 3
THR-FPW-RPU-0010 | 1
THR-FPW-RPU-0100 | 1
THR-FT-RPU-0001S | 4
THR-FT-RPU-0002S | 3
THR-FT-RPU-0003S | 3
THR-FT-RPU-0004S | 3
THR-FT-RPU-0005S | 3
THR-FT-RPU-0006AS | 1
THR-FT-RPU-0006BS | 1
THR-FT-RPU-0007 | 2
THR-FT-RPU-0008 | 3
THR-FT-RPU-0009 | 3
THR-FT-RPU-0010 | 3
THR-FT-RPU-0011 | 3
THR-FT-RPU-0012S | 3
THR-FT-RPU-0021 | 1
THR-FT-RPU-0022S | 1
THR-FT-RPU-0023 | 1
THR-FT-RPU-0024 | 1
THR-FT-RPU-0025S | 1
THR-FT-RPU-0036 | 1
THR-FT-RPU-0050 | 1
THR-FT-RPU-0057A | 1
THR-FT-RPU-0100 | 1
THR-FT-RPU-0200 | 1
THR-FT-RPU-0200A | 1
THR-FT-RPU-0300 | 1
THR-FT-RPU-0400 | 1
THR-FT-RPU-0400A | 1
THR-FT-RPU-0500 | 1
THR-OCS-RPU-0027S | 1
THR-OCS-RTU-0027 | 1
THR-PLT-RPU-0001 | 2
THR-PLT-RPU-0002 | 2
THR-PLT-RPU-0010 | 2
THR-PLT-RPU-0011 | 2
THR-PLT-RPU-0020 | 1
THR-PLT-RPU-0203 | 1
THR-PLT-RPU-0204 | 1
THR-PLT-RPU-0205 | 1
THR-PLT-RPU-0206 | 1
THR-PLT-RPU-0207 | 1
THR-PLT-RPU-0208 | 1
THR-PLT-RPU-0209 | 1
THR-PLT-RPU-0210 | 1
THR-PLT-RPU-0220 | 1
THR-PLT-RPU-0221 | 1
THR-PLT-RPU-0231 | 1
THR-PLT-RPU-0232 | 1
THR-PLT-RPU-0233 | 1
THR-PLT-RPU-0234 | 1
THR-PRM-OIT-0902 | 1
THR-PRM-OIT-1002 | 1
THR-PRM-OIT-1102 | 1
THR-PRM-RPU-0001 | 3
THR-PRM-RPU-0002 | 3
THR-PRM-RPU-0003 | 3
THR-PRM-RPU-0004 | 1
THR-PRM-RPU-0005 | 3
THR-PRM-RPU-0010 | 3
THR-PRM-RPU-0011 | 3
THR-PRS-RPU-0001 | 1
THR-PRS-RPU-0001S | 2
THR-SPC-RPU-0001A | 2
THR-SPC-RPU-0001B | 1
THR-SPC-RPU-0002 | 1
THR-SPC-RPU-0003A | 1
THR-SPC-RPU-0003B | 1
THR-SPC-RPU-0003C | 1
THR-THK-RPU-0005 | 3
THR-THK-RPU-0007 | 3
THR-THK-RPU-0008 | 3
THR-THK-RPU-0011 | 3
THR-THK-RPU-0012 | 3
THR-THK-RPU-0013 | 3
THR-THK-RPU-0014 | 3
THR-THK-RPU-0200 | 3
TNT-AER-RPU-0101 | 1
TNT-CSO-RPU-1401 | 1
TNT-DIS-RPU-1101 | 1
TNT-DIS-RPU-1101A | 1
TNT-ELS-RPU-1301 | 1
WTR-029B-RPU-0016 | 1
WTR-037-RPU-0001 | 1
WTR-108-RPU-0001 | 1
WTR-119-RPU-0001A | 1
WTR-153-RPU-0002 | 1
WTR-176-RPU-0009A | 1
WTR-194-RPU-0701 | 1
WTR-250-RPU-3B01 | 1
WTR-269-RPU-0401 | 1
WTR-282-RPU-0016 | 1
WTR-282-RPU-0201 | 1
WTR-287-RPU-0004A | 1
WTR-298-RPU-0001 | 1
WTR-300-RPU-1101 | 1
WTR-307-RPU-1601 | 1
WTR-316-RPU-0601 | 1
WTR-333-RPU-0013 | 1
WTR-359-RPU-0401 | 1
WTR-365-RPU-0601 | 1
WTR-PAH-RPU-0001 | 1
WTR-PBV-RPU-0101 | 1
WTR-PDS-RPU-0001 | 2
WTR-PDS-RPU-0001S | 2
WTR-PEG-RPU-0001 | 1
WTR-PEG-RPU-0003 | 1
WTR-PEL-RPU-0001 | 1
WTR-PEL-RPU-0002 | 1
WTR-PEL-RPU-0003 | 1
WTR-PJO-RPU-0001 | 1
WTR-PJO-RPU-0003 | 1
WTR-PJS-RPU-0001 | 1
WTR-PJS-RPU-0002 | 1
WTR-PKL-RPU-0001 | 1
WTR-PKN-RPU-0001 | 1
WTR-PKN-RPU-0002 | 1
WTR-PLW-RPU-0001 | 1
WTR-PLW-RPU-0002 | 1
WTR-PLW-RPU-0004 | 1
WTR-PMI-RPU-0001 | 1
WTR-PMI-RPU-0002 | 2
WTR-PMI-RPU-0003 | 2
WTR-PPD-RPU-0001 | 1
WTR-PRH-RPU-0001 | 1
WTR-PRH-RPU-0002 | 1
WTR-PRV-RPU-0001 | 1
WTR-PSA-RPU-0001 | 1
WTR-PSA-RPU-0002 | 1
WTR-PSA-RPU-0003 | 1
WTR-PSC-RPU-0001 | 1
WTR-PTH-RPU-0001 | 1
WTR-PTH-RPU-0002 | 1
WTR-PWT-RPU-0001 | 1
WTR-PWT-RPU-0002 | 1
WTR-RBV-RPU-0001 | 1
WTR-RDF-RPU-0001 | 2
WTR-RDF-RPU-0002 | 1
WTR-REB-RPU-0001 | 1
WTR-REG-RPU-0001 | 1
WTR-RKL-RPU-0001 | 1
WTR-RLL-RPU-0001 | 1
WTR-RLW-RPU-0001 | 1
WTR-RMA-RPU-0001 | 1
WTR-RMI-RPU-0001 | 1
WTR-RMI-RPU-0002 | 1
WTR-RMP-RPU-0001S | 1
WTR-RMT-RPU-0001 | 1
WTR-RRG-RPU-0001 | 1
WTR-RRH-RPU-0001 | 1
WTR-RRV-RPU-0001 | 1
WTR-RST-RPU-0001 | 1
WTR-RST-RPU-0001S | 1
WTR-RWA-RPU-0001 | 1
WTR-RWB-RPU-0001S | 1
WTR-RWL-RPU-0001 | 1
http://www.toronto.ca/TWONTO#00367 | 1180
COL-PCU-FS-0101 | 2
COL-PLB-FS-0100 | 3
COL-PMM-FS-0100 | 3
COL-PMY-FSL-0001 | 2
COL-PMY-FSL-0002 | 2
COL-PMY-FSL-0003 | 2
COL-PMY-FSL-0004 | 2
COL-PMY-FSL-0005 | 2
COL-PMY-FSL-0006 | 2
COL-PMY-FSL-0007 | 2
COL-PNT-FS-0100 | 3
COL-PSW-FS-0100 | 2
COL-PWR-FS-0101 | 2
EV2622D | 1
EV2623D | 1
EV2624D | 1
FCL-ACC-FS-0101 | 1
FCL-ACC-FS-0102 | 1
FCL-ACC-FS-0103 | 1
FCL-ACC-FS-0104 | 1
FCL-ACC-FS-0201 | 1
FCL-ACC-FS-0202 | 1
FCL-ACC-FS-0203 | 1
FCL-ACC-FS-0204 | 1
FCL-ACC-FS-0401 | 1
FCL-ACC-FS-0402 | 1
FCL-ACC-FS-0403 | 1
FCL-ACC-FS-0404 | 1
FCL-ACC-FS-0405 | 1
FCL-ACC-FS-0406 | 1
FCL-ACC-FS-0407 | 1
FCL-ACC-FS-0408 | 1
FCL-ACC-FS-0409 | 1
FCL-ACC-FS-0410 | 1
FCL-ACC-FS-0411 | 1
FCL-ACC-FS-0701 | 1
FCL-ACC-FS-0702 | 1
FCL-ACC-FS-0703 | 1
FCL-ACC-FS-0706 | 1
FCL-ACC-FS-0720 | 1
FCL-ALM-FSL-0101 | 1
FCL-ALM-FSL-0101(S) | 2
FCL-ALM-FSL-0201 | 1
FCL-ALM-FSL-0201(S) | 2
FCL-ALM-FSL-0301 | 1
FCL-ALM-FSL-0301(S) | 3
FCL-AM-FS-0001 | 1
FCL-AM-FSL-0101-SUS | 2
FCL-CLB-FSL-0001A | 2
FCL-CLB-FSL-0001B | 2
FCL-CLB-FSL-0002 | 2
FCL-CLB-FSL-0003A-SUS | 2
FCL-CLB-FSL-0003B-SUS | 2
FCL-DCL-FSL-0001 | 2
FCL-DCL-FSL-0002 | 2
FCL-DCL-FSL-0003A-SUS | 2
FCL-DCL-FSL-0003B-SUS | 2
FCL-DCL-FSL-0004A-SUS | 2
FCL-DCL-FSL-0004B-SUS | 2
FCL-FL-FSL-0101-SUS | 2
FCL-FLT-FSL-0003A | 2
FCL-FLT-FSL-0003B | 2
FCL-FLT-FSL-0004 | 2
FCL-FLT-FSL-0005 | 2
FCL-POL-FSL-4110 | 1
FCL-POL-FSL-4120 | 1
FCL-POL-FSL-4130 | 1
FCL-POL-FSL-4210 | 1
FCL-POL-FSL-4220 | 1
FCL-POL-FSL-4230 | 1
FCL-RW-FSL-0001 | 1
FCL-RW-FSL-0002 | 2
FCL-RW-FSL-0003 | 1
FCL-RW-FSL-0003-SUS | 2
FCL-RW-FSL-0004 | 2
FCL-RW-FSL-0005 | 2
FCL-RW-FSL-0701 | 2
FCL-RW-FSL-0801 | 2
FCL-RW-FSL-0901 | 2
FCL-RW-FSL-1001 | 2
FCL-SED-FSL-0001A | 1
FCL-SED-FSL-0001B | 1
FCL-SED-FSL-0002 | 1
FCL-SES-FSH-0101 | 1
FCL-SM-FSH-0001-SUS | 2
FCL-TRW-FSL-0001 | 2
FCL-TRW-FSL-0002 | 1
FCL-TRW-FSL-0003 | 1
FCL-TRW-FSL-0004 | 1
FCL-TRW-FSL-0005 | 1
FCL-TRW-FSL-0006 | 1
FCL-TRW-FSL-0007 | 1
FCL-WWW-FSL-1105 | 1
FCL-WWW-FSL-1202 | 1
FCL-WWW-FSL-7013 | 1
FCL-WWW-FSL-7014 | 3
FHA-ALM-FSL-0001 | 1
FHA-SES-FSH-0401 | 1
FHA-SES-FSH-0402 | 1
FHA-SES-FSH-0403 | 1
FHA-SES-FSH-0404 | 1
FHA-SES-FSH-0405 | 1
FHA-WWW-FSL-0001 | 1
FHO-ACC-FS-0101 | 1
FHO-ACC-FS-0102 | 1
FHO-ACC-FS-0103 | 1
FHO-ACC-FS-0104 | 1
FHO-ACC-FS-0105 | 1
FHO-ACC-FS-0106 | 1
FHO-ACC-FS-0201 | 1
FHO-ACC-FS-0203 | 1
FHO-ACC-FS-0301 | 1
FHO-ACC-FS-0302 | 1
FHO-ACC-FS-0501 | 1
FHO-ACC-FS-0601 | 1
FHO-ACC-FS-0702 | 1
FHO-ACC-FS-0801 | 1
FHO-ACC-FS-0901 | 1
FHO-ACC-FS-1001 | 1
FHO-ACC-FS-1101 | 1
FHO-ACC-FS-1511 | 1
FHO-ACC-FS-1512 | 1
FHO-ACC-FS-1513 | 1
FHO-ACC-FS-1514 | 1
FHO-ACC-FS-1515 | 1
FHO-ACC-FS-1516 | 1
FHO-ACC-FS-1517 | 1
FHO-ACC-FS-1518 | 1
FHO-ACC-FS-1519 | 1
FHO-ACC-FS-1521 | 1
FHO-ACC-FS-1522 | 1
FHO-ACC-FS-1531 | 1
FHO-ACC-FS-1532 | 1
FHO-ACC-FS-1541 | 1
FHO-ACC-FS-1542 | 1
FHO-ACC-FS-1544 | 1
FHO-ACC-FS-1551 | 1
FHO-ACC-FS-1552 | 1
FHO-ACC-FS-1561 | 1
FHO-ACC-FS-1562 | 1
FHO-ACC-FS-1563 | 1
FHO-ACC-FS-1567 | 1
FHO-ACC-FS-1568 | 1
FHO-ACC-FS-1631 | 1
FHO-ACC-FS-1632 | 1
FHO-ACC-FS-1641 | 1
FHO-ACC-FS-1642 | 1
FHO-ACC-FS-1701 | 1
FHO-ACC-FS-1702 | 1
FHO-ACC-FS-1703 | 1
FHO-ACC-FS-1704 | 1
FHO-AM-FS-0202 | 1
FHO-AM-FSL-0001 | 2
FHO-BW-FSL-1301 | 1
FHO-BW-FSL-1401 | 1
FHO-BW-FSL-1501 | 1
FHO-BW-FSL-1601 | 1
FHO-CLB-FSL-0002A | 1
FHO-CLB-FSL-0002B | 1
FHO-DCL-FSL-0401 | 1
FHO-DCL-FSL-0402 | 1
FHO-DCL-FSL-0501 | 1
FHO-DCL-FSL-0502B | 1
FHO-DOZ-FSL-0500 | 1
FHO-FEQ-FSH-0001 | 1
FHO-FEQ-FSH-0002 | 1
FHO-FEQ-FSH-0003 | 1
FHO-FEQ-FSH-0004 | 1
FHO-FEQ-FSH-0005 | 1
FHO-FEQ-FSH-0006 | 1
FHO-FEQ-FSH-0007 | 1
FHO-FL-FSL-0001 | 1
FHO-FL-FSL-0002 | 1
FHO-FL-FSL-0101 | 1
FHO-FL-FSL-0301 | 1
FHO-FL-FSL-0302 | 1
FHO-FL-FSL-0303 | 1
FHO-FLO-FSL-0001 | 1
FHO-FLT-FSL-5001 | 1
FHO-FLT-FSL-5002 | 1
FHO-FLT-FSL-5003 | 1
FHO-RW-FSL-0002 | 1
FHO-RW-FSL-0003 | 1
FHO-RW-FSL-0004 | 1
FHO-RW-FSL-0005 | 1
FHO-RW-FSL-0006 | 1
FHO-SBS-FSH-0001 | 1
FHO-SBS-FSL-0001 | 1
FHO-SES-FSH-7012 | 1
FHO-SES-FSH-7013 | 1
FHO-TRW-FSL-0004 | 1
FHO-TRW-FSL-0005 | 1
FHO-TRW-FSL-0101 | 1
FHO-TRW-FSL-0102 | 1
FHO-TRW-FSL-0103 | 1
FHO-TRW-FSL-0104 | 1
FHO-TRW-FSL-0105 | 1
FHO-TRW-FSL-0106 | 1
FIS-AM-FSL-0102 | 1
FIS-AM-FSL-0801 | 1
FIS-CLA-FSL-0001 | 3
FIS-CLB-FSL-0001 | 2
FIS-CLB-FSL-0002 | 2
FIS-DCL-FSL-0001 | 2
FIS-FL-FSL-0001 | 2
FIS-FL-FSL-0101 | 1
FIS-FL-FSL-0102-SUS | 2
FIS-FLT-FSL-0001-SUS | 2
FIS-FLT-FSL-0002SUS | 3
FIS-FLT-FSL-0003 | 3
FIS-FLT-FSL-0004 | 3
FIS-PCL-FSL-0002 | 1
FIS-PCL-FSL-0003 | 1
FIS-PCL-FSL-0101-SUS | 2
FIS-PCL-FSL-0201-SUS | 2
FIS-PCL-FSL-0202-SUS | 2
FIS-PCL-FSL-0301-SUS | 2
FIS-PCL-FSL-0401-SUS | 2
FIS-PCL-FSL-0501-SUS | 2
FIS-POL-FE-1001 | 1
FIS-POL-FE-1101 | 1
FIS-POL-FSL-1001 | 1
FIS-POL-FSL-1101 | 1
FIS-RW-FSL-0001 | 2
FIS-RW-FSL-0002-SUS | 3
FIS-RW-FSL-0003 | 2
FIS-RW-FSL-0004-SUS | 3
FIS-RW-FSL-0005-SUS | 2
FIS-RW-FSL-0006SUS | 2
FIS-RW-FSL-0007-SUS | 3
FIS-RW-FSL-0008-SUS | 3
FIS-RW-FSL-0009-SUS | 3
FIS-RW-FSL-0601 | 3
FIS-RW-FSL-0701 | 3
FIS-SES-FSH-0001 | 1
FIS-SES-FSH-1011 | 1
FIS-SM-FS-0001 | 1
FIS-TRW-FSL-0001 | 3
FIS-TRW-FSL-0002 | 3
FIS-TRW-FSL-0003 | 1
FIS-TRW-FSL-0004 | 1
TAB-ACC-FLS-0311 | 1
TAB-ACC-FLS-1014 | 1
TAB-ACC-FS-0060 | 1
TAB-ACC-FS-1303 | 1
TAB-ACC-FS-2012 | 1
TAB-ACC-FS-8220 | 1
TAB-ACC-FS-8221 | 1
TAB-ACC-FSH-0205 | 2
TAB-ACC-FSL-0010 | 1
TAB-ACC-FSL-0020 | 1
TAB-ACC-FSL-0030 | 1
TAB-ACC-FSL-0040 | 1
TAB-ACC-FSL-0050 | 1
TAB-ACC-FSL-0060 | 2
TAB-ACC-FSL-0070 | 2
TAB-ACC-FSL-0080 | 2
TAB-ACC-FSL-0090 | 1
TAB-ACC-FSL-0100 | 1
TAB-ACC-FSL-0110 | 1
TAB-ACC-FSL-0111 | 1
TAB-ACC-FSL-0120 | 1
TAB-ACC-FSL-0121 | 1
TAB-ACC-FSL-0130 | 2
TAB-ACC-FSL-0131 | 1
TAB-ACC-FSL-0140 | 2
TAB-ACC-FSL-0150 | 1
TAB-ACC-FSL-0160 | 1
TAB-ACC-FSL-0190 | 1
TAB-ACC-FSL-0192 | 1
TAB-ACC-FSL-0200 | 1
TAB-ACC-FSL-0211 | 1
TAB-ACC-FSL-0212 | 1
TAB-ACC-FSL-0230 | 2
TAB-ACC-FSL-0232 | 1
TAB-ACC-FSL-0234 | 2
TAB-ACC-FSL-0312 | 1
TAB-ACC-FSL-0330 | 1
TAB-ACC-FSL-0360 | 1
TAB-ACC-FSL-0380 | 1
TAB-ACC-FSL-0611 | 1
TAB-ACC-FSL-0612 | 1
TAB-ACC-FSL-0811 | 1
TAB-ACC-FSL-0812 | 1
TAB-ACC-FSL-0900 | 1
TAB-ACC-FSL-0910 | 1
TAB-ACC-FSL-0920 | 1
TAB-ACC-FSL-0950 | 1
TAB-ACC-FSL-1000 | 1
TAB-ACC-FSL-1013 | 1
TAB-ACC-FSL-1015 | 1
TAB-ACC-FSL-1210 | 1
TAB-ACC-FSL-1211 | 1
TAB-ACC-FSL-1212 | 1
TAB-ACC-FSL-1220 | 1
TAB-ACC-FSL-1230 | 1
TAB-ACC-FSL-1231 | 1
TAB-ACC-FSL-1250 | 1
TAB-ACC-FSL-1310 | 1
TAB-ACC-FSL-1320 | 1
TAB-ACC-FSL-1401 | 1
TAB-ACC-FSL-1402 | 1
TAB-ACC-FSL-1403 | 1
TAB-ACC-FSL-1404 | 1
TAB-ACC-FSL-1410 | 1
TAB-ACC-FSL-1420 | 1
TAB-ACC-FSL-1510 | 1
TAB-ACC-FSL-1520 | 1
TAB-ACC-FSL-1600 | 1
TAB-ACC-FSL-1650 | 1
TAB-ACC-FSL-1700 | 1
TAB-ACC-FSL-1711 | 1
TAB-ACC-FSL-1712 | 1
TAB-ACC-FSL-1713 | 1
TAB-ACC-FSL-1714 | 1
TAB-ACC-FSL-1715 | 1
TAB-ACC-FSL-1750 | 2
TAB-ACC-FSL-1800 | 1
TAB-ACC-FSL-1810 | 1
TAB-ACC-FSL-1811 | 1
TAB-ACC-FSL-1830 | 1
TAB-ACC-FSL-1831 | 1
TAB-ACC-FSL-1850 | 2
TAB-ACC-FSL-1900 | 1
TAB-ACC-FSL-2010 | 1
TAB-ACC-FSL-2011 | 1
TAB-ACC-FSL-2050 | 1
TAB-ACC-FSL-2051 | 1
TAB-ACC-FSL-2811 | 1
TAB-ACC-FSL-2812 | 1
TAB-ACC-FSL-2813 | 1
TAB-ACC-FSL-2814 | 1
TAB-ACC-FSL-3010 | 1
TAB-ACC-FSL-3011 | 1
TAB-ACC-FSL-3411 | 1
TAB-ACC-FSL-3412 | 1
TAB-ACC-FSL-3431 | 1
TAB-ACC-FSL-3432 | 1
TAB-ACC-FSL-3611 | 1
TAB-ACC-FSL-3612 | 1
TAB-ACC-FSL-3650 | 1
TAB-ACC-FSL-3651 | 2
TAB-ACC-FSL-3810 | 1
TAB-ACC-FSL-3811 | 1
TAB-ACC-FSL-3880 | 1
TAB-ACC-FSL-3881 | 1
TAB-ACC-FSL-4010 | 1
TAB-ACC-FSL-4011 | 1
TAB-ACC-FSL-4410 | 1
TAB-ACC-FSL-4411 | 1
TAB-ACC-FSL-4450 | 1
TAB-ACC-FSL-4451 | 1
TAB-ACC-FSL-4501 | 1
TAB-ACC-FSL-4502 | 1
TAB-ACC-FSL-4503 | 1
TAB-ACC-FSL-4504 | 1
TAB-ACC-FSL-4505 | 1
TAB-ACC-FSL-4506 | 1
TAB-ACC-FSL-4507 | 1
TAB-ACC-FSL-4508 | 1
TAB-ACC-FSL-4509 | 1
TAB-ACC-FSL-4510 | 1
TAB-ACC-FSL-4511 | 1
TAB-ACC-FSL-4512 | 1
TAB-ACC-FSL-4535 | 1
TAB-ACC-FSL-4540 | 1
TAB-ACC-FSL-4541 | 1
TAB-ACC-FSL-4611 | 1
TAB-ACC-FSL-4612 | 1
TAB-ACC-FSL-4811 | 1
TAB-ACC-FSL-4812 | 1
TAB-ACC-FSL-4901 | 1
TAB-ACC-FSL-4902 | 1
TAB-ACC-FSL-4903 | 1
TAB-ACC-FSL-4904 | 1
TAB-ACC-FSL-5010 | 1
TAB-ACC-FSL-5011 | 1
TAB-ACC-FSL-5050 | 1
TAB-ACC-FSL-5051 | 1
TAB-ACC-FSL-5211 | 1
TAB-ACC-FSL-5212 | 1
TAB-ACC-FSL-5411 | 1
TAB-ACC-FSL-5412 | 1
TAB-ACC-FSL-5810 | 1
TAB-ACC-FSL-5811 | 1
TAB-ACC-FSL-5853 | 1
TAB-ACC-FSL-5854 | 1
TAB-ACC-FSL-5883 | 1
TAB-ACC-FSL-5884 | 1
TAB-ACC-FSL-6011 | 1
TAB-ACC-FSL-6012 | 1
TAB-ACC-FSL-6101 | 1
TAB-ACC-FSL-6102 | 1
TAB-ACC-FSL-6103 | 1
TAB-ACC-FSL-6104 | 1
TAB-ACC-FSL-6105 | 1
TAB-ACC-FSL-6106 | 1
TAB-ACC-FSL-6107 | 1
TAB-ACC-FSL-6108 | 1
TAB-ACC-FSL-6109 | 1
TAB-ACC-FSL-6110 | 1
TAB-ACC-FSL-6111 | 1
TAB-ACC-FSL-6112 | 1
TAB-ACC-FSL-6135 | 1
TAB-ACC-FSL-6211 | 1
TAB-ACC-FSL-6212 | 1
TAB-ACC-FSL-6213 | 1
TAB-ACC-FSL-6301 | 1
TAB-ACC-FSL-6302 | 1
TAB-ACC-FSL-6303 | 1
TAB-ACC-FSL-6304 | 1
TAB-ACC-FSL-6305 | 1
TAB-ACC-FSL-6306 | 1
TAB-ACC-FSL-6307 | 1
TAB-ACC-FSL-6308 | 1
TAB-ACC-FSL-6309 | 1
TAB-ACC-FSL-6310 | 1
TAB-ACC-FSL-6311 | 1
TAB-ACC-FSL-6312 | 1
TAB-ACC-FSL-6319 | 1
TAB-ACC-FSL-6320 | 1
TAB-ACC-FSL-6321 | 1
TAB-ACC-FSL-6322 | 1
TAB-ACC-FSL-6323 | 1
TAB-ACC-FSL-7310 | 1
TAB-CW-FS-6001 | 1
TAB-CW-FS-6002 | 1
TAB-CW-FS-6003 | 1
TAB-CW-FS-6004 | 1
TAB-CW-FS-6005 | 1
TAB-CW-FS-6006 | 1
TAB-CW-FSH-0001S | 2
TAB-CW-FSH-0002S | 2
TAB-CW-FSH-0003S | 2
TAB-CW-FSH-0010S | 2
TAB-CW-FSH-0011 | 1
TAB-CW-FSH-0012 | 1
TAB-CW-FSH-0025 | 1
TAB-CW-FSH-0027 | 1
TAB-CW-FSH-0030 | 1
TAB-CW-FSH-0035 | 1
TAB-CW-FSH-0036 | 1
TAB-CW-FSH-0038 | 2
TAB-CW-FSH-0039 | 2
TAB-CW-FSH-0074 | 1
TAB-CW-FSH-0076 | 2
TAB-CW-FSH-0078 | 1
TAB-CW-FSH-0079 | 1
TAB-CW-FSH-0080 | 1
TAB-CW-FSH-0081 | 1
TAB-CW-FSH-0082 | 1
TAB-CW-FSH-0083 | 1
TAB-CW-FSH-0205 | 2
TAB-CW-FSH-0401 | 1
TAB-CW-FSH-0402 | 1
TAB-CW-FSH-0403 | 1
TAB-CW-FSH-0404 | 1
TAB-CW-FSH-0405 | 1
TAB-CW-FSH-0406 | 1
TAB-CW-FSH-0612S | 2
TAB-CW-FSH-0613 | 1
TAB-CW-FSH-0630 | 1
TAB-CW-FSH-0631 | 1
TAB-CW-FSH-0632 | 1
TAB-CW-FSH-0640 | 2
TAB-CW-FSH-0660 | 2
TAB-CW-FSH-0661 | 1
TAB-CW-FSH-9704 | 1
TAB-DEW-FSL-0111 | 1
TAB-DEW-FSL-0211 | 1
TAB-DEW-FSL-0311 | 1
TAB-DEW-FSL-0411 | 1
TAB-DEW-FSL-0511 | 1
TAB-DEW-FSL-0611 | 1
TAB-DEW-FSL-0711 | 1
TAB-DEW-FSL-0811 | 1
TAB-DIG-FSH-9703 | 2
TAB-DIG-FSL-1333 | 1
TAB-DIG-FSL-1334 | 1
TAB-DIG-FSL-1433 | 1
TAB-DIG-FSL-1434 | 1
TAB-DIG-FSL-1533 | 1
TAB-DIG-FSL-1534 | 1
TAB-DIG-FSL-1633 | 1
TAB-DIG-FSL-1634 | 1
TAB-DIG-FSL-4130 | 1
TAB-DIG-FSL-4135 | 1
TAB-DIG-FSL-4140 | 1
TAB-DIG-FSL-4145 | 1
TAB-DIG-FSL-4150 | 1
TAB-DIG-FSL-4160 | 1
TAB-DIG-FSL-4190 | 1
TAB-DIG-FSL-4195 | 1
TAB-DIG-FSL-4200 | 1
TAB-DIG-FSL-4205 | 1
TAB-DIG-FSL-4210 | 1
TAB-DIG-FSL-4220 | 1
TAB-DIG-FSL-6496 | 1
TAB-DIS-FSL-2201 | 1
TAB-DIS-FSL-2203 | 1
TAB-DIS-FSL-2205 | 1
TAB-DIS-FSL-2207 | 1
TAB-OCS-FSL-6701 | 1
TAB-OCS-FSL-6741 | 2
TAB-OCS-FSL-6751 | 1
TAB-OCS-FSL-6761 | 1
TAB-PLT-FSL-0101 | 1
TAB-PLT-FSL-0181 | 1
TAB-PLT-FSL-0181? | 2
TAB-PLT-FSL-0184 | 1
TAB-PLT-FSL-0201 | 2
TAB-PLT-FSL-0281 | 1
TAB-PLT-FSL-0301 | 1
TAB-PLTFSL-0381 | 1
TAB-PLT-FSL-0381 | 1
TAB-PLT-FSL-0401 | 1
TAB-PLT-FSL-0481 | 1
TAB-PLT-FSL-0501 | 1
TAB-PLT-FSL-0511 | 1
TAB-PLT-FSL-0541 | 1
TAB-PLT-FSL-0581 | 1
TAB-PLT-FSL-0681 | 1
TAB-PLT-FSL-0771 | 1
TAB-PLT-FSL-0871 | 1
TAB-PLT-FSL-1181 | 1
TAB-PLT-FSL-1182 | 1
TAB-PLT-FSL-1451 | 1
TAB-PLT-FSL-2101 | 1
TAB-PLT-FSL-2201 | 1
TAB-PLT-FSL-2301 | 1
TAB-PLT-FSL-2401 | 1
TAB-PLT-FSL-2501 | 1
TAB-PLT-FSL-2601 | 1
TAB-PLT-FSL-2701 | 1
TAB-PLT-FSL-2801 | 1
TAB-PLT-FSL-2907 | 1
TAB-PLT-FSL-3007 | 1
TAB-PLT-FSL-7001 | 1
TAB-PRM- FSL-2100 | 1
TAB-PRM-FSL-2200 | 1
TAB-PRM-FSL-2300 | 1
TAB-PRM-FSL-2401 | 1
TAB-PRM-FSL-2402 | 1
TAB-PRM-FSL-2501? | 2
TAB-PRM-FSL-2502? | 2
TAB-PRM-FSL-2601 | 1
TAB-PRM-FSL-2602 | 1
TAB-PRM-FSL-2701 | 1
TAB-PRM-FSL-2702 | 1
TAB-PRM-FSL-3101 | 1
TAB-PRM-FSL-3102 | 1
TAB-PRM-FSL-3201 | 1
TAB-PRM-FSL-3202 | 1
TAB-PRM-FSL-3301 | 1
TAB-PRM-FSL-3302 | 1
TAB-PRM-FSL-3401 | 1
TAB-PRM-FSL-3402 | 1
TAB-PRM-FSL-3501 | 1
TAB-PRM-FSL-3502 | 1
TAB-PRM-FSL-3601 | 2
TAB-PRM-FSL-3601? | 2
TAB-PRM-FSL-3602 | 2
TAB-PRM-FSL-3602? | 2
TAB-PRM-FSL-3701 | 1
TAB-PRM-FSL-3702 | 1
TAB-PRM-FSL-3801 | 1
TAB-PRM-FSL-3802 | 1
TAB-PRM-FSL-3901 | 1
TAB-PRM-FSL-3902 | 1
TAB-PRM-FSL-4100 | 1
TAB-PRM-FSL-5001 | 1
TAB-PRM-FSL-5002 | 1
TAB-PRM-FSL-5003 | 1
TAB-PRM-FSL-5004 | 1
TAB-PRM-FSL-5005 | 2
TAB-PRM-FSL-5006 | 1
TAB-PRM-FSL-5007 | 1
TAB-PRM-FSL-6501 | 1
TAB-PRM-FSL-6502 | 1
TAB-PRM-FSL-6503 | 1
TAB-PRM-FSL-6504 | 1
TAB-PRM-FSL-6505 | 1
TAB-PRM-FSL-6506 | 2
TAB-PRM-FSL-6507 | 2
TAB-PRM-FSL-6508 | 1
TAB-PRM-FSL-6509 | 1
TAB-PRM-FSL-6510 | 1
TAB-PRM-FSL-6511 | 1
TAB-PRM-FSL-7001 | 1
TAB-PRM-FSL-7002 | 1
TAB-PRM-FSL-7003 | 1
TAB-PRM-FSL-7004 | 1
TAB-PRM-FSL-7005 | 1
TAB-PRM-FSL-7006 | 1
TAB-PRM-FSL-7007 | 1
TAB-PRM-FSL-7008 | 1
TAB-PRS-FSH-0001 | 1
TAB-PRS-FSH-0002 | 1
TAB-PRS-FSH-0005 | 1
TAB-PRS-FSH-0006 | 1
TAB-PRS-FSH-0007 | 1
TAB-PRS-FSH-0008 | 1
TAB-PRS-FSH-0009 | 1
TAB-PWA-FSL-1001 | 1
TAB-PWA-FSL-1002 | 1
TAB-RSP-FSL-1021 | 1
TAB-RSP-FSL-1031 | 1
TAB-RSP-FSL-1210 | 1
TAB-RSP-FSL-1211 | 1
TAB-RSP-FSL-1211C | 1
TAB-RSP-FSL-1211D | 1
TAB-RSP-FSL-1220 | 1
TAB-RSP-FSL-1221 | 1
TAB-RSP-FSL-1221C | 1
TAB-RSP-FSL-1221D | 1
TAB-RSP-FSL-1230 | 1
TAB-RSP-FSL-1231 | 1
TAB-RSP-FSL-1231C | 1
TAB-RSP-FSL-1231D | 1
TAB-RSP-FSL-1240 | 1
TAB-RSP-FSL-1241 | 1
TAB-RSP-FSL-1241C | 1
TAB-RSP-FSL-1241D | 1
TAB-RSP-FSL-1250 | 1
TAB-RSP-FSL-1251 | 1
TAB-RSP-FSL-1251C | 1
TAB-RSP-FSL-1251D | 1
TAB-RSP-FSL-2001 | 1
TAB-RSP-FSL-2203 | 1
TAB-RSP-FSL-2204 | 1
TAB-RSP-FSL-2205 | 1
TAB-RSP-FSL-2206 | 1
TAB-RSP-FSL-2207 | 1
TAB-RSP-FSL-2208 | 1
TAB-RSP-FSL-2209 | 1
TAB-RSP-FSL-2210 | 1
TAB-RSP-FSL-3002 | 1
TAB-RSP-FSL-3003 | 1
TAB-RSP-FSL-4001 | 1
TAB-SES-FSH-0090 | 2
TAB-SES-FSH-2201 | 1
TAB-SES-FSH-2202 | 2
TAB-SES-FSH-2203 | 1
TAB-SES-FSH-2204 | 1
TAB-SES-FSH-2205 | 1
TAB-SES-FSH-2206 | 1
TAB-SES-FSH-6300 | 1
TAB-SES-FSH-6301 | 1
TAB-SES-SQ-6300 | 2
TAB-SES-SQ-6301 | 2
TAB-THK-FSL-2102 | 1
TAB-THK-FSL-2201 | 1
TAB-THK-FSL-2202 | 1
TAB-THK-FSL-2301 | 1
TAB-THK-FSL-2302 | 1
TAB-THK-FSL-2401 | 1
TAB-THK-FSL-2402 | 1
TAB-THK-FSL-2501 | 2
TAB-THK-FSL-4112 | 1
TAB-THK-FSL-4122 | 1
TAB-THK-FSL-4132 | 1
TAB-THK-FSL-4301 | 1
TAB-THK-FSL-4302 | 1
TAB-THK-FSL-4303 | 1
TAB-THK-FSL-4304 | 1
TAB-THK-FSL-4305 | 1
TAB-THK-FSL-4306 | 1
TAB-THK-FSL-4307 | 1
TAB-THK-FSL-4308 | 1
TAB-THK-FSL-4309 | 1
TAB-THK-FSL-4310 | 1
TAB-THK-FSL-4311 | 1
TAB-THK-FSL-4312 | 1
TAB-THK-FSL-4313 | 1
THC-PLT-FSL-0155 | 1
THC-PLT-FSL-0255 | 1
THC-PLT-FSL-0355 | 1
THC-PLT-FSL-0455 | 1
THC-PLT-FSL-0555 | 1
THC-PLT-FSL-0610 | 1
THC-PLT-FSL-0920 | 1
THC-PLT-FSL-0940 | 1
THC-PLT-FSL-0960 | 1
THC-PLT-FSL-0980 | 1
THC-PLT-FSL-1015 | 1
THC-PLT-FSL-1025 | 1
THC-PLT-FSL-6411 | 1
THC-PLT-FSL-6431 | 1
THC-PLT-FSL-6451 | 1
THC-SES-FSH-6010 | 1
THR-ACC-FSH-0003 | 1
THR-ACC-FSH-0004 | 1
THR-ACC-FSL-0001 | 1
THR-ACC-FSL-0002 | 1
THR-ACC-FSL-0005 | 1
THR-ACC-FSL-0006 | 1
THR-ACC-FSL-0009 | 1
THR-ACC-FSL-0010 | 1
THR-ACC-FSL-0011 | 2
THR-ACC-FSL-0012 | 1
THR-ACC-FSL-0013 | 1
THR-ACC-FSL-0100 | 1
THR-ACC-FSL-0110 | 1
THR-ACC-FSL-0140 | 1
THR-ACC-FSL-0200 | 1
THR-ACC-FSL-0202A | 1
THR-ACC-FSL-0202B | 1
THR-ACC-FSL-0204A | 1
THR-ACC-FSL-0204B | 1
THR-ACC-FSL-0210 | 1
THR-ACC-FSL-0231 | 1
THR-ACC-FSL-0750 | 1
THR-ACC-FSL-0751 | 1
THR-ACC-FSL-0752S | 1
THR-ACC-FSL-0753S | 1
THR-ACC-FSL-0754S | 1
THR-ACC-FSL-0755S | 1
THR-ACC-FSL-0756 | 1
THR-ACC-FSL-0757 | 1
THR-ACC-FSL-0840 | 1
THR-ACC-FSL-0841 | 1
THR-ACC-FSL-0843S | 1
THR-ACC-FSL-0844S | 1
THR-ACC-FSL-0845S | 1
THR-ACC-FSL-0846S | 1
THR-ACC-FSL-0848 | 1
THR-ACC-FSL-0849 | 1
THR-ACC-FSL-0850 | 1
THR-ACC-FSL-0851 | 1
THR-ACC-FSL-0852S | 1
THR-ACC-FSL-0853S | 1
THR-ACC-FSL-0854S | 1
THR-ACC-FSL-0855S | 1
THR-ACC-FSL-0858 | 1
THR-ACC-FSL-0859 | 1
THR-ACC-FSL-0860 | 1
THR-ACC-FSL-0867 | 1
THR-ACC-FSL-0971S | 1
THR-ACC-FSL-0972S | 1
THR-ACC-FSL-1301 | 1
THR-ACC-FSL-1302 | 1
THR-ACC-FSL-1401 | 1
THR-ACC-FSL-1402 | 1
THR-ACC-FSL-1501 | 1
THR-ACC-FSL-1502 | 1
THR-ACC-FSL-1601 | 1
THR-ACC-FSL-1602 | 1
THR-ACC-FSL-1701 | 1
THR-ACC-FSL-1702 | 1
THR-BG-FS-1101 | 1
THR-BG-FS-1201 | 1
THR-BG-FSL-0111 | 1
THR-BG-FSL-0112 | 1
THR-BG-FSL-0211 | 1
THR-BG-FSL-0212 | 1
THR-CG-FS-1101 | 1
THR-CG-FS-1201 | 1
THR-CG-FSL-0001 | 1
THR-CG-FSL-0004 | 1
THR-CG-FSL-0150 | 1
THR-DCL-FSL-0101 | 1
THR-DCL-FSL-0201 | 1
THR-DCL-FSL-0601 | 1
THR-DCL-FSL-0701 | 1
THR-DIG-FSL-2214 | 2
THR-DIG-FSL-2215 | 2
THR-DIG-FSL-2264 | 2
THR-DIG-FSL-2265 | 1
THR-DIG-FSL-2318 | 1
THR-DIG-FSL-2319 | 1
THR-DIG-FSL-2368 | 1
THR-DIG-FSL-2369 | 1
THR-DIG-FSL-3115 | 4
THR-DIG-FSL-3116 | 4
THR-DIG-FSL-3165 | 3
THR-DIG-FSL-3166 | 4
THR-DIG-FSL-3211 | 3
THR-DIG-FSL-3212 | 2
THR-DIG-FSL-3271 | 2
THR-DIG-FSL-3272 | 2
THR-DIG-FSL-4710 | 1
THR-DIG-FSL-4711 | 1
THR-DIG-FSL-4760 | 1
THR-DIG-FSL-4761 | 2
THR-DIG-FSL-5240C | 1
THR-DIG-FSL-5260C | 1
THR-DIG-FSL-5280C | 1
THR-DIG-FSL-5440C | 1
THR-DIG-FSL-5460C | 1
THR-DIG-FSL-5480C | 1
THR-DIG-FSL-5640 | 1
THR-DIG-FSL-5642 | 2
THR-DIG-FSL-5660 | 1
THR-DIG-FSL-5662 | 2
THR-DIG-FSL-5680 | 1
THR-DIG-FSL-5682 | 2
THR-DIG-FSL-5840 | 1
THR-DIG-FSL-5842 | 2
THR-DIG-FSL-5860 | 1
THR-DIG-FSL-5862 | 2
THR-DIG-FSL-5880 | 1
THR-DIG-FSL-5882 | 2
THR-DIS-FSL-1304 | 1
THR-DIS-FSL-1305 | 1
THR-DIS-FSL-1311 | 1
THR-DIS-FSL-1317 | 1
THR-DIS-FSL-1354 | 1
THR-DIS-FSL-1355 | 1
THR-DIS-FSL-1361 | 1
THR-DIS-FSL-1367 | 1
THR-EPS-FSL-0110 | 1
THR-EPS-FSL-0210 | 1
THR-EPS-FSL-0310 | 1
THR-EPS-FSL-0410 | 1
THR-FPW-FSL-1041 | 2
THR-FPW-FSL-1042 | 1
THR-FPW-FSL-1043 | 1
THR-FPW-FSL-1044 | 1
THR-FT-FSL-2320 | 1
THR-FT-FSL-2321 | 1
THR-FT-FSL-2322 | 1
THR-FT-FSL-2323 | 1
THR-FT-FSL-2324 | 1
THR-FT-FSL-2520 | 1
THR-FT-FSL-2521 | 2
THR-FT-FSL-2522 | 1
THR-FT-FSL-2523 | 1
THR-FT-FSL-2524 | 1
THR-FT-FSL-2620 | 1
THR-FT-FSL-2621 | 1
THR-FT-FSL-2622 | 1
THR-FT-FSL-2623 | 1
THR-FT-FSL-2624 | 1
THR-FT-FSL-2720 | 1
THR-FT-FSL-2721 | 1
THR-FT-FSL-2722 | 1
THR-FT-FSL-2723 | 1
THR-FT-FSL-2724 | 1
THR-FT-FSL-3005S | 1
THR-FT-FSL-3006S | 1
THR-FT-FSL-3020 | 1
THR-FT-FSL-3035S | 1
THR-FT-FSL-3036S | 1
THR-FT-FSL-3040S | 1
THR-FT-FSL-3046S | 1
THR-FT-FSL-3105S | 1
THR-FT-FSL-3106S | 1
THR-FT-FSL-3120S | 1
THR-FT-FSL-3135S | 1
THR-FT-FSL-3136S | 1
THR-FT-FSL-3140S | 1
THR-FT-FSL-3146S | 1
THR-FT-FSL-3205S | 1
THR-FT-FSL-3206S | 1
THR-FT-FSL-3235S | 1
THR-FT-FSL-3236S | 1
THR-FT-FSL-3250S | 1
THR-FT-FSL-3256S | 1
THR-FT-FSL-3306 | 1
THR-FT-FSL-3320 | 1
THR-FT-FSL-3326 | 1
THR-FT-FSL-3330 | 1
THR-FT-FSL-3336 | 1
THR-FT-FSL-3340 | 1
THR-FT-FSL-3346 | 1
THR-FT-FSL-3405 | 1
THR-FT-FSL-3406 | 1
THR-FT-FSL-3420 | 1
THR-FT-FSL-3426 | 1
THR-FT-FSL-3430 | 1
THR-FT-FSL-3436 | 1
THR-FT-FSL-3440 | 1
THR-FT-FSL-3446 | 1
THR-FT-FSL-3505 | 1
THR-FT-FSL-3506 | 1
THR-FT-FSL-3520 | 1
THR-FT-FSL-3526 | 1
THR-FT-FSL-3530 | 1
THR-FT-FSL-3536 | 1
THR-FT-FSL-3540 | 1
THR-FT-FSL-3546 | 1
THR-FT-FSL-3605 | 1
THR-FT-FSL-3606 | 1
THR-FT-FSL-3620 | 1
THR-FT-FSL-3626 | 1
THR-FT-FSL-3630 | 1
THR-FT-FSL-3636 | 1
THR-FT-FSL-3640 | 1
THR-FT-FSL-3646 | 1
THR-FT-FSL-3705 | 1
THR-FT-FSL-3706 | 1
THR-FT-FSL-3720 | 1
THR-FT-FSL-3726 | 1
THR-FT-FSL-3730 | 1
THR-FT-FSL-3736 | 1
THR-FT-FSL-3740 | 1
THR-FT-FSL-3746 | 1
THR-FT-FSL-4401 | 2
THR-FT-FSL-4402 | 2
THR-FT-FSL-4403 | 2
THR-FT-FSL-4404 | 2
THR-FT-FSL-4405 | 2
THR-FT-FSL-4501 | 1
THR-FT-FSL-4502 | 1
THR-FT-FSL-4503 | 1
THR-FT-FSL-4504 | 1
THR-FT-FSL-4624 | 1
THR-FT-FSL-4625 | 2
THR-FT-FSL-4626 | 2
THR-FT-FSL-4710 | 1
THR-FT-FSL-4720 | 1
THR-FT-FSL-4730 | 1
THR-OCS-FLS-2225 | 1
THR-OCS-FSL-0045 | 1
THR-OCS-FSL-0055 | 1
THR-OCS-FSL-2205 | 1
THR-OCS-FSL-2215 | 1
THR-OCS-FSL-2225 | 1
THR-OCS-FSL-3956A | 1
THR-OCS-FSL-3956B | 1
THR-OCS-FSL-3956D | 1
THR-OCS-FSL-3957 | 1
THR-OCS-FSL-3957A | 1
THR-OCS-FSL-3957B | 1
THR-PLT-FSL-0101 | 1
THR-PLT-FSL-0103 | 1
THR-PLT-FSL-0111 | 1
THR-PLT-FSL-0113 | 1
THR-PLT-FSL-1403 | 1
THR-PLT-FSL-1404 | 1
THR-PLT-FSL-1414 | 1
THR-PLT-FSL-1424 | 1
THR-PLT-FSL-1503 | 1
THR-PLT-FSL-1504 | 1
THR-PLT-FSL-1514 | 1
THR-PLT-FSL-1524 | 1
THR-PLT-FSL-1603 | 1
THR-PLT-FSL-1604 | 1
THR-PLT-FSL-1614 | 1
THR-PLT-FSL-1624 | 1
THR-PLT-FSL-1703 | 1
THR-PLT-FSL-1704 | 1
THR-PLT-FSL-1714 | 1
THR-PLT-FSL-1724 | 1
THR-PLT-FSL-1803 | 1
THR-PLT-FSL-1804 | 1
THR-PLT-FSL-1814 | 1
THR-PLT-FSL-1824 | 1
THR-PLT-FSL-1903 | 1
THR-PLT-FSL-1904 | 1
THR-PLT-FSL-1914 | 1
THR-PLT-FSL-1924 | 1
THR-PLT-FSL-1937 | 1
THR-PLT-FSL-1947 | 1
THR-PLT-FSL-2170 | 1
THR-PLT-FSL-2171 | 1
THR-PLT-FSL-2172 | 1
THR-PLT-FSL-2202 | 1
THR-PLT-FSL-2212 | 1
THR-PLT-FSL-2222 | 1
THR-PLT-FSL-2401 | 1
THR-PLT-FSL-2501 | 1
THR-PLT-FSL-2601 | 1
THR-PLT-FSL-2701 | 1
THR-PLT-FSL-2801 | 1
THR-PLT-FSL-2901 | 1
THR-PLT-FSL-2907 | 1
THR-PLT-FSL-2927 | 1
THR-PRM-FSL-2221 | 1
THR-PRM-FSL-2231 | 1
THR-PRM-FSL-2241 | 1
THR-PRM-FSL-2340 | 1
THR-PRM-FSL-2341 | 1
THR-PRM-FSL-3223 | 1
THR-THK-FSL-7010 | 1
THR-THK-FSL-7020 | 1
TNT-ACC-FSL-5101 | 1
TNT-ACC-FSL-5201 | 1
TNT-AER-FSL-2101 | 2
TNT-AER-FSL-2201 | 1
TNT-CSO-FSL-2101 | 1
TNT-CSO-FSL-2201 | 1
TNT-CSO-FSL-2301 | 1
TNT-CSO-FSL-2401 | 1
TNT-CSO-FSL-2501 | 1
TNT-DCL-FS-0301 | 1
TNT-DCL-FS-0401 | 2
TNT-DIS-FS-0701 | 1
TNT-DIS-FS-0801 | 1
TNT-STR-FSL-1101 | 1
TNT-STR-FSL-1201 | 1
TNT-STR-FSL-1301 | 1
TNT-STR-FSL-1401S | 1
TNT-STR-FSL-1601 | 1
TNT-STR-FSL-1701 | 1
TNT-STR-FSL-1801 | 1
WTR-PEL-FSL-0301 | 1
WTR-PEL-FSL-0401 | 1
WTR-PEL-FSL-0501 | 1
WTR-PEL-FSL-0601 | 1
WTR-PEL-FSL-0701 | 1
WTR-PKL-FS-0001 | 1
WTR-PKL-FS-0002 | 1
WTR-PMI-FSL-0701 | 1
WTR-PRH-FS-1101 | 1
WTR-PRH-FS-1201 | 1
WTR-PRH-FSH-0001 | 1
WTR-PRH-FSH-0002 | 1
WTR-PSC-FS-0502 | 1
WTR-PTH-FSL-0401 | 1
http://www.toronto.ca/TWONTO#00110 | 1223
COL-PBG-MCC-0001 | 2
COL-PBR-MCC-0001 | 2
COL-PCP-MCC-0001 | 2
COL-PCP-TR-0001 | 2
COL-PCU-MCC-0100 | 2
COL-PEV-MCC-0001 | 2
COL-PFB-MCC-0001 | 1
COL-PGA-MCC-0001 | 2
COL-PHP-MCC-0001 | 2
COL-PKG-MCC-0001 | 2
COL-PKG-MCC-0002 | 2
COL-PKP-MCC-0001 | 2
COL-PLV-MCC-0001 | 2
COL-PMD-MCC-0001 | 2
COL-PMY-MCC-0001 | 2
COL-PMY-MCC-0002 | 2
COL-POM-MCC-0001 | 2
COL-PPU-LTG-0001 | 2
COL-PRD-MCC-0001 | 2
COL-PRR-MCC-0001 | 2
COL-PRX-LTG-0001 | 2
COL-PSD-MCC-0001 | 2
COL-PSK-MCC-0001 | 2
COL-PSL-LTG-0001 | 2
COL-PSL-MCC-0001 | 2
COL-PSM-CB-0002 | 2
COL-PSM-MCC-0001 | 2
COL-PSP-MCC-0001 | 2
COL-PSS-CB-0002 | 2
COL-PSS-LTG-0002 | 2
COL-PSS-LTG-0003 | 2
COL-PSS-MCC-0001 | 2
COL-PST-MCC-0001 | 2
COL-PSU-LTG-0002 | 2
COL-PSU-LTG-0003 | 2
COL-PSU-MCC-0001 | 2
COL-PSU-TR-0002 | 2
COL-PVM-MCC-0001 | 2
COL-PWC-MCC-0001 | 2
COL-PWN-MCC-0001 | 2
COL-PWR-MCC-0100 | 2
COL-RBB-LTG-0001 | 2
COL-RBB-LTG-0002 | 2
COL-RBB-MCC-0001 | 2
COL-RBB-PDP-0001 | 2
COL-RBB-PDP-0002 | 2
COL-SKW-CB-0004 | 2
COL-SKW-MCC-0001 | 2
COL-SMC-MCC-0001 | 2
FCL-ELS-MCC-001D | 1
FCL-ELS-MCC-001F | 1
FCL-ELS-MCC-001G | 1
FCL-ELS-MCC-002D | 1
FCL-ELS-MCC-002F | 1
FCL-ELS-MCC-002G | 1
FCL-ELS-MCC-003F | 1
FCL-ELS-MCC-003G | 1
FCL-ELS-MCC-004F | 1
FCL-ELS-MCC-004G | 1
FCL-ELS-MCC-0100 | 2
FCL-ELS-MCC-011D | 1
FCL-ELS-MCC-01CF | 2
FCL-ELS-MCC-01CL | 2
FCL-ELS-MCC-0200 | 2
FCL-ELS-MCC-02CF | 2
FCL-ELS-MCC-02CL | 2
FCL-ELS-MCC-0300 | 2
FCL-ELS-MCC-0400 | 2
FCL-ELS-MCC-0500 | 2
FCL-ELS-MCC-0501-SUS | 2
FCL-ELS-MCC-0601A-SUS | 2
FCL-ELS-MCC-0601B-SUS | 2
FCL-ELS-MCC-0611-SUS | 2
FCL-ELS-MCC-0612-SUS | 2
FCL-ELS-MCC-0613-SUS | 2
FCL-ELS-MCC-0621-SUS | 2
FCL-ELS-MCC-0622-SUS | 2
FCL-ELS-MCC-0701-SUS | 2
FCL-ELS-MCC-0801-SUS | 2
FCL-ELS-MCC-0901A-SUS | 2
FCL-ELS-MCC-0901B-SUS | 2
FCL-ELS-MCC-0911-SUS | 2
FCL-ELS-MCC-1001A-SUS | 2
FCL-ELS-MCC-1001B-SUS | 2
FCL-ELS-MCC-1011-SUS | 2
FCL-ELS-MCC-1012-SUS | 2
FCL-ELS-MCC-1021-SUS | 2
FCL-ELS-MCC-1101A-SUS | 2
FCL-ELS-MCC-1101B-SUS | 2
FCL-ELS-MCC-1111-SUS | 2
FCL-ELS-PDP-001H | 1
FCL-ELS-PDP-001L | 1
FCL-ELS-PDP-002H | 1
FCL-ELS-PDP-002L | 1
FHA-ELS-DP-0101 | 1
FHA-ELS-DP-0102 | 1
FHA-ELS-DP-0501A | 1
FHA-ELS-DP-0501B | 1
FHA-ELS-DP-0502A | 1
FHA-ELS-DP-0502B | 1
FHA-ELS-DP-0503A | 1
FHA-ELS-DP-0503B | 1
FHA-ELS-DP-1101D | 1
FHA-ELS-DP-1301 | 1
FHA-ELS-DP-1501 | 1
FHA-ELS-DP-1701 | 1
FHA-ELS-DP-1801 | 1
FHA-ELS-DP-1901A | 1
FHA-ELS-DP-1901B | 1
FHA-ELS-MCC-0200A | 1
FHA-ELS-MCC-0200B | 1
FHA-ELS-MCC-0300A | 1
FHA-ELS-MCC-0300B | 1
FHA-ELS-MCC-0400A | 1
FHA-ELS-MCC-0400B | 1
FHA-ELS-MCC-0401A | 1
FHA-ELS-MCC-0401B | 1
FHA-ELS-MCC-0600A | 1
FHA-ELS-MCC-0600B | 1
FHA-ELS-PDP-0004 | 1
FHA-ELS-PDP-0100A | 1
FHA-ELS-PDP-0100B | 1
FHA-ELS-PDP-0201 | 1
FHA-ELS-PDP-0202 | 1
FHA-ELS-PDP-0203 | 1
FHA-ELS-PDP-0204 | 1
FHA-ELS-PDP-0206 | 1
FHA-ELS-PDP-0300A | 1
FHA-ELS-PDP-0300B | 1
FHA-ELS-PDP-0400B-SU | 1
FHA-ELS-PDP-0401A | 1
FHA-ELS-PDP-0401B | 1
FHA-ELS-PDP-0403 | 1
FHA-ELS-PDP-0405 | 1
FHA-ELS-PDP-0406A | 1
FHA-ELS-PDP-0406B | 1
FHA-ELS-PDP-0407A | 1
FHA-ELS-PDP-0407B | 1
FHA-ELS-PDP-0421 | 1
FHA-ELS-PDP-0422 | 1
FHA-ELS-PDP-0423 | 1
FHA-ELS-PDP-0500A | 1
FHA-ELS-PDP-0500B | 1
FHA-ELS-PDP-0601 | 1
FHA-ELS-PDP-0602 | 1
FHA-ELS-PDP-1502 | 1
FHA-ELS-PDP-1503 | 1
FHA-ELS-PDP-2100 | 1
FHA-ELS-PDP-2200 | 1
FHA-ELS-TB-0600 | 1
FHA-FLT-PDP-0001 | 1
FHA-FLT-PDP-0002 | 1
FHO-ELS-DP-0110-SUS | 3
FHO-ELS-DP-0309-SUS | 2
FHO-ELS-DP-0313-SUS | 2
FHO-ELS-DP-0314-SUS | 2
FHO-ELS-DP-0511 | 1
FHO-ELS-DP-0512 | 1
FHO-ELS-DP-0513 | 1
FHO-ELS-DP-0514 | 1
FHO-ELS-DP-0611 | 1
FHO-ELS-DP-0612 | 1
FHO-ELS-DP-0613 | 1
FHO-ELS-DP-0614 | 1
FHO-ELS-DP-0615 | 1
FHO-ELS-DP-0711 | 1
FHO-ELS-DP-0712 | 1
FHO-ELS-DP-0713 | 1
FHO-ELS-DP-0721 | 1
FHO-ELS-DP-0722 | 1
FHO-ELS-DP-0723 | 1
FHO-ELS-DP-0724 | 1
FHO-ELS-DP-0725 | 1
FHO-ELS-DP-0731 | 1
FHO-ELS-DP-0732 | 1
FHO-ELS-DP-0811 | 1
FHO-ELS-DP-0812 | 1
FHO-ELS-DP-0813 | 1
FHO-ELS-DP-0821 | 1
FHO-ELS-DP-0822 | 1
FHO-ELS-DP-0823 | 1
FHO-ELS-DP-0824 | 1
FHO-ELS-DP-0825 | 1
FHO-ELS-DP-0831 | 1
FHO-ELS-DP-0834 | 1
FHO-ELS-DP-0835 | 1
FHO-ELS-DP-0911 | 1
FHO-ELS-DP-0912 | 1
FHO-ELS-DP-0921 | 1
FHO-ELS-DP-0922 | 1
FHO-ELS-DP-0923 | 1
FHO-ELS-DP-1011 | 1
FHO-ELS-DP-1012 | 1
FHO-ELS-DP-1021 | 1
FHO-ELS-DP-1022 | 1
FHO-ELS-DP-1023 | 1
FHO-ELS-DP-1024 | 1
FHO-ELS-DP-1031 | 1
FHO-ELS-DP-1111 | 1
FHO-ELS-DP-1121 | 1
FHO-ELS-DP-1211 | 1
FHO-ELS-DP-1213 | 1
FHO-ELS-DP-1221 | 1
FHO-ELS-DP-1223 | 1
FHO-ELS-DP-1224 | 1
FHO-ELS-MCC-0510 | 1
FHO-ELS-MCC-0610 | 1
FHO-ELS-MCC-0710 | 2
FHO-ELS-MCC-0720 | 2
FHO-ELS-MCC-0730 | 2
FHO-ELS-MCC-0731 | 2
FHO-ELS-MCC-0810 | 2
FHO-ELS-MCC-0820 | 2
FHO-ELS-MCC-0830 | 1
FHO-ELS-MCC-0910 | 2
FHO-ELS-MCC-0920 | 2
FHO-ELS-MCC-0930 | 2
FHO-ELS-MCC-1010 | 2
FHO-ELS-MCC-1020 | 2
FHO-ELS-MCC-1030 | 2
FHO-ELS-MCC-1110 | 1
FHO-ELS-MCC-1120 | 1
FHO-ELS-MCC-1210 | 1
FHO-ELS-MCC-1220 | 1
FHO-ELS-PDP-0500 | 1
FHO-ELS-PDP-0600 | 1
FHO-ELS-PDP-0700 | 1
FHO-ELS-PDP-0800 | 1
FHO-ELS-PDP-0900 | 1
FHO-ELS-PDP-1000 | 1
FHO-ELS-PDP-1100 | 1
FHO-ELS-PDP-1200 | 1
FIS-ELS-ESP-0303 | 2
FIS-ELS-ESP-0615 | 1
FIS-ELS-MCC-0003-SUS | 2
FIS-ELS-MCC-0004-SUS | 2
FIS-ELS-MCC-0100 | 3
FIS-ELS-MCC-0200 | 3
FIS-ELS-MCC-0300 | 2
FIS-ELS-MCC-0400 | 2
FIS-ELS-MCC-0500 | 3
FIS-ELS-MCC-0600 | 3
FIS-ELS-PDP-0101 | 2
FIS-ELS-PDP-0201 | 2
FIS-ELS-PDP-0202 | 1
FIS-ELS-PDP-0302 | 2
FIS-ELS-PDP-0303 | 2
FIS-ELS-PDP-0502 | 2
FIS-ELS-PDP-0503 | 2
FIS-ELS-PDP-0504 | 1
FIS-ELS-PDP-0601 | 2
FIS-ELS-PDP-0602 | 2
FIS-ELS-PDP-0605 | 1
FIS-ELS-PDP-0605-SUS | 1
FIS-ELS-PDP-0606 | 2
FIS-ELS-PDP-0607 | 1
FIS-ELS-PDP-0607-SUS | 1
FIS-ELS-PDP-0609 | 1
FIS-ELS-PDP-0610 | 2
FIS-ELS-PDP-0611 | 2
FIS-ELS-PDP-0612 | 2
FIS-ELS-PDP-1000 | 4
FIS-ELS-PDP-1100 | 2
FIS-ELS-PDP-1101 | 2
FIS-ELS-PDP-1102 | 2
FIS-ELS-PDP-2000 | 4
FIS-ELS-PDP-2100 | 2
FIS-ELS-PDP-2101 | 2
FIS-ELS-PDP-2102 | 2
FIS-TRW-MCC-0100-SUS | 2
FIS-TRW-MCC-0200-SUS | 2
FIS-TRW-MCC-0300-SUS | 2
FIS-TRW-MCC-0400-SUS | 2
FIS-TRW-MCC-0500-SUS | 2
FIS-TRW-MCC-0600-SUS | 2
MCC27-A | 2
PDP-8202 | 1
SWM-PBL-MCC-0001 | 2
SWM-PET-MCC-0001 | 2
SWM-PIT-MCC-0001 | 2
SWM-PMG-MCC-0001 | 2
SWM-PWD-MCC-0001 | 2
SWM-PWI-MCC-0100 | 2
TAB-CHL-MCC-2001 | 3
TAB-DIG-MCC-1052 | 1
TAB-EL1-MCC-2701 | 1
TAB-EL1-MCC-2702 | 1
TAB-EL1-MCC-6005 | 2
TAB-EL1-MCC-6006 | 2
TAB-EL1-MCC-6007 | 2
TAB-EL1-MCC-6007E | 2
TAB-EL1-MCC-6013 | 2
TAB-EL1-MCC-6014 | 2
TAB-EL1-MCC-6113A | 1
TAB-EL1-MCC-6121 | 2
TAB-EL1-MCC-6122 | 3
TAB-EL1-MCC-6123 | 2
TAB-EL1-MCC-6124 | 2
TAB-EL1-MCC-6125 | 2
TAB-EL1-MCC-6125A | 1
TAB-EL1-MCC-6125E | 2
TAB-EL1-MCC-6126 | 2
TAB-EL1-MCC-6126E | 1
TAB-EL1-MCC-6145 | 2
TAB-EL1-MCC-6146 | 2
TAB-EL1-MCC-6161 | 2
TAB-EL1-MCC-6164 | 2
TAB-EL1-MCC-6222 | 3
TAB-EL1-MCC-6223 | 3
TAB-EL1-MCC-6225 | 3
TAB-EL1-MCC-6226 | 3
TAB-EL1-MCC-6228 | 3
TAB-EL1-MCC-6321 | 2
TAB-EL1-MCC-6322 | 2
TAB-EL1-MCC-6351 | 2
TAB-EL1-MCC-6402 | 1
TAB-EL1-MCC-6535 | 2
TAB-EL1-MCC-6536 | 2
TAB-EL1-MCC-6541 | 3
TAB-EL1-MCC-6542 | 3
TAB-EL1-MCC-6545 | 3
TAB-EL1-MCC-6546 | 3
TAB-EL1-MCC-6547 | 3
TAB-EL1-MCC-6548 | 2
TAB-EL1-MCC-6549 | 2
TAB-EL1-MCC-6565 | 1
TAB-EL1-MCC-6566 | 1
TAB-EL1-MCC-6571 | 2
TAB-EL1-MCC-6573 | 2
TAB-EL1-MCC-6574 | 2
TAB-EL1-MCC-6591 | 3
TAB-EL1-MCC-6592 | 3
TAB-EL1-MCC-6593 | 2
TAB-EL1-MCC-6594 | 2
TAB-EL1-MCC-6595 | 4
TAB-EL1-MCC-6621 | 2
TAB-EL1-MCC-6621A | 1
TAB-EL1-MCC-6621B | 1
TAB-EL1-MCC-6624 | 3
TAB-EL1-MCC-6625 | 3
TAB-EL1-MCC-6626 | 2
TAB-EL1-MCC-6626A | 3
TAB-EL1-MCC-6626B | 3
TAB-EL1-MCC-6626C | 3
TAB-EL1-MCC-6627 | 1
TAB-EL1-MCC-6628 | 3
TAB-EL1-MCC-6629 | 3
TAB-EL1-MCC-6631 | 2
TAB-EL1-MCC-6631? | 3
TAB-EL1-MCC-6632 | 3
TAB-EL1-MCC-6633 | 3
TAB-EL1-MCC-6634 | 2
TAB-EL1-MCC-6634? | 3
TAB-EL1-MCC-6641A | 2
TAB-EL1-MCC-6641B | 2
TAB-EL1-MCC-6654 | 1
TAB-EL1-MCC-6656 | 1
TAB-EL1-MCC-6664 | 3
TAB-EL1-MCC-6672 | 3
TAB-EL1-MCC-6674 | 2
TAB-EL1-MCC-6682 | 3
TAB-EL1-MCC-6703 | 1
TAB-EL1-MCC-6921 | 1
TAB-EL1-MCC-6922 | 1
TAB-EL1-MCC-6925 | 1
TAB-EL1-MCC-6926 | 1
TAB-EL1-MCC-6961 | 1
TAB-EL1-MCC-6962 | 1
TAB-EL1-MCC-6963 | 1
TAB-EL1-MCC-6993 | 1
TAB-EL1-MCC-6995 | 1
TAB-EL1-PDP-0104 | 1
TAB-EL1-PDP-0912 | 1
TAB-EL1-PDP-6121A | 1
TAB-EL1-PDP-6121B | 1
TAB-EL1-PDP-6123A | 1
TAB-EL1-PDP-6123B | 1
TAB-EL1-PDP-6123C | 1
TAB-EL1-PDP-6141 | 1
TAB-EL1-PDP-6142 | 1
TAB-EL1-PDP-6145E | 1
TAB-EL1-PDP-6161E | 1
TAB-EL1-PDP-6162 | 1
TAB-EL1-PDP-6226B | 1
TAB-EL1-PDP-6226C | 1
TAB-EL1-PDP-6226D | 1
TAB-EL1-PDP-6226E | 1
TAB-EL1-PDP-6226F | 1
TAB-EL1-PDP-6226G | 1
TAB-EL1-PDP-6320 | 1
TAB-EL1-PDP-6627 | 1
TAB-EL2-MCC-6001 | 2
TAB-EL2-MCC-6111 | 2
TAB-EL2-MCC-6124 | 2
TAB-EL2-MCC-6174 | 3
TAB-EL2-MCC-6175 | 3
TAB-EL2-MCC-6221 | 3
TAB-EL2-MCC-6222 | 3
TAB-EL2-MCC-6223 | 3
TAB-EL2-MCC-6226 | 1
TAB-EL2-MCC-6242E | 1
TAB-EL2-MCC-6271 | 1
TAB-EL2-MCC-6322 | 3
TAB-EL2-MCC-6323 | 3
TAB-EL2-MCC-6323A | 3
TAB-EL2-MCC-6324 | 3
TAB-EL2-MCC-6324A | 3
TAB-EL2-MCC-6326 | 1
TAB-EL2-MCC-6371 | 4
TAB-EL2-MCC-6372 | 2
TAB-EL2-MCC-6373 | 1
TAB-EL2-MCC-6373A | 1
TAB-EL2-MCC-6521 | 3
TAB-EL2-MCC-6524 | 3
TAB-EL2-MCC-6554 | 1
TAB-EL2-MCC-6623 | 3
TAB-EL2-MCC-6624 | 3
TAB-EL2-MCC-6626 | 3
TAB-EL2-MCC-6627 | 3
TAB-EL2-MCC-6654 | 1
TAB-EL2-MCC-6672 | 3
TAB-EL2-PDP-6120 | 1
TAB-EL3-MCC-6013 | 1
TAB-EL3-MCC-6014 | 2
TAB-EL3-MCC-6014E | 1
TAB-EL3-MCC-6102 | 1
TAB-EL3-MCC-6103 | 1
TAB-EL3-MCC-6104 | 1
TAB-EL3-MCC-6122 | 3
TAB-EL3-MCC-6123 | 1
TAB-EL3-MCC-6123A | 1
TAB-EL3-MCC-6124 | 2
TAB-EL3-MCC-6126E? | 3
TAB-EL3-MCC-6126S | 4
TAB-EL3-MCC-6128 | 4
TAB-EL3-MCC-6222 | 1
TAB-EL3-MCC-6222A | 1
TAB-EL3-MCC-6223 | 3
TAB-EL3-MCC-6224 | 3
TAB-EL3-MCC-6225 | 1
TAB-EL3-MCC-6225E | 1
TAB-EL3-MCC-6227 | 4
TAB-EL3-MCC-6258 | 1
TAB-EL3-MCC-6323 | 4
TAB-EL3-MCC-6324 | 3
TAB-EL3-MCC-6325 | 3
TAB-EL3-MCC-6326 | 4
TAB-EL3-MCC-6354 | 1
TAB-EL3-MCC-6356 | 1
TAB-EL3-MCC-6701 | 1
TAB-EL3-MCC-6702 | 1
TAB-EL3-PDP-2102 | 1
TAB-EL3-PDP-6013A | 1
TAB-EL3-PDP-6014A | 1
TAB-EL3-PDP-6317G | 1
TAB-EL3-PDP-6340 | 1
TAB-EL3-PDP-6371 | 2
TAB-ELQ-MCC-0652 | 2
TAB-ELQ-MCC-0753 | 2
TAB-ELQ-MCC-0762 | 2
TAB-ELS-PDP-0401 | 1
TAB-PRM-MCC-0362 | 1
TAB-RSP-MCC-0203 | 1
TAB-RSP-MCC-0252 | 1
TAB-RSP-MCC-0262 | 1
TAB-STR-MCC-0751 | 2
TAB-STR-MCC-0752 | 2
TAB-STR-PDP-0754 | 1
TAB-THK-MCC-0653 | 1
TAB-THK-MCC-0654 | 1
THC-ELS- PDP-0821 | 1
THC-ELS-CB-1203E | 1
THC-ELS-CB-2503A | 1
THC-ELS-MCC-0101 | 1
THC-ELS-MCC-0102 | 1
THC-ELS-MCC-0202 | 2
THC-ELS-MCC-0302 | 3
THC-ELS-MCC-0401 | 2
THC-ELS-MCC-0501 | 2
THC-ELS-MCC-0601 | 2
THC-ELS-MCC-0701 | 3
THC-ELS-MCC-0702 | 2
THC-ELS-MCC-0801 | 2
THC-ELS-MCC-0802 | 2
THC-ELS-MCC-1001 | 2
THC-ELS-MCC-1002 | 3
THC-ELS-MCC-1101 | 1
THC-ELS-MCC-1102 | 2
THC-ELS-MCC-1103E | 1
THC-ELS-MCC-1201 | 1
THC-ELS-MCC-1202 | 1
THC-ELS-MCC-1203E | 1
THC-ELS-MCC-1301 | 2
THC-ELS-MCC-1302 | 2
THC-ELS-MCC-1303 | 1
THC-ELS-MCC-1304 | 1
THC-ELS-MCC-1401 | 1
THC-ELS-MCC-1402 | 1
THC-ELS-MCC-1480 | 1
THC-ELS-MCC-1500 | 1
THC-ELS-MCC-1501 | 1
THC-ELS-MCC-1502 | 2
THC-ELS-MCC-1601 | 2
THC-ELS-MCC-1602 | 2
THC-ELS-MCC-1701 | 1
THC-ELS-MCC-1702 | 1
THC-ELS-MCC-1801 | 2
THC-ELS-MCC-1802 | 2
THC-ELS-MCC-1810 | 1
THC-ELS-MCC-1830 | 1
THC-ELS-MCC-1840 | 1
THC-ELS-MCC-1850 | 1
THC-ELS-MCC-1860 | 1
THC-ELS-MCC-2001 | 1
THC-ELS-MCC-2002 | 1
THC-ELS-MCC-2101 | 1
THC-ELS-MCC-2102 | 1
THC-ELS-MCC-2102E | 1
THC-ELS-MCC-2201 | 1
THC-ELS-MCC-2202 | 3
THC-ELS-MCC-2301 | 3
THC-ELS-MCC-2302 | 1
THC-ELS-MCC-2401 | 3
THC-ELS-MCC-2402 | 2
THC-ELS-MCC-2480 | 1
THC-ELS-MCC-2500E | 2
THC-ELS-MCC-2501 | 2
THC-ELS-MCC-2502 | 1
THC-ELS-MCC-2503E | 1
THC-ELS-MCC-2601 | 2
THC-ELS-MCC-2602 | 1
THC-ELS-MCC-2701 | 1
THC-ELS-MCC-2701B | 1
THC-ELS-MCC-2802 | 2
THC-ELS-MCC-2810 | 1
THC-ELS-MCC-2830 | 1
THC-ELS-MCC-2850 | 1
THC-ELS-MCC-2860 | 1
THC-ELS-MCC-2902 | 2
THC-ELS-MCC-3402 | 2
THC-ELS-MCC-3501 | 1
THC-ELS-MCC-3601 | 1
THC-ELS-MCC-3701 | 1
THC-ELS-MCC-3702 | 2
THC-ELS-MCC-3801E | 1
THC-ELS-MCC-4021 | 1
THC-ELS-MCC-4022 | 1
THC-ELS-MCC-4023 | 1
THC-ELS-MCC-4024 | 1
THC-ELS-MCC-5002 | 2
THC-ELS-MCC-5101 | 1
THC-ELS-MCC-5101E | 1
THC-ELS-PDP-0101B | 1
THC-ELS-PDP-0101C | 1
THC-ELS-PDP-0121 | 2
THC-ELS-PDP-0122 | 1
THC-ELS-PDP-0202B | 2
THC-ELS-PDP-0300A | 1
THC-ELS-PDP-0301B | 1
THC-ELS-PDP-0400A | 1
THC-ELS-PDP-0402 | 1
THC-ELS-PDP-0402A | 1
THC-ELS-PDP-0402B | 1
THC-ELS-PDP-0701 | 1
THC-ELS-PDP-0800 | 1
THC-ELS-PDP-0802 | 1
THC-ELS-PDP-1101A | 1
THC-ELS-PDP-1101B | 1
THC-ELS-PDP-1121 | 1
THC-ELS-PDP-1202A | 1
THC-ELS-PDP-1202B | 1
THC-ELS-PDP-1221 | 1
THC-ELS-PDP-1222 | 1
THC-ELS-PDP-1242 | 1
THC-ELS-PDP-1301 | 1
THC-ELS-PDP-1322 | 1
THC-ELS-PDP-1610 | 1
THC-ELS-PDP-1702T | 1
THC-ELS-PDP-1901 | 2
THC-ELS-PDP-2002 | 1
THC-ELS-PDP-2521 | 1
THC-ELS-PDP-2522 | 1
THC-ELS-PDP-2610 | 1
THC-ELS-PDP-2861 | 1
THC-ELS-PDP-2862 | 1
THC-ELS-PDP-4001 | 1
THC-ELS-PDP-4002 | 1
THC-ELS-PDP-4041 | 1
THC-ELS-PDP-4042 | 1
THC-ELS-PDP-4043 | 1
THC-ELS-PDP-4044 | 1
THC-ELS-WR-0193 | 1
THC-EPG-MCC-2870 | 1
THC-EPG-MCC-2880 | 1
THC-EPG-PDP-2871 | 1
THC-EPG-PDP-2872 | 1
THC-EPG-PDP-2881 | 1
THC-OCS-DP-0110 | 1
THC-PWA-MCC-0001 | 1
THR-DIS-DP-0100 | 2
THR-DIS-DP-0200 | 2
THR-ELS-DP-0511 | 1
THR-ELS-DP-3501 | 1
THR-ELS-DP-3502 | 1
THR-ELS-DP-3503 | 1
THR-ELS-DP-3601 | 1
THR-ELS-DP-3602 | 1
THR-ELS-DP-3701 | 1
THR-ELS-DP-3702 | 1
THR-ELS-DP-3703 | 1
THR-ELS-DP-3704 | 1
THR-ELS-DP-3801 | 1
THR-ELS-DP-4000 | 1
THR-ELS-MCC-0022 | 1
THR-ELS-MCC-0022A | 1
THR-ELS-MCC-0023 | 1
THR-ELS-MCC-0023A | 1
THR-ELS-MCC-0101S | 2
THR-ELS-MCC-0102S | 2
THR-ELS-MCC-0201S | 1
THR-ELS-MCC-0202S | 1
THR-ELS-MCC-0301 | 1
THR-ELS-MCC-0301S | 1
THR-ELS-MCC-0302 | 1
THR-ELS-MCC-0302S | 1
THR-ELS-MCC-0401 | 1
THR-ELS-MCC-0401S | 1
THR-ELS-MCC-0402 | 1
THR-ELS-MCC-0402S | 1
THR-ELS-MCC-0501S | 1
THR-ELS-MCC-0502S | 1
THR-ELS-MCC-0601 | 1
THR-ELS-MCC-0602 | 1
THR-ELS-MCC-0602S | 1
THR-ELS-MCC-0603 | 1
THR-ELS-MCC-0604 | 1
THR-ELS-MCC-0701 | 3
THR-ELS-MCC-0702 | 2
THR-ELS-MCC-0801 | 1
THR-ELS-MCC-0802 | 1
THR-ELS-MCC-0901 | 1
THR-ELS-MCC-0902 | 1
THR-ELS-MCC-1001 | 1
THR-ELS-MCC-1002 | 1
THR-ELS-MCC-1301 | 1
THR-ELS-MCC-1302 | 1
THR-ELS-MCC-1401 | 1
THR-ELS-MCC-1402 | 1
THR-ELS-MCC-1403E | 1
THR-ELS-MCC-1501 | 2
THR-ELS-MCC-1502 | 2
THR-ELS-MCC-1601 | 1
THR-ELS-MCC-1602 | 1
THR-ELS-MCC-1701 | 1
THR-ELS-MCC-1702 | 1
THR-ELS-MCC-1703 | 1
THR-ELS-MCC-1801 | 1
THR-ELS-MCC-1802 | 1
THR-ELS-MCC-1901S | 2
THR-ELS-MCC-1902S | 2
THR-ELS-MCC-2001 | 1
THR-ELS-MCC-2002 | 1
THR-ELS-MCC-2302 | 2
THR-ELS-MCC-2400 | 2
THR-ELS-MCC-2502 | 2
THR-ELS-MCC-2601 | 1
THR-ELS-MCC-2602 | 1
THR-ELS-MCC-2700E | 1
THR-ELS-MCC-2801 | 1
THR-ELS-MCC-2802 | 1
THR-ELS-MCC-2901 | 1
THR-ELS-MCC-2902 | 1
THR-ELS-MCC-2921 | 1
THR-ELS-MCC-2922 | 1
THR-ELS-MCC-3002S | 1
THR-ELS-MCC-3201 | 1
THR-ELS-MCC-3202 | 1
THR-ELS-MCC-3202B | 1
THR-ELS-MCC-3221 | 1
THR-ELS-MCC-3222 | 1
THR-ELS-MCC-3301 | 1
THR-ELS-MCC-3301S | 1
THR-ELS-MCC-3302 | 1
THR-ELS-MCC-3302S | 1
THR-ELS-MCC-3401 | 2
THR-ELS-MCC-3401A | 2
THR-ELS-MCC-3402 | 2
THR-ELS-MCC-3402A | 2
THR-ELS-MCC-3501 | 1
THR-ELS-MCC-3502 | 1
THR-ELS-MCC-3601 | 1
THR-ELS-MCC-3602 | 1
THR-ELS-MCC-3701 | 1
THR-ELS-MCC-3702 | 1
THR-ELS-MCC-3801 | 1
THR-ELS-MCC-3802 | 1
THR-ELS-PDP-0011 | 1
THR-ELS-PDP-0202S | 1
THR-ELS-PDP-0203 | 1
THR-ELS-PDP-0501 | 1
THR-ELS-PDP-0521 | 1
THR-ELS-PDP-0602 | 1
THR-ELS-PDP-0610 | 1
THR-ELS-PDP-0701 | 2
THR-ELS-PDP-0701S | 3
THR-ELS-PDP-0802 | 2
THR-ELS-PDP-0802S | 3
THR-ELS-PDP-0901 | 1
THR-ELS-PDP-0901S | 1
THR-ELS-PDP-1002 | 1
THR-ELS-PDP-1002S | 1
THR-ELS-PDP-1300 | 1
THR-ELS-PDP-1400 | 1
THR-ELS-PDP-1802 | 1
THR-ELS-PDP-2501 | 1
THR-ELS-PDP-2602 | 1
THR-ELS-PDP-2910 | 1
THR-ELS-PDP-2921 | 1
THR-ELS-PDP-2922 | 1
THR-ELS-PDP-2922A | 1
THR-ELS-PDP-2922B | 1
THR-ELS-PDP-3101 | 1
THR-ELS-PDP-3102 | 1
THR-ELS-PDP-3202 | 1
THR-ELS-PDP-3203 | 1
THR-ELS-PDP-3210 | 1
THR-ELS-PDP-3221A | 1
THR-ELS-PDP-3221B | 1
THR-ELS-PDP-3221C | 1
THR-ELS-PDP-3222 | 1
THR-ELS-PDP-3222A | 2
THR-ELS-PDP-3222B | 2
THR-ELS-PDP-3222C | 1
TNT-CSO-MCC-0100 | 1
TNT-ELS-MCC-0101 | 1
TNT-ELS-MCC-1601 | 1
TNT-ELS-MCC-1602 | 2
TNT-ELS-MCC-1603 | 2
TNT-ELS-MCC-2001 | 1
TNT-ELS-MCC-2101 | 1
TNT-ELS-MCC-2201 | 1
TNT-ELS-MCC-2301 | 1
TNT-ELS-MCC-4001 | 1
TNT-ELS-MCC-6101 | 1
TNT-ELS-MCC-6102 | 1
TNT-ELS-MCC-6103 | 1
TNT-ELS-MCC-6104 | 1
TNT-ELS-PDP-6001 | 1
TNT-ELS-PDP-6002 | 1
TNT-ELS-PDP-6106 | 1
TNT-ELS-PDP-6121 | 1
TNT-ELS-PDP-6122 | 1
WTR-194-PDP-0006A | 2
WTR-PAH-MCC-0101 | 2
WTR-PAH-MCC-0201 | 2
WTR-PEL-BUS-0101 | 1
WTR-PEL-BUS-0201 | 1
WTR-PEL-MCC-0101 | 2
WTR-PEL-MCC-0103 | 1
WTR-PEL-MCC-0201 | 2
WTR-PEL-MCC-0203 | 1
WTR-PJS-BUS-0101 | 1
WTR-PJS-BUS-0102 | 1
WTR-PJS-BUS-0201 | 1
WTR-PJS-BUS-0202 | 1
WTR-PJS-MCC-0101 | 1
WTR-PJS-MCC-0201 | 1
WTR-PKL-MCC-0001A | 2
WTR-PKL-MCC-0001B | 2
WTR-PKL-MCC-0101 | 2
WTR-PKL-MCC-0201 | 2
WTR-PMI-MCC-0101 | 1
WTR-PMI-MCC-0301 | 1
WTR-PMI-MCC-0304 | 1
WTR-PMI-MCC-0401 | 1
WTR-PMI-MCC-0501 | 1
WTR-PMI-MCC-0506 | 1
WTR-PMI-MCC-0601 | 1
WTR-PPD-MCC-0101 | 2
WTR-PPD-MCC-0201 | 2
WTR-PRH-DP-0001 | 1
WTR-PRH-DP-0100 | 1
WTR-PRH-DP-0200 | 1
WTR-PRH-MCC-0101 | 2
WTR-PRH-MCC-0102 | 1
WTR-PRH-MCC-0201 | 1
WTR-PRH-MCC-0202 | 1
WTR-PSC-MCC-0101 | 2
WTR-PSC-MCC-0201 | 2
WTR-PSC-MCC-0202 | 2
WTR-PTH-MCC-0101 | 2
WTR-PTH-MCC-0201 | 2
WTR-PWT-MCC-0101 | 2
WTR-PWT-MCC-0201 | 2
WTR-RDF-MCC-0001 | 1
WTR-RMI-MCC-0101 | 1
WTR-RMI-MCC-0201 | 1
WTR-RRH-DP-0001 | 1
WTR-RRH-MCC-0001 | 1
WTR-RRH-MCC-0101 | 1
YTF-ELS-DP-0101 | 1
YTF-ELS-DP-0204 | 1
YTF-ELS-PDP-0501 | 1
YTF-ELS-PDP-0502 | 1
YTF-ELS-PDP-0503 | 1
YTF-ELS-PDP-0601 | 1
YTF-ELS-PDP-0602 | 1
YTF-ELS-PDP-0701 | 1
YTF-ELS-PDP-0702 | 1
YTF-ELS-PDP-0801 | 1
YTF-ELS-PDP-0901 | 1
YTF-ELS-PDP-1101 | 1
YTF-ELS-PDP-1201 | 1
YTF-ELS-PDP-1301 | 1
YTF-ELS-PDP-1401A | 1
YTF-ELS-PDP-1401B | 1
YTF-ELS-PDP-1402 | 1
YTF-ELS-PDP-1501 | 1
YTF-ELS-PDP-1502 | 1
YTF-ELS-PDP-1601 | 1
YTF-ELS-PDP-1701 | 1
http://www.toronto.ca/TWONTO#00604 | 1828
CL2010D1 | 1
CL2011D1 | 1
CL2012D1 | 1
CL2013D1 | 1
CL2014D1 | 1
CL2015D1 | 1
CL2016D1 | 1
CL2102D | 1
CL2103D | 1
COL-120-PSH-0701 | 1
COL-MTI-PSH-0100 | 1
COL-MTI-PSH-2000C | 1
COL-MTI-PSH-2001C | 1
COL-MTI-PSH-2300B | 1
COL-MTI-PSH-2700B | 1
COL-MTI-PSH-2900 | 1
COL-MTI-PSH-3400 | 1
COL-PLB-PSL-0120 | 3
COL-PLB-PSL-0121 | 3
COL-PLB-PSL-0122 | 3
COL-PMM-PSL-0120 | 3
COL-PMM-PSL-0121 | 3
COL-PMM-PSL-0122 | 3
COL-PMY-PSL-0001 | 2
COL-PNT-PSL-0120 | 3
COL-PNT-PSL-0121 | 3
COL-PNT-PSL-0122 | 3
COL-PSW-PSL-0120 | 3
COL-PSW-PSL-0121 | 3
COL-PSW-PSL-0122 | 3
FCL-AI-PSH-0001 | 1
FCL-AI-PSH-0100-SUS | 2
FCL-AI-PSH-0201 | 1
FCL-BW-PSL-0001 | 1
FCL-CLA-PSH-0101 | 2
FCL-CLA-PSH-0102 | 2
FCL-CLA-PSH-0201 | 2
FCL-CLA-PSH-0202 | 1
FCL-CLA-PSL-0101 | 2
FCL-CLA-PSL-0102 | 2
FCL-CLA-PSL-0103 | 1
FCL-CLA-PSL-0201 | 2
FCL-CLA-PSL-0202 | 2
FCL-CLA-PSL-0203 | 1
FCL-CLB-PSH-0101 | 2
FCL-CLB-PSH-0102 | 2
FCL-CLB-PSH-0201 | 2
FCL-CLB-PSH-0202 | 2
FCL-CLB-PSL-0101 | 2
FCL-CLB-PSL-0102 | 2
FCL-CLB-PSL-0103 | 1
FCL-CLB-PSL-0201 | 2
FCL-CLB-PSL-0202 | 2
FCL-CLB-PSL-0203 | 1
FCL-DCL-PSH-0101 | 2
FCL-DCL-PSH-0102 | 1
FCL-DCL-PSH-0105 | 1
FCL-DCL-PSH-0201 | 2
FCL-DCL-PSH-0202 | 1
FCL-DCL-PSH-0205 | 1
FCL-DCL-PSH-0301 | 2
FCL-DCL-PSH-0302 | 1
FCL-DCL-PSL-0101 | 2
FCL-DCL-PSL-0102 | 2
FCL-DCL-PSL-0201 | 2
FCL-DCL-PSL-0202 | 2
FCL-DCL-PSL-0301 | 2
FCL-DCL-PSL-0302 | 2
FCL-DCL-PSL-0406 | 1
FCL-DCL-PSL-0506 | 1
FCL-ELS-PSH-0101 | 1
FCL-ELS-PSH-0201 | 1
FCL-ELS-PSHA-0100 | 1
FCL-ELS-PSHA-0200 | 1
FCL-ELS-PSHB-0100 | 1
FCL-ELS-PSHB-0200 | 1
FCL-ELS-PSL-0300 | 1
FCL-PAC-PSH-0101 | 1
FCL-PAC-PSH-0201 | 1
FCL-RW-PSH-0101 | 1
FCL-RW-PSH-0201 | 1
FCL-RW-PSH-0301 | 1
FCL-RW-PSH-0401 | 1
FCL-RW-PSH-0501 | 1
FCL-RW-PSH-0601 | 1
FCL-SA-PSH-0101 | 1
FCL-SA-PSH-0400 | 1
FCL-TRW-PSH-0001 | 2
FCL-TRW-PSH-0002 | 2
FCL-TRW-PSH-0003 | 2
FCL-TRW-PSH-0004 | 2
FCL-TRW-PSL-0001 | 2
FCL-TRW-PSL-0002 | 2
FCL-TRW-PSL-0003 | 2
FHA-AM-PSH-0101 | 1
FHA-AM-PSH-0201 | 1
FHA-AUX-PSH-0203 | 1
FHA-BW-PSL-1100 | 1
FHA-CLA-PSH-0102 | 1
FHA-CLA-PSH-0202 | 1
FHA-CLA-PSH-0302 | 1
FHA-CLB-PSH-0102 | 1
FHA-CLB-PSH-0202 | 1
FHA-SM-PDS-0100 | 1
FHO-CLA-PSH-0101 | 2
FHO-CLA-PSH-0102 | 2
FHO-CLA-PSH-0201 | 2
FHO-CLA-PSH-0202 | 2
FHO-CLA-PSL-0101 | 2
FHO-CLA-PSL-0102 | 2
FHO-CLA-PSL-0201 | 2
FHO-CLA-PSL-0202 | 2
FHO-CLB-PSH-0101 | 2
FHO-CLB-PSH-0102 | 2
FHO-CLB-PSH-0201 | 3
FHO-CLB-PSH-0202 | 3
FHO-CLB-PSH-0301 | 3
FHO-CLB-PSH-0302 | 3
FHO-CLB-PSH-0401 | 2
FHO-CLB-PSH-0402 | 3
FHO-CLB-PSL-0101 | 2
FHO-CLB-PSL-0102 | 2
FHO-CLB-PSL-0201 | 2
FHO-CLB-PSL-0202 | 2
FHO-CLB-PSL-0301 | 3
FHO-CLB-PSL-0302 | 3
FHO-CLB-PSL-0401 | 3
FHO-CLB-PSL-0402 | 2
FHO-CLC-PSH-0101 | 2
FHO-CLC-PSH-0102 | 2
FHO-CLC-PSL-0101 | 2
FHO-CLC-PSL-0102 | 2
FHO-CL-PSH-0001 | 1
FHO-DCL-PSH-0201 | 2
FHO-DCL-PSH-0202 | 2
FHO-DCL-PSH-0301 | 2
FHO-DCL-PSH-0302 | 2
FHO-DCL-PSL-0001 | 2
FHO-DCL-PSL-0201 | 2
FHO-DCL-PSL-0202 | 2
FHO-DCL-PSL-0302 | 2
FHO-DOZ-PSH-0500 | 1
FHO-DOZ-PSH-5010 | 1
FHO-DOZ-PSH-5020 | 1
FHO-DOZ-PSL-0500 | 1
FHO-DOZ-PSL-5010 | 1
FHO-DOZ-PSL-5020 | 1
FHO-MCS-PS-0101 | 1
FHO-MCS-PS-0201 | 1
FHO-MCS-PSL-0101 | 2
FHO-MCS-PSL-0201 | 2
FHO-MCS-PSL-0301 | 2
FHO-PLT-PSH-0101 | 1
FHO-PLT-PSH-0201 | 1
FHO-RW-PSL-1801 | 1
FHO-RW-PSL-1901 | 1
FHO-RW-PSL-2201 | 1
FHO-RW-PSL-2301 | 1
FHO-RW-PSL-2601 | 1
FHO-RW-PSL-2701 | 1
FHO-TRW-PSH-0001 | 1
FHO-TRW-PSH-0002 | 1
FHO-TRW-PSH-0003 | 1
FHO-TRW-PSL-0001 | 1
FHO-TRW-PSL-0002 | 1
FHO-TRW-PSL-0003 | 1
FHO-TRW-PSL-0004 | 1
FHO-TRW-PSL-0005 | 1
FHO-WWW-PSH-0001 | 1
FHO-WWW-PSH-0601 | 2
FHO-WWW-PSH-0701 | 2
FHO-WWW-PSH-0801 | 2
FIS-CLA-PSH-0101 | 2
FIS-CLA-PSH-0102 | 1
FIS-CLA-PSH-0201 | 2
FIS-CLA-PSH-0202 | 1
FIS-CLA-PSL-0101 | 1
FIS-CLA-PSL-0102 | 1
FIS-CLA-PSL-0201 | 1
FIS-CLA-PSL-0202 | 1
FIS-CLB-PSH-0101 | 2
FIS-CLB-PSH-0102 | 1
FIS-CLB-PSH-0201 | 1
FIS-CLB-PSH-0202 | 1
FIS-CLB-PSL-0101 | 2
FIS-CLB-PSL-0102 | 1
FIS-CLB-PSL-0201 | 2
FIS-CLB-PSL-0202 | 1
FIS-DCL-PSH-0101 | 2
FIS-DCL-PSH-0201 | 3
FIS-DCL-PSL-0101 | 2
FIS-DCL-PSL-0102 | 2
FIS-DCL-PSL-0201 | 3
FIS-DCL-PSL-0202 | 1
FIS-ELS-PS-2101 | 1
FIS-ELS-PS-2102 | 1
FIS-ELS-PS-2201 | 1
FIS-ELS-PS-2202 | 1
FIS-RW-PSH-0101 | 1
FIS-RW-PSH-0201 | 1
FIS-RW-PSH-0301 | 1
FIS-RW-PSH-0401 | 1
FIS-RW-PSH-0501 | 1
FIS-RW-PSL-0001 | 1
FIS-RW-PSL-0002 | 1
FIS-RW-PSL-0003 | 1
FIS-RW-PSL-0101-SUS | 2
FIS-RW-PSL-0201-SUS | 2
FIS-RW-PSL-0301-SUS | 2
FIS-RW-PSL-0401-SUS | 2
FIS-RW-PSL-0501-SUS | 2
FIS-SA-PS-0201-SUS | 2
FIS-SA-PSH-0101 | 1
FIS-TRW-PSH-0001-SUS | 3
FIS-TRW-PSL-0001 | 2
TAB-ACC-PDS-1244A | 1
TAB-ACC-PDS-1244B | 1
TAB-ACC-PDS-1244C | 1
TAB-ACC-PDS-1250A | 1
TAB-ACC-PDS-1250B | 1
TAB-ACC-PDS-1836A | 1
TAB-ACC-PDS-1836B | 1
TAB-ACC-PDS-1837A | 1
TAB-ACC-PDS-1837B | 1
TAB-ACC-PDS-1840A | 1
TAB-ACC-PDS-1840B | 1
TAB-ACC-PDS-1845A | 1
TAB-ACC-PDS-1845B | 1
TAB-ACC-PDS-1846A | 1
TAB-ACC-PDS-1846B | 1
TAB-ACC-PDS-1847A | 1
TAB-ACC-PDS-1847B | 1
TAB-ACC-PDS-1848A | 1
TAB-ACC-PDS-1848B | 1
TAB-ACC-PDS-1850A | 1
TAB-ACC-PDS-1850B | 1
TAB-ACC-PDS-1851A | 1
TAB-ACC-PDS-1851B | 1
TAB-ACC-PDS-1852A | 1
TAB-ACC-PDS-1852B | 1
TAB-ACC-PDS-2053 | 1
TAB-ACC-PDS-2821 | 1
TAB-ACC-PDS-3894A | 1
TAB-ACC-PDS-3894B | 1
TAB-ACC-PDS-3894C | 1
TAB-ACC-PDS-3905A | 1
TAB-ACC-PDS-3905B | 1
TAB-ACC-PDS-3907A | 1
TAB-ACC-PDS-3907B | 1
TAB-ACC-PDS-3918A | 1
TAB-ACC-PDS-3918B | 1
TAB-ACC-PDS-3922A | 1
TAB-ACC-PDS-3922B | 1
TAB-ACC-PDS-4455A | 1
TAB-ACC-PDS-4455B | 1
TAB-ACC-PDS-4465A | 1
TAB-ACC-PDS-4465B | 1
TAB-ACC-PDS-4476A | 1
TAB-ACC-PDS-4477A | 1
TAB-ACC-PDS-8230A | 1
TAB-ACC-PDS-8232A | 1
TAB-ACC-PDS-8270A | 1
TAB-ACC-PDS-8401 | 1
TAB-ACC-PDS-8402 | 2
TAB-ACC-PDS-9401 | 1
TAB-ACC-PDS-9402 | 2
TAB-ACC-PDSH | 1
TAB-ACC-PDSH-1401 | 2
TAB-ACC-PDSH-1421 | 1
TAB-ACC-PDSH-1431 | 1
TAB-ACC-PDSH-1441 | 1
TAB-ACC-PDSH-1451 | 1
TAB-ACC-PDSH-1461 | 1
TAB-ACC-PDSH-1471 | 1
TAB-ACC-PDSH-1491 | 1
TAB-ACC-PDSH-4501 | 1
TAB-ACC-PDSH-4502 | 1
TAB-ACC-PDSH-4503 | 1
TAB-ACC-PDSH-4504 | 1
TAB-ACC-PDSH-4901 | 1
TAB-ACC-PDSH-6101 | 1
TAB-ACC-PDSH-6102 | 1
TAB-ACC-PDSH-6103 | 1
TAB-ACC-PDSH-6104 | 1
TAB-ACC-PDSH-6301 | 1
TAB-ACC-PDSH-6302 | 1
TAB-ACC-PDSH-6303 | 1
TAB-ACC-PDSH-6304 | 1
TAB-ACC-PDSH-6305 | 1
TAB-ACC-PDSH-6306 | 1
TAB-ACC-PDSH-6313 | 1
TAB-ACC-PDSL-1421 | 1
TAB-ACC-PDSL-1431 | 1
TAB-ACC-PDSL-1441 | 1
TAB-ACC-PDSL-1451 | 1
TAB-ACC-PDSL-1461 | 1
TAB-ACC-PDSL-1471 | 1
TAB-ACC-PDSL-1481 | 1
TAB-ACC-PDSL-1491 | 1
TAB-ACC-PDSL-4901 | 1
TAB-ACC-PS-0405 | 1
TAB-ACC-PS-0505 | 1
TAB-ACC-PS-7101 | 1
TAB-ACC-PS-7102 | 1
TAB-ACC-PS-7201 | 1
TAB-ACC-PS-7202 | 1
TAB-ACC-PS-7301 | 1
TAB-ACC-PS-7401 | 1
TAB-ACC-PSH-0100 | 1
TAB-ACC-PSH-0200 | 1
TAB-ACC-PSH-0330 | 1
TAB-ACC-PSH-0380 | 1
TAB-ACC-PSH-0402 | 1
TAB-ACC-PSH-0502 | 1
TAB-ACC-PSH-0704 | 1
TAB-ACC-PSH-0724 | 1
TAB-ACC-PSH-0734 | 1
TAB-ACC-PSH-0744 | 1
TAB-ACC-PSH-0900 | 1
TAB-ACC-PSH-0950 | 1
TAB-ACC-PSH-1210 | 1
TAB-ACC-PSH-1220 | 1
TAB-ACC-PSH-1310 | 1
TAB-ACC-PSH-1320 | 1
TAB-ACC-PSH-1410 | 1
TAB-ACC-PSH-1420 | 1
TAB-ACC-PSH-1510 | 1
TAB-ACC-PSH-1520 | 1
TAB-ACC-PSH-1600 | 1
TAB-ACC-PSH-1650 | 2
TAB-ACC-PSH-1700 | 1
TAB-ACC-PSH-1800 | 1
TAB-ACC-PSH-1900 | 1
TAB-ACC-PSH-6451 | 1
TAB-ACC-PSH-6452 | 1
TAB-ACC-PSH-7331 | 1
TAB-ACC-PSL-0005 | 1
TAB-ACC-PSL-0702 | 1
TAB-ACC-PSL-0722 | 1
TAB-ACC-PSL-0732 | 1
TAB-ACC-PSL-0742 | 1
TAB-ACC-PSL-1401 | 1
TAB-ACC-PSL-1822 | 1
TAB-ACC-PSL-2042 | 1
TAB-ACC-PSL-2800 | 1
TAB-ACC-PSL-3422 | 1
TAB-ACC-PSL-3872 | 1
TAB-ACC-PSL-4422 | 1
TAB-ACC-PSL-4901 | 1
TAB-ACC-PSL-6301 | 1
TAB-ACC-PSL-7331 | 1
TAB-ACC-PSL-8212 | 1
TAB-CW-PS-0704 | 1
TAB-CW-PS-0705 | 1
TAB-DEW-PSH-0411 | 1
TAB-DEW-PSH-0511 | 2
TAB-DEW-PSH-0611 | 1
TAB-DEW-PSH-0711 | 1
TAB-DEW-PSH-0811 | 1
TAB-DEW-PSH-3101 | 1
TAB-DEW-PSH-3111 | 1
TAB-DEW-PSH-3121 | 1
TAB-DEW-PSH-3131 | 1
TAB-DEW-PSH-3141 | 1
TAB-DEW-PSH-3151 | 1
TAB-DEW-PSH-3161 | 1
TAB-DEW-PSH-3310 | 1
TAB-DEW-PSH-3320 | 1
TAB-DEW-PSH-3330 | 1
TAB-DEW-PSH-3340 | 1
TAB-DEW-PSH-3350 | 1
TAB-DEW-PSH-3360 | 1
TAB-DEW-PSH-3370 | 1
TAB-DEW-PSH-3380 | 1
TAB-DEW-PSH-3401 | 1
TAB-DEW-PSH-3402 | 1
TAB-DEW-PSH-3403 | 1
TAB-DEW-PSH-3404 | 1
TAB-DEW-PSH-3501 | 1
TAB-DEW-PSH-3502 | 1
TAB-DEW-PSH-3503 | 1
TAB-DEW-PSH-3504 | 1
TAB-DEW-PSH-4035 | 1
TAB-DEW-PSH-4036 | 1
TAB-DEW-PSL-6401 | 1
TAB-DIG-PDSL-0140 | 1
TAB-DIG-PDSL-0240 | 1
TAB-DIG-PDSL-0340 | 1
TAB-DIG-PDSL-0440 | 2
TAB-DIG-PDSL-0540 | 1
TAB-DIG-PDSL-0640 | 2
TAB-DIG-PDSL-0740 | 1
TAB-DIG-PDSL-0840 | 1
TAB-DIG-PSH-0134 | 1
TAB-DIG-PSH-0234 | 1
TAB-DIG-PSH-0334 | 1
TAB-DIG-PSH-0434 | 1
TAB-DIG-PSH-0534 | 1
TAB-DIG-PSH-0634 | 1
TAB-DIG-PSH-0734 | 1
TAB-DIG-PSH-0834 | 1
TAB-DIG-PSH-1333 | 1
TAB-DIG-PSH-1334 | 1
TAB-DIG-PSH-1433 | 1
TAB-DIG-PSH-1434 | 1
TAB-DIG-PSH-1472 | 1
TAB-DIG-PSH-1473 | 1
TAB-DIG-PSH-1474 | 1
TAB-DIG-PSH-1482 | 2
TAB-DIG-PSH-1533 | 1
TAB-DIG-PSH-1534 | 1
TAB-DIG-PSH-1573 | 1
TAB-DIG-PSH-1633 | 1
TAB-DIG-PSH-1634 | 1
TAB-DIG-PSH-1673 | 1
TAB-DIG-PSH-1674 | 1
TAB-DIG-PSH-4013 | 1
TAB-DIG-PSH-4014 | 1
TAB-DIG-PSH-4023 | 1
TAB-DIG-PSH-4024 | 1
TAB-DIG-PSH-4033 | 1
TAB-DIG-PSH-4034 | 1
TAB-DIG-PSH-4043 | 1
TAB-DIG-PSH-4044 | 1
TAB-DIG-PSH-4053 | 1
TAB-DIG-PSH-4054 | 1
TAB-DIG-PSH-4063 | 1
TAB-DIG-PSH-4064 | 1
TAB-DIG-PSH-4073 | 1
TAB-DIG-PSH-4074 | 1
TAB-DIG-PSH-4083 | 1
TAB-DIG-PSH-4084 | 1
TAB-DIG-PSH-4130 | 1
TAB-DIG-PSH-4135 | 1
TAB-DIG-PSH-4140 | 1
TAB-DIG-PSH-4145 | 1
TAB-DIG-PSH-4150 | 1
TAB-DIG-PSH-4160 | 1
TAB-DIG-PSH-4190 | 1
TAB-DIG-PSH-4195 | 1
TAB-DIG-PSH-4200 | 1
TAB-DIG-PSH-4205 | 1
TAB-DIG-PSH-4210 | 1
TAB-DIG-PSH-4220 | 1
TAB-DIG-PSH-5872 | 1
TAB-DIG-PSH-5882 | 1
TAB-DIG-PSH-9101 | 1
TAB-DIG-PSH-9201 | 1
TAB-DIG-PSH-9301S | 2
TAB-DIG-PSH-9401 | 1
TAB-DIG-PSH-9601 | 1
TAB-DIG-PSH-9701 | 1
TAB-DIG-PSH-9801 | 1
TAB-DIG-PSL-4130 | 1
TAB-DIG-PSL-4130A | 1
TAB-DIG-PSL-4135 | 1
TAB-DIG-PSL-4135A | 1
TAB-DIG-PSL-4140 | 1
TAB-DIG-PSL-4140A | 1
TAB-DIG-PSL-4145 | 1
TAB-DIG-PSL-4145A | 1
TAB-DIG-PSL-4150 | 1
TAB-DIG-PSL-4150A | 1
TAB-DIG-PSL-4160 | 1
TAB-DIG-PSL-4160A | 1
TAB-DIG-PSL-4190G | 1
TAB-DIG-PSL-4195G | 1
TAB-DIG-PSL-4200G | 1
TAB-DIG-PSL-4205G | 1
TAB-DIG-PSL-4210G | 1
TAB-DIG-PSL-4220G | 1
TAB-DIG-PSL-6133 | 1
TAB-DIG-PSL-6233 | 1
TAB-DIG-PSL-6333 | 1
TAB-DIG-PSL-6604 | 1
TAB-DIG-PSL-9101 | 1
TAB-DIG-PSL-9201 | 1
TAB-DIG-PSL-9301S | 2
TAB-DIG-PSL-9401 | 1
TAB-DIG-PSL-9601 | 1
TAB-DIG-PSL-9701 | 1
TAB-DIG-PSL-9726 | 1
TAB-DIG-PSL-9727 | 1
TAB-DIG-PSL-9801 | 1
TAB-DIS-PSH-0012 | 1
TAB-DIS-PSH-0013 | 1
TAB-DIS-PSH-0014 | 1
TAB-DIS-PSH-0015 | 1
TAB-DIS-PSH-0016 | 1
TAB-DIS-PSH-0017 | 1
TAB-DIS-PSH-0018 | 1
TAB-DIS-PSL-0001 | 1
TAB-DIS-PSL-0002 | 1
TAB-DIS-PSL-0003 | 1
TAB-DIS-PSL-0004 | 1
TAB-DIS-PSL-0005 | 1
TAB-EL1-PSH-1501A | 1
TAB-EL1-PSH-1501B | 1
TAB-EL1-PSH-1502A | 1
TAB-EL1-PSH-1502B | 1
TAB-EL1-PSH-1503A | 1
TAB-EL1-PSH-1503B | 1
TAB-EL1-PSH-1504A | 1
TAB-EL1-PSH-1504B | 1
TAB-EL1-PSH-1505A | 1
TAB-EL1-PSH-1505B | 1
TAB-EL1-PSH-1506A | 1
TAB-EL1-PSH-1506B | 1
TAB-NGS-PLS-0702 | 1
TAB-NGS-PSH-0101 | 1
TAB-NGS-PSH-0201 | 1
TAB-NGS-PSH-0301 | 1
TAB-NGS-PSH-0401 | 1
TAB-NGS-PSH-0601 | 1
TAB-NGS-PSH-0701 | 1
TAB-NGS-PSH-0801 | 1
TAB-NGS-PSL-0001 | 1
TAB-NGS-PSL-0101 | 1
TAB-NGS-PSL-0102 | 1
TAB-NGS-PSL-0201 | 1
TAB-NGS-PSL-0202 | 1
TAB-NGS-PSL-0301 | 1
TAB-NGS-PSL-0302 | 1
TAB-NGS-PSL-0401 | 1
TAB-NGS-PSL-0402 | 1
TAB-NGS-PSL-0601 | 1
TAB-NGS-PSL-0602 | 1
TAB-NGS-PSL-0701 | 1
TAB-NGS-PSL-0801 | 1
TAB-NGS-PSL-0802 | 1
TAB-PDSH-1481 | 1
TAB-PLT-PSH-0121 | 1
TAB-PLT-PSH-0122 | 1
TAB-PLT-PSH-0221 | 1
TAB-PLT-PSH-0222 | 1
TAB-PLT-PSH-0321 | 1
TAB-PLT-PSH-0322 | 1
TAB-PLT-PSH-0421 | 1
TAB-PLT-PSH-0422 | 1
TAB-PLT-PSH-0521 | 1
TAB-PLT-PSH-0522 | 1
TAB-PLT-PSH-0621 | 1
TAB-PLT-PSH-0622 | 1
TAB-PLT-PSJ-0122 | 1
TAB-PLT-PSL-0171 | 1
TAB-PLT-PSL-0184 | 1
TAB-PLT-PSL-0271 | 1
TAB-PLT-PSL-0371 | 1
TAB-PLT-PSL-0471 | 1
TAB-PLT-PSL-0571 | 1
TAB-PLT-PSL-0671 | 1
TAB-PLT-PSL-1180 | 1
TAB-PRM-PSH-0311 | 1
TAB-PRM-PSH-0321 | 1
TAB-PRM-PSH-0331 | 1
TAB-PRM-PSH-0341 | 1
TAB-PRM-PSH-0351 | 1
TAB-PRM-PSH-0361 | 1
TAB-PRM-PSH-2100 | 1
TAB-PRM-PSH-2200 | 1
TAB-PRM-PSH-2300 | 1
TAB-PRM-PSH-2401 | 1
TAB-PRM-PSH-2402 | 1
TAB-PRM-PSH-2501? | 2
TAB-PRM-PSH-2502? | 2
TAB-PRM-PSH-2601 | 1
TAB-PRM-PSH-2602 | 1
TAB-PRM-PSH-2701 | 1
TAB-PRM-PSH-2702 | 1
TAB-PRM-PSL-0111 | 1
TAB-PRM-PSL-0112 | 1
TAB-PRM-PSL-2100A | 1
TAB-PRM-PSL-2200A | 1
TAB-PRM-PSL-2300A | 1
TAB-PRM-PSL-2401 | 1
TAB-PRM-PSL-2402 | 1
TAB-PRM-PSL-2501? | 2
TAB-PRM-PSL-2502? | 2
TAB-PRM-PSL-2601 | 1
TAB-PRM-PSL-2602 | 1
TAB-PRM-PSL-2701 | 1
TAB-PRM-PSL-2702 | 1
TAB-PRM-PSL-3401 | 1
TAB-PRM-PSL-3402 | 1
TAB-PRM-PSL-3501 | 1
TAB-PRM-PSL-3601 | 1
TAB-PRM-PSL-3602 | 1
TAB-PRM-PSL-4100 | 1
TAB-PRM-PSL-4301 | 1
TAB-PRM-PSL-7001 | 2
TAB-PRM-PSL-7002 | 1
TAB-PRM-PSL-7003 | 1
TAB-PRM-PSL-7007 | 1
TAB-PRM-PSL-7008 | 1
TAB-PRS-PSH-0301 | 1
TAB-PRS-PSH-0302 | 1
TAB-PRS-PSH-0303 | 1
TAB-PRS-PSH-0401 | 1
TAB-PRS-PSH-0402 | 1
TAB-PRS-PSH-1003 | 3
TAB-PRS-PSH-3010 | 1
TAB-PRS-PSH-3020 | 1
TAB-PRS-PSH-3030 | 1
TAB-PRS-PSH-3040 | 1
TAB-PRS-PSH-3110 | 2
TAB-PRS-PSH-3120 | 1
TAB-PRS-PSH-3130 | 1
TAB-PRS-PSH-3140 | 2
TAB-PRS-PSH-3210 | 2
TAB-PRS-PSH-3220 | 2
TAB-PRS-PSH-3230 | 1
TAB-PRS-PSH-3240 | 1
TAB-PRS-PSH-3310 | 1
TAB-PRS-PSH-3320 | 1
TAB-PRS-PSH-3330 | 2
TAB-PRS-PSH-4010 | 1
TAB-PRS-PSH-4020 | 1
TAB-PRS-PSH-4030 | 1
TAB-PRS-PSL-1001 | 2
TAB-PRS-PSL-3010 | 1
TAB-PRS-PSL-3020 | 1
TAB-PRS-PSL-3030 | 1
TAB-PRS-PSL-3040 | 1
TAB-PRS-PSL-3110 | 1
TAB-PRS-PSL-3120 | 1
TAB-PRS-PSL-3130 | 1
TAB-PRS-PSL-3140 | 1
TAB-PRS-PSL-3210 | 1
TAB-PRS-PSL-3220 | 1
TAB-PRS-PSL-3230 | 1
TAB-PRS-PSL-3240 | 1
TAB-PRS-PSL-3310 | 1
TAB-PRS-PSL-3320 | 1
TAB-PRS-PSL-3330 | 1
TAB-PRS-PSL-4010 | 1
TAB-PRS-PSL-4020 | 1
TAB-PRS-PSL-4030 | 1
TAB-PWA-PDSH-2610 | 1
TAB-PWA-PDSH-2620 | 1
TAB-PWA-PDSH-2630 | 1
TAB-PWA-PDSH-2640 | 1
TAB-PWA-PDSH-2650 | 1
TAB-PWA-PDSH-2660 | 1
TAB-PWA-PSH-0090 | 1
TAB-PWA-PSH-0555 | 1
TAB-PWA-PSH-0840 | 1
TAB-PWA-PSH-1001 | 1
TAB-PWA-PSH-2701 | 1
TAB-PWA-PSH-2702 | 1
TAB-PWA-PSH-2703 | 1
TAB-PWA-PSH-2704 | 1
TAB-PWA-PSL-0090 | 1
TAB-PWA-PSL-0555 | 1
TAB-PWA-PSL-0840 | 1
TAB-RSP-PSL-1211 | 2
TAB-RSP-PSL-1221 | 2
TAB-RSP-PSL-1231 | 2
TAB-RSP-PSL-1241 | 2
TAB-RSP-PSL-1251 | 2
TAB-RSP-PSL-2201 | 1
TAB-RSP-PSL-2202 | 1
TAB-RSP-PSL-2203 | 1
TAB-RSP-PSL-2204 | 1
TAB-RSP-PSL-2205 | 1
TAB-RSP-PSL-2206 | 1
TAB-RSP-PSL-2207 | 1
TAB-RSP-PSL-2208 | 1
TAB-RSP-PSL-2209 | 1
TAB-RSP-PSL-2210 | 1
TAB-RSP-PSL-2602 | 1
TAB-RSP-PSL-2603 | 1
TAB-SLO-PSL-0232 | 1
TAB-SLO-PSL-0411 | 2
TAB-SLO-PSL-0412 | 2
TAB-SLO-PSL-0413 | 2
TAB-SLO-PSL-0414 | 2
TAB-SLO-PSL-0420 | 2
TAB-SLO-PSL-250 | 1
TAB-SLO-PSL-377 | 1
TAB-SLO-PSL-378 | 1
TAB-STR-PSH-4001 | 1
TAB-STR-PSH-4002 | 1
TAB-STR-PSH-4003 | 1
TAB-STR-PSH-4004 | 1
TAB-STR-PSH-4005 | 1
TAB-STR-PSH-4007 | 1
TAB-STR-PSH-4008 | 1
TAB-STR-PSH-4009 | 1
TAB-STR-PSH-4010 | 1
TAB-STR-PSH-4011 | 1
TAB-STR-PSL-4001 | 1
TAB-STR-PSL-4002 | 1
TAB-STR-PSL-4003 | 1
TAB-STR-PSL-4004 | 1
TAB-STR-PSL-4005 | 1
TAB-STR-PSL-4007 | 1
TAB-STR-PSL-4008 | 1
TAB-STR-PSL-4009 | 1
TAB-STR-PSL-4010 | 1
TAB-STR-PSL-4011 | 1
TAB-STR-PSLL-4001 | 1
TAB-STR-PSLL-4002 | 1
TAB-STR-PSLL-4003 | 1
TAB-STR-PSLL-4004 | 1
TAB-STR-PSLL-4005 | 1
TAB-STR-PSLL-4007 | 1
TAB-STR-PSLL-4008 | 1
TAB-STR-PSLL-4009 | 1
TAB-STR-PSLL-4010 | 1
TAB-STR-PSLL-4011 | 1
TAB-THK-PSH-4112 | 1
TAB-THK-PSH-4122 | 1
TAB-THK-PSH-4132 | 1
TAB-THK-PSH-4301 | 1
TAB-THK-PSH-4302 | 1
TAB-THK-PSH-4303 | 1
TAB-THK-PSH-4304 | 1
TAB-THK-PSH-4305 | 1
TAB-THK-PSH-4306 | 1
TAB-THK-PSH-4307 | 1
TAB-THK-PSH-4308 | 1
TAB-THK-PSH-4309 | 1
TAB-THK-PSH-4310 | 1
TAB-THK-PSH-4311 | 1
TAB-THK-PSH-4312 | 1
TAB-THK-PSH-4313 | 1
TAB-THK-PSL-0105 | 1
TAB-THK-PSL-0205 | 1
TAB-THK-PSL-0305 | 1
TAB-THK-PSL-0405 | 1
TAB-THK-PSL-0505 | 1
TAB-THK-PSL-0605 | 1
TAB-THK-PSL-0705 | 1
TAB-THK-PSL-0805 | 1
TAB-THK-PSL-0905 | 2
THC-ACC-PSH-0121 | 1
THC-ACC-PSH-0123 | 1
THC-ACC-PSH-6101 | 1
THC-ACC-PSH-6201 | 1
THC-ACC-PSH-6301 | 1
THC-ACC-PSH-6401 | 1
THC-ACC-PSH-6501 | 1
THC-ACC-PSL-0121 | 1
THC-ACC-PSL-3343 | 1
THC-ACC-PSL-3510 | 1
THC-ACC-PSL-3812 | 1
THC-ACC-PSL-6101 | 1
THC-ACC-PSL-6201 | 1
THC-ACC-PSL-6301 | 1
THC-ACC-PSL-6341 | 1
THC-ACC-PSL-6401 | 1
THC-ACC-PSL-6441 | 1
THC-ACC-PSL-6501 | 1
THC-AER-PDSH-7122 | 1
THC-AER-PDSH-7222 | 1
THC-AER-PDSH-7322 | 1
THC-AER-PDSH-7422 | 1
THC-AER-PSH-7104 | 1
THC-AER-PSH-7161 | 1
THC-AER-PSH-7204 | 1
THC-AER-PSH-7261 | 1
THC-AER-PSH-7304 | 1
THC-AER-PSH-7361 | 1
THC-AER-PSH-7404 | 1
THC-AER-PSH-7461 | 1
THC-AER-PSL-7151 | 1
THC-AER-PSL-7156 | 1
THC-AER-PSL-7251 | 1
THC-AER-PSL-7256 | 1
THC-AER-PSL-7351 | 1
THC-AER-PSL-7356 | 1
THC-AER-PSL-7451 | 1
THC-AER-PSL-7456 | 1
THC-CW-PSH-3001 | 1
THC-CW-PSL-3001 | 1
THC-DEW-PSH-2346 | 1
THC-DEW-PSH-5826 | 1
THC-DEW-PSH-5846 | 1
THC-DEW-PSH-7266 | 1
THC-DEW-PSH-7366 | 1
THC-DEW-PSL-1108 | 1
THC-DEW-PSL-1208 | 1
THC-DIG-PSH-0444 | 1
THC-DIG-PSH-0544 | 1
THC-DIG-PSH-0644 | 1
THC-DIG-PSH-0744 | 1
THC-DIG-PSH-1444 | 1
THC-DIG-PSH-3100 | 2
THC-DIG-PSH-3200 | 2
THC-DIG-PSH-3300 | 2
THC-DIG-PSH-5066 | 2
THC-DIG-PSH-5067 | 2
THC-DIG-PSH-5068 | 2
THC-DIG-PSL-5063 | 2
THC-DIG-PSLL-5065 | 2
THC-FT-PSH-0996 | 1
THC-FT-PSH-1096 | 1
THC-FT-PSH-1196 | 1
THC-FT-PSH-1296 | 1
THC-FT-PSH-1396 | 1
THC-FT-PSH-1496 | 1
THC-FT-PSH-1596 | 1
THC-FT-PSH-1696 | 1
THC-FT-PSH-5826 | 3
THC-FT-PSL-0995 | 1
THC-FT-PSL-1095 | 1
THC-FT-PSL-1195 | 1
THC-FT-PSL-1295 | 1
THC-FT-PSL-1395 | 1
THC-FT-PSL-1495 | 1
THC-FT-PSL-1595 | 1
THC-FT-PSL-1695 | 1
THC-INC-PSH-0610 | 1
THC-INC-PSH-0611 | 1
THC-INC-PSH-1064 | 1
THC-INC-PSH-2064 | 1
THC-INC-PSL-0202 | 1
THC-INC-PSL-0203 | 1
THC-INC-PSL-1051 | 1
THC-INC-PSL-1052 | 1
THC-INC-PSL-1053 | 1
THC-INC-PSL-1064 | 2
THC-INC-PSL-1073 | 1
THC-INC-PSL-2051 | 1
THC-INC-PSL-2052 | 1
THC-INC-PSL-2053 | 1
THC-INC-PSL-2064 | 2
THC-INC-PSL-2073 | 1
THC-NGS-PSL-3042 | 2
THC-NGS-PSL-3052 | 2
THC-NGS-PSL-3062 | 2
THC-NGS-PSL-3072 | 2
THC-NGS-PSL-3082 | 2
THC-PLT-PSH-0143 | 1
THC-PLT-PSH-0243 | 1
THC-PLT-PSH-0343 | 1
THC-PLT-PSH-0443 | 1
THC-PLT-PSH-0543 | 1
THC-PLT-PSH-2112 | 1
THC-PLT-PSH-2212 | 1
THC-PLT-PSH-2312 | 1
THC-PLT-PSH-2412 | 1
THC-PLT-PSH-5844 | 1
THC-PLT-PSH-6108 | 1
THC-PLT-PSH-6208 | 1
THC-PLT-PSL-0145 | 1
THC-PLT-PSL-0245 | 1
THC-PLT-PSL-0345 | 1
THC-PLT-PSL-0445 | 1
THC-PLT-PSL-0545 | 1
THC-PLT-PSL-1011 | 1
THC-PLT-PSL-1012 | 1
THC-PLT-PSL-1021 | 1
THC-PLT-PSL-1022 | 1
THC-PLT-PSL-2102 | 1
THC-PLT-PSL-2202 | 1
THC-PLT-PSL-2302 | 1
THC-PLT-PSL-2402 | 1
THC-PLT-PSL-5305 | 1
THC-PLT-PSL-5325 | 1
THC-PLT-PSL-5345 | 1
THC-PLT-PSL-6109 | 1
THC-PLT-PSL-6209 | 1
THC-PLT-PSL-6351 | 1
THC-PRM-PSH-6915 | 1
THC-PRM-PSH-6935 | 1
THC-PRM-PSH-6955 | 1
THC-PRM-PSH-6975 | 1
THC-PWA-PDSH-0301 | 1
THC-PWA-PDSH-0401 | 1
THC-PWA-PDSH-0901 | 1
THC-PWA-PDSH-1001 | 1
THC-PWA-PSL-0401 | 1
THC-PWA-PSL-0501 | 1
THC-PWA-PSL-0801 | 1
THC-STR-PSL-0145 | 1
THC-STR-PSL-0245 | 1
THC-STR-PSL-0345 | 1
THC-STR-PSL-0445 | 1
THC-STR-PSL-0545 | 1
THC-STR-PSL-0645 | 1
THC-STR-PSL-0745 | 1
THC-STR-PSL-0845 | 1
THC-STR-PSL-0945 | 2
THC-STR-PSL-1045 | 1
THC-STR-PSL-1145 | 1
THC-STR-PSL-1245 | 1
THC-STR-PSL-1345 | 1
THC-STR-PSL-1445 | 1
THC-STR-PSL-1545 | 1
THC-STR-PSL-1645 | 1
THC-STR-PSL-5045 | 1
THC-STR-PSL-5145 | 1
THC-STR-PSL-5245 | 1
THC-STR-PSL-5445 | 1
THC-THK-PSL-1101 | 2
THC-THK-PSL-5820 | 1
THC-THK-PSL-5830 | 1
THR-ACC-PDSH-3500 | 1
THR-ACC-PDSH-4000 | 1
THR-ACC-PDSH-4001 | 1
THR-ACC-PDSH-4500 | 1
THR-ACC-PDSH-4501 | 1
THR-ACC-PDSL-4000 | 1
THR-ACC-PDSL-4001 | 1
THR-ACC-PDSL-4002 | 1
THR-ACC-PDSL-4003 | 1
THR-ACC-PDSL-4004 | 2
THR-ACC-PDSL-4005 | 1
THR-ACC-PSH-0100 | 1
THR-ACC-PSH-0110 | 1
THR-ACC-PSH-0120 | 1
THR-ACC-PSH-0130 | 1
THR-ACC-PSH-0140 | 1
THR-ACC-PSH-0150 | 1
THR-ACC-PSH-0200 | 1
THR-ACC-PSH-0210 | 1
THR-ACC-PSH-0220 | 1
THR-ACC-PSH-0230 | 1
THR-ACC-PSH-0231 | 1
THR-ACC-PSH-0240 | 1
THR-ACC-PSH-0801 | 1
THR-ACC-PSH-0901 | 1
THR-ACC-PSH-1301 | 1
THR-ACC-PSH-1302 | 1
THR-ACC-PSH-1303 | 1
THR-ACC-PSH-1401 | 1
THR-ACC-PSH-1402 | 1
THR-ACC-PSH-1403 | 1
THR-ACC-PSH-1501 | 1
THR-ACC-PSH-1502 | 1
THR-ACC-PSH-1503 | 1
THR-ACC-PSH-1601 | 1
THR-ACC-PSH-1602 | 1
THR-ACC-PSH-1603 | 1
THR-ACC-PSH-1701 | 1
THR-ACC-PSH-1702 | 1
THR-ACC-PSH-1703 | 1
THR-ACC-PSH-2101 | 1
THR-ACC-PSH-2201 | 1
THR-ACC-PSH-2301 | 1
THR-ACC-PSH-2401 | 1
THR-ACC-PSH-2501 | 1
THR-ACC-PSH-2601 | 1
THR-ACC-PSL-0510 | 1
THR-ACC-PSL-0520 | 1
THR-ACC-PSL-0710 | 1
THR-ACC-PSL-0801 | 1
THR-ACC-PSL-0901 | 1
THR-ACC-PSL-1301 | 1
THR-ACC-PSL-1302 | 1
THR-ACC-PSL-1401 | 1
THR-ACC-PSL-1402 | 1
THR-ACC-PSL-1501 | 1
THR-ACC-PSL-1502 | 1
THR-ACC-PSL-1601 | 1
THR-ACC-PSL-1602 | 1
THR-ACC-PSL-1701 | 1
THR-ACC-PSL-1702 | 1
THR-ACC-PSL-2101 | 1
THR-ACC-PSL-2201 | 1
THR-ACC-PSL-2301 | 1
THR-ACC-PSL-2401 | 1
THR-ACC-PSL-2501 | 1
THR-ACC-PSL-2601 | 1
THR-AER-PSH-0615 | 1
THR-AER-PSH-0715 | 1
THR-AER-PSH-0815 | 1
THR-AER-PSH-1115 | 2
THR-AER-PSH-1215 | 2
THR-AER-PSH-1315 | 2
THR-AER-PSH-1401 | 3
THR-AER-PSH-1501 | 2
THR-AER-PSH-1615 | 2
THR-AER-PSH-1715 | 2
THR-AER-PSH-1815 | 2
THR-AER-PSH-1915 | 2
THR-AER-PSL-0055 | 1
THR-AER-PSL-0056 | 1
THR-AER-PSL-0615 | 1
THR-AER-PSL-0715 | 1
THR-AER-PSL-0815 | 1
THR-AER-PSL-1115 | 2
THR-AER-PSL-1215 | 2
THR-AER-PSL-1315 | 2
THR-AER-PSL-1615 | 2
THR-AER-PSL-1715 | 2
THR-AER-PSL-1815 | 2
THR-AER-PSL-1915 | 2
THR-AER-PSLL-1111 | 2
THR-AER-PSLL-1211 | 2
THR-AER-PSLL-1311 | 2
THR-AER-PSLL-1611 | 2
THR-AER-PSLL-1711 | 2
THR-AER-PSLL-1811 | 2
THR-AER-PSLL-1911 | 2
THR-BG-PSH-0023 | 1
THR-BG-PSH-0102 | 1
THR-BG-PSH-0301 | 1
THR-BG-PSH-0402 | 1
THR-BG-PSH-0502 | 1
THR-BG-PSH-0504 | 1
THR-BG-PSH-0601 | 1
THR-BG-PSH-0901 | 1
THR-BG-PSH-1101 | 1
THR-BG-PSH-1201 | 1
THR-BG-PSHH-0101 | 1
THR-BG-PSHH-0401 | 1
THR-BG-PSL-0109 | 1
THR-BG-PSL-0209 | 1
THR-BG-PSL-0501 | 1
THR-BG-PSL-0503 | 1
THR-BG-PSL-1101 | 1
THR-BG-PSL-1201 | 1
THR-BG-PSLL-0101 | 1
THR-BG-PSLL-0401 | 1
THR-CG-PSH-0901 | 1
THR-CG-PSH-1165 | 1
THR-CG-PSH-1265 | 1
THR-CG-PSH-1407 | 1
THR-CG-PSH-1417 | 1
THR-CG-PSL-1161 | 1
THR-CG-PSL-1261 | 1
THR-DCL-PSH | 1
THR-DCL-PSH-0101 | 1
THR-DCL-PSH-0201 | 1
THR-DCL-PSH-0301 | 1
THR-DCL-PSH-0401 | 1
THR-DCL-PSH-0501 | 1
THR-DCL-PSH-0601 | 1
THR-DCL-PSH-0701 | 1
THR-DIG-PSH-0101 | 1
THR-DIG-PSH-0102 | 1
THR-DIG-PSH-0114 | 1
THR-DIG-PSH-0124 | 1
THR-DIG-PSH-0202 | 1
THR-DIG-PSH-0701 | 1
THR-DIG-PSH-0801 | 1
THR-DIG-PSH-0901 | 1
THR-DIG-PSH-1001 | 1
THR-DIG-PSH-2214 | 1
THR-DIG-PSH-2215 | 1
THR-DIG-PSH-2264 | 1
THR-DIG-PSH-2265 | 1
THR-DIG-PSH-2318 | 1
THR-DIG-PSH-2319 | 1
THR-DIG-PSH-2368 | 1
THR-DIG-PSH-2369 | 1
THR-DIG-PSH-2501 | 1
THR-DIG-PSH-2502 | 1
THR-DIG-PSH-2503 | 1
THR-DIG-PSH-2504 | 1
THR-DIG-PSH-2511 | 1
THR-DIG-PSH-2512 | 1
THR-DIG-PSH-2513 | 1
THR-DIG-PSH-2514 | 1
THR-DIG-PSH-2521 | 1
THR-DIG-PSH-2522 | 1
THR-DIG-PSH-2523 | 1
THR-DIG-PSH-2524 | 1
THR-DIG-PSH-2531 | 1
THR-DIG-PSH-2532 | 1
THR-DIG-PSH-2533 | 1
THR-DIG-PSH-2534 | 1
THR-DIG-PSH-3041 | 1
THR-DIG-PSH-3042 | 1
THR-DIG-PSH-3071 | 1
THR-DIG-PSH-3072 | 1
THR-DIG-PSH-3115 | 1
THR-DIG-PSH-3116 | 1
THR-DIG-PSH-3165 | 1
THR-DIG-PSH-3166 | 1
THR-DIG-PSH-3211 | 1
THR-DIG-PSH-3212 | 1
THR-DIG-PSH-3271 | 1
THR-DIG-PSH-3272 | 1
THR-DIG-PSH-4011 | 2
THR-DIG-PSH-4031 | 1
THR-DIG-PSH-4051 | 2
THR-DIG-PSH-4071 | 1
THR-DIG-PSH-4710 | 1
THR-DIG-PSH-4711 | 1
THR-DIG-PSH-4760 | 1
THR-DIG-PSH-4761 | 1
THR-DIG-PSH-4805 | 1
THR-DIG-PSH-4806 | 1
THR-DIG-PSH-4855 | 1
THR-DIG-PSH-4856 | 1
THR-DIG-PSH-5141 | 1
THR-DIG-PSH-5142 | 1
THR-DIG-PSH-5161 | 1
THR-DIG-PSH-5162 | 1
THR-DIG-PSH-5240 | 1
THR-DIG-PSH-5260 | 1
THR-DIG-PSH-5280 | 1
THR-DIG-PSH-5440 | 1
THR-DIG-PSH-5460 | 1
THR-DIG-PSH-5480 | 1
THR-DIG-PSH-5640 | 1
THR-DIG-PSH-5660 | 1
THR-DIG-PSH-5680 | 1
THR-DIG-PSH-5840 | 1
THR-DIG-PSH-5860 | 1
THR-DIG-PSH-5880 | 1
THR-DIG-PSH-6101 | 1
THR-DIG-PSH-6201 | 1
THR-DIG-PSH-6301 | 1
THR-DIG-PSH-6401 | 1
THR-DIG-PSH-6501 | 1
THR-DIG-PSH-6601 | 1
THR-DIG-PSL-0201 | 2
THR-DIG-PSL-0301 | 1
THR-DIG-PSL-0701 | 1
THR-DIG-PSL-0801 | 1
THR-DIG-PSL-2214 | 1
THR-DIG-PSL-2215 | 1
THR-DIG-PSL-2264 | 1
THR-DIG-PSL-2265 | 1
THR-DIG-PSL-2318 | 1
THR-DIG-PSL-2319 | 1
THR-DIG-PSL-2368 | 1
THR-DIG-PSL-2369 | 1
THR-DIG-PSL-2501 | 1
THR-DIG-PSL-2502 | 1
THR-DIG-PSL-2503 | 1
THR-DIG-PSL-2504 | 1
THR-DIG-PSL-2511 | 1
THR-DIG-PSL-2512 | 1
THR-DIG-PSL-2513 | 1
THR-DIG-PSL-2514 | 1
THR-DIG-PSL-2521 | 1
THR-DIG-PSL-2522 | 1
THR-DIG-PSL-2523 | 1
THR-DIG-PSL-2524 | 1
THR-DIG-PSL-2531 | 1
THR-DIG-PSL-2532 | 1
THR-DIG-PSL-2533 | 1
THR-DIG-PSL-2534 | 1
THR-DIG-PSL-3041 | 1
THR-DIG-PSL-3042 | 1
THR-DIG-PSL-3071 | 1
THR-DIG-PSL-3072 | 1
THR-DIG-PSL-3115 | 1
THR-DIG-PSL-3116 | 1
THR-DIG-PSL-3165 | 1
THR-DIG-PSL-3166 | 1
THR-DIG-PSL-3211 | 1
THR-DIG-PSL-3212 | 1
THR-DIG-PSL-3271 | 1
THR-DIG-PSL-3272 | 1
THR-DIG-PSL-4710 | 1
THR-DIG-PSL-4711 | 1
THR-DIG-PSL-4760 | 1
THR-DIG-PSL-4761 | 1
THR-DIG-PSL-5141 | 1
THR-DIG-PSL-5142 | 1
THR-DIG-PSL-5161 | 1
THR-DIG-PSL-5162 | 1
THR-DIG-PSL-5240 | 1
THR-DIG-PSL-5240C | 1
THR-DIG-PSL-5260 | 1
THR-DIG-PSL-5260C | 1
THR-DIG-PSL-5280 | 1
THR-DIG-PSL-5280C | 1
THR-DIG-PSL-5440 | 1
THR-DIG-PSL-5440C | 1
THR-DIG-PSL-5460 | 1
THR-DIG-PSL-5460C | 1
THR-DIG-PSL-5480 | 1
THR-DIG-PSL-5480C | 1
THR-DIG-PSL-5634 | 1
THR-DIG-PSL-5642 | 1
THR-DIG-PSL-5654 | 1
THR-DIG-PSL-5662 | 1
THR-DIG-PSL-5674 | 1
THR-DIG-PSL-5682 | 1
THR-DIG-PSL-5840A | 1
THR-DIG-PSL-5842 | 1
THR-DIG-PSL-5860A | 1
THR-DIG-PSL-5862 | 1
THR-DIG-PSL-5880A | 1
THR-DIG-PSL-5882 | 1
THR-DIS-PSH-0100 | 2
THR-DIS-PSH-0200 | 2
THR-DIS-PSH-0300 | 2
THR-DIS-PSH-0400 | 2
THR-DIS-PSH-0500 | 2
THR-DIS-PSH-0600 | 2
THR-DIS-PSH-1001 | 2
THR-DIS-PSH-1021 | 2
THR-DIS-PSH-1041 | 2
THR-DIS-PSH-1101 | 1
THR-DIS-PSH-1103 | 1
THR-DIS-PSH-1110 | 1
THR-DIS-PSH-1120 | 1
THR-DIS-PSH-1130 | 1
THR-DIS-PSH-1140 | 1
THR-DIS-PSH-1305 | 1
THR-DIS-PSH-1355 | 1
THR-DIS-PSL-0111 | 1
THR-DIS-PSL-0121 | 1
THR-DIS-PSL-0131 | 1
THR-DIS-PSL-0141 | 1
THR-DIS-PSL-0151 | 1
THR-DIS-PSL-0711 | 2
THR-DIS-PSL-0721 | 2
THR-DIS-PSL-1007A | 1
THR-DIS-PSL-1007B | 1
THR-DIS-PSL-1100 | 1
THR-DIS-PSL-1104 | 1
THR-EPS-PSH-0110 | 1
THR-EPS-PSH-0116 | 1
THR-EPS-PSH-0210 | 1
THR-EPS-PSH-0216 | 1
THR-EPS-PSH-0310 | 1
THR-EPS-PSH-0316 | 1
THR-EPS-PSH-0410 | 1
THR-EPS-PSH-0416 | 1
THR-EPS-PSL-0110 | 1
THR-EPS-PSL-0116 | 1
THR-EPS-PSL-0210 | 1
THR-EPS-PSL-0216 | 1
THR-EPS-PSL-0310 | 1
THR-EPS-PSL-0316 | 1
THR-EPS-PSL-0410 | 1
THR-EPS-PSL-0416 | 1
THR-FPW-PSH-0010 | 1
THR-FPW-PSH-4901 | 1
THR-FPW-PSH-4902 | 1
THR-FPW-PSH-4903 | 1
THR-FPW-PSL-0010 | 1
THR-FPW-PSL-0016 | 1
THR-FPW-PSL-1031 | 1
THR-FPW-PSL-1032 | 1
THR-FPW-PSL-1033 | 1
THR-FPW-PSL-1034 | 1
THR-FT-PSH-2520 | 1
THR-FT-PSH-2521 | 1
THR-FT-PSH-2522 | 1
THR-FT-PSH-2523 | 1
THR-FT-PSH-2524 | 1
THR-FT-PSH-3020S | 1
THR-FT-PSH-3021 | 1
THR-FT-PSH-3040S | 1
THR-FT-PSH-3041 | 1
THR-FT-PSH-3120 | 1
THR-FT-PSH-3121 | 1
THR-FT-PSH-3140S | 1
THR-FT-PSH-3141 | 1
THR-FT-PSH-3221 | 1
THR-FT-PSH-3241 | 1
THR-FT-PSH-3250S | 1
THR-FT-PSH-3261 | 1
THR-FT-PSH-3320 | 1
THR-FT-PSH-3330 | 1
THR-FT-PSH-3340 | 1
THR-FT-PSH-3420 | 1
THR-FT-PSH-3430 | 1
THR-FT-PSH-3440 | 1
THR-FT-PSH-3520 | 1
THR-FT-PSH-3530 | 1
THR-FT-PSH-3540 | 1
THR-FT-PSH-3620 | 1
THR-FT-PSH-3630 | 1
THR-FT-PSH-3640 | 1
THR-FT-PSH-3720 | 1
THR-FT-PSH-3730 | 1
THR-FT-PSH-3740 | 1
THR-FT-PSH-4063S | 1
THR-FT-PSH-4064S | 1
THR-FT-PSH-4065S | 1
THR-FT-PSH-4066S | 1
THR-FT-PSH-4401 | 1
THR-FT-PSH-4403 | 1
THR-FT-PSH-4405 | 1
THR-FT-PSH-4407 | 1
THR-FT-PSH-4409 | 1
THR-FT-PSH-4510 | 1
THR-FT-PSH-4520 | 1
THR-FT-PSH-4530 | 1
THR-FT-PSH-4540 | 1
THR-FT-PSH-4622 | 1
THR-FT-PSH-4710 | 1
THR-FT-PSH-4720 | 1
THR-FT-PSH-4730 | 1
THR-FT-PSL-2170 | 1
THR-FT-PSL-2171 | 1
THR-FT-PSL-2172 | 1
THR-FT-PSL-2173 | 1
THR-FT-PSL-2174 | 1
THR-FT-PSL-2175 | 1
THR-FT-PSL-2176 | 1
THR-FT-PSL-2320 | 1
THR-FT-PSL-2321 | 1
THR-FT-PSL-2322 | 1
THR-FT-PSL-2323 | 1
THR-FT-PSL-2324 | 1
THR-FT-PSL-2401S | 1
THR-FT-PSL-2402S | 1
THR-FT-PSL-2520 | 1
THR-FT-PSL-2520S | 1
THR-FT-PSL-2521 | 1
THR-FT-PSL-2521S | 1
THR-FT-PSL-2522 | 1
THR-FT-PSL-2522S | 1
THR-FT-PSL-2523 | 1
THR-FT-PSL-2523S | 1
THR-FT-PSL-2524 | 1
THR-FT-PSL-2524S | 1
THR-FT-PSL-2620 | 1
THR-FT-PSL-2621 | 1
THR-FT-PSL-2622 | 1
THR-FT-PSL-2623 | 1
THR-FT-PSL-2624 | 1
THR-FT-PSL-2720 | 1
THR-FT-PSL-2721 | 1
THR-FT-PSL-2722 | 1
THR-FT-PSL-2723 | 1
THR-FT-PSL-2724 | 1
THR-FT-PSL-3020 | 1
THR-FT-PSL-3040 | 1
THR-FT-PSL-3120 | 1
THR-FT-PSL-3140 | 1
THR-FT-PSL-3220 | 1
THR-FT-PSL-3240 | 1
THR-FT-PSL-3260 | 1
THR-FT-PSL-4063S | 1
THR-FT-PSL-4064S | 1
THR-FT-PSL-4065S | 1
THR-FT-PSL-4066S | 1
THR-FT-PSL-4400 | 1
THR-FT-PSL-4402 | 1
THR-FT-PSL-4404 | 1
THR-FT-PSL-4406 | 1
THR-FT-PSL-4408 | 1
THR-FT-PSL-4519 | 1
THR-FT-PSL-4529 | 1
THR-FT-PSL-4539 | 1
THR-FT-PSL-4549 | 1
THR-FT-PSL-4601 | 1
THR-FT-PSL-4602 | 2
THR-FT-PSL-4621 | 1
THR-FT-PSL-4628 | 1
THR-FT-PSL-4631 | 1
THR-FT-PSL-4709 | 1
THR-FT-PSL-4719 | 1
THR-FT-PSL-4729 | 1
THR-NGS-PSH-0202 | 1
THR-NGS-PSH-0801 | 1
THR-NGS-PSH-0901 | 1
THR-NGS-PSL-0201 | 1
THR-NGS-PSL-0301 | 1
THR-NGS-PSL-0801 | 1
THR-NGS-PSL-0802 | 1
THR-NGS-PSL-0901 | 1
THR-NGS-PSL-0902 | 1
THR-OCS-PSH-2927 | 1
THR-OCS-PSH-2932 | 1
THR-OCS-PSH-2938 | 1
THR-OCS-PSH-2944 | 1
THR-OCS-PSH-2949 | 1
THR-OCS-PSH-2956 | 1
THR-OCS-PSH-3951 | 1
THR-OCS-PSH-3966 | 1
THR-OCS-PSH-6382 | 1
THR-OCS-PSH-6386 | 1
THR-OCS-PSL-3952 | 1
THR-OCS-PSL-3956A | 1
THR-OCS-PSL-3956B | 1
THR-OCS-PSL-3957A | 1
THR-OCS-PSL-3957B | 1
THR-OCS-PSL-3969 | 1
THR-OCS-PSLH-0500 | 1
THR-OCS-PSLH-0501 | 1
THR-PLT-PSH-2302 | 1
THR-PLT-PSL-1105 | 1
THR-PLT-PSL-1120 | 1
THR-PLT-PSL-1135 | 1
THR-PLT-PSL-1150 | 1
THR-PLT-PSL-1165 | 1
THR-PLT-PSL-1180 | 1
THR-PLT-PSL-2100 | 1
THR-PLT-PSL-2110 | 1
THR-PLT-PSL-2120 | 1
THR-PLT-PSL-2300 | 1
THR-PLT-PSL-2301 | 1
THR-PRM-PSH-2120 | 1
THR-PRM-PSH-2121 | 1
THR-PRM-PSH-2221 | 1
THR-PRM-PSH-2231 | 1
THR-PRM-PSH-2241 | 1
THR-PRM-PSH-2340 | 1
THR-PRM-PSH-2341 | 2
THR-PRM-PSH-3120 | 1
THR-PRM-PSH-3130 | 1
THR-PRM-PSH-3223 | 1
THR-PRM-PSH-3233 | 1
THR-PRM-PSH-3320 | 1
THR-PRM-PSH-3330 | 1
THR-PRM-PSL-2120 | 1
THR-PRM-PSL-2121 | 1
THR-PRM-PSL-2221 | 1
THR-PRM-PSL-2231 | 1
THR-PRM-PSL-2241 | 1
THR-PRM-PSL-2340 | 1
THR-PRM-PSL-2341 | 1
THR-PRM-PSL-3120 | 1
THR-PRM-PSL-3130 | 1
THR-PRM-PSL-3223 | 2
THR-PRM-PSL-3233 | 1
THR-PRM-PSL-3320 | 1
THR-PRM-PSL-3330 | 1
THR-PRS-PDSH-0154S | 1
THR-PRS-PDSH-0164S | 1
THR-PRS-PSH-0052 | 1
THR-PRS-PSH-0053 | 1
THR-PRS-PSH-0054 | 1
THR-PRS-PSH-0055 | 1
THR-PRS-PSH-0056 | 1
THR-PRS-PSH-0057 | 1
THR-PRS-PSH-0300S | 1
THR-PRS-PSH-0315S | 1
THR-PRS-PSH-0320S | 1
THR-PRS-PSH-0340S | 1
THR-PRS-PSH-0355S | 1
THR-PRS-PSH-0360S | 1
THR-PRS-PSH-0380S | 1
THR-PRS-PSH-0395S | 1
THR-PRS-PSH-0400S | 1
THR-PRS-PSH-0420S | 1
THR-PRS-PSH-0435S | 1
THR-PRS-PSH-0440S | 1
THR-PRS-PSH-9001 | 2
THR-PRS-PSH-9002 | 1
THR-PRS-PSL-0052 | 1
THR-PRS-PSL-0053 | 1
THR-PRS-PSL-0054 | 1
THR-PRS-PSL-0055 | 1
THR-PRS-PSL-0056 | 1
THR-PRS-PSL-0057 | 1
THR-PRS-PSL-0174S | 1
THR-PRS-PSL-0175S | 1
THR-PRS-PSL-9001 | 1
THR-THK-PSH-5010 | 1
THR-THK-PSH-5020 | 1
THR-THK-PSH-5030 | 1
THR-THK-PSH-5040 | 1
THR-THK-PSH-5050 | 1
THR-THK-PSH-5060 | 1
THR-THK-PSH-5070 | 1
THR-THK-PSH-5080 | 1
THR-THK-PSH-6011B | 1
THR-THK-PSH-6012B | 1
THR-THK-PSH-6013B | 1
THR-THK-PSH-6014B | 1
THR-THK-PSL-0101 | 1
THR-THK-PSL-3010 | 1
THR-THK-PSL-3020 | 1
THR-THK-PSL-3030 | 1
THR-THK-PSL-3040 | 1
THR-THK-PSL-3050 | 1
THR-THK-PSL-3060 | 1
THR-THK-PSL-3070 | 1
THR-THK-PSL-5010 | 1
THR-THK-PSL-5020 | 1
THR-THK-PSL-5030 | 1
THR-THK-PSL-5040 | 1
THR-THK-PSL-5050 | 1
THR-THK-PSL-5060 | 1
THR-THK-PSL-5070 | 1
THR-THK-PSL-5080 | 1
THR-THK-PSL-6011A | 1
THR-THK-PSL-6012A | 1
THR-THK-PSL-6013A | 1
THR-THK-PSL-6014A | 1
THR-THK-PSL-7010 | 1
THR-THK-PSL-7020 | 1
TNT-ACC-PSH-5101 | 1
TNT-ACC-PSH-5201 | 1
TNT-AER-PSL-2001 | 2
TNT-AER-PSL-2002 | 1
TNT-DCL-PSH-0301 | 1
TNT-DCL-PSH-0401 | 1
TNT-DIG-PSH-5110 | 1
TNT-DIG-PSH-5210 | 1
TNT-DIG-PSL-5110 | 1
TNT-DIG-PSL-5210 | 1
TNT-DIS-PSH-0701 | 1
TNT-DIS-PSH-0801 | 1
TNT-PRM-PSH-1101 | 1
TNT-PRM-PSH-1201 | 1
TNT-PRM-PSL-1101 | 1
TNT-PWA-PSH-0001 | 1
TNT-PWA-PSL-0001 | 1
WTR-PAH-PS-0002 | 1
WTR-PAH-PSL-0001 | 1
WTR-PDS-PSH-0002 | 1
WTR-PDS-PSH-0002S | 2
WTR-PDS-PSL-0001 | 1
WTR-PDS-PSL-0002 | 1
WTR-PDS-PSL-0002S | 2
WTR-PEG-PSH-0001 | 1
WTR-PEG-PSH-0002 | 1
WTR-PEG-PSH-0003 | 1
WTR-PEG-PSL-0001 | 1
WTR-PEG-PSL-0002 | 1
WTR-PEG-PSL-0003 | 1
WTR-PEL-PS-0002 | 1
WTR-PEL-PSH-0001 | 1
WTR-PEL-PSH-0002 | 1
WTR-PEL-PSH-0003 | 1
WTR-PEL-PSH-0004 | 1
WTR-PEL-PSH-0005 | 1
WTR-PEL-PSL-0001 | 1
WTR-PEL-PSL-0002 | 1
WTR-PEL-PSL-0003 | 1
WTR-PEL-PSL-0005 | 1
WTR-PHL-PSH-0002 | 1
WTR-PHL-PSH-0003 | 1
WTR-PHL-PSH-0004 | 1
WTR-PHL-PSL-0001 | 1
WTR-PHL-PSL-0002 | 1
WTR-PHL-PSL-0003 | 1
WTR-PHL-PSL-0004 | 1
WTR-PJO-PSH-0001 | 1
WTR-PJO-PSH-0002 | 1
WTR-PJO-PSL-0001 | 1
WTR-PJO-PSL-0002 | 1
WTR-PJS-PSH-0001 | 1
WTR-PJS-PSH-0002 | 1
WTR-PJS-PSH-0003 | 1
WTR-PJS-PSH-0004 | 1
WTR-PJS-PSH-1101 | 1
WTR-PJS-PSL-0001 | 1
WTR-PJS-PSL-0002 | 1
WTR-PJS-PSL-0003 | 1
WTR-PJS-PSL-0004 | 1
WTR-PJS-PSL-0005 | 1
WTR-PJS-PSL-0101 | 1
WTR-PJS-PSL-0102 | 1
WTR-PJS-PSL-0103 | 1
WTR-PKL-PSH-0001 | 1
WTR-PKL-PSH-0002 | 1
WTR-PKL-PSH-0003 | 1
WTR-PKL-PSH-0901 | 1
WTR-PKL-PSH-0902 | 1
WTR-PKL-PSH-0904 | 1
WTR-PKL-PSH-1201 | 1
WTR-PKL-PSL-0001 | 1
WTR-PKL-PSL-0002 | 1
WTR-PKL-PSL-0003 | 1
WTR-PKN-PS-0002 | 1
WTR-PKN-PSL-0001 | 1
WTR-PKN-PSL-0003 | 1
WTR-PLW-PSHL-0002 | 1
WTR-PLW-PSHL-0003 | 1
WTR-PLW-PSL-0001 | 1
WTR-PMI-PHL-0007 | 1
WTR-PMI-PS-0002 | 1
WTR-PMI-PS-0003 | 1
WTR-PMI-PSH-0006 | 1
WTR-PMI-PSH-0100 | 1
WTR-PMI-PSL-0001 | 1
WTR-PMI-PSL-0004 | 1
WTR-PMI-PSL-0005 | 1
WTR-PMI-PSL-0006 | 1
WTR-PMI-PSL-0007 | 1
WTR-PPD-PSH-0002 | 1
WTR-PPD-PSH-0003 | 1
WTR-PPD-PSL-0001 | 1
WTR-PPD-PSL-0002 | 1
WTR-PPD-PSL-0003 | 1
WTR-PRH-PSH-0002 | 1
WTR-PRH-PSH-0003 | 1
WTR-PRH-PSH-1010 | 1
WTR-PRH-PSH-1020 | 1
WTR-PRH-PSH-1100 | 1
WTR-PRH-PSH-1200 | 1
WTR-PRH-PSL-0001 | 1
WTR-PRH-PSL-0002 | 1
WTR-PRH-PSL-0003 | 1
WTR-PRV-PS-0002 | 1
WTR-PRV-PS-0601 | 1
WTR-PRV-PSH-0701 | 1
WTR-PRV-PSL-0001 | 1
WTR-PSA-PS-0002 | 1
WTR-PSA-PSL-0001 | 1
WTR-PSC-PS-0501 | 1
WTR-PSC-PSH-0001 | 1
WTR-PSC-PSH-0002 | 1
WTR-PSC-PSL-0001 | 1
WTR-PSC-PSL-0002 | 1
WTR-PTH-PS-0002 | 1
WTR-PTH-PSL-0001 | 1
WTR-PWT-PSH-0002 | 1
WTR-PWT-PSL-0001 | 1
WTR-PWT-PSL-0002 | 1
WTR-PWT-PSL-1010 | 1
WTR-PWT-PSL-1100 | 1
WTR-RBV-PSH-0001 | 1
WTR-RDF-PSH-0401 | 1
http://www.toronto.ca/TWONTO#00466 | 2381
COL-120-LSL-0700 | 1
COL-BCV-LSH-0001 | 2
COL-BDC-LSH-0001 | 2
COL-BEB-LSH-0001 | 2
COL-CCC-LSH-0103 | 1
COL-CCC-LSHH-0104 | 1
COL-CCC-LSL-0001 | 1
COL-CCC-LSL-0002 | 1
COL-CCC-LSL-0102 | 1
COL-CCC-LSLL-0101 | 2
COL-MTI-LSH-2301B | 2
COL-MTI-LSH-2302B | 2
COL-MTI-LSL-2300B | 2
COL-MTI-LSL-2300D | 1
COL-MTI-LSL-2700B | 1
COL-MTI-LSL-3400 | 1
COL-PAB-LSH-0103 | 1
COL-PAB-LSH-0105 | 1
COL-PAB-LSHH-0104 | 1
COL-PAB-LSL-0102 | 1
COL-PAB-LSLL-0101 | 1
COL-PBF-LSH-0103 | 2
COL-PBF-LSHH-0104 | 2
COL-PBF-LSL-0102 | 2
COL-PBF-LSLL-0101 | 2
COL-PBG-LSH-0001 | 2
COL-PBG-LSH-0103 | 2
COL-PBG-LSHH-0002 | 2
COL-PBG-LSHH-0104 | 2
COL-PBG-LSL-0102 | 2
COL-PBG-LSLL-0101 | 2
COL-PBP-LS-0102 | 2
COL-PBP-LS-0103 | 2
COL-PBP-LS-0104 | 2
COL-PBP-LSH-0001 | 2
COL-PBP-LSHH-0105 | 2
COL-PBP-LSLL-0101 | 2
COL-PBR-LSH-0103 | 2
COL-PBR-LSHH-0104 | 2
COL-PBR-LSL-0102 | 2
COL-PBR-LSLL-0101 | 2
COL-PBY-LSH-0103 | 2
COL-PBY-LSH-0104 | 1
COL-PBY-LSHH-0104 | 2
COL-PBY-LSHH-0105 | 1
COL-PBY-LSL-0102 | 2
COL-PBY-LSLL-0101 | 2
COL-PCF-LSH-0001 | 2
COL-PCF-LSH-0002 | 3
COL-PCF-LSH-0103 | 3
COL-PCF-LSH-0105 | 3
COL-PCF-LSHH-0104 | 3
COL-PCF-LSL-0102 | 3
COL-PCF-LSLL-0101 | 3
COL-PCP-LSH-0103 | 2
COL-PCP-LSH-0104 | 2
COL-PCP-LSH-0105 | 2
COL-PCP-LSH-0106 | 1
COL-PCP-LSL-0102 | 2
COL-PCP-LSLL-0101 | 2
COL-PCU-LSH-0003 | 1
COL-PCU-LSH-0103 | 2
COL-PCU-LSH-0105 | 2
COL-PCU-LSH-0203 | 2
COL-PCU-LSH-0205 | 2
COL-PCU-LSHH-0104 | 2
COL-PCU-LSHH-0204 | 2
COL-PCU-LSL-0102 | 2
COL-PCU-LSL-0202 | 2
COL-PCU-LSLL-0101 | 2
COL-PCU-LSLL-0201 | 2
COL-PDA-LSH-0103 | 1
COL-PDA-LSHH-0104 | 1
COL-PDA-LSL-0102 | 1
COL-PDA-LSLL-0101 | 1
COL-PDG-LSH-0101 | 2
COL-PEV-LSH-0001 | 2
COL-PEV-LSH-0002 | 2
COL-PEV-LSH-0103 | 2
COL-PEV-LSHH-0104 | 2
COL-PEV-LSHH-0105 | 2
COL-PEV-LSL-0102 | 2
COL-PEV-LSLL-0101 | 2
COL-PFB-LSH-0103 | 2
COL-PFB-LSHH-0104 | 2
COL-PFB-LSL-0102 | 2
COL-PFB-LSLL-0101 | 2
COL-PFH-LSLL-0101 | 1
COL-PFH-LSLL-0102 | 1
COL-PFH-LSLL-0103 | 1
COL-PFH-LSLL-0104 | 1
COL-PFI-LSLL-0101 | 1
COL-PFI-LSLL-0102 | 1
COL-PFI-LSLL-0103 | 1
COL-PFI-LSLL-0104 | 1
COL-PFO-LSLL-0101 | 1
COL-PFO-LSLL-0102 | 1
COL-PFO-LSLL-0103 | 1
COL-PFO-LSLL-0104 | 1
COL-PGA-LSH-0103 | 2
COL-PGA-LSH-0105 | 1
COL-PGA-LSHH-0104 | 2
COL-PGA-LSL-0102 | 2
COL-PGA-LSLL-0101 | 2
COL-PGB-LSH-0103 | 2
COL-PGB-LSH-0104 | 1
COL-PGB-LSHH-0104 | 2
COL-PGB-LSHH-0105 | 1
COL-PGB-LSL-0102 | 2
COL-PGB-LSLL-0101 | 2
COL-PGR-LSH-0103 | 2
COL-PGR-LSH-0104 | 1
COL-PGR-LSHH-0104 | 2
COL-PGR-LSHH-0105 | 2
COL-PGR-LSL-0102 | 2
COL-PGR-LSLL-0101 | 2
COL-PHB-LS-0102 | 2
COL-PHB-LS-0103 | 2
COL-PHB-LSHH-0104 | 2
COL-PHB-LSLL-0101 | 2
COL-PHF-LSH-0102 | 2
COL-PHF-LSHH-0103 | 2
COL-PHF-LSL-0101 | 2
COL-PHP-LSH-0203 | 2
COL-PHP-LSHH-0001 | 2
COL-PHP-LSHH-0101 | 2
COL-PHP-LSL-0202 | 2
COL-PHP-LSLL-0201 | 2
COL-PIR-LSH-0103 | 2
COL-PIR-LSH-0104 | 1
COL-PIR-LSHH-0104 | 2
COL-PIR-LSHH-0105 | 1
COL-PIR-LSL-0102 | 2
COL-PIR-LSLL-0101 | 2
COL-PKG-LSH-0002 | 1
COL-PKG-LSH-0103 | 1
COL-PKG-LSH-0203 | 1
COL-PKG-LSHH-0001 | 2
COL-PKG-LSHH-0104 | 1
COL-PKG-LSHH-0204 | 1
COL-PKG-LSL-0102 | 1
COL-PKG-LSL-0202 | 1
COL-PKG-LSLL-0101 | 1
COL-PKG-LSLL-0201 | 1
COL-PKP-LSH-0001 | 2
COL-PKP-LSH-0103 | 2
COL-PKP-LSHH-0104 | 2
COL-PKP-LSL-0102 | 2
COL-PKP-LSLL-0101 | 2
COL-PLB-LSH-0003 (S) | 3
COL-PLB-LSH-0103 | 1
COL-PLB-LSH-0105 | 2
COL-PLB-LSH-0105(S) | 3
COL-PLB-LSH-0110 | 3
COL-PLB-LSH-0111 (S) | 3
COL-PLB-LSH-0153 | 3
COL-PLB-LSH-0202 (S) | 3
COL-PLB-LSH-0303 | 1
COL-PLB-LSH-0305 | 1
COL-PLB-LSHH-0104 | 1
COL-PLB-LSHH-0304 | 1
COL-PLB-LSL-0102 | 1
COL-PLB-LSL-0106 (S) | 3
COL-PLB-LSL-0157 (S) | 3
COL-PLB-LSL-0302 | 1
COL-PLB-LSLL-0101 | 1
COL-PLB-LSLL-0301 | 1
COL-PLV-LSH-0001 | 2
COL-PLV-LSH-0103 | 2
COL-PLV-LSH-0203 | 2
COL-PLV-LSHH-0002 | 2
COL-PLV-LSHH-0104 | 2
COL-PLV-LSHH-0204 | 2
COL-PLV-LSL-0102 | 2
COL-PLV-LSL-0202 | 2
COL-PLV-LSLL-0101 | 2
COL-PLV-LSLL-0201 | 2
COL-PMD-LSH-0001 | 2
COL-PMD-LSH-0103 | 2
COL-PMD-LSHH-0104 | 2
COL-PMD-LSHH-0204 | 2
COL-PMD-LSL-0102 | 2
COL-PMD-LSL-0202 | 2
COL-PMD-LSLL-0101 | 2
COL-PMD-LSLL-0201 | 2
COL-PMM-LSH-0001 | 2
COL-PMM-LSH-0103 | 1
COL-PMM-LSH-0105 | 3
COL-PMM-LSH-0108 | 2
COL-PMM-LSH-0110 | 2
COL-PMM-LSH-0111 | 2
COL-PMM-LSH-0153 | 2
COL-PMM-LSH-0203 | 1
COL-PMM-LSH-0205 | 1
COL-PMM-LSHH-0104 | 1
COL-PMM-LSHH-0204 | 1
COL-PMM-LSL-0102 | 1
COL-PMM-LSL-0106 | 2
COL-PMM-LSL-0109 | 2
COL-PMM-LSL-0157 | 2
COL-PMM-LSL-0202 | 1
COL-PMM-LSLL-0101 | 1
COL-PMM-LSLL-0201 | 1
COL-PMT-LSH-0103 | 2
COL-PMT-LSHH-0104 | 2
COL-PMT-LSHH-0105 | 1
COL-PMT-LSL-0102 | 2
COL-PMT-LSLL-0101 | 2
COL-PMY-LS-0201 | 2
COL-PMY-LSH-0001 | 1
COL-PMY-LSH-0103 | 1
COL-PMY-LSH-0105 | 1
COL-PMY-LSHH-0104 | 1
COL-PMY-LSL-0102 | 2
COL-PMY-LSLL-0101 | 2
COL-PNO-LSLL-0101 | 1
COL-PNO-LSLL-0102 | 1
COL-PNO-LSLL-0103 | 1
COL-PNO-LSLL-0104 | 1
COL-PNT-LSH-0001 | 2
COL-PNT-LSH-0002 | 2
COL-PNT-LSH-0103 | 1
COL-PNT-LSH-0105 | 3
COL-PNT-LSH-0108 | 2
COL-PNT-LSH-0110 | 2
COL-PNT-LSH-0111 | 2
COL-PNT-LSH-0153 | 2
COL-PNT-LSH-0203 | 1
COL-PNT-LSH-0205 | 1
COL-PNT-LSHH-0104 | 1
COL-PNT-LSHH-0204 | 1
COL-PNT-LSL-0102 | 1
COL-PNT-LSL-0106 | 2
COL-PNT-LSL-0109 | 2
COL-PNT-LSL-0157 | 1
COL-PNT-LSL-0202 | 1
COL-PNT-LSLL-0101 | 1
COL-PNT-LSLL-0201 | 1
COL-POM-LS-0103 | 2
COL-POM-LSH-0001 | 2
COL-POM-LSH-0103 | 1
COL-POM-LSH-0104 | 2
COL-POM-LSHH-0105 | 2
COL-POM-LSL-0102 | 2
COL-POM-LSLL-0101 | 2
COL-PPU-LSH-0102 | 2
COL-PPU-LSLL-0101 | 2
COL-PQW-LSH-0001 | 2
COL-PQW-LSH-0103 | 2
COL-PQW-LSH-0105 | 1
COL-PQW-LSH-0203 | 2
COL-PQW-LSH-0205 | 1
COL-PQW-LSHH-0104 | 2
COL-PQW-LSHH-0204 | 2
COL-PQW-LSL-0102 | 2
COL-PQW-LSL-0202 | 2
COL-PQW-LSLL-0101 | 2
COL-PQW-LSLL-0201 | 2
COL-PRC-LSLL-0101 | 1
COL-PRC-LSLL-0102 | 1
COL-PRC-LSLL-0103 | 1
COL-PRC-LSLL-0104 | 1
COL-PRD-LSH-0001 | 2
COL-PRD-LSH-0002 | 2
COL-PRD-LSH-0003 | 2
COL-PRD-LSH-0104 | 2
COL-PRD-LSH-0105 | 2
COL-PRD-LSH-0204 | 2
COL-PRD-LSH-0205 | 2
COL-PRD-LSHH-0004 | 2
COL-PRD-LSHH-0106 | 2
COL-PRD-LSHH-0107 | 2
COL-PRD-LSHH-0206 | 2
COL-PRD-LSHH-0207 | 2
COL-PRD-LSL-0103 | 2
COL-PRD-LSL-0203 | 2
COL-PRD-LSLL-0101 | 2
COL-PRD-LSLL-0102 | 2
COL-PRD-LSLL-0201 | 2
COL-PRD-LSLL-0202 | 2
COL-PRG-LSH-0103 | 1
COL-PRG-LSH-0104 | 1
COL-PRG-LSHH-0105 | 1
COL-PRG-LSL-0102 | 1
COL-PRG-LSLL-0101 | 1
COL-PRR-LSH-0001 | 2
COL-PRR-LSH-0103 | 2
COL-PRR-LSHH-0104 | 2
COL-PRR-LSL-0102 | 2
COL-PRR-LSLL-0101 | 2
COL-PRX-LSH-0001 | 2
COL-PRX-LSH-0103 | 2
COL-PRX-LSH-0104 | 1
COL-PRX-LSHH-0104 | 2
COL-PRX-LSHH-0105 | 2
COL-PRX-LSHH-0106 | 1
COL-PRX-LSHH-0107 | 1
COL-PRX-LSL-0101 | 2
COL-PRX-LSL-0102 | 2
COL-PRX-LSLL-0101 | 1
COL-PSB-LSH-0103 | 2
COL-PSB-LSHH-0104 | 2
COL-PSB-LSL-0102 | 2
COL-PSB-LSLL-0101 | 1
COL-PSD-LSH-0103 | 2
COL-PSD-LSHH-0104 | 2
COL-PSD-LSL-0102 | 2
COL-PSD-LSLL-0101 | 2
COL-PSE-LSLL-0101 | 1
COL-PSE-LSLL-0102 | 1
COL-PSE-LSLL-0103 | 1
COL-PSE-LSLL-0104 | 1
COL-PSH-LSLL-0101 | 1
COL-PSH-LSLL-0102 | 1
COL-PSH-LSLL-0103 | 1
COL-PSH-LSLL-0104 | 1
COL-PSI-LSLL-0101 | 1
COL-PSI-LSLL-0102 | 1
COL-PSI-LSLL-0103 | 1
COL-PSI-LSLL-0104 | 1
COL-PSK-LSH-0102 | 2
COL-PSK-LSHH-0103 | 2
COL-PSK-LSL-0101 | 2
COL-PSL-LSH-0002 | 1
COL-PSL-LSH-0103 | 2
COL-PSL-LSH-0203 | 2
COL-PSL-LSHH-0104 | 2
COL-PSL-LSHH-0204 | 2
COL-PSL-LSL-0102 | 2
COL-PSL-LSL-0202 | 2
COL-PSL-LSLL-0101 | 2
COL-PSL-LSLL-0201 | 2
COL-PSM-LSH-0001 | 2
COL-PSM-LSH-0103 | 2
COL-PSM-LSH-0104 | 2
COL-PSM-LSHH-0105 | 2
COL-PSM-LSL-0102 | 2
COL-PSM-LSLL-0101 | 2
COL-PSP-LSH-0103 | 2
COL-PSP-LSHH-0001 | 2
COL-PSP-LSHH-0104 | 2
COL-PSP-LSL-0102 | 2
COL-PSP-LSLL-0101 | 2
COL-PSS-LSH-0001 | 2
COL-PSS-LSH-0101 | 2
COL-PSS-LSHH-0002 | 2
COL-PST-LSH-0001 | 2
COL-PST-LSH-0103 | 2
COL-PST-LSH-0104 | 2
COL-PST-LSH-0105 | 2
COL-PST-LSHH-0006 | 1
COL-PST-LSHH-0106 | 2
COL-PST-LSL-0102 | 2
COL-PST-LSLL-0101 | 2
COL-PSU-LSH-0001 | 2
COL-PSU-LSH-0002 | 2
COL-PSU-LSH-0103 | 2
COL-PSU-LSHH-0104 | 2
COL-PSU-LSL-0102 | 2
COL-PSU-LSLL-0101 | 2
COL-PSW-LSH-0001 | 2
COL-PSW-LSH-0103 | 1
COL-PSW-LSH-0105 | 3
COL-PSW-LSH-0108 | 2
COL-PSW-LSH-0110 | 2
COL-PSW-LSH-0111 | 2
COL-PSW-LSH-0153 | 2
COL-PSW-LSH-0203 | 1
COL-PSW-LSH-0205 | 1
COL-PSW-LSHH-0104 | 1
COL-PSW-LSHH-0204 | 1
COL-PSW-LSL-0102 | 1
COL-PSW-LSL-0106 | 2
COL-PSW-LSL-0109 | 2
COL-PSW-LSL-0157 | 2
COL-PSW-LSL-0202 | 1
COL-PSW-LSLL-0101 | 1
COL-PSW-LSLL-0201 | 1
COL-PTD-LSH-0103 | 2
COL-PTD-LSHH-0104 | 2
COL-PTD-LSL-0102 | 2
COL-PTD-LSLL-0101 | 2
COL-PTS-LSLL-0101 | 2
COL-PTS-LSLL-0102 | 2
COL-PTS-LSLL-0103 | 2
COL-PTS-LSLL-0104 | 2
COL-PVM-LSH-0001 | 2
COL-PVM-LSH-0103 | 2
COL-PVM-LSHH-0104 | 2
COL-PVM-LSL-0102 | 2
COL-PVM-LSLL-0101 | 2
COL-PWC-LSH-0001 | 2
COL-PWC-LSH-0103 | 2
COL-PWC-LSHH-0104 | 2
COL-PWC-LSL-0102 | 2
COL-PWC-LSLL-0101 | 2
COL-PWE-LSH-0103 | 2
COL-PWE-LSHH-0104 | 2
COL-PWE-LSL-0102 | 2
COL-PWE-LSLL-0101 | 2
COL-PWL-LSLL-0101 | 1
COL-PWL-LSLL-0102 | 1
COL-PWL-LSLL-0103 | 1
COL-PWL-LSLL-0104 | 1
COL-PWN-LSH-0001 | 2
COL-PWN-LSH-0002 | 2
COL-PWN-LSH-0103 | 2
COL-PWN-LSH-0104 | 2
COL-PWN-LSHH-0105 | 2
COL-PWN-LSL-0102 | 2
COL-PWN-LSLL-0101 | 2
COL-PWP-LSH-0103 | 2
COL-PWP-LSHH-0104 | 2
COL-PWP-LSL-0102 | 2
COL-PWP-LSLL-0101 | 2
COL-PWR-LSH-0002 | 1
COL-PWR-LSH-0003 | 2
COL-PWR-LSH-0004 | 3
COL-PWR-LSH-0005 | 1
COL-PWR-LSH-0006 | 3
COL-PWR-LSH-0103 | 2
COL-PWR-LSH-0105 | 2
COL-PWR-LSH-0203 | 2
COL-PWR-LSH-0205 | 2
COL-PWR-LSHH-0104 | 2
COL-PWR-LSHH-0204 | 2
COL-PWR-LSL-0001 | 3
COL-PWR-LSL-0102 | 2
COL-PWR-LSL-0202 | 2
COL-PWR-LSLL-0101 | 2
COL-PWR-LSLL-0201 | 2
COL-PWY-LSLL-0101 | 1
COL-PWY-LSLL-0102 | 1
COL-PWY-LSLL-0103 | 1
COL-PWY-LSLL-0104 | 1
COL-RBB-LSH-0200 | 2
COL-SKW-LSH-0201 | 2
COL-SKW-LSH-0202 | 2
COL-SKW-LSL-0101 | 2
COL-SMC-LSH-0001 | 2
COL-SMC-LSH-0101 | 2
COL-SMC-LSH-0103 | 2
COL-SMC-LSH-0201 | 2
COL-SMC-LSH-0203 | 2
COL-SMC-LSHH-0002 | 2
COL-SMC-LSL-0102 | 2
COL-SMC-LSL-0202 | 2
FCL-ALM-LSH-0001 | 2
FCL-ALM-LSH-0002 | 2
FCL-ALM-LSH-0101 | 1
FCL-ALM-LSH-0201 | 1
FCL-AM-LSH-0001 | 1
FCL-AM-LSH-0002 | 1
FCL-AM-LSH-0004 | 1
FCL-AM-LSH-0101 | 1
FCL-AM-LSH-0201 | 2
FCL-AM-LSH-0301 | 1
FCL-BW-LSL-0101 | 1
FCL-BW-LSL-0201 | 1
FCL-BW-LSL-0301 | 1
FCL-BW-LSL-0401 | 1
FCL-DEW-LSH-0001 | 2
FCL-DEW-LSH-0002 | 1
FCL-DEW-LSH-0003 | 2
FCL-DEW-LSH-0005 | 2
FCL-DEW-LSH-0201 | 1
FCL-DEW-LSH-0401 | 1
FCL-DEW-LSH-0501 | 1
FCL-DEW-LSH-0601 | 1
FCL-DEW-LSHH-0201 | 1
FCL-DEW-LSHH-0401 | 1
FCL-DEW-LSHH-0501 | 1
FCL-DEW-LSHH-0601 | 1
FCL-DEW-LSL-0201 | 1
FCL-DEW-LSL-0401 | 1
FCL-DEW-LSL-0501 | 1
FCL-DEW-LSL-0601 | 1
FCL-DEW-LSLL-0201 | 1
FCL-DEW-LSLL-0401 | 1
FCL-DEW-LSLL-0501 | 1
FCL-DEW-LSLL-0601 | 1
FCL-ELS-DS-B1B2 | 1
FCL-ELS-LSH-0001 | 1
FCL-ELS-LSH-0002 | 1
FCL-ELS-LSH-0101 | 1
FCL-ELS-LSH-0201 | 1
FCL-ELS-LSH-0300 | 1
FCL-ELS-LSH-0301 | 1
FCL-ELS-LSH-0302 | 1
FCL-ELS-LSHH-0101 | 1
FCL-ELS-LSHH-0101A | 1
FCL-ELS-LSHH-0101B | 1
FCL-ELS-LSHH-0201 | 1
FCL-ELS-LSHH-0201A | 1
FCL-ELS-LSHH-0201B | 1
FCL-ELS-LSHH-0300 | 1
FCL-ELS-LSL-0100 | 1
FCL-ELS-LSL-0101 | 1
FCL-ELS-LSL-0200 | 1
FCL-ELS-LSL-0201 | 1
FCL-ELS-LSL-0300 | 1
FCL-ELS-LSLL-0101 | 1
FCL-ELS-LSLL-0201 | 1
FCL-FL-LSH-0001 | 1
FCL-FL-LSH-0002 | 1
FCL-FL-LSH-0003 | 1
FCL-FL-LSH-0004 | 1
FCL-FL-LSH-0101(S) | 2
FCL-FL-LSH-0201(S) | 2
FCL-FLT-LSH-0001-SUS | 2
FCL-FLT-LSH-0002-SUS | 3
FCL-FLT-LSH-0003-SUS | 2
FCL-FLT-LSL-0001-SUS | 2
FCL-FLT-LSL-0002-SUS | 2
FCL-FLT-LSL-0003-SUS | 2
FCL-FLT-LSL-0004-SUS | 2
FCL-FLT-LSL-0005-SUS | 2
FCL-FLT-LSL-0006-SUS | 2
FCL-FLT-LSL-0007-SUS | 2
FCL-FLT-LSL-0008-SUS | 2
FCL-FLT-LSL-0009-SUS | 2
FCL-FLT-LSL-0010-SUS | 2
FCL-FLT-LSL-0011 | 1
FCL-FLT-LSL-0013-SUS | 2
FCL-FLT-LSL-0015-SUS | 2
FCL-FLT-LSL-0016-SUS | 2
FCL-FLT-LSL-0017-SUS | 2
FCL-FLT-LSL-1201-SUS | 2
FCL-FLT-LSL-1401-SUS | 2
FCL-FLT-LSL-1801-SUS | 2
FCL-PAC-LS-0201A | 1
FCL-PAC-LS-0301A | 1
FCL-PAC-LSH-0001 | 1
FCL-PAC-LSH-0101 | 1
FCL-PAC-LSH-0201A | 1
FCL-PAC-LSH-0301A | 1
FCL-PAC-LSH-0501 | 1
FCL-PAC-LSL-0501 | 1
FCL-POL-LSH-4101 | 1
FCL-RSP-LSH-0101 | 1
FCL-RSP-LSH-0102-SUS | 2
FCL-RW-LSH-0001 | 2
FCL-RW-LSH-0003 | 1
FCL-RW-LSH-0701 | 1
FCL-RW-LSH-0801 | 1
FCL-RW-LSL-0101 | 1
FCL-RW-LSL-0201 | 1
FCL-RW-LSL-0301 | 1
FCL-RW-LSL-0401 | 1
FCL-RW-LSL-0501 | 1
FCL-RW-LSL-0601 | 1
FCL-RW-LSLL-0002 | 1
FCL-SM-LSH-0001-SUS | 2
FCL-TRW-LSH-0001 | 1
FCL-TRW-LSH-0002 | 1
FCL-TRW-LSH-0003 | 2
FCL-TRW-LSH-0004 | 1
FCL-TRW-LSHH-0001 | 2
FCL-TRW-LSHH-0002 | 2
FCL-TRW-LSL-0001 | 1
FCL-TRW-LSL-0002 | 1
FCL-TRW-LSL-0100 | 1
FCL-TRW-LSL-0200 | 1
FCL-TRW-LSL-0300 | 1
FCL-TRW-LSL-0500 | 1
FCL-TRW-LSL-0600 | 1
FCL-TRW-LSL-0700 | 1
FCL-TRW-LSL-0800 | 1
FCL-TRW-LSL-0900 | 1
FCL-TRW-LSL-1000 | 1
FCL-TRW-LSLL-0001 | 1
FCL-TRW-LSLL-0002 | 1
FCL-WWW-LSH-0012 | 1
FCL-WWW-LSH-3020 | 1
FCL-WWW-LSH-5530 | 1
FCL-WWW-LSH-7000 | 1
FCL-WWW-LSHH-0012 | 1
FCL-WWW-LSHH-0034 | 1
FCL-WWW-LSHH-3020 | 1
FCL-WWW-LSL-0012 | 1
FCL-WWW-LSL-1101 | 1
FCL-WWW-LSL-1201 | 1
FCL-WWW-LSL-3020 | 1
FCL-WWW-LSL-5530 | 1
FCL-WWW-LSLL-0012 | 1
FCL-WWW-LSLL-3020 | 1
FCL-WWW-LSM-0012 | 1
FCL-WWW-LSM-3020 | 1
FCL-WWW-LSM-5530 | 1
FHA-AM-LSHH-0101 | 1
FHA-AM-LSHH-0201 | 1
FHA-DCL-LSHH-0701 | 1
FHA-DCL-LSHH-0702 | 1
FHO-AM-LSH-0001 | 1
FHO-AM-LSH-0002 | 1
FHO-AM-LSL-0001 | 1
FHO-AM-LSL-0002 | 1
FHO-CCS-LSH-0001 | 2
FHO-CCS-LSH-0101 | 1
FHO-CCS-LSH-0201 | 1
FHO-DEW-LS-0001 | 1
FHO-DEW-LS-0002 | 1
FHO-DEW-LS-0003 | 1
FHO-DEW-LS-0005 | 1
FHO-DEW-LS-0006 | 1
FHO-DEW-LS-0701 | 1
FHO-DEW-LS-1001 | 1
FHO-DEW-LS-1101 | 1
FHO-DEW-LS-1601 | 1
FHO-DEW-LS-1801 | 1
FHO-DEW-LS-2001 | 1
FHO-DEW-LS-2101 | 1
FHO-DEW-LS-2201 | 1
FHO-DEW-LS-2401 | 1
FHO-DOZ-LSL-0100 | 1
FHO-DOZ-LSL-0200 | 1
FHO-ELS-LSL-0001SUSP | 1
FHO-FL-LSH-0002 | 1
FHO-FL-LSH-0003 | 1
FHO-POL-LSH-0002 | 1
FHO-RW-LSL-2101 | 1
FHO-RW-LSL-2401 | 1
FHO-SBS-LSH-0002 | 1
FHO-SBS-LSH-0003 | 1
FHO-TRW-LSH-0001 | 2
FHO-TRW-LSH-0002 | 2
FHO-TRW-LSH-0003 | 2
FHO-TRW-LSL-0001 | 2
FHO-TRW-LSL-0002 | 2
FHO-TRW-LSL-0003 | 2
FHO-TRW-LSL-0100 | 2
FHO-TRW-LSL-0300 | 1
FHO-TRW-LSL-0400 | 2
FHO-TRW-LSL-0500 | 1
FHO-TRW-LSL-0600 | 2
FHO-TRW-LSL-0800 | 2
FHO-TRW-LSL-1000 | 2
FHO-TRW-LSL-2900 | 1
FHO-TRW-LSL-3000 | 1
FHO-WWW-LSH-0102 | 1
FHO-WWW-LSH-0202 | 1
FHO-WWW-LSL-0102 | 1
FHO-WWW-LSL-0202 | 1
FIS-AM-LSH-0001 | 2
FIS-AM-LSH-0002 | 2
FIS-AM-LSH-0003 | 1
FIS-AM-LSH-0801 | 1
FIS-AM-LSHH-0101 | 1
FIS-AM-LSHH-0201 | 1
FIS-BW-LSL-0101 | 1
FIS-BW-LSL-0201 | 1
FIS-CCS-LSH-0001 | 1
FIS-CCS-LSH-0101 | 1
FIS-CCS-LSH-0201 | 1
FIS-DEW-LS-0001 | 1
FIS-DEW-LS-0002 | 1
FIS-DEW-LS-0005 | 1
FIS-DEW-LS-0006 | 1
FIS-DEW-LSH-0001 | 1
FIS-DEW-LSH-0002 | 2
FIS-DEW-LSH-0003 | 2
FIS-DEW-LSH-0004 | 2
FIS-DEW-LSH-0005 | 2
FIS-DEW-LSH-0006 | 2
FIS-DEW-LSH-0007 | 1
FIS-DEW-LSH-0010 | 1
FIS-ELS-LS-2103 | 1
FIS-ELS-LS-2203 | 1
FIS-ELS-LSH-0001 | 1
FIS-ELS-LSH-2001 | 1
FIS-FL-LSH-0001 | 1
FIS-FL-LSH-0002 | 1
FIS-FL-LSH-0003 | 1
FIS-FL-LSHH-0101 | 1
FIS-FL-LSHH-0201 | 1
FIS-PCL-LSHH-0101 | 1
FIS-PCL-LSHH-0201 | 1
FIS-POL-LSH-0001 | 2
FIS-RW-LSH-0001 | 1
FIS-RW-LSL-0001-SUS | 2
FIS-SBS-LSHH-0101 | 1
FIS-SBS-LSHH-0201 | 1
FIS-SM-LSH-0001 | 1
FIS-TRW-LSH-0001 | 1
FIS-WWW-LSH-0001 | 2
FIS-WWW-LSHH-0501 | 1
FIS-WWW-LSHH-0502 | 1
FIS-WWW-LSHH-0701 | 1
FIS-WWW-LSHH-0702 | 1
FIS-WWW-LSHH-0901 | 1
FIS-WWW-LSHH-0902 | 1
FIS-WWW-LSLL-0501 | 1
FIS-WWW-LSLL-0701 | 1
FIS-WWW-LSLL-0901 | 1
SWM-PBL-LSH-0001 | 1
SWM-PBL-LSH-0103 | 2
SWM-PBL-LSH-0104 | 2
SWM-PBL-LSH-0105 | 2
SWM-PBL-LSHH-0106 | 2
SWM-PBL-LSL-0102 | 2
SWM-PBL-LSLL-0101 | 2
SWM-PDU-LSH-0101 | 2
SWM-PDU-LSH-0201 | 2
SWM-PET-LSH-0103 | 2
SWM-PET-LSHH-0104 | 2
SWM-PET-LSL-0102 | 2
SWM-PET-LSLL-0101 | 2
SWM-PIT-LSH-0001 | 1
SWM-PIT-LSH-0101 | 2
SWM-PIT-LSH-0102 | 2
SWM-PIT-LSH-0103 | 2
SWM-PIT-LSH-0105 | 1
SWM-PIT-LSHH-0104 | 2
SWM-PMG-LSH-0001 | 1
SWM-PMG-LSH-0103 | 2
SWM-PMG-LSH-0104 | 2
SWM-PMG-LSH-0105 | 2
SWM-PMG-LSH-0106 | 2
SWM-PMG-LSHH-0107 | 2
SWM-PMG-LSL-0102 | 2
SWM-PMG-LSLL-0101 | 2
SWM-PNQ-LS-0102 | 2
SWM-PNQ-LSH-0103 | 2
SWM-PNQ-LSH-0105 | 1
SWM-PNQ-LSHH-0104 | 1
SWM-PNQ-LSL-0102 | 1
SWM-PNQ-LSLL-0101 | 2
SWM-PPP-LSH-0101 | 1
SWM-PPP-LSH-0102 | 2
SWM-PPP-LSL-0101 | 2
SWM-PPP-LSL-0102 | 1
SWM-PWD-LSH-0103 | 2
SWM-PWD-LSH-0106 | 2
SWM-PWD-LSHH-0104 | 2
SWM-PWD-LSHH-0107 | 2
SWM-PWD-LSL-0102 | 2
SWM-PWD-LSLL-0101 | 2
SWM-PWD-LSLL-0105 | 2
SWM-PWI-LSH-0103 | 2
SWM-PWI-LSH-0105 | 1
SWM-PWI-LSHH-0104 | 2
SWM-PWI-LSL-0102 | 2
SWM-PWI-LSLL-0101 | 2
SWM-SOS-LSH-0001 | 1
SWM-SOS-LSL-0002 | 1
TAB-ACC-LS-0790 | 1
TAB-ACC-LS-0795 | 1
TAB-ACC-LS-7101 | 1
TAB-ACC-LS-7201 | 1
TAB-ACC-LS-7301 | 1
TAB-ACC-LS-7401 | 1
TAB-ACC-LS-8801 | 2
TAB-ACC-LS-8901 | 1
TAB-ACC-LSH-0166 | 1
TAB-ACC-LSH-0170 | 1
TAB-ACC-LSH-0270 | 1
TAB-ACC-LSH-0870 | 1
TAB-ACC-LSHH-0167 | 1
TAB-ACC-LSL-0165 | 1
TAB-ACC-LSL-0170 | 1
TAB-ACC-LSL-0270 | 1
TAB-ACC-LSL-0870 | 1
TAB-ACC-LSL-1222 | 1
TAB-ACC-LSL--1401 | 1
TAB-ACC-LSL-1822 | 1
TAB-ACC-LSL-2042 | 1
TAB-ACC-LSL-2100S | 2
TAB-ACC-LSL-2230 | 1
TAB-ACC-LSL-3422 | 1
TAB-ACC-LSL-3652 | 1
TAB-ACC-LSL-3872 | 1
TAB-ACC-LSL-4422 | 1
TAB-ACC-LSL-4551 | 1
TAB-ACC-LSL-4901 | 1
TAB-ACC-LSL-6151 | 1
TAB-ACC-LSL-6301 | 1
TAB-ACC-LSL-8212 | 1
TAB-ACC-LSLL-0164 | 1
TAB-ACC-LSLL-0401 | 1
TAB-ACC-LSLL-0501 | 1
TAB-AHU-LSL-5002 | 1
TAB-AUX-LS-8034 | 1
TAB-AUX-LSH-5002 | 1
TAB-AUX-LSHH-2078A | 1
TAB-AUX-LSHH-5002 | 1
TAB-AUX-LSHH-5105A | 1
TAB-AUX-LSHH-5107 | 1
TAB-AUX-LSHH-5113 | 1
TAB-AUX-LSHH-8031A | 1
TAB-AUX-LSHH-8032 | 1
TAB-AUX-LSHH-8033 | 1
TAB-AUX-LSHH-8033A | 1
TAB-AUX-LSHH-8034A | 1
TAB-DES-LS-8042 | 1
TAB-DEW-LSH-4010 | 1
TAB-DEW-LSH-4020 | 1
TAB-DEW-LSHH-5111 | 1
TAB-DEW-LSHH-8039A | 1
TAB-DEW-LSHH-8040A | 1
TAB-DEW-LSHH-8041A | 1
TAB-DEW-LSHH-8042 | 1
TAB-DEW-LSHH-8043A | 1
TAB-DEW-LSHH-8052A | 1
TAB-DEW-LSHH-8053A | 1
TAB-DEW-LSHH-8054 | 1
TAB-DEW-LSHH-8055 | 1
TAB-DEW-LSHH-8151 | 1
TAB-DIG-LSH-0123 | 1
TAB-DIG-LSH-0223 | 1
TAB-DIG-LSH-0323 | 1
TAB-DIG-LSH-0423 | 1
TAB-DIG-LSH-0523 | 1
TAB-DIG-LSH-0623 | 1
TAB-DIG-LSH-0723 | 1
TAB-DIG-LSH-0823 | 1
TAB-DIG-LSH-0901 | 1
TAB-DIG-LSH-0903 | 1
TAB-DIG-LSH-1001 | 1
TAB-DIG-LSH-1003 | 1
TAB-DIG-LSH-1101 | 1
TAB-DIG-LSH-1103 | 1
TAB-DIG-LSH-1201 | 1
TAB-DIG-LSH-1203 | 1
TAB-DIG-LSH-1321 | 1
TAB-DIG-LSH-1421 | 1
TAB-DIG-LSH-1521 | 1
TAB-DIG-LSH-1621 | 1
TAB-DIG-LSH-1921 | 1
TAB-DIG-LSH-2021 | 1
TAB-DIG-LSH-2121 | 1
TAB-DIG-LSH-2221 | 1
TAB-DIG-LSH-6701 | 1
TAB-DIG-LSH-6702 | 1
TAB-DIG-LSH-8062 | 1
TAB-DIG-LSHH-0124 | 1
TAB-DIG-LSHH-0224 | 1
TAB-DIG-LSHH-0324 | 1
TAB-DIG-LSHH-0424 | 1
TAB-DIG-LSHH-0524 | 1
TAB-DIG-LSHH-0624 | 2
TAB-DIG-LSHH-0724 | 1
TAB-DIG-LSHH-0824 | 1
TAB-DIG-LSHH-0902 | 1
TAB-DIG-LSHH-1002 | 1
TAB-DIG-LSHH-1102 | 1
TAB-DIG-LSHH-1202 | 1
TAB-DIG-LSHH-1322 | 1
TAB-DIG-LSHH-1422 | 1
TAB-DIG-LSHH-1522 | 1
TAB-DIG-LSHH-1622 | 1
TAB-DIG-LSHH-6701 | 1
TAB-DIG-LSHH-6711 | 1
TAB-DIG-LSHH-7070 | 1
TAB-DIG-LSHH-8062 | 1
TAB-DIG-LSHH-8065A | 1
TAB-DIG-LSHH-8078A | 1
TAB-DIG-LSHH-8079A | 1
TAB-DIG-LSHH-8080A | 1
TAB-DIG-LSHH-8081A | 1
TAB-DIG-LSHH-8082 | 1
TAB-DIG-LSHH-8083A | 1
TAB-DIG-LSHH-8084A | 1
TAB-DIG-LSL-4130 | 1
TAB-DIG-LSL-4135 | 1
TAB-DIG-LSL-4140 | 1
TAB-DIG-LSL-4145 | 1
TAB-DIG-LSL-4150 | 1
TAB-DIG-LSL-4160 | 1
TAB-DIG-LSL-4190 | 1
TAB-DIG-LSL-4195 | 1
TAB-DIG-LSL-4200 | 1
TAB-DIG-LSL-4205 | 1
TAB-DIG-LSL-4210 | 1
TAB-DIG-LSL-4220 | 1
TAB-DIG-LSL-6701 | 1
TAB-DIG-LSL-8062 | 1
TAB-DIG-LSLL-6701 | 1
TAB-DIG-LSM-8062 | 1
TAB-DIS-LS-8091 | 1
TAB-DIS-LSH-2002 | 1
TAB-DIS-LSH-2005 | 1
TAB-DIS-LSHH-2003 | 1
TAB-DIS-LSHH-2006 | 1
TAB-DIS-LSHH-2630 | 1
TAB-DIS-LSHH-2631 | 1
TAB-DIS-LSHH-8091A | 1
TAB-DIS-LSL-0401 | 1
TAB-DIS-LSL-2001 | 1
TAB-DIS-LSL-2004 | 1
TAB-EL1-LS-8060 | 1
TAB-EL1-LS-8061 | 2
TAB-EL1-LS-8061B | 1
TAB-EL1-LSH-8060 | 1
TAB-EL1-LSHH-8060 | 2
TAB-EL1-LSHH-8060A | 1
TAB-EL1-LSHH-8061 | 2
TAB-EL1-LSHH-8062 | 1
TAB-EL1-LSL-1501 | 1
TAB-EL1-LSL-1502 | 1
TAB-EL1-LSL-1503 | 1
TAB-EL1-LSL-1504 | 1
TAB-EL1-LSL-1505 | 1
TAB-EL1-LSL-1506 | 1
TAB-EL1-LSL-8060 | 1
TAB-EL2-LSHH-8063 | 1
TAB-EL3-LS-8073 | 1
TAB-EL3-LS-8074 | 1
TAB-EL3-LSHH-8073 | 1
TAB-EL3-LSHH-8074 | 1
TAB-EL3-LSHH-8075A | 1
TAB-EL3-LSHH-8076A | 1
TAB-EL3-LSHH-8077A | 1
TAB-EL3-LSHH-8085 | 1
TAB-EPG-LSL-6001 | 1
TAB-HRS-LS-8044 | 1
TAB-HRS-LSHH-5113 | 1
TAB-HRS-LSHH-5115 | 1
TAB-INC-LS-8047 | 1
TAB-INC-LS-8060 | 1
TAB-INC-LSH-8045A | 1
TAB-INC-LSHH-2056A | 1
TAB-INC-LSHH-8044 | 1
TAB-INC-LSHH-8045A | 1
TAB-INC-LSHH-8046 | 1
TAB-INC-LSHH-8047 | 1
TAB-INC-LSHH-8048 | 1
TAB-OCS-LSH-6701 | 1
TAB-OCS-LSL-6701 | 1
TAB-PLT-LS-1550 | 1
TAB-PLT-LS-1750 | 1
TAB-PLT-LS-1950 | 1
TAB-PLT-LS-5128 | 1
TAB-PLT-LS-5130 | 1
TAB-PLT-LSH-0031 | 1
TAB-PLT-LSH-0032 | 1
TAB-PLT-LSH-0070 | 1
TAB-PLT-LSH-0141 | 1
TAB-PLT-LSH-0186 | 1
TAB-PLT-LSH-0241 | 1
TAB-PLT-LSH-0289 | 1
TAB-PLT-LSH-0341 | 1
TAB-PLT-LSH-0441 | 1
TAB-PLT-LSH-0541? | 2
TAB-PLT-LSH-0641? | 2
TAB-PLT-LSH-0771 | 1
TAB-PLT-LSH-0871 | 1
TAB-PLT-LSH-2901 | 1
TAB-PLT-LSH-3001 | 1
TAB-PLT-LSH-5120 | 1
TAB-PLT-LSH-5130 | 1
TAB-PLT-LSH-5575 | 1
TAB-PLT-LSH-5590 | 1
TAB-PLT-LSH-6002 | 1
TAB-PLT-LSHH-0033 | 1
TAB-PLT-LSHH-0070 | 1
TAB-PLT-LSHH-5120 | 1
TAB-PLT-LSHH-5130 | 1
TAB-PLT-LSHH-5575 | 1
TAB-PLT-LSL-0070 | 1
TAB-PLT-LSL-0288 | 1
TAB-PLT-LSL-0961 | 1
TAB-PLT-LSL-5120 | 1
TAB-PLT-LSL-5130 | 1
TAB-PLT-LSL-5575 | 1
TAB-PLT-LSL-5590 | 1
TAB-PLT-LSL-6001 | 1
TAB-PLT-LSLL-0070 | 1
TAB-PLT-LSLL-0287 | 1
TAB-PLT-LSLL-5120 | 1
TAB-PLT-LSLL-5130 | 1
TAB-PLT-LSLL-5575 | 1
TAB-PLT-LSM-5575 | 1
TAB-POL-LSHH-2063 | 1
TAB-PRM-LSH-0211 | 1
TAB-PRM-LSH-0221 | 1
TAB-PRM-LSH-0452 | 1
TAB-PRM-LSH-0462 | 1
TAB-PRM-LSHH-0211 | 1
TAB-PRM-LSHH-0221 | 1
TAB-PRM-LSHH-0412 | 1
TAB-PRM-LSHH-0422 | 1
TAB-PRM-LSHH-0432 | 1
TAB-PRM-LSHH-0442 | 1
TAB-PRM-LSHH-0452 | 1
TAB-PRM-LSHH-0462 | 1
TAB-PRM-LSHH-0511 | 1
TAB-PRM-LSHH-0521 | 1
TAB-PRM-LSHH-8069 | 1
TAB-PRM-LSHH-8070 | 1
TAB-PRM-LSHH-8071 | 1
TAB-PRM-LSHH-8072 | 1
TAB-PRM-LSL-0111 | 1
TAB-PRM-LSL-0211 | 1
TAB-PRS-LS-0712 | 1
TAB-PRS-LS-8099 | 1
TAB-PRS-LS-8100 | 1
TAB-PRS-LSH-0100 | 1
TAB-PRS-LSH-0401 | 1
TAB-PRS-LSH-0411 | 1
TAB-PRS-LSH-0413 | 1
TAB-PRS-LSH-0721 | 1
TAB-PRS-LSH-0990 | 1
TAB-PRS-LSH-2001 | 1
TAB-PRS-LSH-2002 | 1
TAB-PRS-LSH-3001 | 1
TAB-PRS-LSHH-0401 | 1
TAB-PRS-LSHH-0411 | 1
TAB-PRS-LSHH-0413 | 1
TAB-PRS-LSHH-8099 | 1
TAB-PRS-LSHH-8100 | 1
TAB-PRS-LSHH-8101A | 1
TAB-PRS-LSHL-0994 | 1
TAB-PRS-LSL-0401 | 1
TAB-PRS-LSL-0411 | 1
TAB-PRS-LSL-0413 | 1
TAB-PRS-LSL-1002 | 2
TAB-PWA-LS-5144 | 1
TAB-PWA-LS-5146 | 1
TAB-PWA-LS-5148 | 1
TAB-PWA-LSH-5101 | 1
TAB-PWA-LSH-5121 | 1
TAB-PWA-LSH-5140 | 1
TAB-PWA-LSH-5141 | 1
TAB-PWA-LSH-5142 | 1
TAB-PWA-LSH-5143 | 1
TAB-PWA-LSH-5144 | 1
TAB-PWA-LSH-5145 | 1
TAB-PWA-LSH-5146 | 1
TAB-PWA-LSH-5147 | 1
TAB-PWA-LSH-5148 | 1
TAB-PWA-LSH-5152 | 1
TAB-PWA-LSHH-5101 | 1
TAB-PWA-LSHH-5121 | 1
TAB-PWA-LSHH-5135 | 2
TAB-PWA-LSHH-5137 | 1
TAB-PWA-LSHH-5139 | 2
TAB-PWA-LSHH-5141 | 1
TAB-PWA-LSHH-5142A | 1
TAB-PWA-LSHH-5143 | 1
TAB-PWA-LSHH-5145 | 1
TAB-PWA-LSHH-5152 | 1
TAB-PWA-LSL-5101 | 1
TAB-PWA-LSL-5121 | 1
TAB-PWA-LSLL-5101 | 1
TAB-PWA-LSLL-5121 | 1
TAB-RSP- LSL-1211 | 1
TAB-RSP-LSH-5133 | 1
TAB-RSP-LSH-5138 | 1
TAB-RSP-LSH-8057 | 1
TAB-RSP-LSH-8057A | 1
TAB-RSP-LSHH-5001B | 1
TAB-RSP-LSHH-8056 | 1
TAB-RSP-LSHH-8057 | 1
TAB-RSP-LSHH-8059 | 1
TAB-RSP-LSL-1211 | 1
TAB-RSP-LSL-1221 | 1
TAB-RSP-LSL-1231 | 1
TAB-RSP-LSL-1241 | 1
TAB-RSP-LSL-1251 | 1
TAB-RSP-LSL-5138 | 1
TAB-RSP-LSL-8057 | 1
TAB-SLO-LSH-0301 | 1
TAB-SLO-LSH-0302 | 1
TAB-SLO-LSH-0303 | 1
TAB-SLO-LSH-0304 | 1
TAB-SLO-LSH-0305 | 1
TAB-SLO-LSH-0306 | 1
TAB-SLO-LSH-0307 | 1
TAB-SLO-LSH-0308 | 1
TAB-SLO-LSH-8086 | 1
TAB-SLO-LSH-8087 | 1
TAB-SLO-LSH-8087B | 1
TAB-SLO-LSHH-0430A | 1
TAB-SLO-LSHH-8086 | 1
TAB-SLO-LSHH-8087 | 1
TAB-SLO-LSHH-8087A | 1
TAB-SLO-LSHH-8088 | 2
TAB-SLO-LSL-8086 | 1
TAB-SLO-LSL-8087 | 1
TAB-SLO-LSLL-8087 | 1
TAB-STR-LS-3037 | 1
TAB-STR-LS-5101 | 1
TAB-STR-LS-6092 | 1
TAB-STR-LS-6093 | 1
TAB-STR-LS-6094 | 1
TAB-STR-LS-6095 | 1
TAB-STR-LS-6096 | 1
TAB-STR-LS-8036 | 1
TAB-STR-LSH-5100 | 1
TAB-STR-LSH-7002 | 1
TAB-STR-LSHH-2642A | 1
TAB-STR-LSHH-5100 | 1
TAB-STR-LSHH-5101 | 1
TAB-STR-LSHH-5109 | 2
TAB-STR-LSHH-6092 | 1
TAB-STR-LSHH-6093 | 1
TAB-STR-LSHH-6094 | 1
TAB-STR-LSHH-6095 | 1
TAB-STR-LSHH-6096 | 1
TAB-STR-LSHH-6097A | 1
TAB-STR-LSHH-8036 | 1
TAB-STR-LSHH-8037 | 1
TAB-STR-LSHH-8038A | 1
TAB-STR-LSHH-9313 | 1
TAB-STR-LSL-4001R | 1
TAB-STR-LSL-4002R | 1
TAB-STR-LSL-4003R | 1
TAB-STR-LSL-4004R | 1
TAB-STR-LSL-4005R | 1
TAB-STR-LSL-4007R | 1
TAB-STR-LSL-4008R | 1
TAB-STR-LSL-4009R | 1
TAB-STR-LSL-4010R | 1
TAB-STR-LSL-4011R | 1
TAB-STR-LSL-5100 | 1
TAB-STR-LSL-7001 | 1
TAB-THK-LSHH-5103A | 1
TAB-THK-LSHH-8049A | 1
TAB-THK-LSHH-8050A | 1
TAB-THK-LSHH-8051A | 1
THC-AER-LSHH-0131 | 1
THC-AER-LSHH-0134 | 1
THC-AER-LSL-7141 | 1
THC-AER-LSL-7241 | 1
THC-AER-LSL-7341 | 1
THC-DCL-LSH-0101 | 1
THC-DCL-LSH-0201 | 1
THC-DCL-LSH-0301 | 2
THC-DCL-LSH-0401 | 2
THC-DCL-LSH-0501 | 2
THC-DCL-LSH-0601 | 2
THC-DCL-LSL-0401 | 3
THC-DCL-LSL-0601 | 3
THC-DCL-LSLL-0401 | 3
THC-DCL-LSLL-0601 | 3
THC-DIG-LSH-0114 | 2
THC-DIG-LSH-0115 | 1
THC-DIG-LSH-0193 | 1
THC-DIG-LSH-0194 | 1
THC-DIG-LSH-0405 | 2
THC-DIG-LSH-3120 | 1
THC-DIG-LSH-3220 | 1
THC-DIG-LSH-3320 | 1
THC-DIG-LSH-3413 | 1
THC-DIG-LSH-5240 | 2
THC-DIG-LSH-5284 | 1
THC-DIG-LSH-5285 | 2
THC-DIG-LSH-5286 | 3
THC-DIG-LSH-5290 | 2
THC-DIG-LSHH-0114 | 1
THC-DIG-LSHH-3413 | 1
THC-DIG-LSHH-5240 | 2
THC-DIG-LSHH-5286 | 2
THC-DIG-LSHHA-5285 | 1
THC-DIG-LSHHA-5286 | 1
THC-DIG-LSHHB-5285 | 1
THC-DIG-LSHHB-5286 | 1
THC-DIG-LSL-3413 | 1
THC-DIG-LSL-5285 | 1
THC-DIG-LSL-5286 | 1
THC-DIG-LSLL-3413 | 1
THC-ELS-LSH-0148 | 1
THC-EPG-LSL-4020 | 1
THC-INC-LSH-0313 | 1
THC-INC-LSH-3012 | 1
THC-OCS-LSH-0100 | 1
THC-OCS-LSH-0200 | 1
THC-OCS-LSH-0400 | 1
THC-OCS-LSH-6030 | 1
THC-OCS-LSH-6200 | 1
THC-OCS-LSHH-0100 | 1
THC-OCS-LSHH-0200 | 1
THC-OCS-LSHH-0400 | 1
THC-OCS-LSHH-6030 | 1
THC-OCS-LSHH-6200 | 1
THC-OCS-LSL-0100 | 1
THC-OCS-LSL-0200 | 1
THC-OCS-LSL-0400 | 2
THC-OCS-LSL-6030 | 1
THC-OCS-LSL-6200 | 1
THC-OCS-LSLL-0100 | 1
THC-OCS-LSLL-0200 | 1
THC-OCS-LSLL-0400 | 2
THC-OCS-LSLL-6030 | 1
THC-OCS-LSLL-6200 | 1
THC-PLT-LSH-0101 | 2
THC-PLT-LSH-0201 | 2
THC-PLT-LSH-0810 | 1
THC-PLT-LSH-0820 | 1
THC-PLT-LSH-1010 | 1
THC-PLT-LSH-1020 | 1
THC-PLT-LSH-1400 | 1
THC-PLT-LSH-1500 | 1
THC-PLT-LSH-1600 | 1
THC-PLT-LSH-5153 | 1
THC-PLT-LSH-5623 | 2
THC-PLT-LSH-5653 | 2
THC-PLT-LSHH-1400 | 1
THC-PLT-LSHH-1500 | 1
THC-PLT-LSHH-1600 | 1
THC-PLT-LSHH-5104 | 2
THC-PLT-LSL-1400 | 1
THC-PLT-LSL-1500 | 1
THC-PLT-LSL-1600 | 1
THC-PLT-LSL-5811 | 1
THC-PLT-LSLL-1400 | 1
THC-PLT-LSLL-1500 | 1
THC-PLT-LSLL-1600 | 1
THC-PRM-LSH-0122 | 1
THC-PRM-LSH-0124 | 1
THC-PRM-LSH-0143 | 1
THC-PRM-LSH-0152 | 1
THC-PRM-LSH-0160 | 1
THC-PRM-LSH-0174 | 2
THC-PRM-LSH-0175 | 1
THC-PRM-LSH-0177 | 1
THC-PRM-LSH-0178 | 1
THC-PRM-LSHH-0101 | 1
THC-PRM-LSHH-0102 | 1
THC-PRM-LSHH-0122 | 1
THC-PRM-LSHH-0124 | 2
THC-PRM-LSHH-0143 | 1
THC-PRM-LSHH-0152 | 1
THC-PRM-LSHH-0160 | 1
THC-PRM-LSHH-0174 | 3
THC-PRM-LSHH-0177 | 2
THC-PRM-LSL-0102 | 1
THC-PRM-LSLL-0174 | 1
THC-PRM-LSLL-0177 | 1
THC-PRM-LSLL-0905 | 1
THC-PRM-LSLL-0915 | 1
THC-PRM-LSLL-1005 | 1
THC-PRM-LSLL-1015 | 1
THC-PRM-LSLL-1105 | 1
THC-PRM-LSLL-1115 | 1
THC-PRM-LSLL-1205 | 1
THC-PRM-LSLL-1215 | 1
THC-PWA-LSH-0001 | 2
THC-PWA-LSH-0002 | 2
THC-PWA-LSH-0316 | 1
THC-PWA-LSHH-0316 | 1
THC-PWA-LSL-0065 | 1
THC-STR-LSH-0105 | 1
THC-STR-LSH-0129 | 1
THC-STR-LSH-0144 | 1
THC-STR-LSH-0158 | 1
THC-STR-LSH-0165 | 1
THC-STR-LSH-0169 | 1
THC-STR-LSH-0179 | 1
THC-STR-LSH-0180 | 1
THC-STR-LSH-0181 | 1
THC-STR-LSH-0182 | 1
THC-STR-LSH-0184 | 1
THC-STR-LSH-0186 | 1
THC-STR-LSH-0187 | 1
THC-STR-LSH-1204 | 1
THC-STR-LSH-1301 | 1
THC-STR-LSHH-0131 | 1
THC-STR-LSHH-0158 | 1
THC-STR-LSHH-0165 | 1
THC-STR-LSHH-0179 | 1
THC-STR-LSHH-0181 | 1
THC-STR-LSHH-0184 | 1
THC-STR-LSHH-0186 | 1
THC-STR-LSHH-0187 | 1
THC-STR-LSHH-1301 | 1
THC-STR-LSLL-0179 | 1
THC-STR-LSLL-0181 | 1
THC-STR-LSLL-0184 | 1
THC-STR-LSLL-0186 | 1
THC-STR-LSLL-1601 | 1
THC-THK-LSH-0110 | 1
THC-THK-LSH-0111 | 1
THC-THK-LSH-0661 | 1
THC-THK-LSH-5972 | 1
THC-THK-LSH-5992 | 1
THC-THK-LSL-1101 | 2
THC-THK-LSL-5973 | 1
THC-THK-LSL-5993 | 1
THC-WWW-LSH-0002 | 2
THC-WWW-LSH-0004 | 2
THC-WWW-LSHH-0003 | 2
THC-WWW-LSL-0001 | 2
THE-ELS-LSL-0100 | 1
THR-ACC-LSL-0800 | 1
THR-ACC-LSL-0900 | 1
THR-ACC-LSL-1301 | 1
THR-ACC-LSL-1401 | 1
THR-ACC-LSL-1501 | 1
THR-ACC-LSL-1601 | 1
THR-ACC-LSL-1701 | 1
THR-AER-LSH-4800 | 1
THR-AER-LSH-4810 | 1
THR-AER-LSH-4890 | 2
THR-AER-LSHH-3502 | 1
THR-AER-LSHH-3506 | 1
THR-AER-LSHH-3618 | 1
THR-AER-LSHH-4800 | 1
THR-AER-LSHH-4810 | 1
THR-AER-LSHH-4890 | 2
THR-AER-LSHH-5711 | 1
THR-AER-LSHH-5712 | 1
THR-AER-LSL-1115 | 2
THR-AER-LSL-1215 | 2
THR-AER-LSL-1315 | 2
THR-AER-LSL-1401 | 3
THR-AER-LSL-1501 | 2
THR-AER-LSL-1614 | 2
THR-AER-LSL-1714 | 2
THR-AER-LSL-1814 | 2
THR-AER-LSL-1914 | 2
THR-AER-LSL-4800 | 1
THR-AER-LSL-4810 | 1
THR-AER-LSL-4890 | 2
THR-BG-LSH-0102 | 1
THR-BG-LSH-0103 | 1
THR-BG-LSH-0112 | 1
THR-BG-LSH-0202 | 1
THR-BG-LSH-0203 | 1
THR-BG-LSH-0212 | 1
THR-BG-LSH-0301 | 1
THR-BG-LSH-0601 | 1
THR-BG-LSH-0904 | 1
THR-BG-LSH-0905 | 1
THR-BG-LSL-0101 | 1
THR-BG-LSL-0201 | 1
THR-BG-LSL-0301 | 1
THR-BG-LSL-0601 | 1
THR-BG-LSL-0901 | 1
THR-BG-LSL-0902 | 1
THR-CG-LSH-1101 | 2
THR-CG-LSH-1102 | 2
THR-CG-LSH-1150 | 1
THR-CG-LSH-1163 | 1
THR-CG-LSH-1250 | 1
THR-CG-LSH-1263 | 1
THR-CG-LSL-1150 | 1
THR-CG-LSL-1163 | 1
THR-CG-LSL-1250 | 1
THR-CG-LSL-1263 | 1
THR-DCL-LSH | 1
THR-DCL-LSH-0001 | 1
THR-DCL-LSH-0002 | 1
THR-DCL-LSH-0003 | 1
THR-DGHT-LSHH | 2
THR-DIG-LSH-0106 | 1
THR-DIG-LSH-0112 | 1
THR-DIG-LSH-0122 | 1
THR-DIG-LSH-0206 | 1
THR-DIG-LSH-0306 | 1
THR-DIG-LSH-0406 | 1
THR-DIG-LSH-0411 | 1
THR-DIG-LSH-0421 | 1
THR-DIG-LSH-0431 | 1
THR-DIG-LSH-0506 | 1
THR-DIG-LSH-0606 | 1
THR-DIG-LSH-0706 | 1
THR-DIG-LSH-0806 | 1
THR-DIG-LSH-0906 | 1
THR-DIG-LSH-1006 | 1
THR-DIG-LSH-2171A | 1
THR-DIG-LSH-2171B | 1
THR-DIG-LSH-3850 | 2
THR-DIG-LSH-3851 | 1
THR-DIG-LSHH-0107 | 1
THR-DIG-LSHH-0207 | 1
THR-DIG-LSHH-0307 | 1
THR-DIG-LSHH-0407 | 1
THR-DIG-LSHH-0507 | 1
THR-DIG-LSHH-0607 | 1
THR-DIG-LSHH-2171 | 1
THR-DIG-LSHH-3855 | 1
THR-DIG-LSHH-3971 | 2
THR-DIG-LSHH-3977 | 2
THR-DIG-LSHH-3978 | 1
THR-DIG-LSL-0113 | 1
THR-DIG-LSL-0123 | 1
THR-DIG-LSL-2171 | 1
THR-DIG-LSL-5240C | 1
THR-DIG-LSL-5260C | 1
THR-DIG-LSL-5280C | 1
THR-DIG-LSL-5440C | 1
THR-DIG-LSL-5460C | 1
THR-DIG-LSL-5480C | 1
THR-DIG-LSL-5641 | 2
THR-DIG-LSL-5661 | 2
THR-DIG-LSL-5681 | 2
THR-DIG-LSL-5841 | 1
THR-DIG-LSL-5861 | 1
THR-DIG-LSL-5881 | 1
THR-DIS-LSH-0811 | 1
THR-DIS-LSH-0821 | 1
THR-DIS-LSH-1001 | 1
THR-DIS-LSH-1451 | 1
THR-DIS-LSH-2001 | 1
THR-DIS-LSH-3001 | 1
THR-DIS-LSH-4001 | 1
THR-DIS-LSH-5001 | 1
THR-DIS-LSH-6001 | 1
THR-DIS-LSH-7001 | 1
THR-DIS-LSH-8001 | 1
THR-DIS-LSHH-1451 | 1
THR-DIS-LSHH-1520 | 1
THR-DIS-LSHH-1540 | 1
THR-DIS-LSHH-3937 | 1
THR-DIS-LSL-1001 | 1
THR-DIS-LSL-2001 | 1
THR-DIS-LSL-3001 | 1
THR-DIS-LSL-4001 | 1
THR-DIS-LSL-5001 | 1
THR-DIS-LSL-6001 | 1
THR-DIS-LSL-7001 | 1
THR-DIS-LSL-8001 | 1
THR-ELS-LSH-0002 | 1
THR-ELS-LSH-0003 | 1
THR-ELS-LSH-0004 | 1
THR-ELS-LSH-0006 | 1
THR-ELS-LSH-0007 | 1
THR-ELS-LSH-0008 | 1
THR-ELS-LSH-0011 | 1
THR-ELS-LSH-0012 | 1
THR-ELS-LSH-0013 | 1
THR-ELS-LSH-0014 | 1
THR-ELS-LSH-0100 | 1
THR-ELS-LSHH-0100 | 1
THR-ELS-LSL-0001 | 1
THR-ELS-LSL-0005 | 1
THR-ELS-LSL-0100 | 1
THR-ELS-LSM-0100 | 1
THR-EPS-LSH-0093 | 1
THR-EPS-LSHH-0093 | 1
THR-EPS-LSL-0093 | 1
THR-EPS-LSL-0115 | 1
THR-EPS-LSL-0215 | 1
THR-EPS-LSL-0315 | 1
THR-EPS-LSL-0415 | 1
THR-FPW-LSH-0012 | 1
THR-FPW-LSH-0205 | 1
THR-FPW-LSHH-0001 | 1
THR-FPW-LSHH-0002 | 1
THR-FPW-LSHH-0003 | 1
THR-FPW-LSHH-0012 | 1
THR-FPW-SEN-0001 | 1
THR-FPW-SEN-0021 | 1
THR-FT-LSH-4820 | 2
THR-FT-LSH-4830 | 1
THR-FT-LSH-4840 | 2
THR-FT-LSH-4850 | 1
THR-FT-LSH-4860 | 1
THR-FT-LSH-4870 | 1
THR-FT-LSH-4880 | 1
THR-FT-LSHH-0548 | 1
THR-FT-LSHH-2655 | 2
THR-FT-LSHH-3975 | 1
THR-FT-LSHH-3977 | 3
THR-FT-LSHH-3980 | 1
THR-FT-LSHH-3981 | 1
THR-FT-LSHH-3982 | 1
THR-FT-LSHH-3990 | 2
THR-FT-LSHH-4800 | 1
THR-FT-LSHH-4810 | 1
THR-FT-LSHH-4820 | 2
THR-FT-LSHH-4830 | 1
THR-FT-LSHH-4840 | 1
THR-FT-LSHH-4850 | 1
THR-FT-LSHH-4860 | 1
THR-FT-LSHH-4870 | 1
THR-FT-LSHH-4880 | 1
THR-FT-LSHH-4890 | 1
THR-FT-LSHH-5698 | 1
THR-FT-LSHH-5699 | 1
THR-FT-LSHH-5711 | 2
THR-FT-LSHH-5712 | 1
THR-FT-LSHH-6315 | 1
THR-FT-LSHH-6316 | 1
THR-FT-LSHH-6317 | 1
THR-FT-LSHH-6318 | 1
THR-FT-LSHH-6320 | 1
THR-FT-LSHH-6322 | 1
THR-FT-LSL-4820 | 2
THR-FT-LSL-4830 | 1
THR-FT-LSL-4840 | 1
THR-FT-LSL-4850 | 1
THR-FT-LSL-4860 | 1
THR-FT-LSL-4870 | 1
THR-FT-LSL-4880 | 1
THR-NAFT-LSHH | 2
THR-OCS-LSHH-2275 | 2
THR-OCS-LSLH-0551 | 1
THR-OCS-LSLH-0552 | 1
THR-OCS-LSLH-0553 | 1
THR-OCS-LSLH-0554 | 1
THR-OCS-LSLH-0555 | 1
THR-OCS-LSLL-2275 | 2
THR-PLT-LSH | 1
THR-PLT-LSH-0102 | 1
THR-PLT-LSH-0112 | 1
THR-PLT-LSH-0122 | 1
THR-PLT-LSH-0132 | 1
THR-PLT-LSH-0142 | 1
THR-PLT-LSH-0152 | 1
THR-PLT-LSL-1112 | 1
THR-PLT-LSL-1127 | 1
THR-PLT-LSL-1142 | 1
THR-PLT-LSL-1157 | 1
THR-PLT-LSL-1172 | 1
THR-PLT-LSL-1187 | 1
THR-PLT-LSL-2200S | 1
THR-PLT-LSL-2210S | 1
THR-PLT-LSL-2220S | 1
THR-PRM-LSHH-4520 | 1
THR-PRS-LSH-0050 | 1
THR-PRS-LSH-9001 | 2
THR-PRS-LSHH-0050 | 1
THR-PRS-LSHH-0054 | 2
THR-PRS-LSL-0050 | 1
THR-SAFT-LSHH | 2
THR-THK-LSH-1001 | 1
THR-THK-LSH-1002 | 1
THR-THK-LSH-2001 | 1
THR-THK-LSH-2002 | 1
THR-THK-LSH-5001 | 1
THR-THK-LSH-5002 | 1
THR-THK-LSH-5003 | 1
THR-THK-LSH-5004 | 1
THR-THK-LSH-6001 | 1
THR-THK-LSH-6002 | 1
THR-THK-LSH-7001 | 1
THR-THK-LSH-8101 | 1
THR-THK-LSH-8201 | 1
THR-THK-LSHH-0553 | 1
THR-THK-LSHH-4818 | 1
TNT-ACC-LS-1001 | 1
TNT-ACC-LS-5101 | 1
TNT-ACC-LS-5201 | 1
TNT-CSO-LSHH-0301 | 1
TNT-CSO-LSL-0001 | 1
TNT-CSO-LSL-0301 | 1
TNT-CSO-LSL-0401 | 1
TNT-DCL-LSH-0001 | 1
TNT-DCL-LSH-0301 | 1
TNT-DCL-LSH-0401 | 1
TNT-DIG-LS-3101 | 1
TNT-DIG-LS-3201 | 1
TNT-DIG-LSL-1201 | 1
TNT-DIS-LSH-0001 | 1
TNT-DIS-LSH-0701 | 1
TNT-DIS-LSH-0801 | 1
TNT-FT-LS-1201 | 1
TNT-FT-LSH-1101 | 1
TNT-FT-LSH-1301 | 1
TNT-FT-LSH-1401 | 1
TNT-FT-LSH-1501 | 1
TNT-FT-LSL-1101 | 1
TNT-FT-LSL-1301 | 1
TNT-FT-LSL-1401 | 1
TNT-FT-LSL-1501 | 1
TNT-MCS-LS-0101 | 1
TNT-MCS-LSH-0201 | 1
TNT-MCS-LSL-0201 | 1
TNT-PLT-LS-1101 | 1
TNT-PLT-LS-1102 | 1
TNT-PLT-LSH-1001 | 1
TNT-PRM-LS-0501 | 1
TNT-PRM-LS-0502 | 1
TNT-PRM-LS-0503 | 1
TNT-PRM-LS-0504 | 1
WTR-029B-LSH-0016 | 1
WTR-037-LSH-0001 | 1
WTR-108-LSH-0001 | 1
WTR-119-LSH-0001A | 1
WTR-153-LSH-0002 | 1
WTR-176-LSH-0009A | 1
WTR-194-LSH-0701 | 1
WTR-250-LSH-3B01 | 2
WTR-269-LSH-0401 | 1
WTR-282-LSH-0016 | 1
WTR-282-LSH-0201 | 2
WTR-287-LSH-0004A | 1
WTR-298-LSH-0001 | 1
WTR-300-LSH-1101 | 1
WTR-307-LSH-1601 | 2
WTR-316-LSH-0601 | 2
WTR-317-LSH-0401 | 1
WTR-333-LSH-0013 | 1
WTR-359-LSH-0401 | 2
WTR-365-LSH-0601 | 2
WTR-PAH-LSH-0001 | 1
WTR-PDS-LSH-0001 | 2
WTR-PDS-LSH-0001S | 2
WTR-PEG-LSH-0001 | 1
WTR-PEG-LSH-0002 | 1
WTR-PEG-LSL-0100 | 1
WTR-PEG-LSL-0200 | 1
WTR-PEG-LSL-0300 | 1
WTR-PEG-LSL-0400 | 1
WTR-PEG-LSL-0500 | 1
WTR-PEG-LSL-0600 | 1
WTR-PEL-LS-0001 | 1
WTR-PEL-LS-0002 | 1
WTR-PEL-LS-0003 | 1
WTR-PEL-LS-0004 | 1
WTR-PEL-LSH-0001 | 1
WTR-PEL-LSH-1001 | 1
WTR-PEL-LSH-1001A | 1
WTR-PEL-LSH-1003 | 1
WTR-PEL-LSH-1004 | 1
WTR-PEL-LSH-1011 | 1
WTR-PEL-LSH-1012 | 1
WTR-PEL-LSH-1021 | 1
WTR-PEL-LSH-1022 | 1
WTR-PEL-LSH-1061 | 1
WTR-PEL-LSH-1101 | 1
WTR-PEL-LSH-1102 | 1
WTR-PEL-LSH-1201 | 1
WTR-PEL-LSH-1202 | 1
WTR-PEL-LSH-1301 | 1
WTR-PEL-LSH-1302 | 1
WTR-PEL-LSH-1601 | 1
WTR-PEL-LSHH-1011 | 1
WTR-PEL-LSHH-1021 | 1
WTR-PEL-LSHH-1101 | 1
WTR-PEL-LSHH-1102 | 1
WTR-PEL-LSHH-1201 | 1
WTR-PEL-LSHH-1202 | 1
WTR-PEL-LSHH-1301 | 1
WTR-PEL-LSHH-1302 | 1
WTR-PEL-LSL-0200 | 1
WTR-PEL-LSL-0300 | 1
WTR-PEL-LSL-0400 | 1
WTR-PEL-LSL-0500 | 1
WTR-PEL-LSL-0600 | 1
WTR-PEL-LSL-0700 | 1
WTR-PEL-LSL-0800 | 1
WTR-PEL-LSL-0900 | 1
WTR-PEL-LSL-1001 | 1
WTR-PEL-LSL-1002 | 1
WTR-PEL-LSL-1011 | 1
WTR-PEL-LSL-1021 | 1
WTR-PEL-LSL-1101 | 1
WTR-PEL-LSL-1201 | 1
WTR-PEL-LSL-1301 | 1
WTR-PEL-LSL-1501 | 1
WTR-PEL-LSL-1601 | 1
WTR-PHL-LSH-0001 | 1
WTR-PHL-LSH-0002 | 1
WTR-PHL-LSH-0003 | 1
WTR-PJO-LSH-0001 | 1
WTR-PJS-LSH-0001 | 1
WTR-PJS-LSH-0002 | 1
WTR-PJS-LSH-0004 | 1
WTR-PJS-LSH-0005 | 1
WTR-PJS-LSH-0068 | 1
WTR-PJS-LSH-0079 | 1
WTR-PJS-LSH-0101 | 1
WTR-PJS-LSH-0102 | 1
WTR-PJS-LSH-0103 | 1
WTR-PJS-LSH-1701 | 1
WTR-PJS-LSH-1702 | 1
WTR-PJS-LSH-1801 | 1
WTR-PJS-LSH-1901 | 1
WTR-PJS-LSH-2001 | 1
WTR-PJS-LSHH-0101 | 1
WTR-PJS-LSHH-0102 | 1
WTR-PJS-LSHH-0103 | 1
WTR-PJS-LSL-0100 | 1
WTR-PJS-LSL-0101 | 1
WTR-PJS-LSL-0102 | 1
WTR-PJS-LSL-0103 | 1
WTR-PJS-LSL-0200 | 1
WTR-PJS-LSL-0300 | 1
WTR-PJS-LSL-0400 | 1
WTR-PJS-LSL-0500 | 1
WTR-PJS-LSL-0600 | 1
WTR-PJS-LSL-0700 | 1
WTR-PJS-LSL-0800 | 1
WTR-PJS-LSL-0900 | 1
WTR-PJS-LSLL-0101 | 1
WTR-PJS-LSLL-0102 | 1
WTR-PJS-LSLL-0103 | 1
WTR-PKL-LSH-0001 | 1
WTR-PKL-LSH-0002 | 1
WTR-PKL-LSH-0801 | 1
WTR-PKL-LSH-0802 | 1
WTR-PKL-LSL-0100 | 1
WTR-PKL-LSL-0200 | 1
WTR-PKL-LSL-0300 | 2
WTR-PKL-LSL-0400 | 1
WTR-PKL-LSL-0500 | 1
WTR-PKL-LSL-0600 | 1
WTR-PKL-LSL-0700 | 1
WTR-PKL-LSL-0801 | 1
WTR-PKN-LS-0600 | 1
WTR-PKN-LSH-0001 | 1
WTR-PKN-LSH-0002 | 1
WTR-PLW-LSH-0001 | 1
WTR-PLW-LSH-0002 | 1
WTR-PMI-LSH-0001 | 1
WTR-PMI-LSH-0002 | 1
WTR-PMI-LSH-0003 | 1
WTR-PMI-LSH-0004 | 1
WTR-PMI-LSH-0005 | 1
WTR-PMI-LSH-0006 | 1
WTR-PMI-LSH-0009 | 1
WTR-PMI-LSH-0100 | 1
WTR-PMI-LSHH-0003 | 1
WTR-PMI-LSHH-0801 | 1
WTR-PMI-LSHH-0802 | 1
WTR-PMI-LSHH-0803 | 1
WTR-PMI-LSHH-0901 | 1
WTR-PMI-LSHH-0902 | 1
WTR-PMI-LSL-0100 | 2
WTR-PMI-LSL-0200 | 1
WTR-PMI-LSL-0300 | 1
WTR-PMI-LSL-0400 | 1
WTR-PMI-LSL-0500 | 1
WTR-PMI-LSL-0600 | 1
WTR-PMI-LSL-0700 | 1
WTR-PMI-LSL-0800 | 1
WTR-PMI-LSL-0801 | 1
WTR-PMI-LSL-1000 | 1
WTR-PMI-LSL-1100 | 1
WTR-PMI-LSL-1200 | 1
WTR-PPD-LSH-0001 | 1
WTR-PPD-LSH-0002 | 1
WTR-PRH-LSH-0001 | 1
WTR-PRH-LSH-0002 | 1
WTR-PRH-LSH-0003 | 1
WTR-PRH-LSH-0004 | 1
WTR-PRH-LSH-0005 | 1
WTR-PRH-LSH-0006 | 1
WTR-PRH-LSH-0007 | 1
WTR-PRH-LSH-1010 | 1
WTR-PRH-LSH-1020 | 1
WTR-PRH-LSH-1100 | 1
WTR-PRH-LSH-1200 | 1
WTR-PRH-LSHH-1010 | 1
WTR-PRH-LSHH-1020 | 1
WTR-PRH-LSHH-1100 | 1
WTR-PRH-LSHH-1200 | 1
WTR-PRH-LSL-0001 | 1
WTR-PRH-LSL-1010 | 1
WTR-PRH-LSL-1020 | 1
WTR-PRH-LSL-1100 | 1
WTR-PRH-LSL-1101 | 1
WTR-PRH-LSL-1102 | 1
WTR-PRH-LSL-1200 | 1
WTR-PRH-LSL-1201 | 1
WTR-PRH-LSL-1202 | 1
WTR-PRH-LSLL-1100 | 1
WTR-PRH-LSLL-1200 | 1
WTR-PRV-LSH-0001 | 1
WTR-PRV-LSL-0001 | 1
WTR-PRV-LSL-0100 | 1
WTR-PRV-LSL-0200 | 1
WTR-PRV-LSL-0300 | 1
WTR-PRV-LSL-0500 | 1
WTR-PRV-LSL-0600 | 1
WTR-PSA-LSH-0001 | 1
WTR-PSA-LSH-0701 | 1
WTR-PSA-LSHH-0701 | 1
WTR-PSA-LSL-0701 | 1
WTR-PSC-LSH-0001 | 1
WTR-PSC-LSH-0002 | 1
WTR-PSC-LSL-1100 | 1
WTR-PSC-LSL-1200 | 1
WTR-PSC-LSL-1400 | 1
WTR-PSC-LSL-1700 | 1
WTR-PSC-LSL-1800 | 1
WTR-PSC-LSL-1900 | 1
WTR-PSC-LSL-2000 | 1
WTR-PTH-LSH-0001 | 1
WTR-PTH-LSH-0002 | 2
WTR-PTH-LSH-0501 | 1
WTR-PTH-LSH-0502 | 1
WTR-PWT-LS-1100 | 1
WTR-PWT-LSH-0001 | 1
WTR-PWT-LSH-1010 | 1
WTR-PWT-LSH-1100 | 1
WTR-PWT-LSHH-1100 | 1
WTR-PWT-LSL-1010 | 1
WTR-PWT-LSL-1100 | 1
WTR-PWT-LSLL-1010 | 1
WTR-PWT-LSLL-1100 | 1
WTR-RBV-LSH-0001 | 1
WTR-RBV-LSH-0101 | 1
WTR-RBV-LSH-0201 | 1
WTR-RBV-LSH-0401 | 1
WTR-RDF-LSH-0001 | 1
WTR-RDF-LSH-0002 | 1
WTR-RDF-LSH-0101 | 1
WTR-RDF-LSH-0201 | 1
WTR-RDF-LSH-0301 | 1
WTR-RDF-LSH-0401 | 1
WTR-RDF-LSHH-0002 | 1
WTR-RDF-LSL-0002 | 1
WTR-REB-LSH-0001 | 1
WTR-REG-LSH-0001 | 1
WTR-REG-LSH-0101 | 1
WTR-REG-LSH-0201 | 1
WTR-REL-LSH-0001 | 1
WTR-REL-LSH-0101 | 1
WTR-REL-LSH-0201 | 1
WTR-REL-LSH-0401 | 1
WTR-REL-LSH-0501 | 1
WTR-REL-LSH-0502 | 1
WTR-REL-LSHH-0401 | 1
WTR-REL-LSHH-0402 | 1
WTR-REL-LSL-0401 | 1
WTR-RKL-LSH-0001 | 1
WTR-RKL-LSH-0101 | 1
WTR-RKL-LSH-0201 | 1
WTR-RLL-LSH-0001 | 1
WTR-RLL-LSH-0002 | 1
WTR-RLL-LSH-0003 | 2
WTR-RLW-LSH-0001 | 1
WTR-RLW-LSH-0101 | 1
WTR-RLW-LSH-0201 | 1
WTR-RMA-LSH-0101 | 1
WTR-RMA-LSH-0201 | 1
WTR-RMI-LSH-0001 | 1
WTR-RMI-LSH-0002 | 1
WTR-RMI-LSH-0003 | 1
WTR-RMI-LSH-0005 | 1
WTR-RMI-LSH-0101 | 1
WTR-RMI-LSH-0201 | 1
WTR-RMI-LSH-0301 | 1
WTR-RMI-LSH-0401 | 1
WTR-RMP-LSH-0101S | 1
WTR-RMT-LSH-0001 | 1
WTR-RRG-LSH-0001 | 1
WTR-RRG-LSH-0002 | 1
WTR-RRH-LSH-0001 | 1
WTR-RRH-LSH-0101 | 1
WTR-RRH-LSH-0201 | 1
WTR-RRH-LSHH-0401 | 1
WTR-RRV-LSH-0001 | 1
WTR-RRV-LSH-0101 | 1
WTR-RRV-LSH-0201 | 1
WTR-RST-LSH-0001 | 1
WTR-RST-LSH-0101 | 1
WTR-RST-LSH-0101S | 1
WTR-RST-LSH-0201 | 1
WTR-RST-LSH-0201S | 1
WTR-RWA-LSH-0001 | 1
WTR-RWA-LSH-0002 | 1
WTR-RWB-LSH-0001S | 1
WTR-RWL-LSH-0001 | 1
WTR-RWL-LSH-0002 | 1
YTF-ACC-LSH-0001 | 1
YTF-ACC-LSH-0201 | 1
YTF-ACC-LSL-0201 | 1
http://www.toronto.ca/TWONTO#00626 | 3271
BX2021A | 1
BX2022A | 1
COL-120-P-0701 | 1
COL-120-P-0702 | 1
COL-CCC-P-0100 | 1
COL-CCC-P-0200 | 1
COL-CED-P-1010 | 1
COL-MTI-P-0101 | 1
COL-MTI-P-0102 | 1
COL-MTI-P-1401C | 1
COL-MTI-P-1402C | 1
COL-MTI-P-2001 | 1
COL-MTI-P-2001C | 1
COL-MTI-P-2002 | 1
COL-MTI-P-2002C | 1
COL-MTI-P-2301B | 1
COL-MTI-P-2301D | 1
COL-MTI-P-2302B | 1
COL-MTI-P-2302D | 1
COL-MTI-P-2401 | 1
COL-MTI-P-2402 | 1
COL-MTI-P-2701B | 1
COL-MTI-P-2702B | 1
COL-MTI-P-2901 | 1
COL-MTI-P-2902 | 1
COL-MTI-P-3401 | 1
COL-MTI-P-3402 | 1
COL-PAB-P-0100 | 1
COL-PAB-P-0200 | 1
COL-PBF-P-0100 | 1
COL-PBF-P-0100A | 1
COL-PBF-P-0200 | 1
COL-PBF-P-0200A | 1
COL-PBG-P-0001 | 2
COL-PBG-P-0100 | 1
COL-PBG-P-0200 | 1
COL-PBP-P-0001 | 2
COL-PBP-P-0100 | 1
COL-PBP-P-0200 | 1
COL-PBP-P-0300 | 1
COL-PBR-P-0001 | 2
COL-PBR-P-0200 | 1
COL-PBY-P-0100 | 1
COL-PBY-P-0200 | 1
COL-PCF-P-0001 | 2
COL-PCF-P-0100 | 1
COL-PCF-P-0200 | 1
COL-PCP-P-0100 | 1
COL-PCP-P-0200 | 1
COL-PCU-P-0001 | 3
COL-PCU-P-0002 | 2
COL-PCU-P-0100 | 1
COL-PCU-P-0200 | 1
COL-PCU-P-0300 | 1
COL-PDA-P-0100 | 1
COL-PDA-P-0200 | 1
COL-PEV-P-0100 | 1
COL-PEV-P-0200 | 1
COL-PFB-P-0100 | 1
COL-PFB-P-0200 | 1
COL-PFH-P-0100 | 1
COL-PFH-P-0200 | 1
COL-PFI-P-0100 | 1
COL-PFI-P-0200 | 1
COL-PFO-P-0100 | 1
COL-PFO-P-0200 | 1
COL-PGA-P-0100 | 1
COL-PGA-P-0200 | 1
COL-PGB-P-0100 | 1
COL-PGB-P-0200 | 1
COL-PGR-P-0100 | 1
COL-PGR-P-0200 | 1
COL-PHA-P-0100 | 1
COL-PHA-P-0200 | 1
COL-PHA-P-0300 | 1
COL-PHB-P-0001 | 2
COL-PHB-P-0100 | 1
COL-PHB-P-0200 | 1
COL-PHF-P-0100 | 1
COL-PHF-P-0200 | 1
COL-PHP-P-0100 | 1
COL-PHP-P-0200 | 1
COL-PIR-P-0100 | 1
COL-PIR-P-0200 | 1
COL-PKG-P-0001 | 2
COL-PKG-P-0100 | 1
COL-PKG-P-0200 | 1
COL-PKP-P-0100 | 1
COL-PKP-P-0200 | 1
COL-PKS-P-0100 | 1
COL-PKS-P-0200 | 1
COL-PLB-P-0001 | 4
COL-PLB-P-0120 | 3
COL-PLB-P-0121 | 2
COL-PLB-P-0122 | 2
COL-PLV-P-0100 | 2
COL-PLV-P-0200 | 1
COL-PMD-P-0100 | 1
COL-PMD-P-0200 | 1
COL-PMM-P-0002 | 2
COL-PMM-P-0003 | 2
COL-PMM-P-0120 | 1
COL-PMM-P-0121 | 1
COL-PMM-P-0122 | 1
COL-PMP-P-0100 | 1
COL-PMP-P-0200 | 1
COL-PMT-P-0100 | 1
COL-PMT-P-0200 | 1
COL-PMY-P-0100 | 1
COL-PMY-P-0200 | 1
COL-PNO-P-0100 | 1
COL-PNO-P-0200 | 1
COL-PNT-P-0001 | 2
COL-PNT-P-0120 | 1
COL-PNT-P-0121 | 1
COL-PNT-P-0122 | 1
COL-POM-P-0100 | 1
COL-POM-P-0200 | 1
COL-PPU-P-0100 | 1
COL-PPU-P-0200 | 1
COL-PPU-P-0300 | 1
COL-PQW-P-0100 | 1
COL-PQW-P-0200 | 1
COL-PQW-P-0300 | 1
COL-PQW-P-0400 | 1
COL-PRC-P-0100 | 1
COL-PRC-P-0200 | 1
COL-PRD-P-0100 | 1
COL-PRD-P-0200 | 1
COL-PRG-P-0100 | 1
COL-PRG-P-0200 | 1
COL-PRR-P-0100 | 1
COL-PRR-P-0200 | 1
COL-PRX-P-0100 | 1
COL-PRX-P-0200 | 1
COL-PSB-P-0100 | 1
COL-PSB-P-0200 | 1
COL-PSD-P-0100 | 1
COL-PSD-P-0200 | 1
COL-PSE-P-0100 | 1
COL-PSE-P-0200 | 1
COL-PSH-P-0100 | 1
COL-PSH-P-0200 | 1
COL-PSI-P-0100 | 1
COL-PSI-P-0200 | 1
COL-PSK-P-0100 | 1
COL-PSK-P-0200 | 1
COL-PSK-P-0300 | 1
COL-PSL-P-0100 | 1
COL-PSL-P-0200 | 1
COL-PSL-P-0300 | 1
COL-PSM-P-0001 | 2
COL-PSM-P-0100 | 1
COL-PSM-P-0200 | 1
COL-PSM-P-0300 | 1
COL-PSP-P-0100 | 1
COL-PSP-P-0200 | 1
COL-PSS-P-0100 | 1
COL-PSS-P-0200 | 1
COL-PSS-P-0300 | 1
COL-PST-P-0100 | 1
COL-PST-P-0200 | 1
COL-PST-P-0300 | 1
COL-PSU-P-0100 | 1
COL-PSU-P-0200 | 1
COL-PSW-P-0002 | 1
COL-PSW-P-0120 | 1
COL-PSW-P-0121 | 2
COL-PSW-P-0122 | 1
COL-PTD-P-0100 | 1
COL-PTD-P-0200 | 1
COL-PTS-P-0100 | 1
COL-PTS-P-0200 | 1
COL-PVM-P-0100 | 1
COL-PVM-P-0200 | 1
COL-PWC-P-0100 | 1
COL-PWC-P-0200 | 1
COL-PWE-P-0100 | 1
COL-PWH-P-0100 | 1
COL-PWH-P-0200 | 1
COL-PWL-P-0100 | 1
COL-PWL-P-0200 | 1
COL-PWN-P-0100 | 1
COL-PWN-P-0200 | 1
COL-PWP-P-0100 | 1
COL-PWP-P-0200 | 1
COL-PWR-P-0001 | 3
COL-PWR-P-0100 | 2
COL-PWR-P-0200 | 2
COL-PWR-P-0300 | 2
COL-PWY-P-0100 | 1
COL-PWY-P-0200 | 1
COL-RBB-P-0001 | 2
COL-RBB-P-0101 | 2
COL-RBB-P-0102 | 1
COL-RBB-P-0103 | 1
COL-SKW-P-0100 | 1
COL-SMC-P-0100 | 1
COL-SMC-P-0200 | 1
CX2001A | 1
CX2002A | 1
CX2003A | 1
DP0154A | 2
DP0155A | 2
DP0156A | 2
DP0157A | 2
DX2001A | 1
DX2017A | 1
DX2018A | 1
DX2023A | 1
DX2024A | 1
DX2025A | 1
DX2026A | 1
DX2027A | 1
DX2028A | 1
DX2029A | 1
DX2030A | 1
DX2032A | 1
DX8102A | 1
FCL-ACC-P-0401 | 2
FCL-ACC-P-0402 | 2
FCL-AM-P-0001 | 2
FCL-BW-P-0101 | 3
FCL-BW-P-0201 | 2
FCL-BW-P-0301 | 3
FCL-BW-P-0401 | 2
FCL-CLB-P-0001A | 1
FCL-CLB-P-0001B | 1
FCL-DEW-P-0007 | 1
FCL-DEW-P-0008 | 1
FCL-DEW-P-0009 | 1
FCL-DEW-P-0010 | 1
FCL-DEW-P-0101A | 3
FCL-DEW-P-0101B | 2
FCL-DEW-P-0201A | 2
FCL-DEW-P-0201B | 2
FCL-DEW-P-0301A | 2
FCL-DEW-P-0301B | 2
FCL-DEW-P-0301C | 1
FCL-DEW-P-0401A | 1
FCL-DEW-P-0401B | 1
FCL-DEW-P-0501A | 2
FCL-DEW-P-0501B | 2
FCL-DEW-P-0601A | 3
FCL-DEW-P-0601B | 3
FCL-DEW-P-0701 | 1
FCL-DEW-P-0701A | 1
FCL-DEW-P-0701B | 1
FCL-DEW-P-0801 | 2
FCL-DEW-P-0901 | 1
FCL-DEW-P-1001 | 1
FCL-DEW-P-1101 | 1
FCL-ELS-P-0100 | 1
FCL-ELS-P-0200 | 1
FCL-PAC-P-0301 | 1
FCL-PAC-P-0401 | 1
FCL-RW-P-0101 | 2
FCL-RW-P-0201 | 2
FCL-RW-P-0301 | 2
FCL-RW-P-0401 | 2
FCL-RW-P-0501 | 2
FCL-RW-P-0601 | 2
FCL-SED-P-0301A(S) | 1
FCL-SED-P-0301B(S) | 1
FCL-TRW-JRT-0100 | 4
FCL-TRW-JRT-0500 | 4
FCL-TRW-JRT-0800 | 4
FCL-TRW-P-0100 | 2
FCL-TRW-P-0200 | 2
FCL-TRW-P-0300 | 2
FCL-TRW-P-0500 | 2
FCL-TRW-P-0600 | 2
FCL-TRW-P-0700 | 2
FCL-TRW-P-0800 | 2
FCL-TRW-P-0900 | 2
FCL-TRW-P-1000 | 2
FCL-WWW-P-0001 | 1
FCL-WWW-P-0002 | 1
FCL-WWW-P-0003 | 1
FCL-WWW-P-0004 | 1
FCL-WWW-P-0301C | 1
FCL-WWW-P-1101 | 1
FCL-WWW-P-1120 | 1
FCL-WWW-P-1201 | 1
FCL-WWW-P-1220 | 1
FCL-WWW-P-3021 | 1
FCL-WWW-P-3022 | 1
FCL-WWW-P-3030 | 1
FCL-WWW-P-3040 | 1
FCL-WWW-P-3050 | 1
FCL-WWW-P-3060 | 1
FCL-WWW-P-5101 | 1
FCL-WWW-P-5201 | 2
FCL-WWW-P-5301 | 2
FCL-WWW-P-5531 | 1
FCL-WWW-P-5532 | 1
FHA-AM-P-6810 | 1
FHA-AUX-P-6331 | 1
FHA-AUX-P-6332 | 1
FHA-BW-P-0501 | 1
FHA-BW-P-0601 | 1
FHA-BW-P-0701 | 1
FHA-CLA-P-0101 | 1
FHA-CLA-P-0201 | 1
FHA-CLA-P-0301 | 1
FHA-CLB-P-0001A | 2
FHA-CLB-P-0001B | 2
FHA-CLB-P-0101 | 1
FHA-CLB-P-0201 | 1
FHA-DCL-P-0001A | 2
FHA-DCL-P-0001B | 2
FHA-DCL-P-0002A | 2
FHA-DCL-P-0002B | 2
FHA-DEW-P-0001 | 1
FHA-DEW-P-1701 | 2
FHA-DEW-P-4401 | 1
FHA-FEQ-P-0001 | 1
FHA-RSP-P-0001 | 1
FHA-RSP-P-0002 | 1
FHA-RSP-P-0003 | 1
FHA-RSP-P-0101 | 1
FHA-RSP-P-0201 | 1
FHA-RSP-P-0301 | 1
FHA-RW-P-0801 | 2
FHA-RW-P-0901 | 2
FHA-RW-P-1001 | 2
FHA-RW-P-1101 | 2
FHA-RW-P-1201 | 2
FHA-RW-P-1301 | 2
FHA-SAN-P-0004 | 1
FHA-TRW-P-0100 | 2
FHA-TRW-P-0200 | 2
FHA-TRW-P-0300A | 2
FHA-TRW-P-0300B | 2
FHA-TRW-P-0400A | 2
FHA-TRW-P-0400B | 2
FHA-TRW-P-1400 | 1
FHA-TRW-P-1500 | 2
FHA-TRW-P-1600 | 1
FHA-WWW-P-0111 | 1
FHA-WWW-P-0121 | 1
FHA-WWW-P-0131 | 1
FHA-WWW-P-0311 | 1
FHA-WWW-P-0321 | 1
FHA-WWW-P-2101 | 2
FHA-WWW-P-2201 | 2
FHA-WWW-P-2301 | 2
FHA-WWW-P-3101 | 1
FHA-WWW-P-3201 | 1
FHA-WWW-P-3301 | 1
FHA-WWW-P-3401 | 2
FHA-WWW-P-3501 | 1
FHA-WWW-P-3601 | 1
FHA-WWW-P-3701 | 1
FHA-WWW-P-5101 | 1
FHA-WWW-P-5201 | 1
FHA-WWW-P-6011 | 1
FHA-WWW-P-6021 | 1
FHA-WWW-P-6031 | 1
FHA-WWW-P-6041 | 1
FHA-WWW-P-6051 | 1
FHA-WWW-P-6111 | 1
FHA-WWW-P-6121 | 1
FHA-WWW-P-6211 | 2
FHA-WWW-P-6212 | 1
FHA-WWW-P-6221 | 1
FHA-WWW-P-6222 | 2
FHA-WWW-P-6231 | 2
FHA-WWW-P-6232 | 2
FHA-WWW-P-6241 | 3
FHA-WWW-P-6242 | 2
FHA-WWW-P-6311 | 2
FHA-WWW-P-6321 | 2
FHO-ACC-P-0101 | 1
FHO-ACC-P-0102 | 1
FHO-ACC-P-0103 | 1
FHO-ACC-P-0104 | 1
FHO-ACC-P-0105 | 1
FHO-ACC-P-0201 | 2
FHO-ACC-P-1501 | 1
FHO-ACC-P-1502 | 1
FHO-AM-P-0001 | 1
FHO-AM-P-0002 | 1
FHO-AM-P-0003 | 1
FHO-BW-P-1301 | 2
FHO-BW-P-1401 | 2
FHO-BW-P-1501 | 2
FHO-BW-P-1601 | 2
FHO-CLB-P-0301-SPARE | 2
FHO-CLB-P-0401-SPARE | 2
FHO-DCL-P-0401A | 1
FHO-DCL-P-0401B | 1
FHO-DCL-P-0501A | 2
FHO-DCL-P-0501B | 2
FHO-DEW-P-0101 | 1
FHO-DEW-P-0201 | 1
FHO-DEW-P-0201-SPARE | 1
FHO-DEW-P-0301 | 1
FHO-DEW-P-0401 | 1
FHO-DEW-P-0501 | 1
FHO-DEW-P-0601 | 1
FHO-DEW-P-0701 | 1
FHO-DEW-P-0801 | 1
FHO-DEW-P-0901 | 1
FHO-DEW-P-1001 | 2
FHO-DEW-P-1101 | 2
FHO-DEW-P-1201 | 1
FHO-DEW-P-1301 | 1
FHO-DEW-P-1401 | 1
FHO-DEW-P-1501 | 1
FHO-DEW-P-1601 | 1
FHO-DEW-P-1701 | 1
FHO-DEW-P-1801 | 1
FHO-DEW-P-1901 | 1
FHO-DEW-P-2001 | 1
FHO-DEW-P-2101 | 1
FHO-DEW-P-2102 | 1
FHO-DEW-P-2201 | 1
FHO-DEW-P-2202 | 1
FHO-DEW-P-2301 | 1
FHO-DEW-P-2302 | 1
FHO-DEW-P-2401 | 1
FHO-DEW-P-2402 | 1
FHO-DOZ-P-5010 | 1
FHO-DOZ-P-5020 | 1
FHO-DOZ-P-5030 | 1
FHO-DOZ-P-6010 | 1
FHO-DOZ-P-6020 | 1
FHO-DOZ-P-6030 | 1
FHO-FEQ-P-0801 | 1
FHO-MCS-P-0400 | 2
FHO-MCS-P-0500 | 2
FHO-MCS-P-0600 | 2
FHO-MCS-P-0700 | 2
FHO-PLT-P-0101 | 1
FHO-PLT-P-0201 | 1
FHO-RW-P-1801 | 2
FHO-RW-P-1901 | 2
FHO-RW-P-2101 | 1
FHO-RW-P-2201 | 2
FHO-RW-P-2301 | 2
FHO-RW-P-2401 | 1
FHO-RW-P-2601 | 2
FHO-RW-P-2701 | 2
FHO-SBS-P-0017 | 1
FHO-SBS-P-0301 | 1
FHO-SBS-P-0401 | 1
FHO-SBS-P-0501 | 1
FHO-SBS-P-0601 | 1
FHO-SBS-P-0701 | 1
FHO-SBS-P-0801 | 1
FHO-TRW-P-0100 | 2
FHO-TRW-P-0300 | 2
FHO-TRW-P-0400 | 1
FHO-TRW-P-0500 | 2
FHO-TRW-P-0600 | 2
FHO-TRW-P-0800 | 2
FHO-TRW-P-1000 | 2
FHO-TRW-P-2900 | 1
FHO-TRW-P-3000 | 2
FHO-WWW-P-0101 | 1
FHO-WWW-P-0201 | 1
FHO-WWW-P-0301 | 1
FHO-WWW-P-0401 | 1
FHO-WWW-P-0401A | 1
FHO-WWW-P-0501 | 1
FHO-WWW-P-1101 | 1
FHO-WWW-P-1201 | 1
FHO-WWW-P-1301 | 1
FIS-ACC-P-4010 | 2
FIS-AM-P-0801 | 1
FIS-CLB-P-0002A | 1
FIS-CLB-P-0002B | 1
FIS-CLB-P-0101 | 2
FIS-CLB-P-0201 | 2
FIS-DCL-P-0001A | 2
FIS-DCL-P-0001B | 2
FIS-DEW-P-0001 | 1
FIS-DEW-P-0001A | 2
FIS-DEW-P-0001B | 3
FIS-DEW-P-0002 | 1
FIS-DEW-P-0002A | 2
FIS-DEW-P-0002B | 2
FIS-DEW-P-0003A | 3
FIS-DEW-P-0003B | 3
FIS-DEW-P-0004A | 2
FIS-DEW-P-0004B | 2
FIS-DEW-P-0005A | 2
FIS-DEW-P-0005B | 2
FIS-DEW-P-0006A | 1
FIS-DEW-P-0006B | 1
FIS-DEW-P-0008 | 1
FIS-DEW-P-0010A | 1
FIS-DEW-P-0010B | 1
FIS-ELS-P-2101A | 1
FIS-ELS-P-2101B | 1
FIS-ELS-P-2201A | 1
FIS-ELS-P-2201B | 1
FIS-FEQ-P-4501 | 2
FIS-FEQ-P-4502 | 2
FIS-GRK-P-0001 | 2
FIS-GRK-P-0002 | 2
FIS-GRK-P-0003 | 2
FIS-SES-P-0001 | 2
FIS-SES-P-0002 | 2
FIS-TRW-P-0002A | 1
FIS-TRW-P-0002B | 1
FIS-TRW-P-0003A | 1
FIS-TRW-P-0003B | 1
FIS-TRW-P-0100 | 1
FIS-TRW-P-0200 | 2
FIS-TRW-P-0300 | 1
FIS-TRW-P-0500 | 1
FIS-WWW-P-0500 | 1
FIS-WWW-P-0700 | 1
FIS-WWW-P-0900 | 1
FPP-BW-P-0100 | 1
FPP-BW-P-0200 | 1
FPP-DOZ-P-0302 | 1
FPP-RW-P-0101 | 1
FPP-SUA-P-0200 | 1
FPP-SUA-P-0300 | 1
FPP-TW-P-0001 | 2
FPP-WW-P-0105 | 1
FPP-WW-P-0106 | 1
GX2045A | 1
GX2055A | 1
GX2060A | 1
GX2061A | 1
GX2096A | 1
GX2112A | 1
GX2113A | 1
GX2407A | 1
GX3001A | 1
IX2086A | 1
IX2087A | 1
JX2008A | 1
JX2009A | 1
KX2049 | 1
KX2089A | 1
KX2090A | 1
KX2091A | 1
KX2094A | 1
KX2095A | 1
KX2134A | 1
KX2202A | 1
KX2203A | 1
KX2204A | 1
KX2205A | 1
KX2208A | 1
KX2209A | 1
KX2409A | 1
KX3002A | 1
KX3003A | 1
KX6030A | 1
KX6031A | 1
KX6101A | 1
KX6102A | 1
KX6105A | 1
KX6106A | 1
NX2217A | 2
NX2218A | 2
NX2219A | 2
NX2347A | 1
NX2348A | 1
OX2058A | 1
OX2059A | 1
P-00001 | 1
P-00002 | 1
P-00003 | 1
P-00004 | 1
P-51269 | 1
P-51270 | 1
P-51271 | 1
QX3001A | 1
QX3002A | 1
QX3003A | 1
QX3004A | 1
QX3005A | 1
QX3006A | 1
QX3007A | 1
QX3008A | 1
QX3009A | 1
QX3010A | 1
QX3011A | 1
QX3012A | 1
QX3013A | 1
SWM-PBL-P-0100 | 1
SWM-PBL-P-0200 | 1
SWM-PBL-P-0300 | 1
SWM-PDU-P-0100 | 1
SWM-PDU-P-0200 | 1
SWM-PDU-P-0300 | 1
SWM-PDU-P-0400 | 1
SWM-PET-P-0100 | 1
SWM-PET-P-0200 | 1
SWM-PIT-P-0100 | 1
SWM-PIT-P-0200 | 1
SWM-PIT-P-0300 | 1
SWM-PMG-P-0100 | 1
SWM-PMG-P-0200 | 1
SWM-PNQ-P-0100 | 1
SWM-PNQ-P-0200 | 1
SWM-PNQ-P-0300 | 1
SWM-PPP-P-0100 | 1
SWM-PPP-P-0200 | 1
SWM-PWD-P-0100 | 1
SWM-PWD-P-0200 | 1
SWM-PWI-P-0100 | 1
SWM-PWI-P-0200 | 1
SWM-SDE-P-0100 | 1
SWM-SDE-P-0200 | 1
SWM-SOS-P-0100 | 1
TAB-ACC-P-0010 | 1
TAB-ACC-P-0020 | 1
TAB-ACC-P-0030 | 1
TAB-ACC-P-0040 | 1
TAB-ACC-P-0060 | 1
TAB-ACC-P-0111 | 1
TAB-ACC-P-0121 | 1
TAB-ACC-P-0131 | 1
TAB-ACC-P-0150 | 1
TAB-ACC-P-0151 | 1
TAB-ACC-P-0170A | 1
TAB-ACC-P-0170B | 1
TAB-ACC-P-0211 | 1
TAB-ACC-P-0212 | 1
TAB-ACC-P-0270A | 2
TAB-ACC-P-0270B | 1
TAB-ACC-P-0311 | 1
TAB-ACC-P-0312 | 1
TAB-ACC-P-0611 | 1
TAB-ACC-P-0612 | 1
TAB-ACC-P-0700 | 1
TAB-ACC-P-0720 | 1
TAB-ACC-P-0730 | 1
TAB-ACC-P-0740 | 1
TAB-ACC-P-0750 | 1
TAB-ACC-P-0760 | 1
TAB-ACC-P-0770 | 1
TAB-ACC-P-0780 | 1
TAB-ACC-P-0811 | 1
TAB-ACC-P-0812 | 1
TAB-ACC-P-0820A | 1
TAB-ACC-P-0820B | 1
TAB-ACC-P-0870A | 1
TAB-ACC-P-0870B | 1
TAB-ACC-P-1013 | 1
TAB-ACC-P-1014 | 1
TAB-ACC-P-1015 | 1
TAB-ACC-P-1070 | 1
TAB-ACC-P-1080 | 1
TAB-ACC-P-1200 | 1
TAB-ACC-P-1210 | 1
TAB-ACC-P-1211 | 1
TAB-ACC-P-1222 | 1
TAB-ACC-P-1230 | 1
TAB-ACC-P-1231 | 1
TAB-ACC-P-1300 | 1
TAB-ACC-P-1400 | 1
TAB-ACC-P-1401 | 1
TAB-ACC-P-1410 | 1
TAB-ACC-P-1440 | 1
TAB-ACC-P-1450 | 1
TAB-ACC-P-1470 | 1
TAB-ACC-P-1500 | 1
TAB-ACC-P-1711 | 1
TAB-ACC-P-1712 | 1
TAB-ACC-P-1713 | 1
TAB-ACC-P-1714 | 1
TAB-ACC-P-1715 | 1
TAB-ACC-P-1810 | 1
TAB-ACC-P-1811 | 1
TAB-ACC-P-1822 | 1
TAB-ACC-P-1830 | 1
TAB-ACC-P-1831 | 1
TAB-ACC-P-1832 | 1
TAB-ACC-P-2010 | 1
TAB-ACC-P-2011 | 1
TAB-ACC-P-2012 | 1
TAB-ACC-P-2042 | 1
TAB-ACC-P-2050 | 1
TAB-ACC-P-2051 | 1
TAB-ACC-P-2070 | 1
TAB-ACC-P-2080 | 1
TAB-ACC-P-2111 | 1
TAB-ACC-P-2112 | 1
TAB-ACC-P-2811 | 1
TAB-ACC-P-2812 | 1
TAB-ACC-P-2813 | 1
TAB-ACC-P-2814 | 1
TAB-ACC-P-2815 | 1
TAB-ACC-P-3010 | 1
TAB-ACC-P-3011 | 1
TAB-ACC-P-3050 | 1
TAB-ACC-P-3051 | 1
TAB-ACC-P-3411 | 1
TAB-ACC-P-3412 | 1
TAB-ACC-P-3422 | 1
TAB-ACC-P-3431 | 1
TAB-ACC-P-3432 | 1
TAB-ACC-P-3601 | 1
TAB-ACC-P-3602 | 2
TAB-ACC-P-3603 | 1
TAB-ACC-P-3611 | 1
TAB-ACC-P-3612 | 1
TAB-ACC-P-3650 | 1
TAB-ACC-P-3651 | 1
TAB-ACC-P-3652 | 1
TAB-ACC-P-3810 | 1
TAB-ACC-P-3811 | 1
TAB-ACC-P-3872 | 1
TAB-ACC-P-3880 | 1
TAB-ACC-P-3881 | 1
TAB-ACC-P-4010 | 1
TAB-ACC-P-4011 | 1
TAB-ACC-P-4024 | 1
TAB-ACC-P-4025 | 1
TAB-ACC-P-4410 | 1
TAB-ACC-P-4411 | 1
TAB-ACC-P-4422 | 1
TAB-ACC-P-4450 | 1
TAB-ACC-P-4451 | 1
TAB-ACC-P-4534A | 2
TAB-ACC-P-4534B | 2
TAB-ACC-P-4540 | 1
TAB-ACC-P-4541 | 1
TAB-ACC-P-4611 | 1
TAB-ACC-P-4612 | 1
TAB-ACC-P-4811 | 1
TAB-ACC-P-4812 | 1
TAB-ACC-P-4901 | 1
TAB-ACC-P-4902 | 1
TAB-ACC-P-4903 | 1
TAB-ACC-P-4904 | 1
TAB-ACC-P-4905 | 1
TAB-ACC-P-5010 | 1
TAB-ACC-P-5011 | 1
TAB-ACC-P-5050 | 1
TAB-ACC-P-5051 | 1
TAB-ACC-P-5211 | 1
TAB-ACC-P-5212 | 1
TAB-ACC-P-5301 | 2
TAB-ACC-P-5302 | 2
TAB-ACC-P-5303 | 2
TAB-ACC-P-5304 | 2
TAB-ACC-P-5310 | 2
TAB-ACC-P-5411 | 1
TAB-ACC-P-5412 | 1
TAB-ACC-P-5810 | 1
TAB-ACC-P-5811 | 1
TAB-ACC-P-5853 | 1
TAB-ACC-P-5854 | 1
TAB-ACC-P-5883 | 1
TAB-ACC-P-5884 | 1
TAB-ACC-P-6011 | 1
TAB-ACC-P-6012 | 1
TAB-ACC-P-6134A | 2
TAB-ACC-P-6134B | 1
TAB-ACC-P-6151 | 1
TAB-ACC-P-6211 | 1
TAB-ACC-P-6212 | 1
TAB-ACC-P-6213 | 1
TAB-ACC-P-6320 | 1
TAB-ACC-P-6330 | 1
TAB-ACC-P-6340 | 1
TAB-ACC-P-6401 | 1
TAB-ACC-P-6402 | 1
TAB-ACC-P-6403 | 1
TAB-ACC-P-6404 | 1
TAB-ACC-P-6405 | 1
TAB-ACC-P-6406 | 1
TAB-ACC-P-6412 | 1
TAB-ACC-P-6414 | 1
TAB-ACC-P-6511 | 1
TAB-ACC-P-6513 | 1
TAB-ACC-P-7310 | 1
TAB-ACC-P-7403 | 2
TAB-ACC-P-7404 | 2
TAB-ACC-P-7405 | 2
TAB-ACC-P-8001 | 1
TAB-ACC-P-8002 | 1
TAB-ACC-P-8003 | 1
TAB-ACC-P-8004 | 1
TAB-ACC-P-8005 | 1
TAB-ACC-P-8006 | 1
TAB-ACC-P-8007 | 1
TAB-ACC-P-8008 | 1
TAB-ACC-P-8009 | 1
TAB-ACC-P-8010 | 1
TAB-ACC-P-8212 | 1
TAB-ACC-P-8220 | 2
TAB-ACC-P-8221 | 1
TAB-ACC-P-8501 | 1
TAB-ACC-P-8601 | 1
TAB-ACC-P-8801 | 2
TAB-ACC-P-8802 | 2
TAB-ACC-P-8803 | 2
TAB-ACC-P-9001 | 1
TAB-ACC-P-9002 | 1
TAB-ACC-P-9003 | 1
TAB-ACC-P-9004 | 1
TAB-ACC-P-9005 | 1
TAB-ACC-P-9006 | 1
TAB-AUX-P-1500 | 1
TAB-AUX-P-5105 | 2
TAB-AUX-P-5106 | 2
TAB-AUX-P-5113 | 2
TAB-AUX-P-8031 | 2
TAB-AUX-P-8031B | 2
TAB-AUX-P-8032 | 1
TAB-AUX-P-8033 | 2
TAB-AUX-P-8033B | 2
TAB-AUX-P-8034 | 1
TAB-AUX-P-8108 | 2
TAB-AUX-P-8108B | 2
TAB-DEW-P-0111 | 1
TAB-DEW-P-0121 | 1
TAB-DEW-P-0131 | 2
TAB-DEW-P-0211 | 1
TAB-DEW-P-0221 | 1
TAB-DEW-P-0231 | 2
TAB-DEW-P-0311 | 1
TAB-DEW-P-0321 | 1
TAB-DEW-P-0331 | 2
TAB-DEW-P-0411 | 1
TAB-DEW-P-0421 | 1
TAB-DEW-P-0431 | 2
TAB-DEW-P-0511 | 1
TAB-DEW-P-0521 | 1
TAB-DEW-P-0531 | 2
TAB-DEW-P-0611 | 1
TAB-DEW-P-0621 | 1
TAB-DEW-P-0631 | 2
TAB-DEW-P-0711 | 1
TAB-DEW-P-0721 | 1
TAB-DEW-P-0811 | 1
TAB-DEW-P-0821 | 1
TAB-DEW-P-0831 | 2
TAB-DEW-P-0911 | 1
TAB-DEW-P-0921 | 1
TAB-DEW-P-1011 | 1
TAB-DEW-P-1021 | 1
TAB-DEW-P-1111 | 1
TAB-DEW-P-1121 | 1
TAB-DEW-P-1211 | 1
TAB-DEW-P-1221 | 1
TAB-DEW-P-2201 | 2
TAB-DEW-P-2301 | 2
TAB-DEW-P-2401 | 2
TAB-DEW-P-2501 | 2
TAB-DEW-P-2601 | 2
TAB-DEW-P-3320 | 1
TAB-DEW-P-3340 | 1
TAB-DEW-P-3350 | 1
TAB-DEW-P-3401 | 1
TAB-DEW-P-3402 | 1
TAB-DEW-P-3403 | 1
TAB-DEW-P-3404 | 1
TAB-DEW-P-3501 | 1
TAB-DEW-P-3502 | 1
TAB-DEW-P-3503 | 1
TAB-DEW-P-3504 | 1
TAB-DEW-P-4035 | 1
TAB-DEW-P-4036 | 1
TAB-DEW-P-5115 | 1
TAB-DEW-P-5115B | 1
TAB-DEW-P-6001 | 1
TAB-DEW-P-6002 | 1
TAB-DEW-P-6003 | 1
TAB-DEW-P-6004 | 1
TAB-DEW-P-6005 | 2
TAB-DEW-P-6006 | 2
TAB-DEW-P-6007 | 2
TAB-DEW-P-6008 | 2
TAB-DEW-P-6009 | 1
TAB-DEW-P-6010 | 1
TAB-DEW-P-6011 | 1
TAB-DEW-P-6012 | 1
TAB-DEW-P-6013 | 1
TAB-DEW-P-6014 | 1
TAB-DEW-P-6015 | 1
TAB-DEW-P-6016 | 1
TAB-DEW-P-6017 | 1
TAB-DEW-P-8039 | 1
TAB-DEW-P-8039B | 1
TAB-DEW-P-8040 | 1
TAB-DEW-P-8040B | 1
TAB-DEW-P-8041 | 1
TAB-DEW-P-8041B | 1
TAB-DEW-P-8041C | 1
TAB-DEW-P-8042 | 1
TAB-DEW-P-8042B | 1
TAB-DEW-P-8043 | 1
TAB-DEW-P-8043B | 1
TAB-DEW-P-8052 | 2
TAB-DEW-P-8052B | 2
TAB-DEW-P-8053A | 1
TAB-DEW-P-8053B | 1
TAB-DEW-P-8151 | 1
TAB-DIG-P-0100 | 1
TAB-DIG-P-0134 | 1
TAB-DIG-P-0200 | 1
TAB-DIG-P-0234 | 1
TAB-DIG-P-0334 | 1
TAB-DIG-P-0434 | 1
TAB-DIG-P-0534 | 1
TAB-DIG-P-0634 | 1
TAB-DIG-P-0734 | 1
TAB-DIG-P-0834 | 1
TAB-DIG-P-0930 | 1
TAB-DIG-P-0940 | 1
TAB-DIG-P-0962 | 1
TAB-DIG-P-0963 | 1
TAB-DIG-P-1030 | 1
TAB-DIG-P-1040 | 1
TAB-DIG-P-1062 | 1
TAB-DIG-P-1063 | 1
TAB-DIG-P-1130 | 1
TAB-DIG-P-1140 | 1
TAB-DIG-P-1162 | 1
TAB-DIG-P-1163 | 1
TAB-DIG-P-1230 | 2
TAB-DIG-P-1240 | 1
TAB-DIG-P-1262 | 1
TAB-DIG-P-1263 | 1
TAB-DIG-P-1333 | 2
TAB-DIG-P-1334 | 2
TAB-DIG-P-1373 | 2
TAB-DIG-P-1374 | 2
TAB-DIG-P-1433 | 2
TAB-DIG-P-1434 | 2
TAB-DIG-P-1472 | 1
TAB-DIG-P-1473 | 2
TAB-DIG-P-1474 | 2
TAB-DIG-P-1482 | 1
TAB-DIG-P-1533 | 2
TAB-DIG-P-1534 | 2
TAB-DIG-P-1573 | 2
TAB-DIG-P-1574 | 2
TAB-DIG-P-1633 | 2
TAB-DIG-P-1634 | 2
TAB-DIG-P-1673 | 2
TAB-DIG-P-1674 | 2
TAB-DIG-P-1933 | 1
TAB-DIG-P-1934 | 1
TAB-DIG-P-1973 | 1
TAB-DIG-P-1974 | 1
TAB-DIG-P-2033 | 1
TAB-DIG-P-2034 | 1
TAB-DIG-P-2073 | 1
TAB-DIG-P-2074 | 1
TAB-DIG-P-2133 | 1
TAB-DIG-P-2134 | 1
TAB-DIG-P-2173 | 1
TAB-DIG-P-2174 | 1
TAB-DIG-P-2233 | 1
TAB-DIG-P-2234 | 1
TAB-DIG-P-2273 | 1
TAB-DIG-P-2274 | 1
TAB-DIG-P-3001 | 1
TAB-DIG-P-3002 | 1
TAB-DIG-P-4013 | 2
TAB-DIG-P-4014 | 2
TAB-DIG-P-4023 | 2
TAB-DIG-P-4024 | 2
TAB-DIG-P-4033 | 2
TAB-DIG-P-4034 | 2
TAB-DIG-P-4043 | 2
TAB-DIG-P-4044 | 2
TAB-DIG-P-4053 | 1
TAB-DIG-P-4054 | 1
TAB-DIG-P-4063 | 1
TAB-DIG-P-4064 | 1
TAB-DIG-P-4073 | 1
TAB-DIG-P-4074 | 1
TAB-DIG-P-4083 | 1
TAB-DIG-P-4084 | 1
TAB-DIG-P-5050 | 1
TAB-DIG-P-5060 | 1
TAB-DIG-P-5872 | 1
TAB-DIG-P-5882 | 1
TAB-DIG-P-6121 | 1
TAB-DIG-P-6701 | 1
TAB-DIG-P-6702 | 1
TAB-DIG-P-6711 | 1
TAB-DIG-P-7070 | 1
TAB-DIG-P-7071 | 1
TAB-DIG-P-8062 | 1
TAB-DIG-P-8063 | 1
TAB-DIG-P-8065 | 1
TAB-DIG-P-8065B | 1
TAB-DIG-P-8066 | 1
TAB-DIG-P-8066B | 1
TAB-DIG-P-8071B | 1
TAB-DIG-P-8072B | 1
TAB-DIG-P-8074B | 1
TAB-DIG-P-8078 | 1
TAB-DIG-P-8078B | 1
TAB-DIG-P-8079 | 1
TAB-DIG-P-8079B | 1
TAB-DIG-P-8080 | 1
TAB-DIG-P-8080B | 1
TAB-DIG-P-8081 | 1
TAB-DIG-P-8081B | 1
TAB-DIG-P-8082 | 1
TAB-DIG-P-8082B | 1
TAB-DIG-P-8083 | 1
TAB-DIG-P-8083B | 1
TAB-DIG-P-8084 | 1
TAB-DIG-P-8084B | 1
TAB-DIG-P-8085 | 1
TAB-DIG-P-8087 | 1
TAB-DIG-P-9722 | 1
TAB-DIG-P-9723 | 1
TAB-DIG-P-9724 | 1
TAB-DIG-P-9725 | 1
TAB-DIG-P-9726 | 1
TAB-DIG-P-9727 | 1
TAB-DIG-P-9737 | 1
TAB-DIG-P-9738 | 1
TAB-DIS-P-2201 | 1
TAB-DIS-P-2202 | 1
TAB-DIS-P-2203 | 1
TAB-DIS-P-2204 | 1
TAB-DIS-P-2205 | 1
TAB-DIS-P-2206 | 1
TAB-DIS-P-2207 | 1
TAB-DIS-P-2630 | 2
TAB-DIS-P-2703 | 2
TAB-DIS-P-2704 | 1
TAB-DIS-P-8091B | 2
TAB-EL1-P-8060 | 2
TAB-EL1-P-8061 | 2
TAB-EL1-P-8061B | 2
TAB-EL1-P-8062 | 1
TAB-EL2-P-8063 | 1
TAB-EL3-P-8065 | 1
TAB-EL3-P-8065B | 1
TAB-EL3-P-8073 | 1
TAB-EL3-P-8074 | 1
TAB-EL3-P-8075A | 1
TAB-EL3-P-8075B | 1
TAB-EL3-P-8076A | 1
TAB-EL3-P-8076B | 1
TAB-EL3-P-8077 | 1
TAB-EL3-P-8077B | 1
TAB-EL3-P-8085 | 1
TAB-FEQ-P-3611 | 1
TAB-GRK-P-5113 | 1
TAB-GRK-P-5114 | 1
TAB-GRK-P-5115 | 1
TAB-GRK-P-5116 | 1
TAB-GRK-P-8000 | 2
TAB-GRK-P-8001 | 1
TAB-GRK-P-8002 | 1
TAB-HRS-P-5116 | 1
TAB-HRS-P-5117 | 1
TAB-HRS-P-5118 | 1
TAB-HRS-P-5119 | 1
TAB-HRS-P-5120 | 1
TAB-HRS-P-5121 | 1
TAB-HRS-P-8044 | 1
TAB-INC-P-2056 | 1
TAB-INC-P-2057 | 1
TAB-INC-P-8046 | 1
TAB-INC-P-8048 | 1
TAB-INC-P-8060 | 1
TAB-OCS-P-6720 | 1
TAB-OCS-P-6730 | 1
TAB-OCS-P-8010 | 1
TAB-OCS-P-8020 | 1
TAB-OCS-P-8510 | 1
TAB-OCS-P-8520 | 1
TAB-OCS-P-8530 | 1
TAB-PLT-P-0001 | 1
TAB-PLT-P-0002 | 1
TAB-PLT-P-0050 | 1
TAB-PLT-P-0060 | 1
TAB-PLT-P-0071 | 1
TAB-PLT-P-0072 | 1
TAB-PLT-P-0121 | 1
TAB-PLT-P-0122 | 1
TAB-PLT-P-0160 | 1
TAB-PLT-P-0161 | 1
TAB-PLT-P-0162 | 1
TAB-PLT-P-0170 | 1
TAB-PLT-P-0171A | 1
TAB-PLT-P-0171B | 1
TAB-PLT-P-0221 | 1
TAB-PLT-P-0222 | 1
TAB-PLT-P-0261 | 1
TAB-PLT-P-0262 | 1
TAB-PLT-P-0287 | 1
TAB-PLT-P-0288 | 1
TAB-PLT-P-0321 | 1
TAB-PLT-P-0322 | 1
TAB-PLT-P-0421 | 1
TAB-PLT-P-0422 | 1
TAB-PLT-P-0520 | 1
TAB-PLT-P-0521 | 1
TAB-PLT-P-0522 | 1
TAB-PLT-P-0530 | 1
TAB-PLT-P-0540 | 1
TAB-PLT-P-0621 | 1
TAB-PLT-P-0622 | 1
TAB-PLT-P-1460 | 2
TAB-PLT-P-1470 | 1
TAB-PLT-P-1500 | 1
TAB-PLT-P-1600 | 1
TAB-PLT-P-1700 | 1
TAB-PLT-P-1800 | 1
TAB-PLT-P-1900 | 1
TAB-PLT-P-2000 | 1
TAB-PLT-P-2100 | 1
TAB-PLT-P-2200 | 1
TAB-PLT-P-2300 | 1
TAB-PLT-P-2400 | 1
TAB-PLT-P-2500 | 1
TAB-PLT-P-2600 | 1
TAB-PLT-P-2700 | 1
TAB-PLT-P-2800 | 1
TAB-PLT-P-5126 | 1
TAB-PLT-P-5127 | 1
TAB-PLT-P-5128 | 1
TAB-PLT-P-5129 | 1
TAB-PLT-P-5130 | 1
TAB-PLT-P-5131 | 1
TAB-PLT-P-5132 | 1
TAB-PLT-P-5133 | 1
TAB-PLT-P-5134 | 1
TAB-PLT-P-5135 | 1
TAB-PLT-P-5570 | 1
TAB-PLT-P-5580 | 1
TAB-PLT-P-5590 | 1
TAB-PLT-P-5591 | 1
TAB-PLT-P-6001 | 1
TAB-PLT-P-6002 | 1
TAB-POL-P-2063 | 1
TAB-POL-P-2064 | 1
TAB-PRM-P-0111 | 1
TAB-PRM-P-0510 | 2
TAB-PRM-P-0520 | 2
TAB-PRM-P-2100 | 1
TAB-PRM-P-2101 | 1
TAB-PRM-P-2200 | 1
TAB-PRM-P-2201 | 1
TAB-PRM-P-2300 | 1
TAB-PRM-P-2301 | 1
TAB-PRM-P-2401 | 2
TAB-PRM-P-2402 | 1
TAB-PRM-P-2501 | 1
TAB-PRM-P-2502 | 1
TAB-PRM-P-2601 | 1
TAB-PRM-P-2602 | 1
TAB-PRM-P-2701 | 1
TAB-PRM-P-2702 | 1
TAB-PRM-P-3101 | 1
TAB-PRM-P-3102 | 1
TAB-PRM-P-3201 | 1
TAB-PRM-P-3202 | 1
TAB-PRM-P-3301 | 1
TAB-PRM-P-3302 | 1
TAB-PRM-P-3401 | 1
TAB-PRM-P-3402 | 1
TAB-PRM-P-3501 | 2
TAB-PRM-P-3502 | 2
TAB-PRM-P-3601 | 1
TAB-PRM-P-3602 | 1
TAB-PRM-P-3701 | 1
TAB-PRM-P-3702 | 1
TAB-PRM-P-3801 | 1
TAB-PRM-P-3802 | 1
TAB-PRM-P-3901 | 1
TAB-PRM-P-3902 | 1
TAB-PRM-P-4100 | 1
TAB-PRM-P-4510 | 2
TAB-PRM-P-4520 | 1
TAB-PRM-P-4601 | 1
TAB-PRM-P-4602 | 1
TAB-PRM-P-5128 | 1
TAB-PRM-P-5129 | 1
TAB-PRM-P-5130 | 1
TAB-PRM-P-5131 | 1
TAB-PRM-P-8067 | 1
TAB-PRM-P-8068 | 1
TAB-PRM-P-8069 | 1
TAB-PRM-P-8070 | 1
TAB-PRM-P-8071 | 1
TAB-PRM-P-8072 | 1
TAB-PRS-P-0301 | 1
TAB-PRS-P-0302 | 1
TAB-PRS-P-0303 | 1
TAB-PRS-P-0303B | 1
TAB-PRS-P-0401 | 1
TAB-PRS-P-0402 | 1
TAB-PRS-P-0411 | 1
TAB-PRS-P-0412 | 1
TAB-PRS-P-0413 | 1
TAB-PRS-P-0414 | 1
TAB-PRS-P-3004 | 1
TAB-PRS-P-4010 | 1
TAB-PRS-P-4020 | 1
TAB-PRS-P-4030 | 1
TAB-PRS-P-5000 | 1
TAB-PRS-P-8099 | 1
TAB-PRS-P-8100 | 1
TAB-PRS-P-8101 | 1
TAB-PRS-P-8101B | 1
TAB-PRS-P-8101C | 1
TAB-PWA-P-0090 | 2
TAB-PWA-P-0555 | 1
TAB-PWA-P-0704 | 1
TAB-PWA-P-0705 | 1
TAB-PWA-P-0840 | 2
TAB-PWA-P-0960 | 1
TAB-PWA-P-0961 | 1
TAB-PWA-P-0962 | 1
TAB-PWA-P-0963 | 1
TAB-PWA-P-2510 | 1
TAB-PWA-P-2520 | 1
TAB-PWA-P-2530 | 1
TAB-PWA-P-2540 | 1
TAB-PWA-P-2550 | 1
TAB-PWA-P-2560 | 1
TAB-PWA-P-5100 | 1
TAB-PWA-P-5110 | 1
TAB-PWA-P-5120 | 1
TAB-PWA-P-5130 | 1
TAB-PWA-P-5135 | 1
TAB-PWA-P-5137 | 1
TAB-PWA-P-5138 | 1
TAB-PWA-P-5139 | 1
TAB-PWA-P-5140 | 1
TAB-PWA-P-5141 | 1
TAB-PWA-P-5142 | 1
TAB-PWA-P-5143 | 1
TAB-PWA-P-5144 | 1
TAB-PWA-P-5145 | 1
TAB-PWA-P-5146 | 1
TAB-PWA-P-5147 | 1
TAB-PWA-P-5148 | 1
TAB-PWA-P-5149 | 1
TAB-PWA-P-5150 | 1
TAB-PWA-P-5151 | 1
TAB-PWA-P-5152 | 1
TAB-PWA-P-5153 | 1
TAB-PWA-P-8040 | 1
TAB-PWA-P-8040A | 1
TAB-RSP-P-1110 | 1
TAB-RSP-P-1120 | 1
TAB-RSP-P-1210 | 1
TAB-RSP-P-1211A | 2
TAB-RSP-P-1211B | 2
TAB-RSP-P-1220 | 1
TAB-RSP-P-1221A | 2
TAB-RSP-P-1221B | 2
TAB-RSP-P-1230 | 1
TAB-RSP-P-1231A | 2
TAB-RSP-P-1231B | 2
TAB-RSP-P-1240 | 1
TAB-RSP-P-1241A | 2
TAB-RSP-P-1241B | 2
TAB-RSP-P-1250 | 1
TAB-RSP-P-1251A | 2
TAB-RSP-P-1251B | 2
TAB-RSP-P-2201 | 1
TAB-RSP-P-2202 | 1
TAB-RSP-P-2203 | 1
TAB-RSP-P-2204 | 1
TAB-RSP-P-2205 | 1
TAB-RSP-P-2206 | 1
TAB-RSP-P-2207 | 1
TAB-RSP-P-2208 | 1
TAB-RSP-P-2209 | 1
TAB-RSP-P-2210 | 1
TAB-RSP-P-5136 | 2
TAB-RSP-P-5137 | 2
TAB-RSP-P-5138 | 2
TAB-RSP-P-8057 | 1
TAB-RSP-P-8057B | 1
TAB-RSP-P-8059 | 1
TAB-SA-P-0101 | 1
TAB-SA-P-0102 | 1
TAB-SA-P-0201 | 1
TAB-SA-P-0202 | 1
TAB-SA-P-0301 | 1
TAB-SA-P-0302 | 1
TAB-SA-P-0401 | 1
TAB-SA-P-0402 | 1
TAB-SA-P-1701 | 1
TAB-SA-P-1800A | 1
TAB-SA-P-1800B | 1
TAB-SLO-P-0201 | 1
TAB-SLO-P-0202 | 1
TAB-SLO-P-0203 | 1
TAB-SLO-P-0431 | 3
TAB-SLO-P-0432 | 3
TAB-SLO-P-2401 | 1
TAB-SLO-P-2402 | 1
TAB-SLO-P-2403 | 1
TAB-SLO-P-2404 | 1
TAB-SLO-P-2405 | 1
TAB-SLO-P-2406 | 1
TAB-SLO-P-2407 | 1
TAB-SLO-P-2408 | 1
TAB-SLO-P-2409 | 1
TAB-SLO-P-2410 | 1
TAB-SLO-P-2411 | 1
TAB-SLO-P-2412 | 1
TAB-SLO-P-2413 | 1
TAB-SLO-P-2414 | 1
TAB-SLO-P-8045 | 2
TAB-SLO-P-8045B | 2
TAB-SLO-P-8047 | 1
TAB-SLO-P-8086 | 1
TAB-SLO-P-8087 | 2
TAB-SLO-P-8087B | 2
TAB-STR-P-0001 | 2
TAB-STR-P-0002 | 2
TAB-STR-P-1801 | 1
TAB-STR-P-1802 | 1
TAB-STR-P-2101 | 1
TAB-STR-P-2102 | 1
TAB-STR-P-2201 | 1
TAB-STR-P-2202 | 1
TAB-STR-P-2301 | 1
TAB-STR-P-2302 | 1
TAB-STR-P-2401 | 1
TAB-STR-P-2402 | 1
TAB-STR-P-2642 | 1
TAB-STR-P-2643 | 1
TAB-STR-P-3037 | 1
TAB-STR-P-3111 | 1
TAB-STR-P-3112 | 1
TAB-STR-P-3113 | 1
TAB-STR-P-3114 | 1
TAB-STR-P-3121 | 1
TAB-STR-P-3122 | 1
TAB-STR-P-3123 | 1
TAB-STR-P-3211 | 1
TAB-STR-P-3212 | 1
TAB-STR-P-3213 | 1
TAB-STR-P-3214 | 1
TAB-STR-P-3221 | 1
TAB-STR-P-3222 | 1
TAB-STR-P-3223 | 1
TAB-STR-P-3311 | 1
TAB-STR-P-3312 | 1
TAB-STR-P-3313 | 1
TAB-STR-P-3314 | 1
TAB-STR-P-3321 | 1
TAB-STR-P-3322 | 1
TAB-STR-P-3323 | 1
TAB-STR-P-3411 | 1
TAB-STR-P-3412 | 1
TAB-STR-P-3413 | 1
TAB-STR-P-3414 | 1
TAB-STR-P-3421 | 1
TAB-STR-P-3422 | 1
TAB-STR-P-3423 | 1
TAB-STR-P-3511 | 1
TAB-STR-P-3512 | 1
TAB-STR-P-3513 | 1
TAB-STR-P-3514 | 1
TAB-STR-P-3521 | 1
TAB-STR-P-3522 | 1
TAB-STR-P-3523 | 1
TAB-STR-P-3524 | 1
TAB-STR-P-3525 | 1
TAB-STR-P-3611 | 1
TAB-STR-P-3612 | 1
TAB-STR-P-3621 | 1
TAB-STR-P-3622 | 1
TAB-STR-P-3623 | 1
TAB-STR-P-4001 | 1
TAB-STR-P-4001R | 1
TAB-STR-P-4002 | 1
TAB-STR-P-4002R | 1
TAB-STR-P-4003 | 1
TAB-STR-P-4003R | 1
TAB-STR-P-4004 | 1
TAB-STR-P-4004R | 1
TAB-STR-P-4005 | 1
TAB-STR-P-4005R | 1
TAB-STR-P-4007 | 1
TAB-STR-P-4007R | 1
TAB-STR-P-4008 | 1
TAB-STR-P-4008R | 1
TAB-STR-P-4009 | 1
TAB-STR-P-4009R | 1
TAB-STR-P-4010 | 1
TAB-STR-P-4010R | 1
TAB-STR-P-4010S | 1
TAB-STR-P-4011 | 1
TAB-STR-P-4011R | 1
TAB-STR-P-4011S | 1
TAB-STR-P-5101 | 1
TAB-STR-P-5102 | 1
TAB-STR-P-5109 | 1
TAB-STR-P-5111 | 1
TAB-STR-P-5112 | 1
TAB-STR-P-6092 | 1
TAB-STR-P-6093 | 1
TAB-STR-P-6094 | 1
TAB-STR-P-6095 | 1
TAB-STR-P-6096 | 1
TAB-STR-P-6097 | 1
TAB-STR-P-6097B | 1
TAB-STR-P-7001 | 1
TAB-STR-P-7002 | 1
TAB-STR-P-7003 | 1
TAB-STR-P-8036 | 1
TAB-STR-P-8036B | 1
TAB-STR-P-8037 | 1
TAB-STR-P-8038A | 3
TAB-STR-P-8038B | 1
TAB-STR-P-9313 | 1
TAB-THK-P-0105 | 1
TAB-THK-P-0205 | 1
TAB-THK-P-0305 | 1
TAB-THK-P-0405 | 1
TAB-THK-P-0505 | 1
TAB-THK-P-0605 | 1
TAB-THK-P-0705 | 1
TAB-THK-P-0805 | 1
TAB-THK-P-0905 | 2
TAB-THK-P-2078 | 2
TAB-THK-P-2079 | 2
TAB-THK-P-2101 | 1
TAB-THK-P-2102 | 1
TAB-THK-P-2201 | 1
TAB-THK-P-2202 | 1
TAB-THK-P-2301 | 1
TAB-THK-P-2302 | 1
TAB-THK-P-2401 | 1
TAB-THK-P-2402 | 1
TAB-THK-P-2501 | 2
TAB-THK-P-5103 | 1
TAB-THK-P-5104 | 1
TAB-THK-P-8049 | 1
TAB-THK-P-8049B | 1
TAB-THK-P-8050 | 1
TAB-THK-P-8050B | 1
TAB-THK-P-8051 | 1
TAB-WA1-SQ-7200 | 1
TAB-WA7-P-0191 | 1
TAB-WA7-P-0198 | 1
TAB-WA7-P-0199 | 1
THC -DIG-P-4020A | 1
THC-ACC-P-0005 | 1
THC-ACC-P-0011 | 1
THC-ACC-P-0012 | 1
THC-ACC-P-0013 | 1
THC-ACC-P-0014 | 1
THC-ACC-P-0015 | 1
THC-ACC-P-0016 | 1
THC-ACC-P-0017 | 1
THC-ACC-P-0018 | 1
THC-ACC-P-0019 | 1
THC-ACC-P-0020 | 1
THC-ACC-P-0022 | 1
THC-ACC-P-0028 | 1
THC-ACC-P-0031 | 1
THC-ACC-P-0032 | 1
THC-ACC-P-0033 | 1
THC-ACC-P-0034 | 1
THC-ACC-P-0035 | 1
THC-ACC-P-0036 | 1
THC-ACC-P-0041 | 1
THC-ACC-P-0045 | 1
THC-ACC-P-0051 | 1
THC-ACC-P-0193 | 1
THC-ACC-P-0194 | 1
THC-ACC-P-0200 | 1
THC-ACC-P-0202 | 1
THC-ACC-P-0203 | 1
THC-ACC-P-0204 | 1
THC-ACC-P-0217 | 1
THC-ACC-P-0311 | 1
THC-ACC-P-0316 | 1
THC-ACC-P-0320 | 1
THC-ACC-P-0401 | 2
THC-ACC-P-0402 | 2
THC-ACC-P-0421 | 2
THC-ACC-P-0422 | 2
THC-ACC-P-0741A | 1
THC-ACC-P-0741B | 1
THC-ACC-P-0742A | 1
THC-ACC-P-0742B | 1
THC-ACC-P-0745 | 1
THC-ACC-P-0821A | 1
THC-ACC-P-0821B | 1
THC-ACC-P-0822A | 1
THC-ACC-P-0822B | 1
THC-ACC-P-3013 | 1
THC-ACC-P-3023 | 1
THC-ACC-P-3031 | 1
THC-ACC-P-3033 | 1
THC-ACC-P-3043 | 1
THC-ACC-P-3303 | 1
THC-ACC-P-3307 | 1
THC-ACC-P-3321 | 1
THC-ACC-P-3326 | 1
THC-ACC-P-3331 | 1
THC-ACC-P-3336 | 1
THC-ACC-P-3403 | 1
THC-ACC-P-3407 | 1
THC-ACC-P-3412 | 1
THC-ACC-P-3416 | 1
THC-ACC-P-3503 | 1
THC-ACC-P-3507 | 1
THC-ACC-P-3702 | 1
THC-ACC-P-3706 | 1
THC-ACC-P-3815 | 1
THC-ACC-P-3817 | 1
THC-ACC-P-3828 | 1
THC-ACC-P-3832 | 1
THC-ACC-P-3840 | 1
THC-ACC-P-3841 | 1
THC-ACC-P-3842 | 1
THC-ACC-P-3910 | 1
THC-ACC-P-3914 | 1
THC-ACC-P-4003 | 1
THC-ACC-P-4010A | 1
THC-ACC-P-4010B | 1
THC-ACC-P-4020A | 1
THC-ACC-P-4020B | 1
THC-ACC-P-4020C | 2
THC-ACC-P-4103 | 1
THC-ACC-P-4103SPARE | 1
THC-ACC-P-4107 | 1
THC-ACC-P-4116 | 1
THC-ACC-P-4130 | 1
THC-ACC-P-4170 | 1
THC-ACC-P-4190 | 1
THC-ACC-P-5200 | 1
THC-ACC-P-5202 | 1
THC-ACC-P-5203 | 1
THC-ACC-P-5204 | 1
THC-ACC-P-5950 | 1
THC-ACC-P-5960 | 1
THC-ACC-P-5970 | 1
THC-ACC-P-5980 | 1
THC-ACC-P-6001 | 1
THC-ACC-P-6002 | 1
THC-ACC-P-6003 | 1
THC-ACC-P-6004 | 1
THC-ACC-P-6005 | 1
THC-ACC-P-6841 | 1
THC-ACC-P-6850 | 1
THC-ACC-P-6860 | 1
THC-ACC-P-6870 | 1
THC-ACC-P-6880 | 1
THC-AER-P-0131 | 1
THC-AER-P-0132 | 1
THC-AER-P-0133 | 1
THC-AER-P-0134 | 1
THC-AER-P-6020 | 2
THC-AER-P-6040 | 2
THC-AER-P-6060 | 2
THC-AER-P-6080 | 1
THC-AER-P-7150 | 2
THC-AER-P-7160 | 2
THC-AER-P-7250 | 1
THC-AER-P-7260 | 1
THC-AER-P-7350 | 1
THC-AER-P-7360 | 1
THC-AER-P-7450 | 1
THC-AER-P-7460 | 1
THC-AUX-P-0011 | 1
THC-AUX-P-0012 | 1
THC-CW-P-5900 | 1
THC-DEW-P-0120 | 2
THC-DEW-P-0220 | 2
THC-DEW-P-0320 | 2
THC-DEW-P-0420 | 2
THC-DEW-P-1160 | 1
THC-DEW-P-1260 | 1
THC-DEW-P-1560 | 1
THC-DEW-P-5110 | 2
THC-DEW-P-5120 | 2
THC-DEW-P-5140 | 2
THC-DEW-P-5200 | 2
THC-DEW-P-5220 | 2
THC-DEW-P-5240 | 2
THC-DEW-P-5400 | 3
THC-DEW-P-5420 | 3
THC-DEW-P-5440 | 3
THC-DEW-P-5600 | 4
THC-DEW-P-5620 | 4
THC-DEW-P-5640 | 4
THC-DEW-P-5800 | 3
THC-DEW-P-5820 | 3
THC-DEW-P-5840 | 1
THC-DEW-P-5992 | 1
THC-DEW-P-5993 | 2
THC-DEW-P-6640 | 2
THC-DEW-P-6660 | 2
THC-DEW-P-6680 | 2
THC-DEW-P-6700 | 1
THC-DEW-P-6710 | 2
THC-DEW-P-6711 | 1
THC-DEW-P-6800 | 1
THC-DEW-P-6810 | 1
THC-DEW-P-6811 | 1
THC-DEW-P-7570 | 1
THC-DEW-P-7580 | 1
THC-DEW-P-7590 | 1
THC-DEW-P-7610 | 1
THC-DEW-P-7620 | 2
THC-DEW-P-SP001 | 1
THC-DIG-P-0193 | 1
THC-DIG-P-0194 | 1
THC-DIG-P-0195 | 1
THC-DIG-P-0420 | 1
THC-DIG-P-0437 | 1
THC-DIG-P-0520 | 2
THC-DIG-P-0537 | 1
THC-DIG-P-0620 | 2
THC-DIG-P-0637 | 1
THC-DIG-P-0720 | 2
THC-DIG-P-0737 | 1
THC-DIG-P-1437 | 1
THC-DIG-P-2801 | 1
THC-DIG-P-3415 | 1
THC-DIG-P-4010A | 1
THC-DIG-P-4010B | 1
THC-DIG-P-4020B | 1
THC-DIG-P-5011 | 1
THC-DIG-P-5017 | 1
THC-DIG-P-5033 | 1
THC-DIG-P-5036 | 1
THC-DIG-P-5248 | 1
THC-DIG-P-5250 | 1
THC-DIG-P-5285A | 2
THC-DIG-P-5285B | 2
THC-DIG-P-5286A | 2
THC-DIG-P-5286B | 2
THC-DIG-P-5290A | 2
THC-DIG-P-5290B | 2
THC-DIG-P-5410 | 2
THC-DIG-P-5420 | 2
THC-DIG-SP01UR | 1
THC-DIS-P-0001 | 1
THC-ELS-P-0148 | 1
THC-FT-P-0990 | 1
THC-FT-P-1090 | 1
THC-FT-P-1190 | 1
THC-FT-P-1290 | 1
THC-FT-P-1390 | 1
THC-FT-P-1490 | 1
THC-FT-P-1590 | 1
THC-FT-P-1690 | 1
THC-FT-P-5310 | 3
THC-FT-P-5320 | 3
THC-FT-P-5550 | 2
THC-FT-P-5570 | 1
THC-FT-P-5590 | 1
THC-FT-P-5650 | 2
THC-FT-P-5670 | 2
THC-FT-P-5810 | 1
THC-FT-P-5820 | 1
THC-FT-P-5830 | 1
THC-FT-P-5840 | 1
THC-INC-P-0001 | 1
THC-INC-P-0300 | 1
THC-INC-P-0310 | 1
THC-INC-P-0310SU | 2
THC-INC-P-0311 | 1
THC-INC-P-0312 | 1
THC-INC-P-0313 | 1
THC-INC-P-0314 | 1
THC-INC-P-0315 | 1
THC-INC-P-0320 | 1
THC-INC-P-0330 | 1
THC-INC-P-0340 | 1
THC-INC-P-1051 | 1
THC-INC-P-1052 | 1
THC-INC-P-1053 | 1
THC-INC-P-2051 | 1
THC-INC-P-2052 | 1
THC-INC-P-2053 | 1
THC-MCS-P-5201 | 1
THC-OCS-P-0110 | 1
THC-OCS-P-0120 | 1
THC-OCS-P-0210 | 2
THC-OCS-P-0220 | 2
THC-OCS-P-0410 | 1
THC-OCS-P-0420 | 1
THC-OCS-P-1020 | 2
THC-OCS-P-1030 | 2
THC-OCS-P-2020 | 1
THC-OCS-P-2030 | 1
THC-OCS-P-2152 | 1
THC-OCS-P-2153 | 1
THC-OCS-P-6040 | 1
THC-OCS-P-6050 | 1
THC-OCS-P-6210 | 2
THC-OCS-P-6220 | 2
THC-PLT-P-0100 | 1
THC-PLT-P-0200 | 1
THC-PLT-P-0300 | 1
THC-PLT-P-0610 | 1
THC-PLT-P-0920 | 1
THC-PLT-P-0940 | 1
THC-PLT-P-0960 | 1
THC-PLT-P-0980 | 1
THC-PLT-P-1410 | 1
THC-PLT-P-1420 | 1
THC-PLT-P-1510 | 1
THC-PLT-P-1520 | 1
THC-PLT-P-1610 | 1
THC-PLT-P-1620 | 1
THC-PLT-P-5110 | 1
THC-PLT-P-5120 | 1
THC-PLT-P-5820 | 1
THC-PLT-P-5830 | 1
THC-POL-P-SP001 | 1
THC-PRM-P-0101 | 1
THC-PRM-P-0102 | 1
THC-PRM-P-0103 | 1
THC-PRM-P-0122 | 1
THC-PRM-P-0123 | 1
THC-PRM-P-0124 | 1
THC-PRM-P-0125 | 1
THC-PRM-P-0126 | 2
THC-PRM-P-0143 | 1
THC-PRM-P-0152 | 1
THC-PRM-P-0160 | 1
THC-PRM-P-0161 | 1
THC-PRM-P-0174 | 1
THC-PRM-P-0175 | 1
THC-PRM-P-0176 | 2
THC-PRM-P-0177 | 1
THC-PRM-P-0178 | 1
THC-PRM-P-0920 | 1
THC-PRM-P-0930 | 1
THC-PRM-P-0960 | 1
THC-PRM-P-0970 | 1
THC-PRM-P-0980 | 1
THC-PRM-P-0990 | 1
THC-PRM-P-1020 | 1
THC-PRM-P-1030 | 1
THC-PRM-P-1060 | 1
THC-PRM-P-1070 | 1
THC-PRM-P-1080 | 1
THC-PRM-P-1090 | 1
THC-PRM-P-1120 | 1
THC-PRM-P-1130 | 1
THC-PRM-P-1160 | 1
THC-PRM-P-1170 | 1
THC-PRM-P-1180 | 1
THC-PRM-P-1190 | 1
THC-PRM-P-1220 | 1
THC-PRM-P-1230 | 1
THC-PRM-P-1260 | 1
THC-PRM-P-1270 | 1
THC-PRM-P-1280 | 1
THC-PRM-P-1290 | 1
THC-PRM-P-5220 | 1
THC-PRM-P-5230 | 1
THC-PRM-P-5320 | 1
THC-PRM-P-5330 | 1
THC-PRM-P-6110 | 2
THC-PRM-P-6120 | 2
THC-PRM-P-6130 | 1
THC-PRM-P-6310 | 2
THC-PRM-P-6320 | 2
THC-PRM-P-6330 | 1
THC-PRM-P-6510 | 2
THC-PRM-P-6520 | 2
THC-PRM-P-6530 | 1
THC-PRM-P-6710 | 2
THC-PRM-P-6720 | 2
THC-PRM-P-6730 | 2
THC-PRM-P-6910 | 2
THC-PRM-P-6930 | 2
THC-PRM-P-6950 | 2
THC-PRM-P-6970 | 2
THC-PRS-P-0030 | 1
THC-PRS-P-0040 | 1
THC-PRS-P-0410 | 2
THC-PWA-P-0065A | 1
THC-PWA-P-0065B | 1
THC-PWA-P-0100 | 1
THC-PWA-P-0200 | 1
THC-PWA-P-0316 | 1
THC-PWA-P-0317 | 1
THC-PWA-P-0400 | 2
THC-PWA-P-0500 | 2
THC-PWA-P-0800A | 2
THC-PWA-P-0800B | 2
THC-STR-P-0012 | 1
THC-STR-P-0013 | 1
THC-STR-P-0014 | 1
THC-STR-P-0088 | 1
THC-STR-P-0091 | 1
THC-STR-P-0105 | 1
THC-STR-P-0128 | 1
THC-STR-P-0129 | 1
THC-STR-P-0136 | 1
THC-STR-P-0137 | 1
THC-STR-P-0140 | 1
THC-STR-P-0144 | 2
THC-STR-P-0145 | 2
THC-STR-P-0158 | 1
THC-STR-P-0159 | 1
THC-STR-P-0165 | 1
THC-STR-P-0166 | 1
THC-STR-P-0169 | 1
THC-STR-P-0170 | 1
THC-STR-P-0179 | 1
THC-STR-P-0180 | 1
THC-STR-P-0181 | 1
THC-STR-P-0182 | 1
THC-STR-P-0184 | 1
THC-STR-P-0186 | 1
THC-STR-P-0187 | 2
THC-STR-P-0188 | 2
THC-STR-P-0240 | 1
THC-STR-P-0340 | 1
THC-STR-P-0440 | 1
THC-STR-P-0540 | 1
THC-STR-P-0640 | 1
THC-STR-P-0740 | 1
THC-STR-P-0840 | 2
THC-STR-P-0940 | 3
THC-STR-P-1040 | 1
THC-STR-P-1140 | 1
THC-STR-P-1184 | 1
THC-STR-P-1186 | 1
THC-STR-P-1204 | 1
THC-STR-P-1240 | 1
THC-STR-P-1301 | 1
THC-STR-P-1301A | 1
THC-STR-P-1301B | 1
THC-STR-P-1302 | 1
THC-STR-P-1340 | 1
THC-STR-P-1440 | 1
THC-STR-P-1540 | 1
THC-STR-P-1601A | 2
THC-STR-P-1601B | 2
THC-STR-P-1640 | 1
THC-STR-P-5040 | 1
THC-STR-P-5140 | 1
THC-STR-P-5240 | 1
THC-STR-P-5440 | 1
THC-STR-P-5520 | 1
THC-STR-P-5530 | 2
THC-STR-P-5620 | 1
THC-STR-P-5630 | 1
THC-STR-P-8040 | 1
THC-STR-P-8050 | 1
THC-STR-P-8140 | 1
THC-STR-P-8150 | 1
THC-STR-P-8210 | 1
THC-STR-P-8220 | 1
THC-STR-P-SP01UR | 2
THC-STR-P-SP02 | 2
THC-STR-P-SP03 | 1
THC-STW-P-0011 | 1
THC-STW-P-0012 | 1
THC-STW-P-0013 | 1
THC-THK-P-0111 | 1
THC-THK-P-0120 | 1
THC-THK-P-0130 | 1
THC-THK-P-0213 | 1
THC-THK-P-0220 | 1
THC-THK-P-0230 | 1
THC-THK-P-0313 | 2
THC-THK-P-0320 | 1
THC-THK-P-0330 | 2
THC-THK-P-0413 | 1
THC-THK-P-0420 | 1
THC-THK-P-0430 | 1
THC-THK-P-0513 | 1
THC-THK-P-0520 | 1
THC-THK-P-0530 | 1
THC-THK-P-0613 | 1
THC-THK-P-0620 | 1
THC-THK-P-0630 | 1
THC-THK-P-0661 | 1
THC-THK-P-5010 | 1
THC-THK-P-5020 | 1
THC-THK-P-5720 | 1
THC-THK-P-5730 | 1
THC-THK-P-5820 | 1
THC-THK-P-5830 | 1
THC-THK-P-5920 | 1
THC-THK-P-5930 | 1
THC-THK-P-5940 | 2
THC-THK-P-5950 | 2
THC-THK-P-5982 | 1
THC-THK-P-5983 | 1
THC-THK-P-5991 | 2
THC-WWW-P-0100 | 2
THC-WWW-P-0200 | 2
THR-ACC-P-0001A | 1
THR-ACC-P-0001B | 1
THR-ACC-P-0002A | 1
THR-ACC-P-0002B | 1
THR-ACC-P-0010S | 1
THR-ACC-P-0011S | 1
THR-ACC-P-0018 | 1
THR-ACC-P-0101 | 2
THR-ACC-P-0102 | 2
THR-ACC-P-0201 | 2
THR-ACC-P-0201A | 2
THR-ACC-P-0201B | 2
THR-ACC-P-0202A | 1
THR-ACC-P-0202B | 1
THR-ACC-P-0203A | 1
THR-ACC-P-0203B | 1
THR-ACC-P-0204A | 1
THR-ACC-P-0204B | 1
THR-ACC-P-0205A | 4
THR-ACC-P-0205B | 4
THR-ACC-P-0206A | 2
THR-ACC-P-0500 | 1
THR-ACC-P-0501 | 1
THR-ACC-P-0502 | 2
THR-ACC-P-0503 | 2
THR-ACC-P-0505 | 1
THR-ACC-P-0506 | 1
THR-ACC-P-0533 | 1
THR-ACC-P-0534 | 1
THR-ACC-P-0535 | 1
THR-ACC-P-0550 | 2
THR-ACC-P-0560 | 2
THR-ACC-P-0570 | 2
THR-ACC-P-0571 | 2
THR-ACC-P-0572 | 2
THR-ACC-P-0573 | 2
THR-ACC-P-0574 | 2
THR-ACC-P-0575 | 2
THR-ACC-P-0576 | 2
THR-ACC-P-0577 | 2
THR-ACC-P-0580 | 2
THR-ACC-P-0584 | 2
THR-ACC-P-0585 | 1
THR-ACC-P-0601 | 1
THR-ACC-P-0602 | 1
THR-ACC-P-0710 | 1
THR-ACC-P-0711 | 1
THR-ACC-P-0712 | 1
THR-ACC-P-0713 | 1
THR-ACC-P-0714 | 1
THR-ACC-P-0750 | 3
THR-ACC-P-0751 | 3
THR-ACC-P-0752 | 3
THR-ACC-P-0753 | 3
THR-ACC-P-0754 | 3
THR-ACC-P-0755A | 2
THR-ACC-P-0755B | 4
THR-ACC-P-0756 | 2
THR-ACC-P-0757 | 2
THR-ACC-P-0758 | 3
THR-ACC-P-0759A | 4
THR-ACC-P-0760 | 2
THR-ACC-P-0761 | 2
THR-ACC-P-1100 | 1
THR-ACC-P-1101 | 1
THR-ACC-P-1800 | 1
THR-ACC-P-1801 | 1
THR-ACC-P-2101 | 1
THR-ACC-P-2201 | 1
THR-ACC-P-2301 | 1
THR-ACC-P-2401 | 1
THR-ACC-P-2501 | 1
THR-ACC-P-2601 | 1
THR-ACC-P-3410 | 1
THR-ACC-P-3411 | 1
THR-ACC-P-3412 | 1
THR-ACC-P-3413 | 1
THR-AER-P-0055 | 1
THR-AER-P-0056 | 1
THR-AER-P-1115 | 2
THR-AER-P-1215 | 2
THR-AER-P-1315 | 2
THR-AER-P-1401 | 2
THR-AER-P-1501 | 2
THR-AER-P-1615 | 2
THR-AER-P-1715 | 2
THR-AER-P-1815 | 2
THR-AER-P-1915 | 2
THR-AER-P-3502 | 1
THR-AER-P-3505 | 1
THR-AER-P-3506 | 1
THR-AER-P-3618 | 1
THR-AER-P-4800 | 1
THR-AER-P-4801 | 1
THR-AER-P-4810 | 1
THR-AER-P-4811 | 1
THR-AER-P-4890 | 1
THR-AER-P-4891 | 1
THR-BG-P-0101 | 1
THR-BG-P-0201 | 1
THR-BG-P-0401 | 1
THR-BG-P-0901 | 1
THR-BG-P-0902 | 1
THR-BG-P-1101 | 1
THR-BG-P-1102 | 1
THR-BG-P-1103 | 1
THR-BG-P-1104 | 1
THR-BG-P-1105 | 1
THR-BG-P-1201 | 1
THR-BG-P-1202 | 1
THR-BG-P-1203 | 1
THR-BG-P-1204 | 1
THR-BG-P-1205 | 1
THR-CG-P-0150 | 1
THR-CG-P-1103 | 1
THR-CG-P-1104 | 1
THR-CG-P-1105 | 1
THR-CG-P-1113 | 1
THR-CG-P-1114 | 1
THR-CG-P-1161 | 1
THR-CG-P-1162 | 1
THR-CG-P-1164 | 1
THR-CG-P-1203 | 1
THR-CG-P-1204 | 1
THR-CG-P-1205 | 1
THR-CG-P-1213 | 1
THR-CG-P-1214 | 1
THR-CG-P-1261 | 1
THR-CG-P-1262 | 1
THR-CG-P-1264 | 1
THR-DIG-P-0101 | 1
THR-DIG-P-0102 | 1
THR-DIG-P-1171 | 2
THR-DIG-P-1171A | 1
THR-DIG-P-1171B | 1
THR-DIG-P-1172 | 2
THR-DIG-P-2171 | 2
THR-DIG-P-2171A | 1
THR-DIG-P-2171B | 1
THR-DIG-P-2172 | 2
THR-DIG-P-2214 | 1
THR-DIG-P-2215 | 1
THR-DIG-P-2264 | 1
THR-DIG-P-2265 | 1
THR-DIG-P-2318 | 1
THR-DIG-P-2319 | 1
THR-DIG-P-2368 | 1
THR-DIG-P-2369 | 1
THR-DIG-P-2501 | 1
THR-DIG-P-2502 | 1
THR-DIG-P-2503 | 1
THR-DIG-P-2504 | 1
THR-DIG-P-2511 | 1
THR-DIG-P-2512 | 1
THR-DIG-P-2513 | 1
THR-DIG-P-2514 | 1
THR-DIG-P-2521 | 1
THR-DIG-P-2521SPARE | 1
THR-DIG-P-2522 | 1
THR-DIG-P-2523 | 1
THR-DIG-P-2524 | 1
THR-DIG-P-2531 | 1
THR-DIG-P-2531SPARE | 1
THR-DIG-P-2532 | 1
THR-DIG-P-2533 | 1
THR-DIG-P-2534 | 1
THR-DIG-P-3041 | 1
THR-DIG-P-3042 | 1
THR-DIG-P-3071 | 1
THR-DIG-P-3072 | 1
THR-DIG-P-3115 | 1
THR-DIG-P-3116 | 1
THR-DIG-P-3165 | 1
THR-DIG-P-3166 | 1
THR-DIG-P-3171 | 1
THR-DIG-P-3172 | 1
THR-DIG-P-3211 | 1
THR-DIG-P-3212 | 1
THR-DIG-P-3271 | 1
THR-DIG-P-3272 | 1
THR-DIG-P-3850 | 1
THR-DIG-P-3855A | 1
THR-DIG-P-3855B | 1
THR-DIG-P-3977A | 1
THR-DIG-P-3977B | 1
THR-DIG-P-3978A | 1
THR-DIG-P-3978B | 1
THR-DIG-P-4011 | 1
THR-DIG-P-4012 | 1
THR-DIG-P-4031 | 1
THR-DIG-P-4032 | 1
THR-DIG-P-4051 | 1
THR-DIG-P-4052 | 1
THR-DIG-P-4071 | 1
THR-DIG-P-4072 | 1
THR-DIG-P-4710 | 2
THR-DIG-P-4711 | 2
THR-DIG-P-4760 | 2
THR-DIG-P-4761 | 2
THR-DIG-P-4805 | 1
THR-DIG-P-4806 | 1
THR-DIG-P-4855 | 1
THR-DIG-P-4856 | 1
THR-DIG-P-5240C | 1
THR-DIG-P-5260C | 1
THR-DIG-P-5280C | 1
THR-DIG-P-5440C | 2
THR-DIG-P-5460C | 1
THR-DIG-P-5480C | 1
THR-DIG-P-5642 | 2
THR-DIG-P-5662 | 2
THR-DIG-P-5682 | 2
THR-DIG-P-5842 | 1
THR-DIG-P-5862 | 1
THR-DIG-P-5882 | 1
THR-DIS-P-0710 | 1
THR-DIS-P-0720 | 1
THR-DIS-P-0810 | 3
THR-DIS-P-0820 | 3
THR-DIS-P-0830 | 2
THR-DIS-P-1304 | 3
THR-DIS-P-1305 | 3
THR-DIS-P-1354 | 2
THR-DIS-P-1355 | 2
THR-DIS-P-1410 | 1
THR-DIS-P-1420 | 1
THR-DIS-P-1455 | 1
THR-DIS-P-1456 | 1
THR-DIS-P-1520 | 2
THR-DIS-P-1530 | 2
THR-DIS-P-1540 | 2
THR-DIS-P-1550 | 2
THR-DIS-P-3937A | 2
THR-ELS-P-0100 | 1
THR-ELS-P-0100A | 2
THR-ELS-P-0101 | 1
THR-ELS-P-0200 | 1
THR-ELS-P-0300 | 1
THR-ELS-P-0400 | 1
THR-ELS-P-3619A | 1
THR-ELS-P-3619B | 1
THR-ELS-P-4800 | 1
THR-ELS-P-4801 | 1
THR-ELS-P-4802 | 1
THR-ELS-P-6828A | 1
THR-EPS-P-0093 | 1
THR-EPS-P-0110 | 1
THR-EPS-P-0111 | 1
THR-EPS-P-0116 | 1
THR-EPS-P-0210 | 1
THR-EPS-P-0211 | 1
THR-EPS-P-0216 | 1
THR-EPS-P-0310 | 1
THR-EPS-P-0311 | 1
THR-EPS-P-0316 | 1
THR-EPS-P-0410 | 1
THR-EPS-P-0411 | 1
THR-EPS-P-0416 | 1
THR-FPW-P-0003 | 1
THR-FPW-P-0004 | 1
THR-FPW-P-0005 | 1
THR-FPW-P-0006 | 1
THR-FPW-P-0007 | 1
THR-FPW-P-0008 | 1
THR-FPW-P-0009 | 1
THR-FPW-P-0012 | 1
THR-FPW-P-0017 | 1
THR-FPW-P-4901 | 1
THR-FPW-P-4902 | 1
THR-FPW-P-4903 | 1
THR-FSW-P-2101 | 1
THR-FSW-P-2102 | 1
THR-FT-P-0518 | 1
THR-FT-P-0519 | 2
THR-FT-P-0529 | 1
THR-FT-P-0548 | 1
THR-FT-P-2320 | 2
THR-FT-P-2321 | 2
THR-FT-P-2322 | 2
THR-FT-P-2323 | 2
THR-FT-P-2324 | 2
THR-FT-P-2401 | 2
THR-FT-P-2520 | 2
THR-FT-P-2521 | 2
THR-FT-P-2522 | 2
THR-FT-P-2523 | 2
THR-FT-P-2524 | 2
THR-FT-P-2620 | 2
THR-FT-P-2621 | 2
THR-FT-P-2622 | 2
THR-FT-P-2623 | 2
THR-FT-P-2624 | 2
THR-FT-P-2655 | 1
THR-FT-P-2720 | 2
THR-FT-P-2721 | 2
THR-FT-P-2722 | 2
THR-FT-P-2723 | 2
THR-FT-P-2724 | 2
THR-FT-P-3020 | 1
THR-FT-P-3040 | 1
THR-FT-P-3120 | 1
THR-FT-P-3140 | 1
THR-FT-P-3220 | 1
THR-FT-P-3240 | 2
THR-FT-P-3260 | 1
THR-FT-P-3310 | 1
THR-FT-P-3320 | 1
THR-FT-P-3330 | 1
THR-FT-P-3340 | 1
THR-FT-P-3410 | 1
THR-FT-P-3420 | 1
THR-FT-P-3430 | 1
THR-FT-P-3440 | 1
THR-FT-P-3502 | 2
THR-FT-P-3505 | 2
THR-FT-P-3506 | 2
THR-FT-P-3510 | 1
THR-FT-P-3520 | 1
THR-FT-P-3530 | 1
THR-FT-P-3540 | 1
THR-FT-P-3610 | 1
THR-FT-P-3618 | 2
THR-FT-P-3620 | 1
THR-FT-P-3630 | 1
THR-FT-P-3640 | 1
THR-FT-P-3710 | 1
THR-FT-P-3720 | 1
THR-FT-P-3730 | 1
THR-FT-P-3740 | 1
THR-FT-P-3970A | 1
THR-FT-P-3970B | 1
THR-FT-P-3975 | 1
THR-FT-P-3977A | 1
THR-FT-P-3977B | 1
THR-FT-P-3981 | 1
THR-FT-P-3982 | 1
THR-FT-P-3990 | 1
THR-FT-P-4125 | 3
THR-FT-P-4126 | 3
THR-FT-P-4130 | 2
THR-FT-P-4131 | 2
THR-FT-P-4140 | 2
THR-FT-P-4141 | 2
THR-FT-P-4150 | 2
THR-FT-P-4151 | 2
THR-FT-P-4401 | 1
THR-FT-P-4402 | 1
THR-FT-P-4403 | 1
THR-FT-P-4404 | 1
THR-FT-P-4405 | 1
THR-FT-P-4501 | 1
THR-FT-P-4502 | 1
THR-FT-P-4503 | 1
THR-FT-P-4504 | 1
THR-FT-P-4601 | 1
THR-FT-P-4602 | 1
THR-FT-P-4624 | 1
THR-FT-P-4625 | 1
THR-FT-P-4626 | 1
THR-FT-P-4710 | 1
THR-FT-P-4720 | 1
THR-FT-P-4730 | 1
THR-FT-P-4800 | 1
THR-FT-P-4801 | 1
THR-FT-P-4810 | 1
THR-FT-P-4811 | 1
THR-FT-P-4820 | 1
THR-FT-P-4821 | 1
THR-FT-P-4830 | 1
THR-FT-P-4831 | 1
THR-FT-P-4840 | 1
THR-FT-P-4841 | 1
THR-FT-P-4850 | 1
THR-FT-P-4851 | 1
THR-FT-P-4860 | 1
THR-FT-P-4861 | 1
THR-FT-P-4870 | 1
THR-FT-P-4871 | 1
THR-FT-P-4880 | 1
THR-FT-P-4881 | 1
THR-FT-P-4890 | 1
THR-FT-P-4891 | 1
THR-FT-P-5711 | 2
THR-FT-P-5712 | 2
THR-FT-P-6315 | 1
THR-FT-P-6316A | 1
THR-FT-P-6316B | 1
THR-FT-P-6317 | 1
THR-FT-P-6318A | 1
THR-FT-P-6318B | 1
THR-FT-P-6320A | 1
THR-FT-P-6320B | 1
THR-FT-P-6322 | 1
THR-FT-P-SCP | 1
THR-OCS-P-0001 | 1
THR-OCS-P-0002 | 1
THR-OCS-P-2270 | 2
THR-OCS-P-2280 | 2
THR-OCS-P-2927 | 1
THR-OCS-P-2932 | 1
THR-OCS-P-2938 | 1
THR-OCS-P-2944 | 1
THR-OCS-P-2949 | 1
THR-OCS-P-2956 | 1
THR-OCS-P-3970A | 1
THR-OCS-P-3970B | 1
THR-OCS-P-6192 | 1
THR-OCS-P-6199 | 1
THR-OCS-P-6200 | 1
THR-OCS-P-6209 | 1
THR-OCS-P-6223 | 1
THR-OCS-P-6228 | 1
THR-OCS-P-6232 | 1
THR-OCS-P-6236 | 1
THR-OCS-P-6248 | 1
THR-OCS-P-6252 | 1
THR-OCS-P-6257 | 1
THR-OCS-P-6262 | 1
THR-OCS-P-6275 | 1
THR-OCS-P-6278 | 1
THR-OCS-P-6281 | 1
THR-OCS-P-6286 | 1
THR-OCS-P-6300 | 1
THR-OCS-P-6306 | 1
THR-OCS-P-6310 | 1
THR-OCS-P-6311 | 1
THR-OCS-P-6382 | 1
THR-OCS-P-6386 | 1
THR-PLT-P-0101 | 1
THR-PLT-P-0102 | 1
THR-PLT-P-1208 | 1
THR-PLT-P-1410 | 1
THR-PLT-P-1420 | 1
THR-PLT-P-1510 | 1
THR-PLT-P-1520 | 1
THR-PLT-P-1610 | 1
THR-PLT-P-1620 | 1
THR-PLT-P-1710 | 1
THR-PLT-P-1720 | 1
THR-PLT-P-1810 | 1
THR-PLT-P-1820 | 1
THR-PLT-P-1910 | 1
THR-PLT-P-1920 | 1
THR-PLT-P-2230 | 1
THR-PLT-P-2231 | 1
THR-PLT-P-2300 | 1
THR-PLT-P-2301 | 1
THR-PLT-P-2400 | 1
THR-PLT-P-2500 | 1
THR-PLT-P-2600 | 1
THR-PLT-P-2700 | 1
THR-PLT-P-2800 | 2
THR-PLT-P-2900 | 2
THR-PLT-P-3474 | 1
THR-PLT-P-3475 | 1
THR-PLT-P-3558 | 1
THR-PLT-P-3559 | 1
THR-PRM-P-0130 | 1
THR-PRM-P-0330 | 1
THR-PRM-P-0530 | 3
THR-PRM-P-0730 | 1
THR-PRM-P-2120 | 3
THR-PRM-P-2121 | 3
THR-PRM-P-2221 | 3
THR-PRM-P-2231 | 3
THR-PRM-P-2241 | 3
THR-PRM-P-2340 | 3
THR-PRM-P-2341 | 3
THR-PRM-P-2420 | 2
THR-PRM-P-2430 | 2
THR-PRM-P-2520 | 2
THR-PRM-P-2530 | 2
THR-PRM-P-2620 | 2
THR-PRM-P-2630 | 2
THR-PRM-P-3120 | 1
THR-PRM-P-3130 | 1
THR-PRM-P-3223 | 1
THR-PRM-P-3233 | 1
THR-PRM-P-3320 | 1
THR-PRM-P-3330 | 1
THR-PRM-P-3410 | 1
THR-PRM-P-3415 | 1
THR-PRM-P-3420 | 1
THR-PRM-P-3425 | 1
THR-PRM-P-3430 | 1
THR-PRM-P-3435 | 1
THR-PRM-P-3510 | 1
THR-PRM-P-3515 | 1
THR-PRM-P-3520 | 1
THR-PRM-P-3525 | 1
THR-PRM-P-3530 | 1
THR-PRM-P-3535 | 1
THR-PRM-P-4515 | 1
THR-PRM-P-4517 | 1
THR-PRM-P-4520 | 1
THR-PRM-P-4818 | 1
THR-THK-P-0100 | 2
THR-THK-P-0553 | 2
THR-THK-P-0554 | 2
THR-THK-P-0555 | 1
THR-THK-P-0556 | 1
THR-THK-P-3010 | 2
THR-THK-P-3020 | 2
THR-THK-P-3030 | 2
THR-THK-P-3040 | 2
THR-THK-P-3050 | 2
THR-THK-P-3060 | 2
THR-THK-P-3070 | 2
THR-THK-P-5010 | 3
THR-THK-P-5020 | 3
THR-THK-P-5030 | 3
THR-THK-P-5040 | 3
THR-THK-P-5050 | 3
THR-THK-P-5060 | 3
THR-THK-P-5070 | 3
THR-THK-P-5080 | 3
THR-THK-P-6011 | 3
THR-THK-P-6012 | 3
THR-THK-P-6013 | 3
THR-THK-P-6014 | 3
THR-THK-P-6471 | 2
THR-THK-P-7010 | 3
THR-THK-P-7020 | 3
TNT-ACC-P-2101 | 1
TNT-ACC-P-2201 | 1
TNT-ACC-P-3010 | 1
TNT-ACC-P-3020 | 1
TNT-ACC-P-3030 | 1
TNT-ACC-P-3040 | 1
TNT-ACC-P-5101 | 1
TNT-ACC-P-5201 | 1
TNT-CSO-P-0100 | 1
TNT-CSO-P-0200 | 1
TNT-CSO-P-0300 | 1
TNT-CSO-P-0400 | 1
TNT-DIG-P-1101 | 1
TNT-DIG-P-1201 | 1
TNT-DIG-P-2101 | 1
TNT-DIG-P-2201 | 1
TNT-DIG-P-2401 | 1
TNT-DIG-P-2501 | 1
TNT-DIG-P-3101 | 1
TNT-DIG-P-3201 | 1
TNT-DIS-P-0301 | 1
TNT-DIS-P-0401 | 1
TNT-FT-P-1101 | 1
TNT-FT-P-1201 | 1
TNT-FT-P-1301 | 1
TNT-FT-P-1401 | 1
TNT-FT-P-1501 | 1
TNT-FT-P-1701 | 1
TNT-MCS-P-0001 | 1
TNT-MCS-P-0101 | 1
TNT-MCS-P-0201 | 1
TNT-PLT-P-1001 | 1
TNT-PLT-P-1101 | 1
TNT-PLT-P-1102 | 1
TNT-PLT-P-1110 | 1
TNT-PRM-P-1101 | 1
TNT-PRM-P-1201 | 1
TNT-PWA-P-0001 | 1
TNT-PWA-P-0002 | 1
TNT-STR-P-1101 | 1
TNT-STR-P-1201 | 1
TNT-STR-P-1301 | 1
TNT-STR-P-1401 | 1
TNT-STR-P-1501 | 1
TNT-STR-P-1601 | 1
TNT-STR-P-1701 | 1
TNT-STR-P-1801 | 1
TX2001A | 2
TX2002A | 2
TX2004A | 2
TX2012A | 2
TX2015A | 2
TX2016A | 2
TX2401A | 3
TX2601A | 2
WTR-388-P-0200 | 2
WTR-PAH-P-0100 | 1
WTR-PAH-P-0200 | 1
WTR-PAH-P-0300 | 1
WTR-PDS-P-0001 | 1
WTR-PDS-P-0100 | 1
WTR-PDS-P-0200 | 1
WTR-PEG-P-0100 | 1
WTR-PEG-P-0200 | 1
WTR-PEG-P-0300 | 1
WTR-PEG-P-0400 | 1
WTR-PEG-P-0500 | 1
WTR-PEG-P-0600 | 1
WTR-PEL-P-0200 | 1
WTR-PEL-P-0300 | 1
WTR-PEL-P-0400 | 1
WTR-PEL-P-0500 | 1
WTR-PEL-P-0600 | 1
WTR-PEL-P-0700 | 1
WTR-PEL-P-0800 | 1
WTR-PEL-P-0900 | 1
WTR-PEL-P-1011 | 1
WTR-PEL-P-1021 | 1
WTR-PHL-P-0001 | 1
WTR-PHL-P-0002 | 1
WTR-PHL-P-0100 | 1
WTR-PHL-P-0300 | 1
WTR-PHL-P-0400 | 1
WTR-PHL-P-0700 | 1
WTR-PHL-P-0800 | 1
WTR-PHL-P-0900 | 1
WTR-PHL-P-1000 | 1
WTR-PHL-P-1100 | 1
WTR-PHL-P-1200 | 1
WTR-PJO-P-0100 | 1
WTR-PJO-P-0200 | 1
WTR-PJO-P-0300 | 1
WTR-PJS-P-0100 | 1
WTR-PJS-P-0200 | 1
WTR-PJS-P-0300 | 1
WTR-PJS-P-0400 | 1
WTR-PJS-P-0500 | 1
WTR-PJS-P-0600 | 1
WTR-PJS-P-0700 | 1
WTR-PJS-P-0800 | 1
WTR-PJS-P-0900 | 1
WTR-PJS-P-1100 | 1
WTR-PJS-P-1200 | 1
WTR-PJS-P-1300 | 1
WTR-PJS-P-1400 | 1
WTR-PJS-P-1500 | 1
WTR-PJS-P-1600 | 1
WTR-PJS-P-1700 | 1
WTR-PJS-P-1701 | 1
WTR-PJS-P-1702 | 1
WTR-PJS-P-1800 | 1
WTR-PJS-P-1801 | 1
WTR-PJS-P-1901 | 1
WTR-PJS-P-2001 | 1
WTR-PJS-P-5000 | 1
WTR-PKL-P-0100 | 1
WTR-PKL-P-0200 | 1
WTR-PKL-P-0300 | 1
WTR-PKL-P-0400 | 1
WTR-PKL-P-0500 | 1
WTR-PKL-P-0600 | 1
WTR-PKL-P-0700 | 1
WTR-PKL-P-0801 | 1
WTR-PKL-P-0802 | 1
WTR-PKL-P-0901 | 2
WTR-PKL-P-0902 | 2
WTR-PKN-P-0100 | 1
WTR-PKN-P-0200 | 1
WTR-PKN-P-0300 | 1
WTR-PKN-P-0400 | 1
WTR-PKN-P-0600 | 1
WTR-PLW-P-0100 | 1
WTR-PLW-P-0200 | 1
WTR-PLW-P-0300 | 1
WTR-PLW-P-0400 | 1
WTR-PLW-P-0500 | 1
WTR-PMI-P-0100 | 1
WTR-PMI-P-0101 | 1
WTR-PMI-P-0200 | 1
WTR-PMI-P-0201 | 1
WTR-PMI-P-0300 | 1
WTR-PMI-P-0400 | 1
WTR-PMI-P-0500 | 1
WTR-PMI-P-0600 | 1
WTR-PMI-P-0700 | 1
WTR-PMI-P-0800 | 1
WTR-PMI-P-0801 | 1
WTR-PMI-P-0802 | 1
WTR-PMI-P-0901 | 1
WTR-PMI-P-1000 | 1
WTR-PMI-P-1100 | 1
WTR-PMI-P-1200 | 1
WTR-PMI-P-1600 | 2
WTR-PMI-P-1700 | 2
WTR-PMI-P-1800 | 2
WTR-PMI-P-1900 | 2
WTR-PMI-P-2100 | 1
WTR-PPD-P-0100 | 1
WTR-PPD-P-0200 | 1
WTR-PPD-P-0300 | 1
WTR-PPD-P-0400 | 1
WTR-PPD-P-1011 | 1
WTR-PPD-P-1012 | 1
WTR-PRH-P-0001 | 1
WTR-PRH-P-0002 | 1
WTR-PRH-P-0003 | 1
WTR-PRH-P-0004 | 1
WTR-PRH-P-0005 | 1
WTR-PRH-P-0100 | 1
WTR-PRH-P-0200 | 1
WTR-PRH-P-0300 | 1
WTR-PRV-P-0100 | 1
WTR-PRV-P-0200 | 1
WTR-PRV-P-0300 | 1
WTR-PRV-P-0500 | 1
WTR-PRV-P-0600 | 1
WTR-PRV-P-0601 | 1
WTR-PRV-P-0701 | 1
WTR-PRV-P-0801 | 1
WTR-PSA-P-0100 | 1
WTR-PSA-P-0200 | 1
WTR-PSA-P-0300 | 1
WTR-PSA-P-0400 | 1
WTR-PSA-P-0701 | 1
WTR-PSC-P-0401 | 1
WTR-PSC-P-1100 | 1
WTR-PSC-P-1200 | 1
WTR-PSC-P-1400 | 1
WTR-PSC-P-1700 | 1
WTR-PSC-P-1800 | 1
WTR-PSC-P-1900 | 1
WTR-PSC-P-2000 | 1
WTR-PTH-P-0100 | 1
WTR-PTH-P-0200 | 1
WTR-PTH-P-0501 | 1
WTR-PTH-P-0502 | 1
WTR-PWT-P-0100 | 1
WTR-PWT-P-0200 | 1
WTR-PWT-P-0300 | 1
WTR-PWT-P-0400 | 1
WTR-PWT-P-1020 | 1
WTR-PWT-P-1030 | 1
WTR-RBV-P-0001 | 1
WTR-RBV-P-0002 | 1
WTR-RBV-P-0401 | 1
WTR-RDF-P-0005 | 1
WTR-RDF-P-0006 | 1
WTR-RDF-P-0007 | 1
WTR-RDF-P-0008 | 1
WTR-RDF-P-0301 | 1
WTR-RDF-P-0302 | 1
WTR-RDF-P-0401 | 1
WTR-RDF-P-0501 | 1
WTR-REL-P-0401 | 1
WTR-REL-P-0402 | 1
WTR-REL-P-0501 | 1
WTR-REL-P-0502 | 1
WTR-RLL-P-0001 | 1
WTR-RMI-P-0001 | 1
WTR-RMI-P-0002 | 1
WTR-RRH-P-0101 | 1
WTR-RRH-P-0102 | 1
WTR-RRH-P-0301 | 1
WTR-RRH-P-0302 | 1
WTR-RRH-P-0401 | 1
WTR-RST-P-0001 | 1
WTR-RST-P-0011 | 1
WX2003A | 1
WX2004A | 1
WX2016A | 1
WX2022A | 1
WX2023A | 1
WX2024A | 1
WX4101A | 1
YTF-CW-P-0001 | 1
YTF-CW-P-0002 | 1
YTF-CW-P-0003 | 1
YTF-CW-P-7101 | 1
YTF-CW-P-7201 | 1
YTF-CW-P-7301 | 1
YTF-CW-P-7401 | 1
YTF-CW-P-7501 | 1
YTF-CW-P-7601 | 1
YTF-CW-P-7701 | 1
YX2411A | 1
YX2412A | 1
YX2413A | 1
http://www.toronto.ca/TWONTO#00260 | 3535
8831 | 1
16821 | 1
16825 | 1
16847 | 1
16854 | 1
16856 | 1
16861 | 1
17800 | 1
21381 | 1
32752 | 1
36233 | 1
50598 | 1
50607 | 1
50610 | 1
50635 | 1
50782 | 2
52349 | 2
53304 | 1
TAB_EL1_L_1501 | 1
TAB_EL1_L_1502 | 1
TAB_EL1_L_1503 | 1
TAB_EL1_L_1504 | 1
TAB_EL1_L_1505 | 1
TAB_EL1_L_1506 | 1
{FIS-ELS-CAB} | 1
{FIS-ELS-CBL} | 1
{FIS-ELS-CP} | 1
{FIS-ELS-LP} | 1
{FIS-ELS-PDP} | 1
{FIS-ELS-TR} | 1
{FIS-ELS-TR}.1 | 1
{FIS-ELS-TR}.2 | 1
AFTER SO2 | 1
B | 1
BEFORE SO2 | 1
BOM | 1
BOM ADMIN | 1
BOM-LAB-COM | 1
BOM-LAB-COM-INORG | 1
BOM-LAB-DEE | 1
BOM-LAB-DEE-INORG | 1
BOM-LAB-DEE-ORG | 1
BOM-LAB-TAB | 1
BOM-LAB-TAB-INORG | 1
BOM-LAB-TAB-ORG | 1
BUS | 1
CENTRATE | 1
COE-FL | 1
COL | 1
COL ADMIN | 1
COL COMMUNICATIONS | 1
COL OIT | 1
COL PLC | 1
COL SCADA CLIENTS | 1
COL SCADA SERVERS | 1
COL SCADA SUPPORT | 1
COL-BCV-MISC | 1
COL-BDC-MISC | 1
COL-BEB-MISC | 1
COL-CCC | 1
COL-CCC-MISC | 1
COL-CED | 1
COL-CED-MISC | 1
COL-CENTRAL-PS | 1
COL-EAST | 1
COL-EAST-PS | 1
COL-EAST-STM | 1
COL-PAB-MISC | 1
COL-PBF-MISC | 2
COL-PBG-MISC | 1
COL-PBP-MISC | 1
COL-PBR-MISC | 1
COL-PBY-MISC | 1
COL-PCF-MISC | 1
COL-PCP-MISC | 1
COL-PCP-PLQ-0001 | 1
COL-PCU-AUX | 1
COL-PCU-AUX-ELEC | 1
COL-PCU-AUX-INST | 1
COL-PCU-AUX-MECH | 1
COL-PCU-PUMP | 1
COL-PDA-MISC | 1
COL-PDG-MISC | 1
COL-PEV-MISC | 1
COL-PFB-MISC | 1
COL-PFH-MISC | 1
COL-PFI-MISC | 1
COL-PFO-MISC | 1
COL-PGA-MISC | 2
COL-PGB-MISC | 1
COL-PGR-MISC | 1
COL-PHA-MISC | 1
COL-PHB-MISC | 1
COL-PHF-MISC | 1
COL-PHP-MISC | 1
COL-PIR-MISC | 1
COL-PKG-MISC | 2
COL-PKP-MISC | 1
COL-PKS-MISC | 1
COL-PLB-AUX | 1
COL-PLB-AUX-ELEC | 2
COL-PLB-AUX-INST | 2
COL-PLB-AUX-MECH | 2
COL-PLB-PUMP | 1
COL-PLV-MISC | 2
COL-PMD-MISC | 1
COL-PMM-MISC | 1
COL-PMT-MISC | 1
COL-PMYA-MISC | 2
COL-PMYB-MISC | 2
COL-PMY-MISC | 2
COL-PNO-MISC | 1
COL-PNT-MISC | 1
COL-POM-MISC | 1
COL-PPU-MISC | 1
COL-PQW-MISC | 1
COL-PRC-MISC | 1
COL-PRD-MISC | 2
COL-PRG-MISC | 1
COL-PRR-MISC | 1
COL-PRX-MISC | 1
COL-PSB-MISC | 1
COL-PSD-MISC | 1
COL-PSH-MISC | 1
COL-PSI-MISC | 1
COL-PSK-MISC | 1
COL-PSL-MISC | 1
COL-PSM-MISC | 1
COL-PSP-MISC | 1
COL-PSS-MISC | 1
COL-PST-MISC | 1
COL-PSU-MISC | 1
COL-PSW-MISC | 1
COL-PTD-MISC | 1
COL-PTR-MISC | 1
COL-PVM-MISC | 1
COL-PWC-MISC | 1
COL-PWE-MISC | 1
COL-PWL-MISC | 1
COL-PWN-MISC | 1
COL-PWP-MISC | 1
COL-PWR-AUX | 1
COL-PWR-AUX-ELEC | 1
COL-PWR-AUX-INST | 1
COL-PWR-AUX-MECH | 1
COL-PWR-PUMP | 1
COL-PWY-MISC | 1
COL-RBB-LD-0001 | 1
COL-RBB-LD-0002 | 1
COL-RBB-MISC | 1
COL-RBC-LD-0001 | 1
COL-RBC-MISC | 1
COL-RBG-LD-0001 | 1
COL-RBG-MISC | 1
COL-SHD-MISC | 1
COL-SKW-MISC | 1
COL-SMC-MISC | 1
COL-SPC1 | 2
COL-SWQTF | 1
COL-SWQTF-BLOW | 1
COL-SWQTF-PS | 1
COL-SWQTF-SI | 1
COL-SWQTF-STM | 1
COL-WEST | 1
COL-WEST-BLOW | 1
COL-WEST-PS | 1
COL-WEST-STM | 1
COL-YCM | 1
COL-YKP | 1
COM-INORG-P | 1
COW | 1
CU2002 | 1
DEE-INORG-P | 2
DEE-ORG-P | 2
DIS | 1
DIS YFW | 1
DIS YKP | 1
DIS-DECOM | 1
DIS-EUS | 1
DIS-ITM | 1
DIS-PHA | 1
DIS-SPC | 1
DIS-YDR | 1
DIS-YEM | 1
DIS-YFW | 1
DIS-YKP | 1
DIS-YME | 1
DIS-YNL | 1
DOS | 1
DOS ADMIN | 1
DOS-AGL | 1
DOS-YCM-VEH-TRL | 1
DU6501 | 1
ECC | 1
ECC-ADMIN-BLDG | 1
ECC-DECOM | 1
ECC-EUS | 1
ECC-ITM | 1
ECC-OFFICE | 1
ECC-STORE | 1
ENG | 1
EU2002 | 1
FAC | 1
FAC-PHA | 1
FAC-PHA-GRD | 1
FAC-YCM-EQUIP | 1
FAC-YCM-TOOLS | 1
FAC-YCM-VEH | 1
FCL | 2
FCL ADMIN | 1
FCL COMMUNICATIONS | 1
FCL EUS SERVER ROOM | 1
FCL OIT | 1
FCL PLC | 1
FCL SCADA CLIENTS | 1
FCL SCADA SERVERS | 1
FCL SCADA SUPPORT | 1
FCL SERVER ROOM | 2
FCL WORK AREA 1 | 1
FCL WORK AREA 2 | 1
FCL-ACC | 1
FCL-ACC-ADMIN | 1
FCL-ACC-AM | 1
FCL-ACC-CL | 1
FCL-ACC-FL | 1
FCL-ACC-FLT | 1
FCL-ACC-FN-AM | 2
FCL-ACC-FN-LL | 2
FCL-ACC-FN-TUN | 1
FCL-ACC-HTR-221-234 | 1
FCL-ACC-HTR-530-536 | 2
FCL-ACC-HTR-537-544 | 1
FCL-ACC-HTR-601-602 | 2
FCL-ACC-HTR-603-614 | 1
FCL-ACC-HTR-621-630 | 2
FCL-ACC-HTR-636-643 | 2
FCL-ACC-HTR-FNG | 1
FCL-ACC-HTR-P | 1
FCL-ACC-P-0401,2 | 1
FCL-ACC-P-HL | 1
FCL-ACC-P-LL | 1
FCL-ACC-RMF | 1
FCL-ADM BLDG | 2
FCL-ADM-BLDG | 1
FCL-AFTER SO2 | 1
FCL-AIR-SCOUR | 1
FCL-ALM | 1
FCL-AM | 1
FCL-BEFORE SO2 | 1
FCL-BW | 1
FCL-CBM | 1
FCL-CCS | 1
FCL-CENTRIFUGE BLDG | 2
FCL-CENTRIFUGE-BLDG | 1
FCL-CHEM BLDG | 2
FCL-CHEM-BLDG | 1
FCL-CLA | 1
FCL-CLA1 | 1
FCL-CLARIFICATE-BLDG | 1
FCL-CLB | 1
FCL-CLB-SAMP | 1
FCL-CLC | 1
FCL-DCL | 1
FCL-DECOM | 1
FCL-DEW | 1
FCL-DEW-HLPS | 1
FCL-DEW-RW | 1
FCL-DEW-SED | 1
FCL-DIS | 1
FCL-ELS | 2
FCL-ELS-COM | 1
FCL-ELS-INQ | 1
FCL-ELS-LTG | 1
FCL-ELS-LTX | 1
FCL-ELS-PS-0003 | 1
FCL-ELS-SQ-1000 | 1
FCL-ELS-SQ-2000 | 1
FCL-EUS | 2
FCL-EUS-CONTROL-ROOM | 1
FCL-EUS-SERVER-ROOM | 1
FCL-EUS-TRAIN-ROOM | 1
FCL-FILTER-BLDG | 1
FCL-FL | 1
FCL-FLO | 1
FCL-FLOCCULATION-BLD | 1
FCL-FLT | 1
FCL-FLT-SAMP | 1
FCL-GRK | 1
FCL-GRK-4 | 1
FCL-ITM | 1
FCL-ITS | 1
FCL-LAB | 1
FCL-LAB-CHEM-0001 | 1
FCL-LOW-LIFT-BLDG | 1
FCL-MCS | 1
FCL-MCS-3 | 1
FCL-MCS-6 | 1
FCL-MCS-7 | 1
FCL-MCS-BAS | 1
FCL-MCS-BLDG-SURG | 3
FCL-MCS-DAVIT | 1
FCL-MCS-EQUIP-0001 | 1
FCL-MCS-LD | 1
FCL-OFFICE | 1
FCL-PAC | 1
FCL-PLT | 1
FCL-RAW WATER BLDG | 2
FCL-RAW-WATER-BLDG | 1
FCL-RSP | 1
FCL-RW-INTAKE | 1
FCL-RW-MODULES | 1
FCL-RW-SAMP | 2
FCL-RW-SCREENS | 1
FCL-SA | 1
FCL-SED | 1
FCL-SEDIMENT-BLDG | 1
FCL-SED-SAMP | 1
FCL-SES | 1
FCL-SPC | 2
FCL-SPC1 | 2
FCL-STORE | 1
FCL-SURGE-TANKS-BLDG | 1
FCL-TRW | 1
FCL-TRW-1 | 1
FCL-TRW-2 | 1
FCL-TRW-3 | 1
FCL-TRW-4 | 1
FCL-TRW-SAMP | 1
FCL-WW-SAMP | 1
FCL-WWW | 2
FCL-WWW-CLAR | 1
FCL-WWW-DEW | 1
FCL-WWW-POL | 1
FCL-WWW-SAMP | 1
FCL-WWW-SAN | 1
FCL-WWW-SLDG | 1
FCL-ZMC | 2
FHA | 1
FHA ADMIN | 1
FHA ALUM ROOM | 1
FHA CENTRIFUGE CTL | 1
FHA COMMUNICATIONS | 1
FHA CONTROL ROOM | 1
FHA CORRIDOR | 1
FHA EUS SERVER ROOM | 2
FHA FILTER GALLERY | 1
FHA OIT | 1
FHA OPERATORS LAB | 1
FHA PCS OFFICE | 1
FHA RMF VESTIBULE | 1
FHA SCADA CLIENTS | 1
FHA SCADA SERVERS | 1
FHA SERVER ROOM | 3
FHA SWITCHGEAR ROOM | 1
FHA WORK AREA 1 | 1
FHA WORK AREA 2 | 1
FHA-ACC-SECONDARY | 1
FHA-ADMIN-BLDG | 1
FHA-ALM | 1
FHA-ALUM-TOWER | 1
FHA-AM | 1
FHA-AUX | 1
FHA-AUX-DEW | 1
FHA-AUX-LAB | 1
FHA-AUX-SA | 1
FHA-AUX-SAN | 1
FHA-BW | 2
FHA-CBM | 1
FHA-CCS | 1
FHA-CLA | 1
FHA-CLB | 1
FHA-CLB-SAMP | 1
FHA-DCL | 1
FHA-DECOM | 1
FHA-DIS | 1
FHA-ELS | 1
FHA-ELS-ELS | 1
FHA-ELS-PRIMARY | 1
FHA-ELS-SWITCHGEARS | 1
FHA-EUS | 1
FHA-FILT | 1
FHA-FILTER BLDG | 2
FHA-FILTER-BLDG | 1
FHA-FL | 1
FHA-FLT | 2
FHA-FLT-SAMP | 1
FHA-GRK | 1
FHA-GRK-COM-0002 | 1
FHA-GRK-PRTY-0001 | 1
FHA-GRK-PRTY-0002 | 1
FHA-GRK-PRTY-1000 | 1
FHA-ITM | 1
FHA-LAB-CHEM-0001 | 1
FHA-MCS | 1
FHA-MCS-ACC | 1
FHA-MCS-ELV | 1
FHA-MCS-LD | 1
FHA-MCS-MEQ | 1
FHA-MCS-PWA | 1
FHA-MCS-VEH | 1
FHA-OFFICE | 1
FHA-PLANT | 2
FHA-PLT | 1
FHA-PUMP BLDG | 2
FHA-PUMP-BLDG | 1
FHA-RAW | 1
FHA-RMF BLDG | 2
FHA-RTE | 1
FHA-RW-P | 1
FHA-RW-S | 1
FHA-RW-SAMP | 1
FHA-RW-SAMP2 | 1
FHA-SAMP | 1
FHA-SBS | 1
FHA-SED | 1
FHA-SED-SAMP | 1
FHA-SERVICE BLDG | 2
FHA-SERVICE-BLDG | 1
FHA-SES | 1
FHA-SES-EYE-0015 | 1
FHA-SES-EYE-0018 | 1
FHA-SES-SQ-0302 | 1
FHA-SES-SQ-0303 | 1
FHA-SES-SQ-0402 | 1
FHA-SES-SQ-0408 | 1
FHA-SES-SQ-0502 | 1
FHA-SPC | 2
FHA-SPC1 | 2
FHA-STORE | 1
FHA-TRW | 1
FHA-TRW-CLEARWELL | 1
FHA-TRW-SAMP | 1
FHA-TRW-TWP | 1
FHA-WWW | 1
FHA-WWW-CENTRIF | 1
FHA-WWW-DECANT | 1
FHA-WWW-EFFL | 1
FHA-WWW-IRRIG | 1
FHA-WWW-POLY | 1
FHA-WWW-RIPENING | 1
FHA-WWW-SBS | 1
FHA-WWW-SCREEN | 2
FHA-WWW-SEDIMENT | 1
FHA-WWW-SLUDGE | 1
FHA-WWW-SUMP | 1
FHA-WWW-SUMP- CF FEED | 1
FHA-WWW-SUMP- TRANSF PUMP | 1
FHA-ZMC | 1
FHO | 2
FHO ADMIN | 1
FHO AFTER SO2 | 1
FHO BEFORE SO2 | 1
FHO CHEMICAL ALLEY | 2
FHO CHLORINE FEEDER | 2
FHO CLARIFIER CORRID | 2
FHO CLEARWELL | 1
FHO COMMUNICATIONS | 1
FHO CONTROL ROOM | 2
FHO ELECTRICAL ROOM | 2
FHO EUS CONTROL ROOM | 2
FHO EUS MACH ELEC | 2
FHO EUS MACH SHOP | 2
FHO EUS SERVER ROOM | 2
FHO EUS STORE | 2
FHO EUS TRAIN ROOM | 2
FHO FILTER GALLERY | 2
FHO FILTERED WATER | 1
FHO MAIN BLDG | 2
FHO OFFICE | 2
FHO OIT | 1
FHO PLC | 1
FHO PRE FILTERED | 1
FHO RAW H2O | 1
FHO RAW WATER | 2
FHO RESERVOIR | 1
FHO SCADA CLIENTS | 1
FHO SCADA SERVERS | 1
FHO SCADA SUPPORT | 1
FHO SERVER ROOM | 2
FHO STANDBY POWER BL | 2
FHO SURGE BLDG | 2
FHO SWITCHGEAR ROOM | 2
FHO TRW OUTPUT | 1
FHO TRW PUMPING | 1
FHO WASTE WATER BLDG | 2
FHO WORK AREA 1 | 2
FHO WORK AREA 2 | 2
FHO WWW | 1
FHO-ACC SECONDARY | 1
FHO-ACC-HTR | 1
FHO-ADMIN-BLDG | 1
FHO-AIR SCOUR | 1
FHO-ALM | 1
FHO-AM | 1
FHO-AUX | 1
FHO-BW | 1
FHO-CBM | 1
FHO-CCS | 1
FHO-CHEMICAL-BLDG | 1
FHO-CL | 1
FHO-CLA | 1
FHO-CLARIFIER-BLDG | 1
FHO-CLB | 1
FHO-CLC | 1
FHO-DCL | 1
FHO-DECOM | 1
FHO-DEW | 1
FHO-DIS | 1
FHO-DOZ | 1
FHO-DOZ-AMB-MONITOR | 1
FHO-DOZ-CL-CW | 1
FHO-DOZ-CONT | 1
FHO-DOZ-CW | 1
FHO-DOZ-GEN | 1
FHO-DOZ-OFFGAS | 1
FHO-DOZ-OL-CW | 1
FHO-DOZ-SAMP | 1
FHO-ELS-INQ | 2
FHO-ELS-LTG | 1
FHO-ELS-PS-0001 | 1
FHO-ELS-PS-0002 | 1
FHO-ELS-PS-0004 | 1
FHO-EUS | 1
FHO-FEQ-FSS-0101 | 1
FHO-FILTER-BLDG | 1
FHO-FL | 1
FHO-FLO | 1
FHO-FLOCCULATE-BLDG | 1
FHO-FLT | 1
FHO-FL-TANK-0101 | 1
FHO-FL-TANK-0201 | 1
FHO-GOX | 1
FHO-GRK | 1
FHO-GRK-INQ | 2
FHO-GRK-PIP | 3
FHO-GRK-PRTY-0001 | 1
FHO-ITM | 1
FHO-LABCHEM | 1
FHO-LOX | 1
FHO-MCS | 1
FHO-MCS-FAL | 1
FHO-MCS-FLT | 1
FHO-MCS-HVAC | 1
FHO-MCS-LD | 1
FHO-MCS-LD-0110 | 1
FHO-MCS-LD-0111 | 1
FHO-MCS-MEQ | 1
FHO-MCS-PWA | 2
FHO-MCS-SA/AI | 1
FHO-NEXUS | 1
FHO-NIT-SYS | 1
FHO-OFFICE | 1
FHO-OZONE-BLDG | 1
FHO-PAC | 1
FHO-PCL | 1
FHO-PLT | 1
FHO-POL | 1
FHO-RAW | 1
FHO-RTE | 1
FHO-SAMP | 1
FHO-SBS | 1
FHO-SES | 1
FHO-SES-FEQ-123 | 1
FHO-SES-SQ-0003 | 1
FHO-SES-SQ-0009 | 1
FHO-SPC | 2
FHO-SPC1 | 2
FHO-STORE | 2
FHO-SURGE-BLDG | 1
FHO-TRW | 1
FHO-TRW- SURGE | 1
FHO-TRW-CLEAR-WELL | 1
FHO-TRW-PWA | 1
FHO-TRW-T | 1
FHO-TRW-VP | 2
FHO-WWW | 1
FHO-WWW-BL-0701-KQ | 1
FHO-WWW-BL-0801-KQ | 1
FHO-ZMC | 1
FHO-ZMC-PIPING | 1
FIS | 2
FIS ADMIN | 1
FIS COMMUNICATIONS | 1
FIS EUS SERVER ROOM | 1
FIS OIT | 1
FIS PLC | 1
FIS SCADA CLIENTS | 1
FIS SCADA SERVERS | 1
FIS SCADA SUPPORT | 1
FIS WORK AREA 1 | 1
FIS WORK AREA 2 | 1
FIS_FEQ | 1
FIS_FSA | 1
FIS_HVAC | 1
FIS_SES | 1
FIS_SS | 1
FIS>BLD>FLTR>MEZ | 1
FIS>BLD>RW>S01>A01 | 1
FIS>BLD>WS>MEZ | 1
FIS-ACC-ADMIN BUILDING | 1
FIS-ACC-CHEMICAL BUILDING | 1
FIS-ACC-FILTER BUILDING | 1
FIS-ACC-HTR-0101-SUS | 3
FIS-ACC-MAINT-STORAGE | 1
FIS-ACC-MARINEYARD | 1
FIS-ACC-RW BUILDING | 1
FIS-ACC-WORKSHOP BUILD | 1
FIS-ADM BLDG | 2
FIS-ADM-BLDG | 1
FIS-AFTER SO2 | 1
FIS-ALM | 1
FIS-AM | 1
FIS-AMMONIA STORAGE | 2
FIS-AMMONIA-STORAGE | 1
FIS-AUX | 1
FIS-BEFORE SO2 | 1
FIS-BLD3_SES | 1
FIS-BLD-SBTN | 1
FIS-BW | 1
FIS-CALS | 2
FIS-CCS | 1
FIS-CHEMICAL BLDG | 2
FIS-CHLORINE-BLDG | 1
FIS-CLA | 2
FIS-CLB | 1
FIS-CLC | 1
FIS-CLEARWELL | 1
FIS-DCL | 1
FIS-DECOM | 1
FIS-DEW | 1
FIS-DIS | 1
FIS-ELS | 1
FIS-ELS-CAB-0601 | 1
FIS-ELS-CAB-0602 | 1
FIS-ELS-CAB-0603 | 1
FIS-ELS-CAB-1501 | 1
FIS-ELS-CAB-5001 | 1
FIS-ELS-CAB-5002 | 1
FIS-ELS-CAB-5601 | 1
FIS-ELS-CAB-6001 | 1
FIS-ELS-FA-0101 | 1
FIS-ELS-FA-0300 | 1
FIS-ELS-FA-0400 | 1
FIS-ELS-FA-0500 | 1
FIS-ELS-HVAC | 1
FIS-ELS-PS-0001 | 1
FIS-ELS-UPS | 1
FIS-EUS | 1
FIS-FEQ | 1
FIS-FILTER BLDG | 3
FIS-FILTER-BLDG | 1
FIS-FL | 1
FIS-FLT | 1
FIS-FLT PIPE GALLERY | 1
FIS-GRND | 1
FIS-HVAC | 1
FIS-ITM | 1
FIS-LAB | 1
FIS-LAB-CHEM-0001 | 1
FIS-MARINE YARD | 1
FIS-MCS | 1
FIS-MCS-MC | 1
FIS-MCS-SA | 1
FIS-METERING BLDG | 2
FIS-METERING-BLDG | 1
FIS-MIXING-BLDG | 1
FIS-OFFICE | 1
FIS-PACL SBS | 1
FIS-PCL | 1
FIS-PLT | 1
FIS-POL | 2
FIS-PRE FILTERED | 1
FIS-PW | 1
FIS-PWA | 2
FIS-RAW WATER BLDG | 2
FIS-RAW-WATER-BLDG | 1
FIS-RESERVOIR | 1
FIS-RW | 1
FIS-RW-SAMP | 1
FIS-SAMP | 1
FIS-SBS | 1
FIS-SES | 1
FIS-SES_SQ | 1
FIS-SES-EYE | 1
FIS-SES-FAK | 1
FIS-SES-FE | 1
FIS-SES-FE-0005 | 2
FIS-SES-SCBA | 1
FIS-SM | 2
FIS-SPC | 2
FIS-SPC1 | 2
FIS-STORE | 1
FIS-TRW | 1
FIS-TRW OUTPUT | 1
FIS-TRW-PUMPING | 1
FIS-VEH | 1
FIS-WWW | 3
FIS-WWW- | 1
HEE | 1
IU2016 | 1
IU2026 | 1
KU3615A | 1
MAIN 317 | 2
MAIN 373 | 1
MAIN-001 | 1
MAIN-002 | 1
MAIN-003 | 1
MAIN-006 | 1
MAIN-007 | 1
MAIN-008 | 2
MAIN-009 | 2
MAIN-011 | 1
MAIN-013 | 1
MAIN-016 | 1
MAIN-017 | 1
MAIN-018 | 1
MAIN-019 | 1
MAIN-020 | 1
MAIN-021 | 1
MAIN-025 | 1
MAIN-026 | 1
MAIN-028 | 2
MAIN-028A | 2
MAIN-028B | 2
MAIN-028C | 2
MAIN-028D | 2
MAIN-029 | 1
MAIN-029 EAST | 2
MAIN-029A | 1
MAIN-029B | 1
MAIN-031 | 1
MAIN-036 | 2
MAIN-037 | 2
MAIN-041 | 1
MAIN-061 | 1
MAIN-062 | 1
MAIN-083 | 2
MAIN-086 | 1
MAIN-087 | 2
MAIN-088 | 1
MAIN-089 | 2
MAIN-090 | 2
MAIN-091 | 2
MAIN-092 | 2
MAIN-093 | 2
MAIN-094 | 2
MAIN-095 | 2
MAIN-096 | 2
MAIN-097 | 2
MAIN-098 | 2
MAIN-099 | 2
MAIN-100 | 2
MAIN-101 | 1
MAIN-102 | 2
MAIN-103 | 2
MAIN-106 | 2
MAIN-107 | 2
MAIN-108 | 2
MAIN-109 | 2
MAIN-110 | 2
MAIN-111 | 2
MAIN-112 | 2
MAIN-113 | 2
MAIN-114 | 2
MAIN-115 | 2
MAIN-116 | 2
MAIN-117 | 2
MAIN-118 | 2
MAIN-119 | 2
MAIN-120 | 2
MAIN-121 | 2
MAIN-122 | 2
MAIN-125 | 2
MAIN-126 | 2
MAIN-127 | 2
MAIN-128 | 2
MAIN-129 | 1
MAIN-130 | 2
MAIN-131 | 1
MAIN-132 | 1
MAIN-133 | 1
MAIN-134 | 2
MAIN-135 | 2
MAIN-136 | 2
MAIN-140 | 1
MAIN-141 | 2
MAIN-142 | 2
MAIN-143 | 2
MAIN-144 | 2
MAIN-145 | 2
MAIN-147 | 2
MAIN-148 | 2
MAIN-150 | 1
MAIN-151 | 1
MAIN-152 | 1
MAIN-153 | 2
MAIN-154 | 2
MAIN-155 | 2
MAIN-156 | 1
MAIN-157 | 2
MAIN-158 | 2
MAIN-159 | 2
MAIN-160 | 2
MAIN-161 | 1
MAIN-162 | 2
MAIN-164 | 2
MAIN-165 | 1
MAIN-166 | 2
MAIN-167 | 2
MAIN-168 | 2
MAIN-170 | 2
MAIN-171 | 2
MAIN-172 | 2
MAIN-173 | 2
MAIN-174 | 2
MAIN-175 | 1
MAIN-176 | 2
MAIN-178 | 1
MAIN-179 | 1
MAIN-180 | 2
MAIN-181 | 2
MAIN-182 | 2
MAIN-183 | 2
MAIN-184 | 2
MAIN-185 | 2
MAIN-186 | 2
MAIN-187 | 2
MAIN-188 | 2
MAIN-189 | 1
MAIN-190 | 1
MAIN-191 | 2
MAIN-192 | 2
MAIN-193 | 2
MAIN-194 | 2
MAIN-195 | 2
MAIN-196 | 2
MAIN-197 | 2
MAIN-198 | 2
MAIN-199 | 1
MAIN-200 | 2
MAIN-201 | 2
MAIN-202 | 2
MAIN-203 | 2
MAIN-205 | 2
MAIN-206 | 2
MAIN-207 | 2
MAIN-208 | 1
MAIN-208 EAST | 2
MAIN-209 | 2
MAIN-210 | 2
MAIN-211 | 2
MAIN-212 | 2
MAIN-213 | 2
MAIN-214 | 2
MAIN-216 | 2
MAIN-217 | 2
MAIN-218 | 1
MAIN-220 | 2
MAIN-221 | 2
MAIN-222 | 2
MAIN-223 | 2
MAIN-224 | 2
MAIN-225 | 2
MAIN-226 | 1
MAIN-227 | 2
MAIN-228 | 2
MAIN-229 | 2
MAIN-230 | 1
MAIN-231 | 2
MAIN-232 | 2
MAIN-233 | 2
MAIN-234 | 2
MAIN-235 | 2
MAIN-236 | 2
MAIN-237 | 1
MAIN-238 | 2
MAIN-239 | 2
MAIN-240 | 2
MAIN-241 | 2
MAIN-242 | 2
MAIN-243 | 1
MAIN-244 | 2
MAIN-245 | 2
MAIN-246 | 2
MAIN-247 | 2
MAIN-248 | 2
MAIN-249 | 2
MAIN-250 | 2
MAIN-251 | 2
MAIN-252 | 1
MAIN-253 | 2
MAIN-254 | 2
MAIN-255 | 2
MAIN-256 | 2
MAIN-257 | 2
MAIN-258 | 2
MAIN-259 | 2
MAIN-260 | 2
MAIN-261 | 2
MAIN-262 | 2
MAIN-263 | 2
MAIN-264 | 2
MAIN-265 | 1
MAIN-266 | 2
MAIN-267 | 2
MAIN-268 | 2
MAIN-269 | 2
MAIN-270 | 2
MAIN-271 | 2
MAIN-272 | 2
MAIN-273 | 2
MAIN-274 | 2
MAIN-275 | 2
MAIN-276 | 2
MAIN-277 | 2
MAIN-278 | 1
MAIN-280 | 2
MAIN-281 | 1
MAIN-282 | 2
MAIN-283 | 1
MAIN-284 | 1
MAIN-285 | 1
MAIN-286 | 1
MAIN-287 | 2
MAIN-288 | 2
MAIN-289 | 2
MAIN-290 | 2
MAIN-291 | 2
MAIN-292 | 2
MAIN-293 | 2
MAIN-294 | 1
MAIN-295 | 2
MAIN-296 | 2
MAIN-297 | 2
MAIN-298 | 2
MAIN-299 | 2
MAIN-300 | 2
MAIN-301 | 2
MAIN-302 | 2
MAIN-303 | 2
MAIN-304 | 2
MAIN-305 | 2
MAIN-306 | 2
MAIN-307 | 2
MAIN-308 | 1
MAIN-309 | 2
MAIN-310 | 2
MAIN-311 | 2
MAIN-312 | 2
MAIN-313 | 2
MAIN-314 | 2
MAIN-315 | 1
MAIN-316 | 2
MAIN-317 | 2
MAIN-318 | 2
MAIN-319 | 2
MAIN-320 | 2
MAIN-321 | 1
MAIN-322 | 1
MAIN-323 | 1
MAIN-324 | 2
MAIN-325 | 2
MAIN-326 | 1
MAIN-327 | 1
MAIN-328 | 2
MAIN-329 | 1
MAIN-331 | 2
MAIN-332 | 2
MAIN-333 | 2
MAIN-334 | 1
MAIN-335 | 2
MAIN-336 | 2
MAIN-337 | 2
MAIN-338 | 2
MAIN-339 | 2
MAIN-340 | 2
MAIN-341 | 2
MAIN-342 | 2
MAIN-343 | 2
MAIN-344 | 2
MAIN-345 | 1
MAIN-346 | 2
MAIN-347 | 2
MAIN-348 | 2
MAIN-349 | 2
MAIN-350 | 1
MAIN-351 | 2
MAIN-352 | 2
MAIN-353 | 2
MAIN-354 | 2
MAIN-355 | 2
MAIN-356 | 2
MAIN-357 | 2
MAIN-358 | 2
MAIN-359 | 2
MAIN-360 | 2
MAIN-361 | 2
MAIN-362 | 2
MAIN-363 | 2
MAIN-364 | 2
MAIN-365 | 2
MAIN-366 | 2
MAIN-367 | 2
MAIN-368 | 2
MAIN-369 | 2
MAIN-370 | 2
MAIN-371 | 2
MAIN-372 | 2
MAIN-373 | 1
MAIN-374 | 2
MAIN-375 | 1
MAIN-376 | 2
MAIN-377 | 2
MAIN-378 | 2
MAIN-379 | 2
MAIN-380 | 2
MAIN-381 | 2
MAIN-382 | 1
MAIN-385 | 2
MAIN-386 | 1
MAIN-387 | 1
MAIN-388 | 2
MAIN-389 | 1
MAIN-390 | 2
MTAH129 | 1
MTMAMS | 1
MTMASR | 1
MTMH100 | 1
MTMH101 | 1
MTMH102 | 1
MTMH120 | 1
MTMH121 | 1
MTMH123 | 1
MTMH125 | 1
MTMH127 | 1
MTMH128 | 1
MTMH129 | 1
MTMH130 | 1
MTMH131 | 1
MTMH132 | 1
MTMH133 | 1
MTMH134 | 1
MTMH135 | 1
MTMH136 | 1
MTMH160 | 1
MTMH161 | 1
MTMH162 | 1
MTMH180 | 1
MTMH181 | 1
MTMH182 | 1
MTMH183 | 1
MTMH184 | 1
MTMH185 | 1
MTMH186 | 1
MTMH187 | 1
MTMH188 | 1
MTMH220 | 2
MTMH221 | 1
MTMH222 | 2
MTMH223 | 1
MTMH224 | 1
MTMH225 | 1
MTMH226 | 1
MTMH227 | 2
MTMH228 | 2
MTMH320 | 2
MTMH321 | 1
MTMH322 | 2
MTMH323 | 1
MTMH324 | 1
MTMH325 | 1
MTMH326 | 2
MTMH327 | 1
MTMH328 | 1
MTMH329 | 1
MTMH330 | 1
MTMH331 | 1
MTMH332 | 1
MTMH333 | 2
MTMH334 | 1
MTMH335 | 1
MTMH360 | 2
MTMH361 | 2
MTMH362 | 2
MTMH380 | 2
MTMH420 | 1
MTMH421 | 1
MTMH422 | 1
MTMH446 | 1
MTMH460 | 2
MTMH461 | 1
MTMH462 | 1
MTMH463 | 2
MTMH464 | 1
MTMH465 | 1
MTMH466 | 1
MTMH467 | 1
MTMH480 | 2
MTMH520 | 2
MTMH521 | 1
MTMH522 | 1
MTMH523 | 1
MTMH524 | 1
NON-DOS-STM-WC | 1
NORTH SUBSTATION_BASEMENT | 1
NORTH SUBSTN_1ST FLR | 1
NORTH SUBSTN_BTTRY RM | 1
NRTH SUBSTN_ELE_CNTRL_RM | 1
NX2194A | 1
NYCC-ADMIN-BLDG | 1
NYCC-OFFICE | 2
OST | 1
OTH | 1
OTH-DIS | 2
OTH-DIS-EAST | 1
OTH-DIS-NOR | 2
OTH-DIS-SOU | 1
OTH-DIS-WEST | 1
OTH-FIR | 1
OTH-HUS | 1
OTH-PKR | 1
OTH-SLW | 1
PCS EOC CLIENTS | 1
PCS ITERMINAL SERVER | 1
PLANT TECH | 1
SCADA SUPPORT | 1
SCC-ADMIN-BLDG | 1
SCC-OFFICE | 1
SW | 1
SWM | 1
SWM-DON | 1
SWM-HMR | 1
SWM-PBL-MISC | 1
SWM-PDU-MISC | 1
SWM-PET-MISC | 2
SWM-PIT-MISC | 1
SWM-PMG-MISC | 1
SWM-PNQ-MISC | 1
SWM-PPP-MISC | 1
SWM-PWD-BP-0001 | 2
SWM-PWD-MISC | 1
SWM-PWI-MISC | 1
TAB | 1
TAB COMMUNICATIONS | 1
TAB EUS SERVER ROOM | 1
TAB OIT | 1
TAB PLC | 1
TAB POWER DISTRIB | 1
TAB SCADA CLIENTS | 1
TAB SCADA SERVERS | 1
TAB SCADA SUPPORT | 1
TAB_EL1_13.8KV | 1
TAB_EL1_13.8KV_ELECABS | 1
TAB_EL1_13.8KV_JUNCT EQUP | 1
TAB_EL1_13.8KV_LINES | 1
TAB_EL1_4.16KV | 1
TAB_EL1_4.16KV_ELECABS | 1
TAB_EL1_NS | 2
TAB_RUU_13.8KV | 1
TAB_RUU_13.8KV_ELECABS | 1
TAB-ACC | 2
TAB-ACC-0200 | 1
TAB-ACC-0300 | 1
TAB-ACC-0600 | 1
TAB-ACC-0800 | 1
TAB-ACC-1000 | 1
TAB-ACC-1100 | 1
TAB-ACC-1200 | 1
TAB-ACC-1400 | 1
TAB-ACC-1600 | 1
TAB-ACC-1700 | 1
TAB-ACC-1800 | 1
TAB-ACC-2000 | 1
TAB-ACC-2100 | 1
TAB-ACC-2200 | 1
TAB-ACC-2800 | 1
TAB-ACC-3000 | 1
TAB-ACC-3200 | 1
TAB-ACC-3400 | 1
TAB-ACC-3600 | 1
TAB-ACC-3800 | 1
TAB-ACC-4000 | 1
TAB-ACC-4400 | 1
TAB-ACC-4500 | 1
TAB-ACC-4800 | 1
TAB-ACC-4900 | 1
TAB-ACC-5300 | 1
TAB-ACC-5500 | 1
TAB-ACC-5600 | 1
TAB-ACC-6000 | 1
TAB-ACC-6100 | 1
TAB-ACC-6200 | 1
TAB-ACC-8200 | 1
TAB-ACC-AC-1304A | 1
TAB-ACC-AC-1304B | 1
TAB-ACC-AC-1304C | 1
TAB-ACC-AC-6102A | 1
TAB-ACC-AC-6102B | 1
TAB-ACC-AC-6102C | 1
TAB-ACC-AHU | 2
TAB-ACC-AHU- IPSBLDG | 1
TAB-ACC-AHU-AUX | 1
TAB-ACC-AHU-BL | 1
TAB-ACC-AHU-DEW | 1
TAB-ACC-AHU-DIG | 1
TAB-ACC-AHU-GAS | 1
TAB-ACC-AHU-M&T | 1
TAB-ACC-AHU-PBLDG | 1
TAB-ACC-AHU-PWPS | 1
TAB-ACC-AHU-SEAWL | 1
TAB-ACC-AHU-THK | 1
TAB-ACC-AHU-TRL | 1
TAB-ACC-AHU-TUN | 1
TAB-ACC-AHU-ZBLDG | 1
TAB-ACC-BO 1 | 1
TAB-ACC-BO 2 | 1
TAB-ACC-BO 3 | 1
TAB-ACC-BO 4 | 1
TAB-ACC-BO 6 | 1
TAB-ACC-BO-0000 | 1
TAB-ACC-CI | 2
TAB-ACC-FLU | 1
TAB-ACC-FN | 2
TAB-ACC-FN-AER | 1
TAB-ACC-FN-AUX | 2
TAB-ACC-FN-BL | 2
TAB-ACC-FN-CHL | 1
TAB-ACC-FN-DBLDG | 1
TAB-ACC-FN-DEW | 1
TAB-ACC-FN-ELS | 1
TAB-ACC-FN-GAS | 1
TAB-ACC-FN-HRS | 1
TAB-ACC-FN-INC | 1
TAB-ACC-FN-IPS | 1
TAB-ACC-FN-M&T | 1
TAB-ACC-FN-OPS | 1
TAB-ACC-FN-PBLDG | 1
TAB-ACC-FN-PRS | 2
TAB-ACC-FN-PWPS | 1
TAB-ACC-FN-SLO | 1
TAB-ACC-FN-STCK | 1
TAB-ACC-FN-THK | 1
TAB-ACC-FN-TUN | 1
TAB-ACC-FN-TUNL | 1
TAB-ACC-FN-WGB | 1
TAB-ACC-FN-ZBLDG | 1
TAB-ACC-HTR-01-04 | 1
TAB-ACC-HTR-05-08 | 1
TAB-ACC-HTR-19-22 | 1
TAB-ACC-HTR-ADM | 1
TAB-ACC-HTR-AER | 1
TAB-ACC-HTR-AUX | 1
TAB-ACC-HTR-BL | 1
TAB-ACC-HTR-CHL | 1
TAB-ACC-HTR-DBLDG | 1
TAB-ACC-HTR-DEW | 1
TAB-ACC-HTR-ELS | 1
TAB-ACC-HTR-GAS | 1
TAB-ACC-HTR-HRS | 1
TAB-ACC-HTR-INC | 1
TAB-ACC-HTR-IPS | 1
TAB-ACC-HTR-PBLDG | 1
TAB-ACC-HTR-POL | 1
TAB-ACC-HTR-PRS | 1
TAB-ACC-HTR-PRS1 | 1
TAB-ACC-HTR-PWPS | 1
TAB-ACC-HTR-SEAWALL | 1
TAB-ACC-HTR-SLO | 1
TAB-ACC-HTR-THK | 1
TAB-ACC-HTR-TLB | 1
TAB-ACC-HTR-WGB | 1
TAB-ACC-HTR-ZBLDG | 1
TAB-ACC-INQ | 1
TAB-ACC-MEQ-6401 | 1
TAB-ACC-MEQ-6514 | 1
TAB-ACC-P-2231 | 2
TAB-ACC-P-2232 | 1
TAB-ACC-PRM | 1
TAB-ACC-PWPS | 1
TAB-ADMIN | 1
TAB-ADMIN BLDG | 2
TAB-ADMIN-BLDG | 1
TAB-AER | 2
TAB-AERATION BLDG | 3
TAB-AERATION-BLDG | 1
TAB-AER-BL | 2
TAB-AER-ELQ | 1
TAB-AER-INQ | 1
TAB-AER-OZ-ELQ | 2
TAB-AER-P | 1
TAB-AER-SB | 2
TAB-AER-STRC | 1
TAB-AER-TANKS | 1
TAB-AI | 2
TAB-AI FLOATATION | 2
TAB-AI-DEW | 1
TAB-AI-S-10 | 2
TAB-AMT-AM | 1
TAB-AUX | 4
TAB-AUX BLDG | 2
TAB-AUX-BLDG | 3
TAB-AUX-C | 1
TAB-AUXILIARY-BLDG | 1
TAB-AUX-STRC | 1
TAB-BIOSOLIDS BLDG | 2
TAB-BLOWER BLDG | 2
TAB-BLOWER-BLDG | 1
TAB-CHLORINATION BLD | 2
TAB-CHLORINATION-BLD | 1
TAB-CMS | 2
TAB-CW-SQ-0404 | 1
TAB-D BLDG | 1
TAB-DECOM | 1
TAB-DEW CENTRATE | 2
TAB-DEW CENTRIFUGES | 2
TAB-DEW EQUAL OCS | 2
TAB-DEW POLYMER DIST | 1
TAB-DEW POLYMER PREP | 1
TAB-DEW SLUDGE CAKE | 2
TAB-DEW SLUDGE FEED | 2
TAB-DEW SUMP | 2
TAB-DEWATER BLDG | 2
TAB-DEWATER-BLDG | 1
TAB-DEW-EQUALIZATION | 2
TAB-DEW-OCS | 1
TAB-DEW-POLYMER | 2
TAB-DEW-SAFETY | 1
TAB-DEW-SERVICES | 2
TAB-DEW-SLUDGE SILO | 2
TAB-DEW-SQ-0010 | 1
TAB-DEW-V | 2
TAB-DEW-V-C01 | 1
TAB-DEW-V-C02 | 2
TAB-DEW-V-C03 | 2
TAB-DEW-V-C04 | 2
TAB-DEW-V-C05 | 2
TAB-DEW-V-C06 | 2
TAB-DEW-V-C07 | 2
TAB-DEW-V-C08 | 2
TAB-DEW-WEL | 1
TAB-DIG | 2
TAB-DIG-BU | 1
TAB-DIG-C | 1
TAB-DIG-C-T13-16 | 1
TAB-DIG-C-T19-22 | 1
TAB-DIG-C-T9-12 | 1
TAB-DIG-ELQ-T13-16 | 1
TAB-DIG-ELQ-T1-4 | 1
TAB-DIG-ELQ-T19-22 | 1
TAB-DIG-ELQ-T5-8 | 1
TAB-DIG-ELQ-T9-12 | 1
TAB-DIGESTER GAS BLD | 2
TAB-DIGESTER-GAS-BLD | 1
TAB-DIG-FX-DOME13-16 | 1
TAB-DIG-FX-DOME5-8 | 1
TAB-DIG-FX-DOME9-12 | 1
TAB-DIG-FX-T19-22 | 1
TAB-DIG-FX-T5-8 | 1
TAB-DIG-GAS | 4
TAB-DIG-GAS-DOME1-4 | 1
TAB-DIG-GASROUTE | 1
TAB-DIG-HEADER | 1
TAB-DIG-HE-T01-04 | 1
TAB-DIG-HE-T05-08 | 1
TAB-DIG-HE-T13-16 | 1
TAB-DIG-HE-T19-22 | 1
TAB-DIG-HE-T9-12 | 1
TAB-DIG-INQ-T19-22 | 1
TAB-DIG-INQ-T5-8 | 1
TAB-DIG-INQ-T9-12 | 1
TAB-DIG-MEQ | 1
TAB-DIG-P | 1
TAB-DIG-P19-22 | 1
TAB-DIG-PIP | 1
TAB-DIG-PIT | 1
TAB-DIG-P-MIXING 1-4 | 1
TAB-DIG-P-MIXING5-8 | 1
TAB-DIG-P-RECIRC9-12 | 1
TAB-DIG-P-SUMP | 1
TAB-DIG-P-T13-16 | 1
TAB-DIG-P-T1-4 | 1
TAB-DIG-P-T9-12 | 1
TAB-DIG-P-TRANSF5-8 | 1
TAB-DIG-P-TRANSF9-12 | 1
TAB-DIG-SQ | 1
TAB-DIG-SQ-T01-04 | 1
TAB-DIG-SQ-T05-08 | 1
TAB-DIG-SQ-T09-12 | 1
TAB-DIG-SQ-T13-16 | 1
TAB-DIG-SQ-T19-22 | 1
TAB-DIG-STRC | 1
TAB-DIG-STRC-19-22 | 1
TAB-DIG-STRC-T13-16 | 1
TAB-DIG-STRC-T1-4 | 1
TAB-DIG-STRC-T5-8 | 1
TAB-DIG-T-05-08 | 1
TAB-DIG-T-09-12 | 1
TAB-DIG-T-13-16 | 1
TAB-DIG-T-19-22 | 1
TAB-DIG-V-T01-04 | 1
TAB-DIG-V-T05-08 | 1
TAB-DIG-V-T13-16 | 1
TAB-DIG-V-T19-22 | 1
TAB-DIG-V-T9-12 | 1
TAB-DIS | 3
TAB-DIS-CHEM | 1
TAB-DIS-CHL | 1
TAB-DIS-CHL1 | 1
TAB-DIS-ELS | 1
TAB-DIS-INQ | 1
TAB-DIS-MEQ | 1
TAB-DIS-NAOCL | 2
TAB-DIS-OF | 1
TAB-DIS-SP | 1
TAB-DIS-SQ | 1
TAB-DIS-SS-25 | 1
TAB-DIS-SS-35 | 1
TAB-DIS-TUNN | 1
TAB-DIS-UV | 2
TAB-DOM-HOTWTR | 2
TAB-DRN-53219 | 1
TAB-EL1-BLDG-E0001 | 1
TAB-EL1-MCC | 1
TAB-EL2-MCC | 1
TAB-EL3-MCC | 1
TAB-ELS | 2
TAB-ELS-AER | 1
TAB-ELS-AM | 1
TAB-ELS-D BLDG | 3
TAB-ELS-ESQ | 2
TAB-ELS-GEN | 1
TAB-ELS-M BLDG | 2
TAB-ELS-NON-PHYC | 3
TAB-ELS-P BLDG | 2
TAB-ELS-PT 1-9 | 1
TAB-ELS-ROUTES | 1
TAB-ELS-SHTD-GRPS | 1
TAB-ELS-SQ-1000 | 2
TAB-ELS-SQ-BLANKET | 1
TAB-ELS-SQ-FIRST AID | 1
TAB-ELS-SQ-GLOVE | 1
TAB-ELS-SUB | 2
TAB-ELS-T BLDG | 3
TAB-ELS-TR | 1
TAB-ELS-TR-PT-SS | 1
TAB-ELS-TR-PT-SWS | 1
TAB-ELS-TR-ST-SS | 1
TAB-ELS-TR-ST-SWS | 1
TAB-ELS-WA7 | 1
TAB-ELS-WA8 | 1
TAB-ELS-Z BLDG | 3
TAB-ENG-TES-0001 | 1
TAB-EUS | 1
TAB-FEQ | 3
TAB-FEQ-FH | 1
TAB-FEQ-HC-AUX | 1
TAB-FEQ-HC-BLWR | 1
TAB-FEQ-HC-DEW | 1
TAB-FEQ-HC-FLO | 1
TAB-FEQ-HC-INC | 1
TAB-FEQ-HC-PBLD | 1
TAB-FEQ-HC-PRT | 1
TAB-FEQ-HC-Z | 1
TAB-FEQ-HOSE | 1
TAB-FEQ-SPRINK | 1
TAB-GAS-ELS | 1
TAB-GAS-TANK | 1
TAB-GRK-P | 1
TAB-GRK-VEH | 1
TAB-GRK-VEH2 | 1
TAB-HRS-BO | 1
TAB-HRS-HE | 2
TAB-HRS-P | 1
TAB-HRS-P-CON | 1
TAB-HRS-P-DEA | 1
TAB-HRS-STEAM | 2
TAB-HRS-T | 1
TAB-HRS-V-PRV | 1
TAB-HTR-UV | 1
TAB-INCINERATOR BLDG | 2
TAB-INCINERATOR-BLDG | 1
TAB-INORG-P | 1
TAB-ITM | 1
TAB-ITS-WA3 | 2
TAB-M BLDG | 2
TAB-M-BLDG | 1
TAB-MCS-CRN | 2
TAB-MCS-CRN-AUX BLDG | 1
TAB-MCS-CRN-BL BLDG | 1
TAB-MCS-CRN-D BLDG | 1
TAB-MCS-CRN-DEW | 1
TAB-MCS-CRN-DIG | 1
TAB-MCS-CRN-HR | 1
TAB-MCS-CRN-INC | 1
TAB-MCS-CRN-LOA | 1
TAB-MCS-CRN-M BLDG | 1
TAB-MCS-CRN-P BLDG | 1
TAB-MCS-CRN-POL | 1
TAB-MCS-CRN-T BLDG | 1
TAB-MCS-CRN-Z BLDG | 1
TAB-MCS-DR | 1
TAB-MCS-MT | 1
TAB-MOGEN | 2
TAB-NEW-BIO-BLDG | 1
TAB-NEW-GAS-BLDG | 1
TAB-NGS | 1
TAB-NGS-BOILERS | 1
TAB-NGS-BURNER | 1
TAB-NGS-INCIN | 1
TAB-NGS-WASTE | 1
TAB-OCS | 2
TAB-OCS-DBLDG | 1
TAB-OCS-IPS | 2
TAB-OCS-PBLDG | 1
TAB-OFFICE | 1
TAB-OLD ADMIN BLDG | 2
TAB-OPS BLDG | 2
TAB-P BLDG | 2
TAB-PELLETIZER-BLDG | 1
TAB-PLT | 2
TAB-PLT-BIO | 1
TAB-PLT-BL | 1
TAB-PLT-BL-P | 1
TAB-PLT-CMP | 1
TAB-PLT-CMP-P | 1
TAB-PLT-CV | 1
TAB-PLT-CV-P | 1
TAB-PLT-D | 1
TAB-PLT-ELQ-D | 1
TAB-PLT-ELQ-P | 1
TAB-PLT-G-D | 1
TAB-PLT-INQ | 1
TAB-PLT-INQ-D | 1
TAB-PLT-LOA-D | 1
TAB-PLT-LOA-P | 1
TAB-PLT-OC | 1
TAB-PLT-P | 1
TAB-PLT-P-P | 1
TAB-PLT-SC-D | 1
TAB-PLT-SC-P | 1
TAB-PLT-SQ | 1
TAB-PLT-SQ-D | 1
TAB-PLT-SQ-P | 1
TAB-PLT-SUMP | 1
TAB-PLT-T | 1
TAB-PLT-T-D | 1
TAB-PLT-VAC-TRK | 1
TAB-POLYMER-BLDG | 1
TAB-PRM | 3
TAB-PRM-D | 1
TAB-PRM-ELQ-OPS | 1
TAB-PRM-FN | 1
TAB-PRM-INQ | 1
TAB-PRM-INQ-OPS | 1
TAB-PRM-INQ-P | 1
TAB-PRM-MEQ | 1
TAB-PRM-OPS | 1
TAB-PRM-P | 1
TAB-PRM-P-D | 1
TAB-PRM-POL | 1
TAB-PRM-POL-D | 1
TAB-PRM-P-OPS | 1
TAB-PRM-P-P | 1
TAB-PRM-P-SUMP | 1
TAB-PRM-SQ-OPT | 1
TAB-PRM-SQ-P | 1
TAB-PRM-STRC | 1
TAB-PRM-STRC--OPS | 1
TAB-PRM-STRC-P | 1
TAB-PRM-T | 1
TAB-PRM-T-P | 1
TAB-PRM-V | 1
TAB-PRM-V-OPS | 1
TAB-PRS | 3
TAB-PRS2 | 2
TAB-PRS-C | 1
TAB-PRS-ELQ | 1
TAB-PRS-INQ | 1
TAB-PRS-P-FECL2 | 1
TAB-PRS-P-SUMP | 1
TAB-PRS-P-TRANSFER | 1
TAB-PRS-T-FECL2 | 1
TAB-PRS-V-FECL2 | 1
TAB-PWA-DBLDG | 2
TAB-PWA-DIG | 1
TAB-PWA-ELS | 1
TAB-PWA-F | 1
TAB-PWA-HEADERS | 1
TAB-PWA-INQ | 1
TAB-PWA-P | 1
TAB-PWA-PBLDG | 2
TAB-PWA-PUMPS | 1
TAB-PWA-SC | 1
TAB-PWA-SG | 1
TAB-PWA-SQ | 1
TAB-PWA-T | 1
TAB-PWA-V | 1
TAB-PWA-V1 | 1
TAB-PWH | 2
TAB-RSP | 3
TAB-RSP-C | 1
TAB-RSP-C-M | 1
TAB-RSP-ELQ | 1
TAB-RSP-ELQ-M | 1
TAB-RSP-FN | 1
TAB-RSP-G-M | 1
TAB-RSP-G-T | 1
TAB-RSP-INQ | 1
TAB-RSP-INQ-M | 1
TAB-RSP-IPS | 1
TAB-RSP-M | 1
TAB-RSP-P | 1
TAB-RSP-PIP | 1
TAB-RSP-PM | 1
TAB-RSP-P-SUMP | 1
TAB-RSP-P-T | 1
TAB-RSP-SC-M | 1
TAB-RSP-SQ-M | 1
TAB-RSP-STRC-M | 1
TAB-RSP-STRC-T | 1
TAB-RSP-T | 1
TAB-RTE-ADMIN | 1
TAB-RTE-PD | 1
TAB-RTE-WA1 | 2
TAB-RTE-WA2 | 2
TAB-RTE-WA3 | 3
TAB-RTE-WA4 | 1
TAB-RTE-WA5 | 1
TAB-RTE-WA6 | 2
TAB-RTE-WA7 | 1
TAB-RTE-WA8 | 1
TAB-SA-FN | 1
TAB-SES-EESS | 1
TAB-SES-LD | 2
TAB-SES-SCBA | 2
TAB-SES-SQ | 2
TAB-SES-WA8 | 1
TAB-SILO-BLDG | 1
TAB-SLD | 2
TAB-SLD-F | 1
TAB-SLD-FN | 1
TAB-SLD-P | 1
TAB-SLD-ROUTING | 1
TAB-SLD-SL | 1
TAB-SLD-STRC | 1
TAB-SLO-ANL | 2
TAB-SLO-BIO | 3
TAB-SLO-INQ | 1
TAB-SLO-LOADING | 2
TAB-SLO-PIP | 1
TAB-SLO-RPU | 1
TAB-SLO-SES | 2
TAB-SLO-SILO | 3
TAB-SLO-SP | 1
TAB-SLO-SQ | 1
TAB-SLO-STRC | 1
TAB-SLO-STRC-TLF | 1
TAB-SLO-TLF | 1
TAB-SLO-V | 1
TAB-SLO-WSC | 1
TAB-SPC | 2
TAB-SPC1 | 2
TAB-SPC-COM | 1
TAB-SQ-LD | 1
TAB-STORE | 1
TAB-STR | 2
TAB-STR2 | 2
TAB-STR5-V | 2
TAB-STR-ALP-Z | 1
TAB-STR-ANL-0100 | 3
TAB-STR-BL | 2
TAB-STR-BL-LUBE | 1
TAB-STR-CLR-INQ | 1
TAB-STR-ELQ | 1
TAB-STR-G | 3
TAB-STR-G-BYPS | 2
TAB-STR-INQ | 2
TAB-STR-P-GLAND | 1
TAB-STR-P-RAS | 1
TAB-STR-P-SUMP | 1
TAB-STR-P-WAS | 1
TAB-STR-RAS/WAS | 1
TAB-STR-RPU | 1
TAB-STR-SA | 1
TAB-STR-SP | 1
TAB-STR-SQ | 3
TAB-STR-STRC | 1
TAB-STR-STRC-AG | 1
TAB-STR-STRC-AT | 1
TAB-STR-SUMP | 1
TAB-STR-T-SCUM | 1
TAB-STR-VALVES | 1
TAB-STR-V-IF | 1
TAB-STR-V-RAS | 1
TAB-STR-V-WAS | 1
TAB-SUMP-P | 1
TAB-SUSPENDED ENTITY | 1
TAB-T BLDG | 2
TAB-T-BLDG | 1
TAB-THK | 2
TAB-THK-ANL | 1
TAB-THK-COMP | 2
TAB-THK-CT | 1
TAB-THK-ELQ | 1
TAB-THK-INQ | 1
TAB-THK-MX | 1
TAB-THK-P-MIXED POLY | 1
TAB-THK-POL | 2
TAB-THK-P-RECYCLE | 1
TAB-THK-P-SUMP | 1
TAB-THK-P-TRANSFER | 1
TAB-THK-P-TWAS | 1
TAB-THK-RPU | 1
TAB-THK-SP | 1
TAB-THK-SQ | 1
TAB-THK-STRC | 1
TAB-THK-T | 1
TAB-THK-TANKS | 1
TAB-THK-T-PYS | 1
TAB-THK-V-DIST | 1
TAB-THK-V-ROUT | 1
TAB-THK-V-TRANSF | 1
TAB-VEH | 2
TAB-WA1 | 3
TAB-WA1-MEQ | 1
TAB-WA1-SQ | 1
TAB-WA1-SQ-0001 | 1
TAB-WA1-SQ-1000 | 1
TAB-WA1-SQ-1940 | 1
TAB-WA2-ADM-0001 | 2
TAB-WA2-SP-0001 | 1
TAB-WA4-ELS | 3
TAB-WA4-P-0001 | 2
TAB-WA4-SQ-0010 | 1
TAB-WA5-ELS | 2
TAB-WA5-SQ | 2
TAB-WA5-SQ-0010 | 2
TAB-WA6 | 2
TAB-WA6-ELS-0100 | 1
TAB-WA6-LD-1000 | 1
TAB-WA6-P | 2
TAB-WA6-SQ | 2
TAB-WA7-MCS | 2
TAB-WA8-INQ | 1
TAB-WASTE-GAS-BLDG | 1
TAB-WB | 1
TAB-WGB BLDG | 2
TAB-WORK-AREA-1 | 1
TAB-WORK-AREA-2 | 1
TAB-WORK-AREA-3 | 1
TAB-WORK-AREA-4 | 1
TAB-WORK-AREA-5 | 1
TAB-WORK-AREA-6 | 1
TAB-WORK-AREA-7 | 1
TAB-WORK-AREA-8 | 1
TAB-WORK-AREA-LIQ | 1
TAB-WORK-AREA-SEO | 1
TAB-WORK-AREA-SOL | 1
TAB-WORK-AREA-WWPW | 1
TAB-Z BLDG | 2
TAB-Z-BLDG | 1
THC | 1
THC EUS SERVER ROOM | 1
THC-ACC-BLDG A | 1
THC-ACC-BLDG B | 1
THC-ACC-BLDG D | 1
THC-ACC-BLDG DCL | 1
THC-ACC-BLDG E | 2
THC-ACC-BLDG G | 1
THC-ACC-BLDG H | 1
THC-ACC-BLDG I | 1
THC-ACC-BLDG J | 1
THC-ACC-BLDG K | 1
THC-ACC-BLDG L | 1
THC-ACC-BLDG M | 1
THC-ACC-BLDG O | 1
THC-ACC-BLDG Q | 1
THC-ACC-BLDG S | 1
THC-ACC-BLDG TUNNELS | 1
THC-ACC-BLDG U | 1
THC-ACC-BLDG X | 1
THC-ACC-BLDG-0001 | 1
THC-ACC-COM-0010 | 1
THC-ACC-COM-0011 | 1
THC-ACC-HEAT PUMPS | 1
THC-ACC-HEATERS | 1
THC-ACC-PRTY-0001 | 1
THC-ACC-TUNNEL | 1
THC-ADMIN BLDG | 2
THC-ADMIN-BLDG | 2
THC-AER | 1
THC-AERATION-BLDG | 1
THC-AER-BL-7100-I-IV | 1
THC-AER-BL-7200-I-IV | 1
THC-AER-BL-7300-I-IV | 1
THC-AER-BL-7400-I-IV | 1
THC-AER-OLD PLANT | 1
THC-AER-PHASE I-IV | 1
THC-AER-T | 1
THC-AIR-TREAT-BLDG | 1
THC-AUX | 1
THC-AUX-LIQUIDS | 2
THC-BLOWER-BLDG | 1
THC-BOILER-BLDG | 1
THC-CHLORINE-BLDG | 1
THC-COMPRESSOR-BLDG | 1
THC-DCL | 1
THC-DCL-SBS | 1
THC-DCL-SBS-SBSS | 1
THC-DCL-SIMULATION | 1
THC-DECHLORINE BLDG | 2
THC-DECOM | 1
THC-DEW | 1
THC-DEW-BIOFILTER | 1
THC-DEW-BLEND | 1
THC-DEW-CENTRATE | 1
THC-DEW-CF | 1
THC-DEW-CONV | 1
THC-DEW-HOLD TANK | 2
THC-DEW-POL | 1
THC-DEW-POL-1 | 1
THC-DEW-POL-2 | 1
THC-DEW-POL-FEED | 1
THC-DEW-POL-MAKEUP | 1
THC-DEW-RPU | 2
THC-DEW-SLFR | 1
THC-DEW-SOLIDS | 1
THC-DIG | 2
THC-DIG-BURNERS | 1
THC-DIG-DIGESTERS | 1
THC-DIGESTER-BLDG | 1
THC-DIG-INSTRUMENT | 2
THC-DIG-RS TRANSFER | 1
THC-DIG-SLUDGE DIST | 1
THC-DIS | 1
THC-ELEC-SHOP | 1
THC-ELS-LTX-BLDG A | 1
THC-ELS-LTX-BLDG B | 1
THC-ELS-LTX-BLDG C | 1
THC-ELS-LTX-BLDG D | 1
THC-ELS-LTX-BLDG DCL | 2
THC-ELS-LTX-BLDG E | 1
THC-ELS-LTX-BLDG F | 1
THC-ELS-LTX-BLDG G | 1
THC-ELS-LTX-BLDG H | 1
THC-ELS-LTX-BLDG I | 1
THC-ELS-LTX-BLDG J | 1
THC-ELS-LTX-BLDG K | 1
THC-ELS-LTX-BLDG L | 1
THC-ELS-LTX-BLDG M | 1
THC-ELS-LTX-BLDG N | 1
THC-ELS-LTX-BLDG O | 1
THC-ELS-LTX-BLDG P | 1
THC-ELS-LTX-BLDG Q | 1
THC-ELS-LTX-BLDG R | 1
THC-ELS-LTX-BLDG S | 1
THC-ELS-LTX-BLDG T | 1
THC-ELS-LTX-BLDG U | 1
THC-ELS-LTX-TUNNEL | 1
THC-ELS-MCC | 2
THC-ELS-NETWORK | 2
THC-ELS-PS-0001 | 2
THC-ELS-PS-0001-A | 2
THC-ELS-PS-0001-B | 2
THC-ELS-PS-0001-C | 2
THC-ELS-PS-0001-D | 2
THC-ELS-PS-0001-E | 2
THC-ELS-PS-0001-F | 2
THC-ELS-PS-0001-G | 2
THC-ELS-PS-0001-H | 2
THC-ELS-PS-0001-I | 2
THC-ELS-PS-0001-K | 2
THC-ELS-PS-0001-L | 2
THC-ELS-PS-0001-M | 2
THC-ELS-PS-0001-O | 2
THC-ELS-PS-0001-P | 2
THC-ELS-PS-0001-Q | 2
THC-ELS-PS-0001-S | 2
THC-ELS-PS-0001-T | 2
THC-ELS-PS-0001-TUN | 1
THC-ELS-PS-0001-U | 2
THC-ELS-PS-0002 | 2
THC-ELS-PS-0002-A | 1
THC-ELS-PS-0002-H | 1
THC-ELS-PS-0002-K | 1
THC-ELS-PS-0002-L | 1
THC-ELS-PS-0002-M | 1
THC-ELS-PS-0002-U | 1
THC-ELS-PS-0003-H | 1
THC-ELS-PS-0003-I | 1
THC-ELS-PS-0003-K | 1
THC-ELS-PS-0003-L | 1
THC-ELS-PS-0003-M | 1
THC-ELS-PS-0003-O | 1
THC-ELS-RPU | 2
THC-EUS | 1
THC-FLOTATION-BLDG | 1
THC-FT | 1
THC-FT-OLD PLANT | 1
THC-FT-PHASE I-IV | 1
THC-GRK | 1
THC-GRK-ELS | 2
THC-GRK-ELS-H | 2
THC-GRK-ELS-L | 2
THC-GRK-IRG-0001 | 2
THC-GRK-IRG-0002 | 2
THC-GRK-LAD-0001 | 1
THC-GRK-LAD-0002 | 1
THC-GRK-MAINT | 1
THC-GRK-MCS | 2
THC-GRK-SUMP PUMP | 1
THC-GRK-VEHICLES | 1
THC-HYGIENE-BLDG | 1
THC-INC | 1
THC-INC-CHEMICAL SYSTEM | 1
THC-INC-FLUE GAS SYSTEM | 1
THC-INC-FUEL SYSTEM | 1
THC-INCINERATOR BLDG | 2
THC-INCINERATOR-BLDG | 1
THC-ITM | 1
THC-ITS | 1
THC-LAB | 1
THC-LIFTING | 3
THCLIQMNT | 1
THCLIQOPS | 1
THC-LQMT-SPARE | 1
THC-LQMT-SPARE PARTS | 2
THC-LQMT-SPARES | 2
THC-MCS-AI/SA | 1
THC-MCS-HVAC | 1
THC-MCS-LD | 1
THC-MCS-LD-0000000028 | 1
THC-MCS-LD-0000000030 | 1
THC-MCS-LD-1385140 | 1
THC-MCS-LD-9101539633 | 1
THC-MCS-LD-A | 1
THC-MCS-LD-A7530 | 1
THC-MCS-LD-B | 1
THC-MCS-LD-G | 1
THC-MCS-LD-H | 1
THC-MCS-LD-I | 1
THC-MCS-LD-J | 1
THC-MCS-LD-M | 1
THC-MCS-LD-O | 1
THC-MCS-LD-S | 1
THC-MCS-LD-T | 1
THC-MCS-LD-U | 1
THC-MCS-MEQ | 1
THC-MCS-MEQ-0001 | 1
THC-MCS-MEQ-0002 | 1
THC-MCS-MEQ-0005 | 1
THC-MCS-SQ-0001 | 1
THC-MCS-T-BLDG A | 1
THC-MCS-T-BLDG I | 1
THC-MCS-T-BLDG J | 1
THC-MCS-T-BLDG K | 1
THC-MCS-T-BLDG M | 1
THC-MCS-T-BLDG U | 1
THC-NEW BLOWER BLDG | 2
THC-NEW-BLOWER-BLDG | 1
THC-NGS | 1
THC-OCS-BLDG-0001 | 1
THC-OCS-BLDG-O | 2
THC-OCS-LIQ | 1
THC-OCS-SLD | 2
THC-OCS-SP | 1
THC-ODOUR-HEADHOUSE | 1
THC-ODOUR-OLD PLANT | 1
THC-ODOUR-PHASE I-IV | 1
THC-OFFICE | 1
THC-OLD BLOWER BLDG | 2
THC-OLD-PLANT-BLDG | 1
THC-OLD-SECTION-BLDG | 1
THC-PLT | 1
THC-PLT-AIR | 1
THC-PLT-BAR SCREENS | 1
THC-PLT-BIOFILTER | 1
THC-PLT-GRIT REMOVE | 1
THC-PLT-GRIT TANKS | 1
THC-PLT-P-SUMP/DEW | 1
THC-PRM | 1
THC-PRM-BIOFILTER | 1
THC-PRM-BLDG-HPU0010 | 1
THC-PRM-CLAR | 1
THC-PRM-RPU | 2
THC-PRM-T | 1
THC-PRM-V-1011 | 1
THC-PRM-V-1012 | 1
THC-PRM-V-1013 | 1
THC-PRM-V-1014 | 1
THC-PRS | 1
THC-PS-BLDG-0001 | 1
THC-PWA-BFP | 2
THC-PWA-BLD-0001 | 1
THC-PWA-CITY WATER | 1
THC-PWA-EFFLUENT | 1
THC-PWA-HWT | 1
THC-PWA-POTAB METER | 2
THC-PWA-POTABLE | 1
THC-SDB-BLDG | 1
THC-SES | 2
THC-SES-GAS-A | 1
THC-SES-GAS-E | 1
THC-SES-GAS-G | 1
THC-SES-GAS-I | 1
THC-SES-GAS-J | 1
THC-SES-GAS-K | 1
THC-SES-GAS-M | 1
THC-SES-GAS-U | 1
THC-SES-SQ-EYE | 1
THCSLDMNT | 1
THCSLDOPS | 1
THC-SLMT-SPARE | 2
THC-SPC | 2
THC-SPC1 | 2
THC-SPC-WA1 | 1
THC-SPC-WA2 | 1
THC-STORE | 1
THC-STR | 1
THC-STR-ODOUR | 1
THC-STR-P-T-0100-02 | 1
THC-STR-P-T-0300-04 | 1
THC-STR-P-T-0500-06 | 1
THC-STR-P-T-0700-08 | 1
THC-STR-RAS/WAS | 1
THC-STR-RAS/WAS OLD | 1
THC-STR-RAS/WAS-I-IV | 1
THC-STR-RPU | 1
THC-STW | 2
THC-THK-BIOFILTER | 3
THC-THK-CF | 1
THC-THK-ELQ-0001 | 1
THC-THK-ELS | 2
THC-THK-POL | 1
THC-THK-TWAS | 1
THR | 1
THR EUS SERVER ROOM | 1
THR WORK AREA 1 | 1
THR WORK AREA 2 | 1
THR WORK AREA 3 | 1
THR WORK AREA 4 | 1
THR-ACC | 1
THR-ACC-ADM | 3
THR-ACC-COMP | 1
THR-ACC-DCL | 1
THR-ACC-DIG | 4
THR-ACC-DIS | 4
THR-ACC-EMB | 3
THR-ACC-EPS | 5
THR-ACC-ER | 3
THR-ACC-FN | 3
THR-ACC-FPW | 6
THR-ACC-FT | 5
THR-ACC-GCB | 1
THR-ACC-GRIT | 5
THR-ACC-HCP1 | 2
THR-ACC-HCP2 | 3
THR-ACC-HCP4 | 2
THR-ACC-HH | 5
THR-ACC-HPBB | 1
THR-ACC-HVAC | 1
THR-ACC-HW | 2
THR-ACC-MAINSUB | 1
THR-ACC-OCS | 4
THR-ACC-PRM | 4
THR-ACC-PRS | 4
THR-ACC-RPU | 1
THR-ACC-RSPS | 1
THR-ACC-T | 2
THR-ACC-T&G | 3
THR-ACC-THK | 4
THR-ACC-WA1 | 1
THR-ACC-WA2 | 1
THR-ACC-WA3 | 1
THR-ACC-WA4 | 1
THR-AER | 1
THR-AER-BL | 2
THR-AER-DRN | 1
THR-AER-F-HPBB | 1
THR-AER-T | 1
THR-AI | 1
THR-AI-C-WA4 | 1
THR-BG | 2
THR-BG-C | 2
THR-BG-DRY | 1
THR-BG-P | 1
THR-BG-PIP | 1
THR-BLDG-RPU | 1
THR-BLOWER-BLDG | 2
THR-CG | 1
THR-CG-ENG | 1
THR-CG-G | 1
THR-CG-SB | 4
THR-CHLORINE-BLDG | 1
THR-COMPRESSOR-BLDG | 1
THR-CRN-WA1 | 1
THR-CRN-WA2 | 2
THR-CRN-WA3 | 1
THR-CRN-WA4 | 1
THR-CW | 1
THR-CW-BFP-WA1 | 2
THR-CW-BFP-WA2 | 2
THR-CW-BFP-WA3 | 1
THR-CW-BFP-WA4 | 2
THR-CW-CH | 2
THR-DCL | 3
THR-DCL-P | 1
THR-DCL-ZONE | 1
THR-DECOM | 1
THR-DIG | 1
THR-DIG-AIT | 2
THR-DIG-BU | 1
THR-DIG-C | 1
THR-DIG-CG | 3
THR-DIG-DRN | 1
THR-DIGESTER-BLDG | 1
THR-DIG-GBP | 1
THR-DIG-P-CL | 1
THR-DIG-P-HW | 2
THR-DIG-PM | 2
THR-DIG-P-MTI | 1
THR-DIG-PRS | 1
THR-DIG-P-SP | 2
THR-DIG-P-SR | 2
THR-DIG-P-ST | 2
THR-DIG-RPU | 1
THR-DIG-SCUM | 1
THR-DIG-T-7-10 | 1
THR-DIG-T-7-8 | 2
THR-DIG-T-9-10 | 2
THR-DIG-TWAS | 1
THR-DIS | 2
THR-DIS-CW | 1
THR-DIS-FPW | 1
THR-DIS-P | 1
THR-DIS-P-EFF | 1
THR-DIS-P-FPW | 1
THR-DIS-P-NRAS | 1
THR-DIS-P-SRAS | 1
THR-DIS-P-SUMP | 1
THR-DIS-P-SUS | 1
THR-DIS-SB | 1
THR-DIS-T-PP | 1
THR-DIS-T-SH | 1
THR-DRN-ADM | 1
THR-DRN-AER | 1
THR-DRN-DIG | 2
THR-DRN-DIS | 2
THR-DRN-ER | 1
THR-DRN-FPW | 1
THR-DRN-FT | 1
THR-DRN-HPBB | 1
THR-DRN-OCS | 1
THR-DRN-PLT | 1
THR-DRN-PRM | 1
THR-DRN-RSPS | 1
THR-DRN-THK | 1
THR-DRN-WA1 | 2
THR-DRN-WA2 | 2
THR-DRN-WA3 | 2
THR-DRN-WA4 | 1
THR-ELS | 1
THR-ELS-ACB | 1
THR-ELS-ADM | 1
THR-ELS-AER | 2
THR-ELS-CG | 1
THR-ELS-COMM | 3
THR-ELS-DIG | 1
THR-ELS-DIS | 1
THR-ELS-EMS | 1
THR-ELS-EPS | 1
THR-ELS-FC | 1
THR-ELS-FPW | 1
THR-ELS-FST | 2
THR-ELS-GCB | 1
THR-ELS-GRIT | 1
THR-ELS-HH | 1
THR-ELS-HPBB | 1
THR-ELS-INQ | 1
THR-ELS-MAINSUB | 1
THR-ELS-NS | 1
THR-ELS-OCS | 1
THR-ELS-PRMS | 1
THR-ELS-PRS | 1
THR-ELS-RSPS | 1
THR-ELS-SS | 1
THR-ELS-STB | 1
THR-ELS-TESTREPORTS | 1
THR-ELS-WS | 1
THR-EPS | 2
THR-EPS-P | 1
THR-EUS | 1
THR-EWSS-WA1 | 3
THR-EWSS-WA2 | 3
THR-EWSS-WA4 | 3
THR-FEQ-C&LV | 1
THR-FPW | 2
THR-FPW-F | 1
THR-FPW-FW | 1
THR-FPW-P | 1
THR-FPW-RPU | 1
THR-FT | 1
THR-FT-CFP | 1
THR-FT-DRN | 2
THR-FT-HWT | 1
THR-FT-P-SUMP1 | 1
THR-FT-P-SUMP2 | 1
THR-FT-RAS-P | 1
THR-FT-RAS-P-N | 1
THR-FT-RAS-P-S | 1
THR-FT-RPU | 2
THR-FT-T | 1
THR-FT-T-SCUM | 1
THR-FT-WAS-P | 1
THR-FT-WAS-P-N | 1
THR-FT-WAS-P-S | 1
THR-GQ-ADM | 1
THR-GQ-DIG | 1
THR-GQ-DIS | 1
THR-GQ-ER | 1
THR-GQ-FPW | 1
THR-GQ-HPBB | 1
THR-GQ-OCS | 1
THR-GQ-PLT | 1
THR-GQ-THK | 1
THR-GRIT-BLDG | 1
THR-GRK-GQ-WA1 | 1
THR-GRK-GQ-WA2 | 1
THR-GRK-GQ-WA3 | 1
THR-GRK-GQ-WA4 | 1
THR-GRK-PRTY-WA1 | 1
THR-GRK-PRTY-WA2 | 1
THR-GRK-PRTY-WA3 | 2
THR-GRK-PRTY-WA4 | 1
THR-HVAC-ACB | 1
THR-HVAC-CB | 1
THR-HVAC-HPBB | 2
THR-HVAC-WS | 2
THR-ITM | 1
THR-JHSC-AER | 1
THR-JHSC-DIG | 1
THR-JHSC-DMCC | 1
THR-JHSC-EMMCC | 1
THR-JHSC-EPS | 1
THR-JHSC-EPSMCC | 1
THR-JHSC-GRITMCC | 1
THR-JHSC-HWT | 1
THR-JHSC-NFST | 1
THR-JHSC-NPRM | 1
THR-JHSC-NSS | 1
THR-JHSC-OCSS | 2
THR-JHSC-WA1 | 1
THR-JHSC-WA2 | 1
THR-JHSC-WA3 | 1
THR-JHSC-WA4 | 1
THR-JHSC-WSS | 1
THR-LD-WA1 | 2
THR-LD-WA2 | 2
THR-LD-WA3 | 1
THR-LD-WA4 | 2
THR-MCS-MT | 1
THR-MCS-MT-0520 | 1
THR-MCS-MT1-WA2 | 1
THR-MCS-MT2-WA2 | 1
THR-MIXING-BLDG | 1
THR-MT-WA3 | 1
THR-MT-WA4 | 3
THR-NGS-CG | 2
THR-OCS | 2
THR-OCS-BIOFILTER | 1
THR-OCS-BIOFILTER NORTH | 1
THR-OCS-BIOFILTER SOUTH | 1
THR-OCS-BL | 1
THR-OCS-C | 2
THR-OCS-HH | 1
THR-OCS-NEW | 2
THR-OCS-OZ | 1
THR-OCS-P | 1
THR-OCS-SB | 1
THR-OCS-T | 1
THR-ODOUR-CTL-BLDG | 1
THR-OFFICE | 1
THR-PCS-MAINSUB | 1
THR-PIP-WA3 | 2
THR-PIP-WA4 | 2
THR-PLQ-ADM | 2
THR-PLQ-DIG | 1
THR-PLQ-DIS | 1
THR-PLQ-ER | 1
THR-PLQ-FPW | 1
THR-PLQ-HPBB | 1
THR-PLQ-OCS | 1
THR-PLQ-PLT | 1
THR-PLQ-PRM | 1
THR-PLQ-THK | 1
THR-PLQ-WA1 | 1
THR-PLQ-WA2 | 1
THR-PLQ-WA3 | 1
THR-PLQ-WA4 | 1
THR-PLT | 1
THR-PLT-BL-GRIT | 1
THR-PLT-DRN | 1
THR-PLT-GRIT-G | 1
THR-PLT-GRIT-P | 1
THR-PLT-GRIT-P-HH | 1
THR-PLT-HH | 1
THR-PLT-P | 2
THR-PLT-RPU | 1
THR-PLT-SC | 1
THR-PLT-T | 1
THR-PLT-T-HH | 1
THR-PLT-VX-P | 1
THR-PRM | 1
THR-PRM-BH | 1
THR-PRM-DRN | 1
THR-PRM-HW | 1
THR-PRM-NORTH | 1
THR-PRM-NPSS | 1
THR-PRM-P | 2
THR-PRM-RPU | 1
THR-PRM-SCP | 2
THR-PRM-SCP-N | 2
THR-PRM-SCP-S | 2
THR-PRM-SCUM-T | 2
THR-PRM-SLP-N | 1
THR-PRM-SLP-S | 1
THR-PRM-SLP-TEMP | 1
THR-PRM-SOUTH | 1
THR-PRM-STA-1 | 1
THR-PRM-STA-2 | 1
THR-PRM-STA-3 | 1
THR-PRM-T | 2
THR-PRM-T-N | 2
THR-PRM-T-S | 2
THR-PRS | 1
THR-PRS-DRN | 1
THR-PRS-F | 1
THR-PRS-P | 1
THR-PRS-T | 1
THR-PWA | 1
THR-SES-EL-EPS | 2
THR-SES-LD | 1
THR-SES-LD-RWD | 1
THR-SES-SQ-WA1 | 1
THR-SES-SQ-WA2 | 1
THR-SES-SQ-WA4 | 1
THR-SES-WA1 | 1
THR-SES-WA2 | 1
THR-SES-WA3 | 1
THR-SES-WA4 | 1
THR-SPC | 2
THR-SPC1 | 2
THR-STORE | 1
THR-THK | 1
THR-THK-GRK1 | 2
THR-THK-P-CENT | 1
THR-THK-P-CF | 1
THR-THK-P-MTI | 1
THR-THK-POL | 1
THR-THK-P-SUMP | 1
THR-THK-P-TWAS | 1
THR-THK-RPU | 1
THR-THK-SB | 1
THR-THK-T | 1
THR-WA1-CI | 1
THR-WA2-CI | 1
THR-WA3-CI | 1
THR-WA4-CI | 1
TNT | 1
TNT WORK AREA 9 | 1
TNT-ACC | 1
TNT-ACC-AC | 1
TNT-ACC-AHU | 1
TNT-ACC-BLR | 1
TNT-ACC-HTR | 1
TNT-ACC-HW | 1
TNT-ACC-HW-HEADER | 1
TNT-ACC-OIL | 1
TNT-ACC-PROP | 1
TNT-ADMIN-BLDG | 1
TNT-AER | 1
TNT-AER-BLOW | 1
TNT-AER-ML-CHNL | 1
TNT-BFP | 1
TNT-CSO | 1
TNT-CSO-LAB | 1
TNT-CW | 1
TNT-CW-FEQ | 1
TNT-DCL | 1
TNT-DECOM | 1
TNT-DIG | 1
TNT-DIG-BL-5100 | 1
TNT-DIG-BL-5200 | 1
TNT-DIG-DS | 1
TNT-DIG-GAS | 1
TNT-DIG-GAS-MON | 1
TNT-DIG-OFLOW | 1
TNT-DIG-PD | 1
TNT-DIG-PRS | 1
TNT-DIG-SD | 1
TNT-DIS | 1
TNT-ELS | 1
TNT-ELS-LTX-0001 | 1
TNT-EUS | 1
TNT-FT | 1
TNT-FT-ML-CHNL | 1
TNT-FT-SUMP | 1
TNT-GAS | 1
TNT-GRK-FSTAID | 1
TNT-GRK-PRTY-1000 | 1
TNT-ITM | 1
TNT-MCS | 1
TNT-MCS-LD | 1
TNT-MCS-SHOP | 1
TNT-OF | 1
TNT-OFFICE | 1
TNT-PLT | 1
TNT-PRM | 1
TNT-PRS | 1
TNT-PWA | 1
TNT-SES-SPILL | 1
TNT-SES-SQ-1000 | 1
TNT-STORE | 1
TNT-STR | 1
TNT-STR-SLUDGE | 1
TNT-WA9-LD-1000? | 2
TNT-WA9-SPARES | 1
TRK-AGL | 1
TRK-COM | 1
TRK-COM-DON | 1
TRK-COM-HMR | 1
TRK-COM-NTO | 1
TRK-DIS | 1
TRK-DON | 1
TRK-HCK | 1
TRK-HMR | 1
TRK-LVW | 1
TRK-NTO | 1
TRK-SAN | 1
TRK-SAN-DON | 1
TRK-SAN-HCK | 1
TRK-SAN-HMR | 1
TRK-SAN-LVW | 1
TRK-SAN-NTO | 1
TRK-STM | 1
TRK-STM-DON | 1
TRK-STM-HMR | 1
TRK-STM-NTO | 1
TUNNEL SUBSTATION | 1
TUNNEL SUBSTN_FNCE COMP | 1
TW | 1
TW SECURITY | 1
UE2610 | 1
UF2001 | 1
UF2002 | 1
UF2003 | 1
WIM | 1
WIRELESS | 1
WMP COMMUNICATION | 1
WT&S | 1
WTR | 1
WTR ADMIN | 1
WTR COMMUNICATIONS | 2
WTR EUS SERVER ROOM | 1
WTR OIT | 2
WTR PLC | 2
WTR SCADA CLIENTS | 2
WTR SCADA SERVERS | 2
WTR SCADA SUPPORT | 2
WTR-CENTRAL-REV | 2
WTR-CENTRAL-SES | 1
WTR-DECOM | 1
WTR-EAST | 1
WTR-EAST-PS | 1
WTR-EAST-RES | 1
WTR-EAST-REV | 1
WTR-EAST-SES | 1
WTR-EAST-SYP | 1
WTR-EAST-TNK | 1
WTR-EUS | 1
WTR-ITM | 1
WTR-LWA | 1
WTR-LWA-ANL | 1
WTR-MT1 | 1
WTR-MT3 | 1
WTR-OWR-OFFICE | 1
WTR-PAH-AMT | 1
WTR-PAH-AUX | 1
WTR-PAH-CW | 1
WTR-PAH-ELS | 1
WTR-PAH-P | 1
WTR-PAH-TRW | 1
WTR-PBV-TRW | 1
WTR-PDS-AUX | 2
WTR-PDS-ELS | 2
WTR-PDS-P | 2
WTR-PDS-TRW | 2
WTR-PEG-ACC | 1
WTR-PEG-AMT | 1
WTR-PEG-AUX | 1
WTR-PEG-CW | 1
WTR-PEG-ELS | 1
WTR-PEG-P | 1
WTR-PEG-TRW | 1
WTR-PEL-ACC | 1
WTR-PEL-AMT | 1
WTR-PEL-AUX | 1
WTR-PEL-CW | 1
WTR-PEL-ELS | 1
WTR-PEL-P | 1
WTR-PEL-TRW | 1
WTR-PHL OFFICE | 1
WTR-PHL-ACC | 1
WTR-PHL-AMT | 1
WTR-PHL-AUX | 1
WTR-PHL-CW | 1
WTR-PHL-ELS | 1
WTR-PHL-OFFICE | 2
WTR-PHL-P | 1
WTR-PHL-TRW | 1
WTR-PJO-ACC | 1
WTR-PJO-AMT | 1
WTR-PJO-AUX | 1
WTR-PJO-CW | 1
WTR-PJO-ELS | 1
WTR-PJO-P | 1
WTR-PJO-TRW | 1
WTR-PJS OFFICE | 1
WTR-PJS-ACC | 1
WTR-PJS-AMT | 1
WTR-PJS-AUX | 1
WTR-PJS-CW | 1
WTR-PJS-ELS | 1
WTR-PJS-ENW | 1
WTR-PJS-OFFICE | 1
WTR-PJS-P | 1
WTR-PJS-TRW | 1
WTR-PKL-ACC | 1
WTR-PKL-AMT | 1
WTR-PKL-AUX | 1
WTR-PKL-CW | 1
WTR-PKL-ELS | 1
WTR-PKL-OFFICE | 1
WTR-PKL-P | 1
WTR-PKL-TRW | 1
WTR-PKN-ACC | 1
WTR-PKN-AMT | 1
WTR-PKN-AUX | 1
WTR-PKN-CW | 1
WTR-PKN-ELS | 1
WTR-PKN-P | 1
WTR-PKN-TRW | 1
WTR-PLW-ACC | 1
WTR-PLW-AMT | 1
WTR-PLW-AUX | 1
WTR-PLW-CW | 1
WTR-PLW-ELS | 1
WTR-PLW-OFFICE | 2
WTR-PLW-P | 1
WTR-PLW-PPE | 1
WTR-PLW-TRW | 1
WTR-PMI-AMT | 1
WTR-PMI-AUX | 1
WTR-PMI-CW | 1
WTR-PMI-ELS | 1
WTR-PMI-P | 1
WTR-PMI-TRW | 1
WTR-PPD-AMT | 1
WTR-PPD-AUX | 1
WTR-PPD-CW | 1
WTR-PPD-ELS | 1
WTR-PPD-P | 1
WTR-PPD-TRW | 1
WTR-PRH-AMT | 1
WTR-PRH-AUX | 1
WTR-PRH-CW | 1
WTR-PRH-ELS | 1
WTR-PRH-P | 1
WTR-PRH-TRW | 1
WTR-PRV-ACC | 1
WTR-PRV-AUX | 1
WTR-PRV-CW | 1
WTR-PRV-ELS | 1
WTR-PRV-P | 1
WTR-PRV-TRW | 1
WTR-PSA-ACC | 1
WTR-PSA-AMT | 1
WTR-PSA-AUX | 1
WTR-PSA-CW | 1
WTR-PSA-ELS | 1
WTR-PSA-P | 1
WTR-PSA-TRW | 1
WTR-PSC-AMT | 1
WTR-PSC-AUX | 1
WTR-PSC-CW | 1
WTR-PSC-ELS | 1
WTR-PSC-MEQ-0003 | 1
WTR-PSC-P | 1
WTR-PSC-TRW | 1
WTR-PTH-AMT | 1
WTR-PTH-AUX | 1
WTR-PTH-CW | 1
WTR-PTH-ELS | 1
WTR-PTH-P | 1
WTR-PTH-TRW | 1
WTR-PWT-ACC | 1
WTR-PWT-AMT | 1
WTR-PWT-AUX | 1
WTR-PWT-CW | 1
WTR-PWT-ELS | 1
WTR-PWT-P | 1
WTR-PWT-TRW | 1
WTR-RBV-AMT | 1
WTR-RBV-AUX | 1
WTR-RBV-CW | 1
WTR-RBV-ELS | 1
WTR-RBV-TRW | 1
WTR-RDF-AMT | 1
WTR-RDF-AUX | 1
WTR-RDF-CW | 1
WTR-RDF-ELS | 1
WTR-RDF-TRW | 1
WTR-REB | 1
WTR-REG-AMT | 1
WTR-REG-AUX | 1
WTR-REG-CW | 1
WTR-REG-ELS | 1
WTR-REG-TRW | 1
WTR-REL-AMT | 1
WTR-REL-AUX | 1
WTR-REL-CW | 1
WTR-REL-ELS | 1
WTR-REL-TRW | 1
WTR-RKL-AMT | 1
WTR-RKL-AUX | 1
WTR-RKL-CW | 1
WTR-RKL-ELS | 1
WTR-RKL-TRW | 1
WTR-RLL | 2
WTR-RLL-AMT | 1
WTR-RLL-AUX | 1
WTR-RLL-ELS | 1
WTR-RLL-TRW | 1
WTR-RLW-AMT | 1
WTR-RLW-AUX | 1
WTR-RLW-CW | 1
WTR-RLW-ELS | 1
WTR-RLW-TRW | 1
WTR-RMA-ELS | 1
WTR-RMA-TRW | 1
WTR-RMI | 1
WTR-RMI-AMT | 1
WTR-RMI-AUX | 1
WTR-RMI-CW | 1
WTR-RMI-ELS | 1
WTR-RMI-TRW | 1
WTR-RMT-ELS | 1
WTR-RMT-TRW | 1
WTR-RRG-AMT | 1
WTR-RRG-AUX | 1
WTR-RRG-CW | 1
WTR-RRG-ELS | 1
WTR-RRG-TRW | 1
WTR-RRH | 2
WTR-RRH-AMT | 1
WTR-RRH-AUX | 1
WTR-RRH-CW | 1
WTR-RRH-ELS | 1
WTR-RRH-TRW | 1
WTR-RRV-AMT | 1
WTR-RRV-AUX | 1
WTR-RRV-CW | 1
WTR-RRV-ELS | 1
WTR-RRV-TRW | 1
WTR-RST-AMT | 1
WTR-RST-AUX | 1
WTR-RST-CW | 1
WTR-RST-ELS | 1
WTR-RST-TRW | 1
WTR-RWA-ACC | 1
WTR-RWA-AMT | 1
WTR-RWA-AUX | 1
WTR-RWA-CW | 1
WTR-RWA-ELS | 1
WTR-RWA-TRW | 1
WTR-RWBS | 1
WTR-RWL | 1
WTR-RWL-AMT | 1
WTR-RWL-AUX | 1
WTR-RWL-CW | 1
WTR-RWL-ELS | 1
WTR-RWL-TRW | 1
WTR-SCA-OFFICE | 1
WTR-SCT | 1
WTR-SCT-ANL | 1
WTR-SCT-SYP | 1
WTR-SPC | 2
WTR-SPC1 | 2
WTR-STORE | 1
WTR-WA1 | 2
WTR-WA3 | 2
WTR-WEST | 1
WTR-WEST-ANL | 1
WTR-WEST-PS | 1
WTR-WEST-RES | 1
WTR-WEST-REV | 1
WTR-WEST-SES | 1
WTR-WEST-SYP | 1
WTR-WEST-TNK | 1
WTR-WORK AREA 1 | 1
WTR-WORK AREA 3 | 1
WWT | 1
YCH-ADMIN-BLDG | 1
YCH-OFFICE | 1
YCM-TL-BCU-01 | 1
YCM-TL-C-0001 | 2
YCM-TL-CG-01 | 1
YCM-TL-CMS-01 | 1
YCM-TL-CSA-01 | 1
YCM-TL-CSA-02 | 1
YCM-TL-GRI-01 | 1
YCM-TL-QCSA-01 | 1
YCM-TL-QCSA-02 | 1
YCM-TL-SAZ-01 | 1
YCM-TL-SGEN-01 | 1
YCM-TL-SL-01 | 1
YCM-TL-SL-02 | 1
YCM-TL-TSA-01 | 1
YCS | 1
YCS EUS SERVER ROOM | 1
YCS-ADMIN BLDG | 1
YCS-ADMIN-BLDG | 1
YCS-CHEM-LAB | 1
YCS-DECOM | 1
YCS-EUS | 1
YCS-ITM | 1
YCS-OFFICE | 1
YCS-SPC | 1
YCS-STORE | 1
YDA | 1
YDA EUS SERVER ROOM | 1
YDA-ADMIN-BLDG | 1
YDA-DECOM | 1
YDA-EUS | 1
YDA-ITM | 1
YDA-IWC-OFFICE | 1
YDA-LAB-OFFICE | 1
YDA-STORE | 1
YME | 1
YMH | 1
YMH-18TH-OFFICE | 1
YMH-19TH-OFFICE | 1
YMH-21ST-OFFICE | 1
YMH-ADMIN-BLDG | 1
YMH-DECOM | 1
YMH-EUS | 1
YMH-ITM | 1
YMH-STORE | 1
YQQ-ADMIN-BLDG | 1
YQQ-OFFICE | 1
YTF | 2
YTF BLDG-A OFFICE | 1
YTF BLDG-B EOC | 1
YTF BLDG-B OFFICE | 1
YTF BLDG-C OFFICE | 2
YTF COMMUNUCATION | 1
YTF DECOM | 2
YTF EUS | 2
YTF EUS SERVER ROOM | 1
YTF PLC | 1
YTF SPC | 2
YTF SPC SERVER ROOM | 1
YTF-A BLDG | 2
YTF-A-BLDG | 1
YTF-ACC | 1
YTF-ACC-MEQ-0001 | 1
YTF-ACC-P-0001 | 1
YTF-ACC-P-0002 | 1
YTF-B-BLDG | 1
YTF-BLDG | 1
YTF-C-BLDG | 1
YTF-CW | 1
YTF-CW-T-0005 | 1
YTF-CW-T-0006 | 1
YTF-DECOM | 1
YTF-ELS | 1
YTF-ELS-LTG-1000 | 1
YTF-ELS-LTG-3000 | 1
YTF-ELS-LTX-1000 | 1
YTF-GRK | 1
YTF-GRK-PRTY-1000 | 1
YTF-GRK-SQ-1000 | 1
YTF-ITM | 1
YTF-NGS | 1
YTF-SES | 1
YTF-SES-FEQ | 1
YTF-SES-FEQ-1000 | 1
YTF-SES-FEQ-2000 | 1
YTF-SPC1 | 2
YTF-SS | 1
YTF-SS-SCAM-1000 | 1
YTF-STORE | 1
YTF-VSTORE | 1
x | 6433
45459 | 2
50622 | 1
50629 | 1
50643 | 1
52863 | 1
52874 | 2
66816 | 2
67718 | 2
133435 | 2
190849 | 2
206442 | 2
254272 | 2
254924 | 2
327049 | 2
384785 | 2
384790 | 2
461842 | 2
470110 | 2
535058 | 2
535079 | 2
661758 | 2
685042 | 2
703950 | 2
705758 | 2
756606 | 2
858167 | 2
884338 | 2
884341 | 2
957437 | 2
959553 | 2
994915 | 2
1211267 | 2
105385? | 2
243350S | 2
34745S | 2
418982S | 2
44141? | 2
542500S | 2
62345S | 2
63227S | 2
63228S | 2
63230S | 2
709012S | 2
709021S | 2
738886S | 2
881948S | 2
897662S | 2
897712S | 2
897723S | 2
897726S | 2
943135S | 2
98605E | 2
CH 146 APT FQ | 1
COL-120-LIT-0702S | 2
COL-120-LIT-0703S | 2
COL-BCV-FA-0001S | 3
COL-BDC-FA-0001S | 3
COL-BEB-FA-0001S | 3
COL-PBF-FEQ-0001S | 2
COL-PBF-P-0001 | 2
COL-PBG-FA-0001S | 3
COL-PBG-FEQ-0001S | 3
COL-PBP-FEQ-0001S | 3
COL-PBR-FEQ-0001S | 3
COL-PBR-P-0100 | 1
COL-PBY-FEQ-0001S | 3
COL-PCF-FA-0001AS | 3
COL-PCF-FA-0001S | 3
COL-PCF-FA-0002AS | 3
COL-PCF-FA-0002S | 3
COL-PCF-FEQ-0001S | 3
COL-PCP-BFP-0002 | 2
COL-PCP-CH-0002 | 1
COL-PCP-FEQ-0001S | 3
COL-PCU-CP-0002 | 3
COL-PCU-CP-0003 | 3
COL-PCU-CP-0004 | 3
COL-PCU-CP-0005 | 3
COL-PCU-CP-0006 | 3
COL-PCU-CP-0007 | 3
COL-PCU-DM-0001 | 3
COL-PCU-DM-0002 | 3
COL-PCU-DR-5332 | 3
COL-PCU-FA-5331S | 4
COL-PCU-FE-5331 | 3
COL-PCU-FEQ-0001S | 4
COL-PCU-FEQ-0002S | 4
COL-PCU-FEQ-0003S | 4
COL-PCU-FEQ-0004S | 4
COL-PCU-FEQ-0005 | 3
COL-PCU-FIT-5003 | 3
COL-PCU-FIT-5118 | 3
COL-PCU-FIT-5138 | 3
COL-PCU-FIT-5158 | 3
COL-PCU-FSL-5113 | 3
COL-PCU-FSL-5133 | 3
COL-PCU-FSL-5153 | 3
COL-PCU-GDR-5100 | 3
COL-PCU-GEN-5200 | 3
COL-PCU-HS-5335 | 3
COL-PCU-HTR-0003 | 3
COL-PCU-JSL-5336 | 3
COL-PCU-JSL-5337 | 3
COL-PCU-LIT-0101 | 3
COL-PCU-LIT-0201 | 3
COL-PCU-LSH-0102 | 3
COL-PCU-LSH-0202 | 3
COL-PCU-LSH-5004 | 3
COL-PCU-LSH-5005 | 3
COL-PCU-LSH-5006 | 3
COL-PCU-LSH-5334 | 3
COL-PCU-LSL-0103 | 3
COL-PCU-LSL-0203 | 3
COL-PCU-LSL-5201 | 3
COL-PCU-LSLL-5201 | 3
COL-PCU-MCC-0001 | 3
COL-PCU-MCC-0002 | 3
COL-PCU-MISC | 2
COL-PCU-P-5110 | 2
COL-PCU-P-5130 | 2
COL-PCU-P-5150 | 2
COL-PCU-PSL-5183 | 3
COL-PCU-RPU-0102 | 3
COL-PCU-SS-5300 | 3
COL-PCU-SS-5332 | 3
COL-PCU-SS-5333 | 3
COL-PCU-SUSPENDED | 1
COL-PCU-TR-001 | 3
COL-PCU-TSH-5110 | 3
COL-PCU-TSH-5130 | 3
COL-PCU-TSH-5150 | 3
COL-PCU-TSH-5301 | 3
COL-PCU-TSL-5302 | 3
COL-PDA-FEQ-0001S | 2
COL-PEV-FA-0001S | 3
COL-PEV-FEQ-0001S | 3
COL-PEV-GC-0001 | 3
COL-PEV-P-0001 | 3
COL-PGB-FEQ-0001S | 3
COL-PGR-FEQ-0001S | 2
COL-PHB-FEQ-0002S | 3
COL-PHB-SUSPENDED | 1
COL-PHF-FEQ-0001S | 3
COL-PHP-FA-0001S | 3
COL-PHP-FEQ-0001S | 3
COL-PHP-P-0001 | 3
COL-PHP-P-0002 | 2
COL-PIR-FEQ-0001S | 2
COL-PKG-FA-0001S | 3
COL-PKG-FEQ-0001S | 3
COL-PKG-FEQ-0002S | 3
COL-PKP-FA-0002S | 3
COL-PKP-FEQ-0001S | 3
COL-PKP-FEQ-0002S | 3
COL-PKP-P-0001 | 2
COL-PKS-P-0001 | 3
COL-PLB-FA-0001S | 3
COL-PLB-FEQ-0001S | 3
COL-PLB-FEQ-0002S | 3
COL-PLB-FEQ-0003S | 2
COL-PLB-FEQ-0004S | 2
COL-PLB-P-0002 | 4
COL-PLB-P-0121B | 2
COL-PLB-SUSPENDED | 1
COL-PLV-FEQ-0001S | 3
COL-PLV-P-0001 | 2
COL-PMD-P-0001 | 2
COL-PMM-FEQ-0001S | 3
COL-PMM-FEQ-0002S | 3
COL-PMM-P-0001 | 2
COL-PMP-FEQ-0001S | 2
COL-PMT-FEQ-0001S | 2
COL-PMY-FA-0001S | 3
COL-PMY-FA-0002S | 3
COL-PMY-FA-0003S | 3
COL-PMY-FA-0004S | 3
COL-PMY-FA-0005S | 3
COL-PMY-FEQ-0001S | 3
COL-PMY-FEQ-0002S | 3
COL-PMY-FEQ-0003S | 3
COL-PMY-FEQ-0004S | 3
COL-PMY-FEQ-0005S | 3
COL-PMY-FEQ-0006S | 3
COL-PMY-LTG-0001S | 3
COL-PMY-LTG-0002S | 3
COL-PNT-FEQ-0001S | 3
COL-PNT-FEQ-0002S | 3
COL-PNT-FEQ-0003S | 3
COL-PNT-FEQ-0004S | 2
COL-POM-FA-0001S | 3
COL-POM-FEQ-0001S | 3
COL-POM-FEQ-0002S | 3
COL-POM-P-0001 | 1
COL-PPU-FEQ-0001S | 2
COL-PQW-FEQ-0001S | 3
COL-PQW-P-0001 | 2
COL-PRD-CH-0003 | 1
COL-PRD-CH-0004 | 1
COL-PRD-CH-0005 | 1
COL-PRD-CH-0006 | 1
COL-PRD-CH-0007 | 1
COL-PRD-CH-0008 | 1
COL-PRD-CH-0009 | 1
COL-PRD-CH-0010 | 1
COL-PRD-CH-0011 | 1
COL-PRD-CH-0012 | 1
COL-PRD-FEQ-0001S | 3
COL-PRD-P-0001 | 2
COL-PRG-FEQ-0001S | 2
COL-PRR-FA-0001S | 3
COL-PRR-FEQ-0001S | 3
COL-PRR-P-0001 | 2
COL-PRX-FA-0001S | 3
COL-PRX-FEQ-0001S | 2
COL-PRX-FEQ-0002S | 3
COL-PSB-FEQ-0001S | 3
COL-PSD-FA-0001S | 3
COL-PSD-FEQ-0001S | 3
COL-PSD-FEQ-0002S | 3
COL-PSD-P-0001 | 3
COL-PSD-P-0002 | 2
COL-PSK-FA-0001S | 4
COL-PSK-FA-0002S | 2
COL-PSK-FEQ-0001S | 3
COL-PSK-P-0001 | 3
COL-PSL-FA-0001S | 2
COL-PSL-FEQ-0001S | 3
COL-PSM-FA-0001S | 3
COL-PSM-FEQ-0001S | 3
COL-PSM-FEQ-0002S | 3
COL-PSM-FEQ-0003S | 3
COL-PSN-MISC(S) | 1
COL-PSN-P-0100 | 1
COL-PSN-P-0200 | 1
COL-PSP-FA-0001S | 3
COL-PSP-FEQ-0001S | 3
COL-PSP-GC-0001 | 3
COL-PSP-P-0001 | 3
COL-PSS-FEQ-0001S | 3
COL-PSS-P-0001 | 3
COL-PST-FA-0001S | 3
COL-PST-FEQ-0001S | 3
COL-PST-FEQ-0002S | 3
COL-PST-P-0001 | 3
COL-PST-P-0002 | 2
COL-PSU-FA-0001S | 3
COL-PSU-FEQ-0001S | 3
COL-PSU-FEQ-0002S | 3
COL-PSU-P-0001 | 3
COL-PSU-P-0300 | 1
COL-PSW-FEQ-0001S | 3
COL-PSW-FEQ-0002S | 2
COL-PSW-P-0001 | 2
COL-PTD-FEQ-0001S | 3
COL-PTS-P-0100 | 1
COL-PTS-P-0100(S) | 3
COL-PTS-P-0200 | 1
COL-PTS-P-0200(S) | 3
COL-PVM-FA-0001S | 3
COL-PVM-FA-0002S | 3
COL-PVM-FEQ-0001S | 3
COL-PVM-P-0001 | 2
COL-PWC-FEQ-0001S | 3
COL-PWH-FEQ-0001S | 3
COL-PWN-FA-0001S | 3
COL-PWN-FEQ-0001S | 3
COL-PWN-P-0001 | 2
COL-PWP-FEQ-0001S | 2
COL-PWR-CB-0002 | 3
COL-PWR-CP-0001S | 3
COL-PWR-FA-5731 | 2
COL-PWR-FEQ-0001S | 4
COL-PWR-FEQ-0002S | 4
COL-PWR-FEQ-0003S | 4
COL-PWR-FEQ-0004S | 4
COL-PWR-FEQ-0005S | 3
COL-PWR-FIT-5403 | 2
COL-PWR-FIT-5558 | 2
COL-PWR-FN-0001S | 3
COL-PWR-FN-0003 | 3
COL-PWR-FN-0004 | 3
COL-PWR-GDR-5500 | 3
COL-PWR-HS-5735 | 2
COL-PWR-LIT-0301 | 3
COL-PWR-LIT-0401 | 2
COL-PWR-LSH-0302 | 3
COL-PWR-LSH-0402 | 3
COL-PWR-LSH-5404 | 3
COL-PWR-LSH-5405 | 3
COL-PWR-LSH-5406 | 3
COL-PWR-LSH-5734 | 2
COL-PWR-LSL-0005 | 3
COL-PWR-LSL-0303 | 3
COL-PWR-LSL-0403 | 3
COL-PWR-MCC-0001 | 3
COL-PWR-MISC | 2
COL-PWR-P-5510 | 2
COL-PWR-P-5530 | 2
COL-PWR-P-5550 | 2
COL-PWR-SUSPENDED | 1
COL-PWR-T-0002 | 3
COL-RBB-FA-0001S | 3
COL-RBB-FEQ-0001S | 3
COL-RBB-FEQ-0002S | 3
COL-RBB-FEQ-0003S | 3
COL-RBC-FEQ-0001S | 3
COL-RBC-FIT-0001S | 3
COL-RBC-LIT-0001S | 3
COL-RBC-LIT-0301S | 3
COL-RBG-FEQ-0001S | 3
COL-SKW-FEQ-0001S | 3
COL-SKW-P-0001 | 2
COL-SMC-FEQ-0001S | 3
COL-SMC-FEQ-0002S | 3
COL-SMC-P-0001 | 2
COL-SMC-P-0002 | 2
COL-SUSPENDED ENTITY | 1
COL-W-OBSOLETE | 1
COL-YKP-FEQ-0002S | 3
COL-YKP-FEQ-0003S | 3
COL-YKP-FEQ-0005S | 3
COL-YKP-FEQ-0006S | 3
COL-YKP-FEQ-0007S | 3
COL-YKP-FEQ-0008S | 3
COL-YKP-FEQ-0009S | 3
COL-YKP-FEQ-0010S | 3
COL-YKP-FEQ-0012S | 3
COL-YKP-FEQ-0013S | 3
COL-YKP-FEQ-0014S | 3
COL-YKP-FEQ-0015S | 3
COL-YKP-FEQ-0016S | 3
COL-YKP-FEQ-0017S | 3
COL-YKP-FEQ-0018S | 3
COL-YKP-FEQ-0019(S) | 3
COL-YKP-FEQ-0020S | 3
COL-YKP-FEQ-0023S | 3
COL-YKP-FEQ-0024S | 3
COL-YKP-FEQ-0025S | 3
COL-YKP-FEQ-0028S | 3
COL-YKP-FEQ-0032S | 3
COL-YKP-FEQ-0033S | 3
COL-YKP-FEQ-067026S | 3
CU2002 | 1
ELQ1854 | 2
F45459 | 2
F797981 | 2
FCL-ACC-AHU-0901-SUS | 2
FCL-ACC-AHU-0902-SUS | 2
FCL-ACC-AHU-0903-SUS | 2
FCL-ACC-AHU-0904-SUS | 2
FCL-ACC-AHU-0905-SUS | 2
FCL-ACC-AHU-0906-SUS | 2
FCL-ACC-AHU-0907-SUS | 2
FCL-ALM-FS-0101 | 1
FCL-ALM-FS-0201 | 1
FCL-ALM-FS-0301 | 1
FCL-ALM-FS-0401 | 1
FCL-AM-SCRUBBER | 1
FCL-CL-SCRUBBER | 1
FCL-DEW-P-0002-SUS | 2
FCL-DEW-P-0003-SUS | 2
FCL-DEW-P-0004-SUS | 2
FCL-DEW-P-0005-SUS | 2
FCL-DEW-P-0101A(S) | 2
FCL-DEW-P-0101B(S) | 2
FCL-DEW-P-0301A(S) | 2
FCL-DEW-P-0301B(S) | 2
FCL-DEW-P-0401A(S) | 3
FCL-DEW-P-0401B(S) | 3
FCL-DEW-P-0401-SUS | 2
FCL-DEW-P-0501A(S) | 2
FCL-DEW-P-0501B(S) | 2
FCL-ELS-JIT-0101-SUS | 2
FCL-ELS-JIT-0102-SUS | 2
FCL-ELS-JIT-0103-SUS | 2
FCL-ELS-JIT-0104-SUS | 2
FCL-ELS-JIT-0105-SUS | 2
FCL-ELS-JIT-0106-SUS | 2
FCL-ELS-JIT-0107-SUS | 2
FCL-ELS-JIT-0108-SUS | 2
FCL-ELS-JIT-0109-SUS | 2
FCL-ELS-JIT-0110-SUS | 2
FCL-ELS-JIT-0111A-SUS | 2
FCL-ELS-JIT-0111-SUS | 2
FCL-ELS-JIT-0112-SUS | 2
FCL-ELS-JIT-0113-SUS | 2
FCL-ELS-JIT-0114-SUS | 2
FCL-ELS-JRT-0101-SUS | 2
FCL-ELS-JRT-0102-SUS | 2
FCL-ELS-JRT-0103-SUS | 2
FCL-ELS-JRT-0104-SUS | 2
FCL-ELS-JRT-0105-SUS | 2
FCL-ELS-JRT-0106-SUS | 2
FCL-ELS-JRT-0201-SUS | 2
FCL-ELS-JRT-0202-SUS | 2
FCL-ELS-JRT-0203-SUS | 2
FCL-ELS-JRT-0301-SUS | 2
FCL-ELS-JRT-0302-SUS | 2
FCL-ELS-JRT-0303-SUS | 2
FCL-ELS-JRT-0304-SUS | 2
FCL-ELS-JRT-0305-SUS | 2
FCL-ELS-JRT-0401-SUS | 2
FCL-ELS-LTG | 1
FCL-ELS-LTX | 1
FCL-FEQ-FEQ-0001-SUS | 3
FCL-FEQ-FEQ-0002-SUS | 2
FCL-FEQ-FEQ-0003-SUS | 2
FCL-FEQ-FEQ-0004-SUS | 2
FCL-FEQ-FEQ-0005-SUS | 2
FCL-FEQ-FEQ-0006-SUS | 2
FCL-FEQ-FEQ-0007-SUS | 2
FCL-FEQ-FEQ-0008-SUS | 2
FCL-FEQ-FEQ-0009-SUS | 2
FCL-FEQ-FEQ-0010-SUS | 2
FCL-FEQ-FEQ-0011-SUS | 2
FCL-FEQ-FEQ-0012-SUS | 2
FCL-FEQ-FEQ-0013-SUS | 2
FCL-FEQ-FEQ-0014-SUS | 2
FCL-FEQ-FEQ-0015-SUS | 2
FCL-FEQ-FEQ-0016-SUS | 2
FCL-FEQ-FEQ-0017-SUS | 2
FCL-FEQ-FEQ-0018-SUS | 2
FCL-FEQ-FEQ-0019-SUS | 2
FCL-FEQ-FEQ-0020-SUS | 2
FCL-FEQ-FEQ-0021-SUS | 2
FCL-FEQ-FEQ-0022-SUS | 2
FCL-FEQ-FEQ-0023-SUS | 2
FCL-FEQ-FEQ-0024-SUS | 2
FCL-FEQ-FEQ-0025-SUS | 2
FCL-FEQ-FEQ-0026-SUS | 2
FCL-FEQ-FEQ-0027-SUS | 2
FCL-FEQ-FEQ-0028-SUS | 2
FCL-FEQ-FEQ-0029-SUS | 2
FCL-FEQ-FEQ-0030-SUS | 2
FCL-FEQ-FEQ-0031-SUS | 2
FCL-FEQ-FEQ-0032-SUS | 2
FCL-FEQ-FEQ-0033-SUS | 2
FCL-FEQ-FEQ-0034-SUS | 2
FCL-FEQ-FEQ-0035-SUS | 2
FCL-FEQ-FEQ-0036-SUS | 2
FCL-FEQ-FEQ-0037-SUS | 2
FCL-FEQ-FEQ-0038-SUS | 2
FCL-FEQ-FEQ-0039-SUS | 2
FCL-FEQ-FEQ-0040-SUS | 2
FCL-FEQ-FEQ-0041-SUS | 2
FCL-FEQ-FEQ-0042-SUS | 2
FCL-FEQ-FEQ-0043-SUS | 2
FCL-FEQ-FEQ-0044-SUS | 2
FCL-FEQ-FEQ-0045-SUS | 2
FCL-FEQ-FEQ-0046-SUS | 2
FCL-FEQ-FEQ-0047-SUS | 2
FCL-FEQ-FEQ-0048-SUS | 2
FCL-FEQ-FEQ-0049-SUS | 2
FCL-FEQ-FEQ-0050-SUS | 2
FCL-FEQ-FEQ-0051-SUS | 2
FCL-FEQ-FEQ-0052-SUS | 2
FCL-FEQ-FEQ-0053-SUS | 2
FCL-FEQ-FEQ-0054-SUS | 2
FCL-FEQ-FEQ-0055-SUS | 2
FCL-FEQ-FEQ-0056-SUS | 2
FCL-FEQ-FEQ-0057-SUS | 2
FCL-FEQ-FEQ-0058-SUS | 2
FCL-FEQ-FEQ-0059-SUS | 2
FCL-FEQ-FEQ-0060-SUS | 2
FCL-FEQ-FEQ-0061-SUS | 2
FCL-FEQ-FEQ-0062-SUS | 2
FCL-FEQ-FEQ-0063-SUS | 2
FCL-FEQ-FEQ-0064-SUS | 2
FCL-FEQ-FEQ-0065-SUS | 2
FCL-FEQ-FEQ-0066-SUS | 2
FCL-FEQ-FEQ-0067-SUS | 2
FCL-FEQ-FEQ-0068-SUS | 2
FCL-FEQ-FEQ-0069-SUS | 2
FCL-FEQ-FEQ-0070-SUS | 2
FCL-FEQ-FEQ-0071-SUS | 2
FCL-FEQ-FEQ-0072-SUS | 2
FCL-FEQ-FEQ-0073-SUS | 2
FCL-FEQ-FEQ-0074-SUS | 2
FCL-FEQ-FEQ-0075-SUS | 2
FCL-FEQ-FEQ-0076-SUS | 2
FCL-FEQ-FEQ-0077-SUS | 2
FCL-FEQ-FEQ-0080-SUS | 2
FCL-FEQ-FEQ-0091-SUS | 2
FCL-FEQ-FEQ-0092-SUS | 2
FCL-FEQ-FEQ-0093-SUS | 2
FCL-FEQ-FEQ-0094-SUS | 2
FCL-FEQ-FEQ-0095-SUS | 2
FCL-FEQ-FEQ-0096-SUS | 2
FCL-FEQ-FEQ-0097-SUS | 2
FCL-FEQ-FEQ-0098-SUS | 2
FCL-FEQ-FEQ-0099-SUS | 2
FCL-FEQ-FEQ-0100-SUS | 2
FCL-FEQ-FEQ-0101-SUS | 2
FCL-FEQ-FEQ-0102-SUS | 2
FCL-FEQ-FEQ-0103-SUS | 2
FCL-FL-FS-0101-SUS | 2
FCL-FL-FS-0201-SUS | 2
FCL-FLT-P-0001-SUS | 2
FCL-FLT-P-0002-SUS | 2
FCL-FLT-P-0003-SUS | 2
FCL-OBSOLETE | 1
FCL-PWA METR-0002-SUS | 2
FCL-PWA-METR-0001(S) | 2
FCL-PWA-METR-0001S | 2
FCL-RSP-P-0100-SUS | 2
FCL-RSP-P-0200-SUS | 2
FCL-SES-1 | 1
FCL-SES-2 | 1
FCL-SES-3 | 1
FCL-SES-5 | 1
FCL-SES-5A | 1
FCL-SES-6 | 1
FCL-SES-7 | 1
FCL-SES-8 | 1
FCL-SES-ANL-00026-SUS | 1
FCL-SES-FEQ-0078-SUS | 2
FCL-SES-FEQ-0110-SUS | 2
FCL-SES-FEQ-0111-SUS | 2
FCL-SES-FEQ-0112-SUS | 2
FCL-SES-FEQ-0113-SUS | 2
FCL-SES-FEQ-0114-SUS | 2
FCL-SES-FEQ-0115-SUS | 2
FCL-SES-FEQ-0116-SUS | 2
FCL-SES-FEQ-1-SUS | 3
FCL-SES-FEQ-2-SUS | 3
FCL-SES-FEQ-SUS | 3
FCL-SES-FP-0001 | 1
FCL-SES-HYDRANT | 1
FCL-SES-LTG-0006F-SUS | 2
FCL-SES-LTG-0006G-SUS | 2
FCL-SES-LTG-0038-SUS | 2
FCL-SES-LTX-0089-SUS | 2
FCL-SES-LTX-0090-SUS | 2
FCL-SES-LTX-0091-SUS | 2
FCL-SES-LTX-0092-SUS | 2
FCL-SES-LTX-0093-SUS | 2
FCL-SES-LTX-0094-SUS | 2
FCL-SES-LTX-0095-SUS | 2
FCL-SES-LTX-0100-SUS | 2
FCL-SES-LTX-0101-SUS | 2
FCL-SES-LTX-0102-SUS | 2
FCL-SES-LTX-0103-SUS | 2
FCL-SES-LTX-0104-SUS | 2
FCL-SES-LTX-0105-SUS | 2
FCL-SES-LTX-0106-SUS | 2
FCL-SES-LTX-0107-SUS | 2
FCL-SES-LTX-0108-SUS | 2
FCL-SES-SQ-0007 | 1
FCL-SES-SQ-0008 | 1
FCL-SES-SQ-0102 | 1
FCL-SKID-FL1 | 1
FCL-SKID-FL2 | 1
FCL-SM | 1
FCL-SM-P-0101-SUS | 2
FCL-SM-P-0201-SUS | 2
FCL-SUSPENDED | 1
FCL-TRW-UPS-0002-SUS | 2
FCL-ZMC-V-0011A-SUS | 1
FE-4093 | 2
FE-45883 | 2
FE-6856S | 2
FFIS-ELS-LTG EMERG-SUS | 2
FHA-AM-P-0201-KQ | 2
FHA-AM-T-0201-KQ | 2
FHA-AM-T-0301-KQ | 2
FHA-AUX-T-0101-KQ | 2
FHA-AUX-T-0102-KQ | 2
FHA-AUX-T-0103-KQ | 2
FHA-AUX-T-0104-KQ | 2
FHA-CLA-CHL-0101-KQ | 2
FHA-CLA-CHL-0201-KQ | 2
FHA-CLA-CHL-0301-KQ | 2
FHA-CLB-CHL-0101-KQ | 2
FHA-CLB-CHL-0201-KQ | 2
FHA-CLB-P-0001A-KQ | 2
FHA-CLB-P-0001B-KQ | 2
FHA-DCL-P-0001A-KQ | 2
FHA-DCL-P-0001B-KQ | 2
FHA-DCL-P-0002A-KQ | 2
FHA-DCL-P-0002B-KQ | 2
FHA-DCL-P-0101 | 1
FHA-DCL-P-0301 | 1
FHA-DCL-SO-0101-KQ | 2
FHA-DCL-SO-0301-KQ | 2
FHA-DEW-P-1701-KQ | 2
FHA-ELS-LTG EMERG | 1
FHA-ELS-LTX EXIT | 1
FHA-FEQ-ALR-0001-SUS | 2
FHA-FEQ-ALR-0002-SUS | 2
FHA-FEQ-FEQ-0001 | 1
FHA-FEQ-FEQ-0101 | 2
FHA-FEQ-FEQ-0102 | 2
FHA-FEQ-FEQ-0103 | 2
FHA-FEQ-FEQ-0104 | 2
FHA-FEQ-FEQ-0105 | 2
FHA-FEQ-FEQ-0106 | 2
FHA-FEQ-FEQ-0107 | 2
FHA-FLT-P-4101-KQ | 2
FHA-FLT-P-4201-KQ | 2
FHA-RW-P-0801-KQ | 2
FHA-RW-P-0901-KQ | 2
FHA-RW-P-1001-KQ | 2
FHA-RW-P-1101-KQ | 2
FHA-RW-P-1201-KQ | 2
FHA-RW-P-1301-KQ | 2
FHA-RW-P-1401A-KQ | 2
FHA-RW-P-1401B-KQ | 2
FHA-RW-P-1501A-KQ | 2
FHA-RW-P-1501B-KQ | 2
FHA-RW-SC-0101-KQ | 2
FHA-SED-P-0101-KQ | 2
FHA-SED-P-0201-KQ | 2
FHA-SES-DEF | 1
FHA-SES-FE | 1
FHA-SES-FE-0001 | 2
FHA-SES-FE-0002 | 2
FHA-SES-FE-0003 | 2
FHA-SES-FE-0004 | 2
FHA-SES-FE-0005 | 2
FHA-SES-FE-0006 | 2
FHA-SES-FEQ-0001 | 2
FHA-SES-FEQ-0002 | 2
FHA-SES-FEQ-0003 | 2
FHA-SES-FEQ-0004 | 2
FHA-SES-FEQ-0005 | 2
FHA-SES-FEQ-0006 | 2
FHA-SES-FEQ-0007 | 2
FHA-SES-FEQ-0008 | 2
FHA-SES-FEQ-0009 | 2
FHA-SES-FEQ-0010 | 2
FHA-SES-FEQ-0011 | 2
FHA-SES-FEQ-0012 | 2
FHA-SES-FEQ-0013 | 2
FHA-SES-FEQ-0014 | 2
FHA-SES-FEQ-0015 | 2
FHA-SES-FEQ-0016 | 2
FHA-SES-FEQ-0017 | 2
FHA-SES-FEQ-0018 | 2
FHA-SES-FEQ-0019 | 2
FHA-SES-FEQ-0020 | 2
FHA-SES-FEQ-0021 | 2
FHA-SES-FEQ-0022 | 2
FHA-SES-FEQ-0023 | 2
FHA-SES-FEQ-0024 | 2
FHA-SES-FEQ-0025 | 2
FHA-SES-FEQ-0026 | 2
FHA-SES-FEQ-0027 | 2
FHA-SES-FEQ-0028 | 2
FHA-SES-FEQ-0029 | 2
FHA-SES-FEQ-0030 | 2
FHA-SES-FEQ-0031 | 2
FHA-SES-FEQ-0032 | 2
FHA-SES-FEQ-0033 | 2
FHA-SES-FEQ-0034 | 2
FHA-SES-FEQ-0035 | 2
FHA-SES-FEQ-0036 | 2
FHA-SES-FEQ-0037 | 2
FHA-SES-FEQ-0038 | 2
FHA-SES-FEQ-0039 | 2
FHA-SES-FEQ-0040 | 2
FHA-SES-FEQ-0041 | 2
FHA-SES-FEQ-0042 | 2
FHA-SES-FEQ-0043 | 2
FHA-SES-FEQ-0044 | 2
FHA-SES-FEQ-0045 | 2
FHA-SES-FEQ-0046 | 2
FHA-SES-FEQ-0047 | 2
FHA-SES-FEQ-0048 | 2
FHA-SES-FEQ-0049 | 2
FHA-SES-FEQ-0050 | 2
FHA-SES-FEQ-0051 | 2
FHA-SES-FEQ-0052 | 2
FHA-SES-FEQ-0053 | 2
FHA-SES-FEQ-0054 | 2
FHA-SES-FEQ-0055 | 2
FHA-SES-FEQ-0056 | 2
FHA-SES-FEQ-0057 | 2
FHA-SES-FEQ-0058 | 2
FHA-SES-FEQ-0059 | 2
FHA-SES-FEQ-0060 | 2
FHA-SES-FEQ-0061 | 2
FHA-SES-FEQ-0062 | 2
FHA-SES-FEQ-0063 | 2
FHA-SES-FEQ-0064 | 2
FHA-SES-FEQ-0065 | 2
FHA-SES-FEQ-0066 | 2
FHA-SES-FEQ-0067 | 2
FHA-SES-FEQ-0068 | 2
FHA-SES-FEQ-0069 | 2
FHA-SES-FEQ-0070 | 2
FHA-SES-FEQ-0071 | 2
FHA-SES-FEQ-0072 | 2
FHA-SES-FEQ-0073 | 2
FHA-SES-FEQ-0074 | 2
FHA-SES-FEQ-0075 | 2
FHA-SES-FEQ-0076 | 2
FHA-SES-FEQ-0077 | 2
FHA-SES-FEQ-0078 | 2
FHA-SES-FEQ-0079 | 2
FHA-SES-FEQ-0080 | 2
FHA-SES-FEQ-0081 | 2
FHA-SES-FEQ-0082 | 2
FHA-SES-FEQ-0083 | 2
FHA-SES-FEQ-0084 | 2
FHA-SES-FEQ-0085 | 2
FHA-SES-FEQ-0086 | 2
FHA-SES-FEQ-0087 | 2
FHA-SES-FEQ-0088 | 2
FHA-SES-FEQ-0089 | 2
FHA-SES-FEQ-0090 | 2
FHA-SES-FEQ-0091 | 2
FHA-SES-FEQ-0092 | 2
FHA-SES-FEQ-0093 | 2
FHA-SES-FEQ-0094 | 2
FHA-SES-FEQ-0095 | 2
FHA-SES-FEQ-0096 | 2
FHA-SES-FEQ-0097 | 2
FHA-SES-FEQ-0098 | 2
FHA-SES-FEQ-0099 | 2
FHA-SES-FEQ-0100 | 2
FHA-SES-FEQ-0101 | 2
FHA-SES-FEQ-0102 | 2
FHA-SES-FEQ-0103 | 2
FHA-SES-FEQ-0104 | 2
FHA-SES-FEQ-0105 | 2
FHA-SES-FEQ-0106 | 2
FHA-SES-FEQ-0107 | 2
FHA-SES-FEQ-1 | 2
FHA-SES-FH | 1
FHA-SES-LD-1 | 1
FHA-SES-LP | 1
FHA-SES-SCBA-CYLINDER | 1
FHA-SES-SCRUBBER | 1
FHA-SES-SM | 1
FHA-SES-SQ-1123 | 1
FHA-SES-SQ-2 | 1
FHA-SES-SQ-4 | 1
FHA-SES-SQ-6 | 1
FHA-SUSPENDED | 1
FHA-TRW-P-0002A-KQ | 2
FHA-TRW-P-0100-KQ | 2
FHA-TRW-P-0200-KQ | 2
FHA-TRW-P-0300A-KQ | 2
FHA-TRW-P-0300B-KQ | 2
FHA-TRW-P-0400A-KQ | 2
FHA-TRW-P-0400B-KQ | 2
FHA-TRW-P-1500-KQ | 2
FHA-WWW-CF-2401-KQ | 2
FHA-WWW-CF-2501-KQ | 2
FHA-WWW-CHEM | 2
FHA-WWW-P-0001-KQ | 2
FHA-WWW-P-0002-KQ | 2
FHA-WWW-P-0711-KQ | 2
FHA-WWW-P-2101-KQ | 2
FHA-WWW-P-2201-KQ | 2
FHA-WWW-P-2301-KQ | 2
FHA-WWW-P-3401-KQ | 2
FHA-WWW-T-3011-KQ | 2
FHA-WWW-T-3021-KQ | 2
FHA-WWW-T-3031-KQ | 2
FHA-WWW-T-3041-KQ | 1
FHA-WWW-T-4041-KQ | 2
FHA-WWW-T-4101-KQ | 2
FHA-ZMC-P-0101-KQ | 2
FHO-ACC-P-0501-SUS | 2
FHO-ALM-P-0101-KQ | 2
FHO-ALM-P-0201-KQ | 2
FHO-ALM-P-0301-KQ | 2
FHO-ALM-P-0401-KQ | 2
FHO-ALM-P-0501-KQ | 2
FHO-ALM-T-0101-KQ | 2
FHO-ALM-T-0201-KQ | 2
FHO-AM SCRUBBER-SU | 2
FHO-AM-P-0101-KQ | 2
FHO-AM-P-0201-KQ | 2
FHO-AUX-ANL-0017SUSP | 2
FHO-BW-P-1301-KQ | 2
FHO-BW-P-1401-KQ | 2
FHO-BW-P-1501-KQ | 2
FHO-BW-P-1601-KQ | 2
FHO-CLA-CHL-0101-KQ | 1
FHO-CLA-CHL-0201-KQ | 1
FHO-CLA-V-0211-SUS | 3
FHO-CLB-CHL-0101-KQ | 1
FHO-CLB-CHL-0201-KQ | 1
FHO-CLB-P-0301-KQ | 2
FHO-CLB-P-0401-KQ | 2
FHO-CLC-CHL-0101-KQ | 1
FHO-CLC-CHL-0201-KQ | 1
FHO-DCL-P-0401A-KQ | 2
FHO-DCL-P-0401A-SU | 3
FHO-DCL-P-0401B-KQ | 2
FHO-DCL-P-0401B-SU | 3
FHO-DCL-P-0501A-KQ | 2
FHO-DCL-P-0501B-KQ | 2
FHO-DCL-SO-0101-KQ | 2
FHO-DCL-SO-0201-KQ | 2
FHO-DCL-SO-0301-KQ | 2
FHO-DEW-P-0201-SU | 2
FHO-DEW-P-0501_SU | 1
FHO-DEW-P-0601_SU | 1
FHO-ELS-GEN-0101-KQ | 1
FHO-ELS-GEN-0201-KQ | 1
FHO-ELS-LTG EMERG | 1
FHO-ELS-LTX-EXIT | 1
FHO-ELS-UPS-0001-KQ | 2
FHO-FLO-MX-0101-KQ | 2
FHO-FLO-MX-0201-KQ | 2
FHO-FLO-MX-0301-KQ | 2
FHO-FLO-MX-0401-KQ | 2
FHO-FLO-P-0501-KQ | 2
FHO-FLO-P-0601-KQ | 2
FHO-FLO-P-0601-SU | 2
FHO-FLO-T-0301-KQ | 2
FHO-FLO-T-0401-KQ | 2
FHO-FL-P-0101-KQ | 2
FHO-FL-P-0201-KQ | 2
FHO-FL-P-0301A-KQ | 2
FHO-FL-P-0301-KQ | 2
FHO-FLT-P-2101A-KQ | 2
FHO-FLT-P-2101B-KQ | 2
FHO-FLT-T-0101-KQ | 2
FHO-FLT-T-0201-KQ | 2
FHO-FLT-T-0301-KQ | 2
FHO-FLT-T-0401-KQ | 2
FHO-FLT-T-0501-KQ | 2
FHO-FLT-T-0601-KQ | 2
FHO-FLT-T-0701-KQ | 2
FHO-FLT-T-0801-KQ | 2
FHO-LAB-ANL-0015 SUSP | 1
FHO-MCS-P-0201-KQ | 2
FHO-MCS-P-0301-KQ | 2
FHO-OBSOLETE | 1
FHO-PCL-P-0301 SUSP | 2
FHO-PCL-P-0501-KQ | 2
FHO-PCL-P-0601-KQ | 2
FHO-PCL-P-0701-KQ | 2
FHO-PCL-T-0101-KQ | 2
FHO-PCL-T-0201-KQ | 2
FHO-POL-P-0301-KQ | 2
FHO-POL-P-0301-SU | 3
FHO-POL-P-0401-KQ | 2
FHO-POL-P-0501-KQ | 2
FHO-POL-P-0601-KQ | 2
FHO-POL-P-0701-KQ | 2
FHO-POL-T-0101-KQ | 2
FHO-POL-T-0201-KQ | 2
FHO-RW-P-1301-KQ | 2
FHO-RW-P-1401-KQ | 2
FHO-RW-P-1501-KQ | 2
FHO-RW-P-1601-KQ | 2
FHO-RW-P-1801-KQ | 2
FHO-RW-P-1901-KQ | 2
FHO-RW-P-2201-KQ | 2
FHO-RW-P-2301-KQ | 2
FHO-RW-P-2601-KQ | 2
FHO-RW-P-2701-KQ | 2
FHO-SA-C-0301-KQ | 2
FHO-SA-C-0401-KQ-SU | 2
FHO-SES-FEQ-0001-SUS | 2
FHO-SES-FEQ-0002-SUS | 2
FHO-SES-FEQ-0003-SUS | 2
FHO-SES-FEQ-0004-SUS | 2
FHO-SES-FEQ-0005-SUS | 2
FHO-SES-FEQ-0006-SUS | 2
FHO-SES-FEQ-0007-SUS | 2
FHO-SES-FEQ-0008-SUS | 2
FHO-SES-FEQ-0009-SUS | 2
FHO-SES-FEQ-0010-SUS | 2
FHO-SES-FEQ-0011-SUS | 2
FHO-SES-FEQ-0012-SUS | 2
FHO-SES-FEQ-0013-SUS | 2
FHO-SES-FEQ-0014-SUS | 2
FHO-SES-FEQ-0015-SUS | 2
FHO-SES-FEQ-0016-SUS | 2
FHO-SES-FEQ-0017-SUS | 2
FHO-SES-FEQ-0018-SUS | 2
FHO-SES-FEQ-0019-SUS | 2
FHO-SES-FEQ-0020-SUS | 2
FHO-SES-FEQ-0021-SUS | 2
FHO-SES-FEQ-0022-SUS | 2
FHO-SES-FEQ-0023-SUS | 2
FHO-SES-FEQ-0024-SUS | 2
FHO-SES-FEQ-0025-SUS | 2
FHO-SES-FEQ-0026-SUS | 2
FHO-SES-FEQ-0027-SUS | 2
FHO-SES-FEQ-0028-SUS | 2
FHO-SES-FEQ-0029-SUS | 2
FHO-SES-FEQ-0030-SUS | 2
FHO-SES-FEQ-0031-SUS | 2
FHO-SES-FEQ-0032-SUS | 2
FHO-SES-FEQ-0033-SUS | 2
FHO-SES-FEQ-0034-SUS | 2
FHO-SES-FEQ-0035-SUS | 2
FHO-SES-FEQ-0036-SUS | 2
FHO-SES-FEQ-0037-SUS | 2
FHO-SES-FEQ-0038-SUS | 2
FHO-SES-FEQ-0039-SUS | 2
FHO-SES-FEQ-0040-SUS | 2
FHO-SES-FEQ-0041-SUS | 2
FHO-SES-FEQ-0042-SUS | 2
FHO-SES-FEQ-0043-SUS | 2
FHO-SES-FEQ-0044-SUS | 2
FHO-SES-FEQ-0045-SUS | 2
FHO-SES-FEQ-0046-SUS | 2
FHO-SES-FEQ-0047-SUS | 2
FHO-SES-FEQ-0048A-SUS | 2
FHO-SES-FEQ-0048-SUS | 2
FHO-SES-FEQ-0049-SUS | 2
FHO-SES-FEQ-0050-SUS | 2
FHO-SES-FEQ-0053A-SUS | 2
FHO-SES-FEQ-0053-SUS | 2
FHO-SES-FEQ-0054-SUS | 2
FHO-SES-FEQ-0055-SUS | 2
FHO-SES-FEQ-0056-SUS | 2
FHO-SES-FEQ-0057-SUS | 2
FHO-SES-FEQ-0058-SUS | 2
FHO-SES-FEQ-0059-SUS | 2
FHO-SES-FEQ-0060-SUS | 2
FHO-SES-FEQ-0061-SUS | 2
FHO-SES-FEQ-0062-SUS | 2
FHO-SES-FEQ-0063-SUS | 2
FHO-SES-FEQ-0065-SUS | 2
FHO-SES-FEQ-0066-SUS | 2
FHO-SES-FEQ-0067-SUS | 2
FHO-SES-FEQ-0068-SUS | 2
FHO-SES-FEQ-0069-SUS | 2
FHO-SES-FEQ-0070-SUS | 2
FHO-SES-FEQ-0071-SUS | 2
FHO-SES-FEQ-0072-SUS | 2
FHO-SES-FEQ-0073-SUS | 2
FHO-SES-FEQ-0074-SUS | 2
FHO-SES-FEQ-0075-SUS | 2
FHO-SES-FEQ-0076-SUS | 2
FHO-SES-FEQ-0077-SUS | 2
FHO-SES-FEQ-0078-SUS | 2
FHO-SES-FEQ-0079-SUS | 2
FHO-SES-FEQ-0080-SUS | 2
FHO-SES-FEQ-0089-SUS | 2
FHO-SES-FEQ-0090-SUS | 2
FHO-SES-FEQ-0091-SUS | 2
FHO-SES-FEQ-0092-SUS | 2
FHO-SES-FEQ-0093-SUS | 2
FHO-SES-FEQ-0094-SUS | 2
FHO-SES-FEQ-0095-SUS | 2
FHO-SES-FEQ-0097-SUS | 2
FHO-SES-FEQ-0100-SUS | 2
FHO-SES-FEQ-0101-SUS | 2
FHO-SES-FEQ-0102-SUS | 2
FHO-SES-FEQ-0103-SU | 2
FHO-SES-FEQ-0104-SU | 2
FHO-SES-FEQ-0106-SUS | 2
FHO-SES-FEQ-0107-SUS | 2
FHO-SES-FEQ-0108-SUS | 2
FHO-SES-FEQ-0109-SUS | 2
FHO-SES-FEQ-0110-SUS | 2
FHO-SES-FEQ-0112-SUS | 2
FHO-SES-FEQ-0113-SUS | 2
FHO-SES-FEQ-0114-SUS | 2
FHO-SES-FEQ-0116-SUS | 2
FHO-SES-FEQ-0118A-SUS | 2
FHO-SES-FEQ-0118-SUS | 2
FHO-SES-FEQ-0119-SUS | 2
FHO-SES-FEQ-0120-SUS | 2
FHO-SES-FEQ-0121-SUS | 2
FHO-SES-FEQ-0122-SUS | 2
FHO-SES-FEQ-0123-SUS | 2
FHO-SES-FEQ-0124-SUS | 2
FHO-SES-FEQ-0125-SUS | 2
FHO-SES-FEQ-0126-SUS | 2
FHO-SES-FEQ-0127-SUS | 2
FHO-SES-FEQ-0128-SUS | 2
FHO-SES-FEQ-0131-SUS | 2
FHO-SES-FEQ-0133-SUS | 2
FHO-SES-FEQ-0135-SUS | 2
FHO-SES-FEQ-0137-SUS | 2
FHO-SES-FEQ-0139-SUS | 2
FHO-SES-FEQ-0140-SUS | 2
FHO-SES-FEQ-0141-SUS | 2
FHO-SES-FEQ-0144-SUS | 2
FHO-SES-FEQ-0145-SUS | 2
FHO-SES-FEQ-0146-SUS | 2
FHO-SES-FEQ-0147-SUS | 2
FHO-SES-FEQ-0148-SUS | 2
FHO-SES-FEQ-0149-SUS | 2
FHO-SES-FEQ-0150-SUS | 2
FHO-SES-FEQ-0153-SUS | 2
FHO-SES-FEQ-0154-SUS | 2
FHO-SES-FEQ-0165-SUS | 2
FHO-SES-FEQ-0166-SUS | 2
FHO-SES-FEQ-0167-SUS | 2
FHO-SES-FEQ-0168-SUS | 2
FHO-SES-FEQ-0169-SUS | 2
FHO-SES-FEQ-0170-SUS | 2
FHO-SES-FEQ-0171-SUS | 2
FHO-SES-FEQ-0172-SUS | 2
FHO-SES-FEQ-0173-SUS | 2
FHO-SES-FEQ-0174-SUS | 2
FHO-SES-FEQ-0175-SUS | 2
FHO-SES-FEQ-0176-SUS | 2
FHO-SES-FEQ-0177-SUS | 2
FHO-SES-FEQ-0178-SUS | 2
FHO-SES-FEQ-0179-SUS | 2
FHO-SES-FEQ-0180-SUS | 2
FHO-SES-FEQ-0181-SUS | 2
FHO-SES-FEQ-0182A-SUS | 2
FHO-SES-FEQ-0182-SUS | 2
FHO-SES-FEQ-0183-SUS | 2
FHO-SES-FEQ-0184-SUS | 2
FHO-SES-FEQ-0185-SUS | 2
FHO-SES-FEQ-0186-SUS | 2
FHO-SES-FEQ-0187-SUS | 2
FHO-SES-FEQ-0188-SUS | 2
FHO-SES-FEQ-0189-SUS | 2
FHO-SES-FEQ-1000 | 1
FHO-SES-FEQ-123 | 1
FHO-SES-SQ-0001 | 1
FHO-SES-SQ-0009 | 1
FHO-SM | 1
FHO-SM-P-0101 | 3
FHO-SM-P-0201-SU | 3
FHO-SM-SB-0001-KQ | 2
FHO-SM-SEN-0001 | 1
FHO-SUSPENDED | 1
FHO-TRW-P-0100-KQ | 2
FHO-TRW-P-0101A-KQ | 2
FHO-TRW-P-0101B-KQ | 2
FHO-TRW-P-0300-KQ | 2
FHO-TRW-P-0400-KQ | 2
FHO-TRW-P-0400-OLD | 2
FHO-TRW-P-0500-KQ | 2
FHO-TRW-P-0600A-SU | 2
FHO-TRW-P-0800-KQ | 2
FHO-TRW-P-0900 SUSP | 2
FHO-TRW-P-0900-KQ | 2
FHO-TRW-P-1000-KQ | 2
FHO-TRW-P-1100-KQ | 2
FHO-TRW-P-1200 | 2
FHO-TRW-P-1200-KQ | 2
FHO-TRW-P-3000-KQ | 2
FHO-TRW-T-0001-KQ | 2
FHO-TRW-T-0002-KQ | 2
FHO-TRW-T-0003-KQ | 2
FHO-WWW-BL-0701-KQ | 1
FHO-WWW-BL-0801-KQ | 1
FHO-WWW-P-0101-KQ | 2
FHO-WWW-P-0101-SU | 3
FHO-WWW-P-0201-KQ | 2
FHO-WWW-P-0201-SU | 3
FHO-WWW-P-0301-KQ | 2
FHO-WWW-P-0301-SU | 3
FHO-WWW-P-0901-KQ | 2
FHO-WWW-P-SPARE-SUS | 3
FHO-WWW-T-0101-KQ | 2
FHO-WWW-T-0102-KQ | 2
FHO-WWW-T-0201-KQ | 2
FHO-WWW-T-0202-KQ | 2
FHO-ZMC-P-0101-KQ | 2
FHO-ZMC-P-0101-SUS | 3
FHO-ZMC-P-0201-KQ | 2
FHO-ZMC-P-0201-SUS | 3
FIS-BW-AIT-0002-SUS | 2
FIS-DEW-P-0001(S) | 1
FIS-DEW-P-0002(S) | 1
FIS-FEQ-FEQ-0301-SUS | 2
FIS-FEQ-FEQ-0302-SUS | 2
FIS-FEQ-FEQ-0303-SUS | 2
FIS-FEQ-FEQ-0401-SUS | 2
FIS-FEQ-FEQ-0402-SUS | 2
FIS-FEQ-FEQ-0403-SUS | 2
FIS-FEQ-FEQ-0404-SUS | 2
FIS-FEQ-FEQ-0405-SUS | 2
FIS-FEQ-FEQ-0406-SUS | 2
FIS-FEQ-FEQ-0407-SUS | 2
FIS-FEQ-FEQ-0408-SUS | 2
FIS-FEQ-FEQ-0409-SUS | 2
FIS-FEQ-FEQ-0410-SUS | 2
FIS-FEQ-FEQ-0411-SUS | 2
FIS-FEQ-FEQ-0601-SUS | 2
FIS-FEQ-FEQ-0602-SUS | 2
FIS-FEQ-FEQ-0603-SUS | 2
FIS-FEQ-FEQ-0604-SUS | 2
FIS-FEQ-FEQ-0605-SUS | 2
FIS-FEQ-FEQ-1301-SUS | 2
FIS-FEQ-FEQ-1401-SUS | 2
FIS-FEQ-FEQ-1601-SUS | 2
FIS-FEQ-FEQ-1602-SUS | 2
FIS-FEQ-FEQ-1603-SUS | 2
FIS-FEQ-FEQ-1604-SUS | 2
FIS-FEQ-FEQ-1605-SUS | 2
FIS-FEQ-FEQ-1606-SUS | 2
FIS-FEQ-FEQ-1607-SUS | 2
FIS-FEQ-FEQ-1608-SUS | 2
FIS-FEQ-FEQ-1609-SUS | 2
FIS-FEQ-FEQ-1610-SUS | 2
FIS-FEQ-FEQ-3501-SUS | 2
FIS-FEQ-FEQ-3502-SUS | 2
FIS-FEQ-FEQ-3503-SUS | 2
FIS-FEQ-FEQ-3504-SUS | 2
FIS-FEQ-FEQ-3505-SUS | 2
FIS-FEQ-FEQ-4501-SUS | 2
FIS-FEQ-FEQ-4502-SUS | 2
FIS-FEQ-FEQ-4503-SUS | 2
FIS-FEQ-FEQ-4504-SUS | 2
FIS-FEQ-FEQ-4505-SUS | 2
FIS-FEQ-FEQ-4506-SUS | 2
FIS-FEQ-FEQ-4507-SUS | 2
FIS-FEQ-FEQ-4508-SUS | 2
FIS-FEQ-FEQ-4509-SUS | 2
FIS-FEQ-FEQ-4510-SUS | 2
FIS-FEQ-FEQ-4511-SUS | 2
FIS-FEQ-FEQ-4512-SUS | 2
FIS-FEQ-FEQ-4513-SUS | 2
FIS-FEQ-FEQ-4514-SUS | 2
FIS-FEQ-FEQ-4515-SUS | 2
FIS-FEQ-FEQ-5001-SUS | 2
FIS-FEQ-FEQ-5002-SUS | 2
FIS-FEQ-FEQ-5003-SUS | 2
FIS-FLT-P-0001-SUS | 2
FIS-RW-LIC-0101-SUS | 2
FIS-RW-P-0001-SUS | 3
FIS-RW-P-0002-SUS | 3
FIS-RW-P-0003-SUS | 3
FIS-SES-FEQ-0001-SUS | 2
FIS-SES-FEQ-0002-SUS | 2
FIS-SES-FEQ-0003-SUS | 2
FIS-SES-FEQ-0004-SUS | 2
FIS-SES-FEQ-0005-SUS | 2
FIS-SES-FEQ-0006-SUS | 2
FIS-SES-FEQ-0007-SUS | 2
FIS-SES-FEQ-0008-SUS | 2
FIS-SES-FEQ-0009-SUS | 2
FIS-SES-FEQ-0010-SUS | 2
FIS-SES-FEQ-0011-SUS | 2
FIS-SES-FEQ-0012-SUS | 2
FIS-SES-FEQ-0013-SUS | 2
FIS-SES-FEQ-0014-SUS | 2
FIS-SES-FEQ-0015-SUS | 2
FIS-SES-FEQ-0016-SUS | 2
FIS-SES-FEQ-0017-SUS | 2
FIS-SES-FEQ-0018-SUS | 2
FIS-SES-FEQ-0019-SUS | 2
FIS-SES-FEQ-0020-SUS | 2
FIS-SES-FEQ-0021-SUS | 2
FIS-SES-FEQ-0022-SUS | 2
FIS-SES-FEQ-0023-SUS | 2
FIS-SES-FEQ-0024-SUS | 2
FIS-SES-FEQ-0025-SUS | 2
FIS-SES-FEQ-0026-SUS | 2
FIS-SES-FEQ-0027-SUS | 2
FIS-SES-FEQ-0028-SUS | 2
FIS-SES-FEQ-0029-SUS | 2
FIS-SES-FEQ-0030-SUS | 2
FIS-SES-FEQ-0031-SUS | 2
FIS-SES-FEQ-0032-SUS | 2
FIS-SES-FEQ-0033-SUS | 2
FIS-SES-FEQ-0034-SUS | 2
FIS-SES-FEQ-0035-SUS | 2
FIS-SES-FEQ-0036-SUS | 2
FIS-SES-FEQ-0037-SUS | 2
FIS-SES-FEQ-0038-SUS | 2
FIS-SES-FEQ-0039-SUS | 2
FIS-SES-FEQ-0040-SUS | 2
FIS-SES-FEQ-0041-SUS | 2
FIS-SES-FEQ-0042-SUS | 2
FIS-SES-FEQ-0043-SUS | 2
FIS-SES-FEQ-0044-SUS | 2
FIS-SES-FEQ-0045-SUS | 2
FIS-SES-FEQ-0046-SUS | 2
FIS-SES-FEQ-0047-SUS | 2
FIS-SES-FEQ-0048-SUS | 2
FIS-SES-FEQ-0049-SUS | 2
FIS-SES-FEQ-0050-SUS | 2
FIS-SES-FEQ-0051-SUS | 2
FIS-SES-FEQ-0052-SUS | 2
FIS-SES-FEQ-0053-SUS | 2
FIS-SES-FEQ-0054-SUS | 2
FIS-SES-FEQ-0055-SUS | 2
FIS-SES-FEQ-0056-SUS | 2
FIS-SES-FEQ-0057-SUS | 2
FIS-SES-FEQ-0058-SUS | 2
FIS-SES-FEQ-0059-SUS | 2
FIS-SES-FEQ-0060-SUS | 2
FIS-SES-FEQ-0061-SUS | 2
FIS-SES-FEQ-0062-SUS | 2
FIS-SES-FEQ-0063-SUS | 2
FIS-SES-FEQ-0080-SUS | 2
FIS-SM-P-0101 | 1
FIS-SM-P-0201 | 1
FIS-SUSPENDED | 1
FIS-TRW-P-0400-SUS | 2
FIS-TRW-P-0600-SUS | 2
FIS-TRW-PIP-0001-SU | 1
FIS-ZMC | 1
FX2079 | 2
FX2080 | 2
GX110A | 2
GX2405A | 2
GX2406A | 2
L13979 | 2
MAIN-014 | 2
MAIN-015 | 1
MAIN-040 | 1
MAIN-057 | 1
MAIN-063 | 1
MAIN-146 | 1
MAIN-149 | 2
MAIN-204 | 1
SL-AB-EMS | 1
SL-C_33 | 1
SL-COLPSC01 | 1
SL-COLPSC04 | 1
SL-COLPSP01 | 1
SL-COLPSX01 | 1
SL-COLPSX02 | 1
SL-CPU_201 | 1
SL-CPU_301 | 1
SL-EMSVIEW | 1
SL-FISPSC03 | 1
SL-FIX | 1
SL-MMI103 | 1
SL-MMI17 | 1
SL-MMI21 | 1
SL-MMI70 | 1
SL-MMI71 | 1
SL-MTPVIEW3 | 1
SL-PWATER | 1
SL-SCADA63 | 1
SL-SCADA63_SP | 1
SL-TABPSB02 | 1
SL-TABPSB03 | 1
SL-TABPSB04 | 1
SL-TABPSB05 | 1
SL-TABPSB06 | 1
SL-TABPSB07 | 1
SL-TABPSB10 | 1
SL-TABPSB11 | 1
SL-TABPSC01 | 1
SL-TABPSC02 | 1
SL-TABPSC03 | 1
SL-TABPSC05 | 1
SL-TABPSC06 | 1
SL-TABPSC07 | 1
SL-TABPSC09 | 1
SL-TABPSC10 | 1
SL-TABPSC11 | 1
SL-TABPSC12 | 1
SL-TABPSC14 | 1
SL-TABPSC15 | 1
SL-TABPSC16 | 1
SL-TABPSC17 | 1
SL-TABPSC22 | 1
SL-TABPSC24 | 1
SL-TABPSC25 | 1
SL-TABPSC27 | 1
SL-TABPSC30 | 1
SL-TABPSC31 | 1
SL-TABPSC34 | 1
SL-TABPSC36 | 1
SL-TABPSC37 | 1
SL-TABPSM02 | 1
SL-TABPSM03 | 1
SL-TABPSM04 | 1
SL-TABPSM05 | 1
SL-TABPSM06 | 1
SL-TABPSM07 | 1
SL-TABPSM10 | 1
SL-TABPSM11 | 1
SL-TABPSM15 | 1
SL-TABPSN09 | 1
SL-TABPSN14 | 1
SL-TABPSP01 | 1
SL-TABPSX02 | 1
SL-W16114 | 1
SL-WPHI01AB | 1
SWM-PBL-FEQ-0001S | 3
SWM-PET-FA-0001S | 3
SWM-PIT-FEQ-0001S | 3
SWM-PMG-FA-0001S | 3
SWM-PMG-FEQ-0001S | 3
SWM-PMG-FEQ-0002S | 3
SWM-PNQ-FA-0001S | 3
SWM-PNQ-FEQ-0001S | 3
SWM-PWD-FA-0001S | 3
SWM-PWD-FEQ-0001S | 3
SWM-PWI-FEQ-0001S | 3
SWM-PWI-P-0001 | 2
SWM-PWI-P-O1OO | 2
TAB-AER-FEQ-5011S | 2
TAB-AER-FEQ-5012S | 2
TAB-AER-FEQ-5013S | 2
TAB-AER-FEQ-5014S | 2
TAB-AER-FEQ-5015S | 2
TAB-AER-FEQ-5016S | 2
TAB-AER-FEQ-5017S | 2
TAB-AER-FEQ-5018S | 2
TAB-AER-FEQ-5019S | 2
TAB-AER-FEQ-5020S | 2
TAB-AER-FEQ-5021S | 2
TAB-AER-FEQ-5022S | 2
TAB-AER-FEQ-5023S | 2
TAB-AER-FEQ-5024S | 2
TAB-AER-FEQ-5025S | 2
TAB-AER-FEQ-5026S | 2
TAB-AER-FEQ-5027S | 2
TAB-AER-FEQ-5028S | 2
TAB-AER-FEQ-5029S | 2
TAB-AER-FEQ-5030S | 2
TAB-AER-FEQ-5031S | 2
TAB-AER-FEQ-5032S | 2
TAB-AER-FEQ-5033S | 2
TAB-AER-FEQ-5034S | 2
TAB-AER-FEQ-5035S | 2
TAB-AER-FEQ-5036S | 2
TAB-AUX-FEQ-5190S | 2
TAB-AUX-FEQ-5191S | 2
TAB-AUX-FEQ-5192S | 2
TAB-AUX-FEQ-5193S | 2
TAB-AUX-FEQ-5194S | 2
TAB-AUX-FEQ-5195S | 2
TAB-AUX-FEQ-5196S | 2
TAB-AUX-FEQ-5197S | 2
TAB-AUX-P-5107 | 2
TAB-AUX-P-8032B | 2
TAB-AUX-P-8033C | 2
TAB-AUX-P-8033D | 2
TAB-BL-FEQ-5160S | 2
TAB-BL-FEQ-5161S | 2
TAB-BL-FEQ-5162S | 2
TAB-BL-FEQ-5163S | 2
TAB-BL-FEQ-5164S | 2
TAB-BL-FEQ-5165S | 2
TAB-BL-FEQ-5166S | 2
TAB-BL-FEQ-5167S | 2
TAB-BL-FEQ-5168S | 2
TAB-BL-FEQ-5169S | 2
TAB-BL-FEQ-5170S | 2
TAB-BL-FEQ-5171S | 2
TAB-BL-FEQ-5172S | 2
TAB-BL-FEQ-5173S | 2
TAB-BL-FEQ-5174S | 2
TAB-BL-FEQ-5175S | 2
TAB-BL-FEQ-5176S | 2
TAB-BL-FEQ-5177S | 2
TAB-BL-FEQ-5178S | 2
TAB-BL-FEQ-5179S | 2
TAB-BL-FEQ-5276S | 2
TAB-BL-FEQ-5277S | 2
TAB-BL-FEQ-5278S | 2
TAB-BL-FEQ-5279S | 2
TAB-BL-FEQ-5280S | 2
TAB-BL-FEQ-5281S | 2
TAB-BL-FEQ-5282S | 2
TAB-BL-FEQ-5283S | 2
TAB-BL-FEQ-5284S | 2
TAB-BL-FEQ-5285S | 2
TAB-BL-FEQ-5286S | 2
TAB-BL-FEQ-5287S | 2
TAB-BL-FEQ-5288S | 2
TAB-BL-FEQ-5289S | 2
TAB-BL-FEQ-5290S | 2
TAB-BL-FEQ-5291S | 2
TAB-BL-FEQ-5292S | 2
TAB-BL-FEQ-5293S | 2
TAB-BL-FEQ-5294S | 2
TAB-BL-FEQ-5295S | 2
TAB-BL-FEQ-5296S | 2
TAB-BL-FEQ-5297S | 2
TAB-BL-FEQ-5298S | 2
TAB-CAP-PRJ-0004 | 3
TAB-CW-FE-2020S | 2
TAB-CW-FE-2024 | 2
TAB-CW-FE-2045S | 2
TAB-CW-FE-2046S | 2
TAB-DBLD-FEQ-5601S | 2
TAB-DBLD-FEQ-5602S | 2
TAB-DBLD-FEQ-5603S | 2
TAB-DBLD-FEQ-5604S | 2
TAB-DBLD-FEQ-5605S | 2
TAB-DBLD-FEQ-5606S | 2
TAB-DBLD-FEQ-5607S | 2
TAB-DBLD-FEQ-5608S | 2
TAB-DBLD-FEQ-5609S | 2
TAB-DBLD-FEQ-5610S | 2
TAB-DBLD-FEQ-5611S | 2
TAB-DBLD-FEQ-5612S | 2
TAB-DBLD-FEQ-5613S | 2
TAB-DBLD-FEQ-5614S | 2
TAB-DBLD-FEQ-5615S | 2
TAB-DBLD-FEQ-5616S | 2
TAB-DBLD-FEQ-5617S | 2
TAB-DBLD-FEQ-5618S | 2
TAB-DBLD-FEQ-5619S | 2
TAB-DBLD-FEQ-5620S | 2
TAB-DBLD-FEQ-5621S | 2
TAB-DBLD-FEQ-5622S | 2
TAB-DBLD-FEQ-5623S | 2
TAB-DBLD-FEQ-5624S | 2
TAB-DBLD-FEQ-5625S | 2
TAB-DBLD-FEQ-5626S | 2
TAB-DBLD-FEQ-5627S | 2
TAB-DBLD-FEQ-5628S | 2
TAB-DBLD-FEQ-5629S | 2
TAB-DBLD-FEQ-5630S | 2
TAB-DBLD-FEQ-5631S | 2
TAB-DBLD-FEQ-5632S | 2
TAB-DBLD-FEQ-5633S | 2
TAB-DBLD-FEQ-5634S | 2
TAB-DBLD-FEQ-5635S | 2
TAB-DBLD-FEQ-5636S | 2
TAB-DBLD-FEQ-5637S | 2
TAB-DBLD-FEQ-5638S | 2
TAB-DBLD-FEQ-5639S | 2
TAB-DBLD-FEQ-5640S | 2
TAB-DBLD-FEQ-5641S | 2
TAB-DBLD-FEQ-56426 | 2
TAB-DEW POLYMER DIS | 2
TAB-DEW-FEQ-5100S | 2
TAB-DEW-FEQ-5101S | 2
TAB-DEW-FEQ-5102S | 2
TAB-DEW-FEQ-5103S | 2
TAB-DEW-FEQ-5104S | 2
TAB-DEW-FEQ-5105S | 2
TAB-DEW-FEQ-5106S | 2
TAB-DEW-FEQ-5107S | 2
TAB-DEW-FEQ-5108S | 2
TAB-DEW-FEQ-5109S | 2
TAB-DEW-FEQ-5110S | 2
TAB-DEW-FEQ-5111S | 2
TAB-DEW-FEQ-5293S | 2
TAB-DEW-FEQ-5294S | 2
TAB-DEW-FEQ-5295S | 2
TAB-DEW-FEQ-5296S | 2
TAB-DEW-FEQ-5297S | 2
TAB-DEW-FEQ-5299S | 2
TAB-DEW-FEQ-5390S | 2
TAB-DEW-FEQ-5391S | 2
TAB-DEW-FEQ-5392S | 2
TAB-DEW-FEQ-5393S | 2
TAB-DEW-FEQ-5394S | 2
TAB-DEW-FEQ-5395S | 2
TAB-DEW-FEQ-5396S | 2
TAB-DEW-FEQ-5397S | 2
TAB-DEW-FEQ-5398S | 2
TAB-DEW-FEQ-5399S | 2
TAB-DEW-FEQ-5400S | 2
TAB-DEW-FEQ-5401S | 2
TAB-DEW-FEQ-5402S | 2
TAB-DEW-FEQ-5403S | 2
TAB-DEW-FEQ-5404S | 2
TAB-DEW-FEQ-5405S | 2
TAB-DEW-FEQ-5406S | 2
TAB-DEW-FEQ-5407S | 3
TAB-DEW-FEQ-5408S | 2
TAB-DEW-FEQ-5409S | 2
TAB-DEW-FEQ-5410S | 2
TAB-DEW-FEQ-5411S | 2
TAB-DEW-FEQ-5412S | 2
TAB-DEW-FEQ-5413S | 2
TAB-DEW-FEQ-5414S | 2
TAB-DEW-FEQ-5415S | 2
TAB-DEW-FEQ-5416S | 2
TAB-DEW-FEQ-5417S | 2
TAB-DEW-FEQ-5418S | 2
TAB-DEW-FEQ-5419S | 2
TAB-DEW-P-0731 | 2
TAB-DEW-P-2101 | 2
TAB-DEW-P-8054 | 1
TAB-DEW-P-8055 | 3
TAB-DIG-FEQ-5100S | 2
TAB-DIG-FEQ-5101S | 2
TAB-DIG-FEQ-5102S | 2
TAB-DIG-FEQ-5103S | 2
TAB-DIG-FEQ-5104S | 2
TAB-DIG-FEQ-5105S | 2
TAB-DIG-FEQ-5106S | 2
TAB-DIG-FEQ-5107S | 2
TAB-DIG-FEQ-5108S | 2
TAB-DIG-FEQ-5109S | 2
TAB-DIG-FEQ-5110S | 2
TAB-DIG-FEQ-5111S | 2
TAB-DIG-FEQ-5112S | 2
TAB-DIG-FEQ-5113S | 2
TAB-DIG-FEQ-5120S | 2
TAB-DIG-FEQ-5121S | 2
TAB-DIG-FEQ-5122S | 2
TAB-DIG-FEQ-5123S | 2
TAB-DIG-FEQ-5124S | 2
TAB-DIG-FEQ-5125S | 2
TAB-DIG-FEQ-5126S | 2
TAB-DIG-FEQ-5127S | 2
TAB-DIG-FEQ-5128S | 2
TAB-DIG-FEQ-5129S | 2
TAB-DIG-FEQ-5130S | 2
TAB-DIG-FEQ-5131S | 2
TAB-DIG-FEQ-5132S | 2
TAB-DIG-FEQ-5133S | 2
TAB-DIG-FEQ-5134S | 2
TAB-DIG-FEQ-5135S | 2
TAB-DIG-FEQ-5440S | 2
TAB-DIG-FEQ-5441S | 2
TAB-DIG-FEQ-5442S | 2
TAB-DIG-FEQ-5443S | 2
TAB-DIG-FEQ-5444S | 2
TAB-DIG-FEQ-5450S | 2
TAB-DIG-FEQ-5451S | 2
TAB-DIG-FEQ-5452S | 2
TAB-DIG-FEQ-5453S | 2
TAB-DIG-FEQ-5454S | 2
TAB-DIG-FEQ-5455S | 2
TAB-DIG-FEQ-5460S | 2
TAB-DIG-FEQ-5461S | 2
TAB-DIG-FEQ-5462S | 2
TAB-DIG-FEQ-5463S | 2
TAB-DIG-FEQ-5464S | 2
TAB-DIG-FEQ-5470S | 2
TAB-DIG-FEQ-5471S | 2
TAB-DIG-FEQ-5472S | 2
TAB-DIG-FEQ-5473S | 2
TAB-DIG-FEQ-5474S | 2
TAB-DIG-FEQ-5475S | 2
TAB-DIG-FEQ-5476S | 2
TAB-DIG-FEQ-5477S | 2
TAB-DIG-FEQ-5478S | 2
TAB-DIG-FEQ-5479S | 2
TAB-DIG-FEQ-5480S | 2
TAB-DIG-FEQ-5481S | 2
TAB-DIG-FEQ-5482S | 2
TAB-DIG-FEQ-5483S | 2
TAB-DIG-FEQ-5484S | 2
TAB-DIG-FEQ-5485S | 2
TAB-DIG-FEQ-5486S | 2
TAB-DIG-FEQ-5487S | 2
TAB-DIG-FEQ-5488S | 2
TAB-DIG-FEQ-5489S | 2
TAB-DIG-FEQ-5490S | 2
TAB-DIG-FEQ-5491S | 2
TAB-DIG-FEQ-5492S | 2
TAB-DIG-FEQ-5493S | 2
TAB-DIG-FX-T1-4 | 2
TAB-DIG-P-1050 | 1
TAB-DIS-CHL | 1
TAB-DIS-FEQ-1001S | 2
TAB-DIS-FEQ-1002S | 2
TAB-DIS-FEQ-1003S | 2
TAB-DIS-FEQ-1004S | 2
TAB-DIS-FEQ-1005S | 2
TAB-DIS-FIT-8003 | 2
TAB-DIS-FIT-8004 | 2
TAB-DIS-P-2631 | 2
TAB-DIS-P-8091 | 2
TAB-DIS-SS-35 | 1
TAB-EL1-CP-7160S | 3
TAB-EL1-FEQ-5050S | 2
TAB-EL1-FEQ-5051S | 2
TAB-EL1-FEQ-5052S | 2
TAB-EL1-FEQ-5053S | 2
TAB-EL1-FEQ-5054S | 2
TAB-EL1-FEQ-5055S | 2
TAB-EL1-FEQ-5056S | 2
TAB-EL1-FEQ-5057S | 2
TAB-EL1-FEQ-5058S | 2
TAB-EL1-FEQ-5059S | 2
TAB-EL1-FEQ-5060S | 2
TAB-EL1-SLD-0001 | 1
TAB-EL2-FEQ-5060S | 2
TAB-EL2-FEQ-5061S | 2
TAB-EL2-FEQ-5062S | 2
TAB-EL2-FEQ-5063S | 2
TAB-EL2-FEQ-5064S | 2
TAB-EL2-FEQ-5065S | 2
TAB-EL3-FEQ-5070S | 2
TAB-EL3-FEQ-5071S | 2
TAB-EL3-FEQ-5072S | 2
TAB-EL3-FEQ-5073S | 2
TAB-EL3-FEQ-5074S | 2
TAB-ELS-NOPARENT | 2
TAB-FEQ-FEQ-1500S | 2
TAB-HRS-FEQ-5215S | 2
TAB-HRS-FEQ-5216S | 2
TAB-HRS-FEQ-5217S | 2
TAB-HRS-FEQ-5218S | 2
TAB-HRS-FEQ-5219S | 2
TAB-HRS-FEQ-5220S | 2
TAB-HRS-FEQ-5221S | 2
TAB-HRS-FEQ-5222S | 2
TAB-HRS-FEQ-5223S | 2
TAB-HRS-FEQ-5224S | 2
TAB-HRS-FEQ-5225S | 2
TAB-HRS-FEQ-5226S | 2
TAB-HRS-P-5113 | 2
TAB-HRS-P-5115 | 2
TAB-INC-FEQ-5201S | 2
TAB-INC-FEQ-5202S | 2
TAB-INC-FEQ-5203S | 2
TAB-INC-FEQ-5204S | 2
TAB-INC-FEQ-5205S | 2
TAB-INC-FEQ-5206S | 2
TAB-INC-FEQ-5207S | 2
TAB-INC-FEQ-5208S | 2
TAB-INC-FEQ-5209S | 2
TAB-INC-FEQ-5210S | 2
TAB-INC-FEQ-5211S | 2
TAB-INC-FEQ-5212S | 2
TAB-INC-FEQ-5213S | 2
TAB-INC-FEQ-5214S | 2
TAB-INC-FEQ-5300S | 2
TAB-INC-FEQ-5301S | 2
TAB-INC-FEQ-5302S | 2
TAB-INC-FEQ-5303S | 2
TAB-INC-FEQ-5304S | 2
TAB-INC-FEQ-5305S | 2
TAB-INC-FEQ-5306S | 2
TAB-INC-FEQ-5307S | 2
TAB-INC-FEQ-5308S | 2
TAB-INC-FEQ-5309S | 2
TAB-INC-FEQ-5310S | 2
TAB-INC-FEQ-5311S | 2
TAB-INC-FEQ-5312S | 2
TAB-INC-FEQ-5313S | 2
TAB-INC-FEQ-5314S | 2
TAB-INC-FEQ-5315S | 2
TAB-INC-FEQ-5316S | 2
TAB-INC-FEQ-5317S | 2
TAB-INC-FEQ-5318S | 2
TAB-INC-FEQ-5319S | 2
TAB-INC-FEQ-5320S | 2
TAB-INC-FEQ-5321S | 2
TAB-INC-FEQ-5322S | 2
TAB-INC-FEQ-5323S | 2
TAB-INC-FEQ-5324S | 2
TAB-INC-FEQ-5325S | 2
TAB-INC-FEQ-5326S | 2
TAB-INC-FEQ-5327S | 2
TAB-INC-FEQ-5328S | 2
TAB-INC-FEQ-5329S | 2
TAB-INC-FEQ-5330S | 2
TAB-INC-FEQ-5331S | 2
TAB-INC-FEQ-5332S | 2
TAB-INC-FEQ-5333S | 2
TAB-INC-FEQ-5334S | 2
TAB-INC-FEQ-5335S | 2
TAB-INC-FEQ-5336S | 2
TAB-INC-FEQ-5337S | 2
TAB-INC-FEQ-5338S | 3
TAB-INC-FEQ-5339S | 2
TAB-LAB-FEQ-5140S | 2
TAB-LAB-FEQ-5141S | 2
TAB-LAB-FEQ-5142S | 2
TAB-LAB-FEQ-5143S | 2
TAB-LAB-FEQ-5144S | 2
TAB-LAB-FEQ-5145S | 2
TAB-LAB-FEQ-5146S | 2
TAB-LAB-FEQ-5147S | 2
TAB-M&T-FEQ-5490S | 2
TAB-M&T-FEQ-5491S | 2
TAB-M&T-FEQ-5492S | 2
TAB-M&T-FEQ-5493S | 2
TAB-M&T-FEQ-5494S | 2
TAB-M&T-FEQ-5495S | 2
TAB-M&T-FEQ-5496S | 2
TAB-M&T-FEQ-5497S | 2
TAB-M&T-FEQ-5498S | 2
TAB-M&T-FEQ-5499S | 2
TAB-M&T-FEQ-5500S | 2
TAB-M&T-FEQ-5501S | 2
TAB-M&T-FEQ-5502S | 2
TAB-M&T-FEQ-5503S | 2
TAB-M&T-FEQ-5504S | 2
TAB-M&T-FEQ-5505S | 2
TAB-M&T-FEQ-5506S | 2
TAB-M&T-FEQ-5507S | 2
TAB-M&T-FEQ-5508S | 2
TAB-M&T-FEQ-5509S | 2
TAB-M&T-FEQ-5510S | 2
TAB-M&T-FEQ-5511S | 2
TAB-M&T-FEQ-5512S | 4
TAB-M&T-FEQ-5513S | 2
TAB-M&T-FEQ-5514S | 2
TAB-M&T-FEQ-5515S | 2
TAB-M&T-FEQ-5516S | 2
TAB-MCS-FEQ-5001S | 2
TAB-MCS-FEQ-5002S | 2
TAB-MCS-FEQ-5003S | 2
TAB-MCS-FEQ-5004S | 2
TAB-MCS-FEQ-5005S | 2
TAB-MCS-FEQ-5253S | 2
TAB-MCS-FEQ-5254S | 2
TAB-MCS-FEQ-5360S | 2
TAB-MCS-FEQ-5361S | 2
TAB-MCS-FEQ-5362S | 2
TAB-MCS-FEQ-5363S | 2
TAB-OPS-FEQ-5140S | 2
TAB-OPS-FEQ-5141S | 2
TAB-OPS-FEQ-5142S | 2
TAB-OPS-FEQ-5143S | 2
TAB-OPS-FEQ-5144S | 2
TAB-OPS-FEQ-5145S | 2
TAB-OPS-FEQ-5146 | 2
TAB-OPS-FEQ-5147S | 2
TAB-OPS-FEQ-5148S | 2
TAB-OPS-FEQ-5149S | 2
TAB-PBLD-FEQ-5410S | 2
TAB-PBLD-FEQ-5411S | 2
TAB-PBLD-FEQ-5412S | 2
TAB-PBLD-FEQ-5413S | 2
TAB-PBLD-FEQ-5414S | 2
TAB-PBLD-FEQ-5415S | 2
TAB-PBLD-FEQ-5416S | 2
TAB-PBLD-FEQ-5417S | 2
TAB-PBLD-FEQ-5418S | 2
TAB-PBLD-FEQ-5419S | 2
TAB-PBLD-FEQ-5420S | 2
TAB-PBLD-FEQ-5421S | 2
TAB-PBLD-FEQ-5422S | 2
TAB-PBLD-FEQ-5423S | 2
TAB-PBLD-FEQ-5424S | 2
TAB-PBLD-FEQ-5425S | 2
TAB-PBLD-FEQ-5426S | 2
TAB-PBLD-FEQ-5427S | 2
TAB-PBLD-FEQ-5428S | 2
TAB-PBLD-FEQ-5429S | 2
TAB-PBLD-FEQ-5430S | 2
TAB-PBLD-FEQ-5431S | 2
TAB-PBLD-FEQ-5432S | 2
TAB-PBLD-FEQ-5433S | 2
TAB-PBLD-FEQ-5434S | 2
TAB-PBLD-FEQ-5435S | 2
TAB-PBLD-FEQ-5436S | 2
TAB-PBLD-FEQ-5437S | 2
TAB-PBLD-FEQ-5438S | 2
TAB-PBLD-FEQ-5439S | 2
TAB-PBLD-FEQ-5440S | 2
TAB-PBLD-FEQ-5441S | 2
TAB-PBLD-FEQ-5442S | 2
TAB-PBLD-FEQ-5443S | 2
TAB-PBLD-FEQ-5444S | 2
TAB-PBLD-FEQ-5445S | 2
TAB-PBLD-FEQ-5446S | 2
TAB-PBLD-FEQ-5447S | 2
TAB-PBLD-FEQ-5448S | 2
TAB-PBLD-FEQ-5449S | 2
TAB-PBLD-FEQ-5450S | 2
TAB-PBLD-FEQ-5451S | 2
TAB-PBLD-FEQ-5452S | 2
TAB-PBLD-FEQ-5453S | 2
TAB-PBLD-FEQ-5454S | 2
TAB-PBLD-FEQ-5455S | 2
TAB-PBLD-FEQ-5456S | 2
TAB-PBLD-FEQ-5457S | 2
TAB-PBLD-FEQ-5458S | 2
TAB-PBLD-FEQ-5459S | 2
TAB-PBLD-FEQ-5460S | 2
TAB-PBLD-FEQ-5461S | 2
TAB-PBLD-FEQ-5462S | 2
TAB-PBLD-FEQ-5463S | 2
TAB-PBLD-FEQ-5464S | 2
TAB-PBLD-FEQ-5465S | 2
TAB-PBLD-FEQ-5466S | 2
TAB-PBLD-FEQ-5467S | 2
TAB-PBLD-FEQ-5468S | 2
TAB-PBLD-FEQ-5469S | 2
TAB-PBLD-FEQ-5470S | 2
TAB-PBLD-FEQ-5471S | 2
TAB-PBLD-FEQ-5472S | 2
TAB-PBLD-FEQ-5473S | 2
TAB-PBLD-FEQ-5474S | 2
TAB-PBLD-FEQ-5475S | 2
TAB-PBLD-FEQ-5476S | 2
TAB-PBLD-FEQ-5477S | 2
TAB-PBLD-FEQ-5478S | 2
TAB-PBLD-FEQ-5479S | 2
TAB-PBLD-FEQ-5480S | 2
TAB-PBLD-FEQ-5481S | 2
TAB-PLT-P-0001? | 2
TAB-PLT-P-5122 | 2
TAB-PLT-P-5123 | 2
TAB-PRM-DIT-4200 | 2
TAB-PRM-DIT-4300 | 2
TAB-PRM-FIT-3400 | 2
TAB-PRM-FIT-3600? | 2
TAB-PRM-P-2501? | 2
TAB-PRM-P-2502? | 2
TAB-PRM-P-3601? | 2
TAB-PRM-P-3602? | 2
TAB-PRM-P-4501 | 2
TAB-PRM-P-4502 | 2
TAB-PRS-P-3110? | 2
TAB-PRS-P-3120? | 2
TAB-PRS-P-3130? | 2
TAB-PRS-P-3140? | 2
TAB-PRS-P-3210? | 2
TAB-PRS-P-3220? | 2
TAB-PRS-P-3230? | 2
TAB-PRS-P-3240? | 2
TAB-PRS-P-3310? | 2
TAB-PRS-P-3320? | 2
TAB-PRS-P-3330? | 2
TAB-PRS-P-3340? | 2
TAB-PWA-FEQ-5080S | 2
TAB-PWA-FEQ-5081S | 2
TAB-PWA-FEQ-5082S | 2
TAB-PWA-FEQ-5083S | 2
TAB-PWA-FEQ-5084S | 2
TAB-PWA-FEQ-5085S | 2
TAB-PWA-FEQ-5086S | 2
TAB-PWA-FEQ-5087S | 2
TAB-PWA-FEQ-5088S | 2
TAB-PWA-FEQ-5089S | 2
TAB-PWA-FEQ-5090S | 2
TAB-PWA-FEQ-5091S | 2
TAB-PWA-FEQ-5092S | 2
TAB-PWA-FEQ-5093S | 2
TAB-PWA-P-2600S | 2
TAB-PWA-P-2601S | 2
TAB-PWA-P-2602S | 2
TAB-PWA-P-2603S | 2
TAB-PWA-P-2604S | 2
TAB-PWA-P-2605S | 2
TAB-PWA-P-2761S | 2
TAB-RSP-P-5001 | 2
TAB-RSP-P-5133 | 2
TAB-RSP-P-8056 | 2
TAB-SES-FEQ-0001S | 2
TAB-SES-FEQ-0002S | 2
TAB-SES-FEQ-0003S | 2
TAB-SES-FEQ-0004S | 2
TAB-SES-FEQ-0005S | 2
TAB-SES-FEQ-0006S | 2
TAB-SES-FEQ-0007S | 2
TAB-SES-FEQ-0008S | 2
TAB-SES-FEQ-0009S | 2
TAB-SES-FEQ-0010S | 2
TAB-SES-FEQ-0011S | 2
TAB-SES-FEQ-0012S | 2
TAB-SES-FEQ-0013S | 2
TAB-SES-FEQ-0014S | 2
TAB-SES-FEQ-0015S | 2
TAB-SES-FEQ-0016S | 2
TAB-SES-FEQ-0017S | 2
TAB-SES-FEQ-0018S | 2
TAB-SES-FEQ-0019S | 2
TAB-SES-FEQ-0020S | 2
TAB-SES-FEQ-0021S | 2
TAB-SES-FEQ-0022S | 2
TAB-SES-FEQ-0023S | 2
TAB-SES-FEQ-0024S | 2
TAB-SES-FEQ-0025S | 2
TAB-SES-FEQ-0026S | 2
TAB-SES-FEQ-0027S | 2
TAB-SES-FEQ-0028S | 2
TAB-SES-FEQ-0029S | 2
TAB-SES-FEQ-0030S | 2
TAB-SES-FEQ-0031S | 2
TAB-SES-FEQ-0032S | 2
TAB-SES-FEQ-0033S | 2
TAB-SES-FEQ-0034S | 2
TAB-SES-FEQ-0035S | 2
TAB-SES-FEQ-0036S | 2
TAB-SES-FEQ-0037S | 2
TAB-SES-FEQ-0038S | 2
TAB-SES-FEQ-0039S | 2
TAB-SES-FEQ-0040S | 2
TAB-SES-FEQ-0041S | 2
TAB-SES-FEQ-0042S | 2
TAB-SES-FEQ-0043S | 2
TAB-SES-FEQ-0044S | 2
TAB-SES-FEQ-0045S | 2
TAB-SES-FEQ-0046S | 2
TAB-SES-FEQ-0047S | 2
TAB-SES-FEQ-0048S | 2
TAB-SES-FEQ-0049S | 2
TAB-SES-FEQ-0050S | 2
TAB-SES-FEQ-0051S | 2
TAB-SES-FEQ-0052S | 2
TAB-SES-FEQ-0053S | 2
TAB-SES-FEQ-0054S | 2
TAB-SES-FEQ-0055S | 2
TAB-SES-FEQ-0056S | 2
TAB-SES-FEQ-0057S | 2
TAB-SES-FEQ-0058S | 2
TAB-SES-FEQ-0059S | 2
TAB-SES-FEQ-0060S | 2
TAB-SES-FEQ-0061S | 2
TAB-SES-FEQ-0062S | 2
TAB-SES-FEQ-0063S | 2
TAB-SES-FEQ-0064S | 2
TAB-SES-FEQ-0065S | 2
TAB-SES-FEQ-0066S | 2
TAB-SES-FEQ-0067S | 2
TAB-SES-FEQ-0068S | 2
TAB-SES-FEQ-0069S | 2
TAB-SES-FEQ-0070S | 2
TAB-SES-FEQ-0071S | 2
TAB-SES-FEQ-0072S | 2
TAB-SES-FEQ-0073S | 2
TAB-SES-FEQ-0074S | 2
TAB-SES-FEQ-0075S | 2
TAB-SES-FEQ-0076S | 2
TAB-SES-FEQ-0077S | 2
TAB-SES-FEQ-0078S | 2
TAB-SES-FEQ-0079S | 2
TAB-SES-FEQ-0080S | 2
TAB-SES-FEQ-0081S | 2
TAB-SES-FEQ-0082S | 2
TAB-SES-FEQ-0083S | 2
TAB-SES-FEQ-0084S | 2
TAB-SES-FEQ-0085S | 2
TAB-SES-FEQ-0086S | 2
TAB-SES-FEQ-0087S | 2
TAB-SES-FEQ-0088S | 2
TAB-SES-FEQ-0089S | 2
TAB-SES-FEQ-0090S | 2
TAB-SES-FEQ-0091S | 2
TAB-SES-FEQ-0092S | 2
TAB-SES-FEQ-0093S | 2
TAB-SES-FEQ-0094S | 2
TAB-SES-FEQ-0095S | 2
TAB-SES-FEQ-0096S | 2
TAB-SES-FEQ-0097S | 2
TAB-SES-FEQ-0098S | 2
TAB-SES-FEQ-0099S | 2
TAB-SES-FEQ-0100S | 2
TAB-SES-FEQ-0101S | 2
TAB-SES-FEQ-0102S | 2
TAB-SES-FEQ-0103S | 2
TAB-SES-FEQ-0104S | 2
TAB-SES-FEQ-0105S | 2
TAB-SES-FEQ-0106S | 2
TAB-SES-FEQ-0107S | 2
TAB-SES-FEQ-0108S | 2
TAB-SES-FEQ-0109S | 2
TAB-SES-FEQ-0110S | 2
TAB-SES-FEQ-0111S | 2
TAB-SLO-FEQ-5340S | 2
TAB-SLO-FEQ-5341S | 2
TAB-SLO-FEQ-5342S | 2
TAB-SLO-FEQ-5343S | 2
TAB-SLO-FEQ-5344S | 2
TAB-SLO-FEQ-5345S | 2
TAB-SLO-FEQ-5346S | 2
TAB-SLO-FEQ-5347S | 2
TAB-SLO-FEQ-5348S | 2
TAB-SLO-FEQ-5349S | 2
TAB-SLO-FEQ-5350S | 2
TAB-SLO-FEQ-5351S | 2
TAB-SLO-FEQ-5352S | 2
TAB-SLO-FN | 2
TAB-SLO-P-0420 | 2
TAB-THK-FEQ-5234S | 2
TAB-THK-FEQ-5235S | 2
TAB-THK-FEQ-5236S | 2
TAB-THK-FEQ-5237S | 2
TAB-THK-FEQ-5238S | 2
TAB-THK-FEQ-5239S | 2
TAB-THK-FEQ-5240S | 2
TAB-THK-FEQ-5241S | 2
TAB-THK-FEQ-5242S | 2
TAB-THK-FEQ-5250S | 2
TAB-THK-FEQ-5251S | 2
TAB-THK-FEQ-5252S | 2
TAB-THK-FEQ-5257S | 2
TAB-THK-FEQ-5258S | 2
TAB-THK-FEQ-5380S | 2
TAB-THK-FEQ-5381S | 2
TAB-WA7-FEQ-0002S | 2
TAB-WA7-FEQ-0003S | 2
TAB-WA7-FEQ-0004S | 2
TAB-WA7-FEQ-0005S | 2
TAB-WA7-FEQ-0010S | 2
TAB-WA7-FEQ-0012S | 2
TAB-WA7-FEQ-0013S | 2
TAB-WA7-FEQ-1000S | 2
TAB-WA7-FEQ-2148S | 2
TAB-WA7-FEQ-2165AS | 2
TAB-WA7-FEQ-2166S | 2
TAB-WA7-FEQ-2167S | 2
TAB-WA7-FEQ-2169S | 2
TAB-WA7-FEQ-2174S | 2
TAB-WA7-FEQ-2175S | 2
TAB-WA7-FEQ-2176S | 2
TAB-WA7-FEQ-2178S | 2
TAB-WA7-FEQ-2179S | 2
TAB-WA7-FEQ-2182S | 2
TAB-ZBLD-FEQ-5227S | 2
TAB-ZBLD-FEQ-5228S | 2
TAB-ZBLD-FEQ-5229S | 2
TAB-ZBLD-FEQ-5230S | 2
TAB-ZBLD-FEQ-5231S | 2
TAB-ZBLD-FEQ-5232S | 2
TAB-ZBLD-FEQ-5233S | 2
TAB-ZBLD-FEQ-5243S | 2
TAB-ZBLD-FEQ-5244S | 2
TAB-ZBLD-FEQ-5245S | 2
TAB-ZBLD-FEQ-5246S | 2
TAB-ZBLD-FEQ-5247S | 2
TAB-ZBLD-FEQ-5248S | 2
TAB-ZBLD-FEQ-5249S | 2
TAB-ZBLD-FEQ-5255S | 2
TAB-ZBLD-FEQ-5256S | 2
TAB-ZBLD-FEQ-5259S | 2
TAB-ZBLD-FEQ-5260S | 2
TAB-ZBLD-FEQ-5261S | 2
TAB-ZBLD-FEQ-5262S | 2
TAB-ZBLD-FEQ-5263S | 2
TAB-ZBLD-FEQ-5264S | 2
TAB-ZBLD-FEQ-5265S | 2
TAB-ZBLD-FEQ-5266S | 2
TAB-ZBLD-FEQ-5267S | 2
TAB-ZBLD-FEQ-5268S | 2
TAB-ZBLD-FEQ-5269S | 2
TAB-ZBLD-FEQ-5270S | 2
TAB-ZBLD-FEQ-5370S | 2
TAB-ZBLD-FEQ-5371S | 2
TAB-ZBLD-FEQ-5372S | 2
TAB-ZBLD-FEQ-5373S | 2
TAB-ZBLD-FEQ-5374S | 2
TAB-ZBLD-FEQ-5375S | 2
TAB-ZBLD-FEQ-5376S | 2
TAB-ZBLD-FEQ-5377S | 2
TAB-ZBLD-FEQ-5378S | 2
TAB-ZBLD-FEQ-5379S | 2
TAB-ZBLD-FEQ-5380S | 2
TAB-ZBLD-FEQ-5382S | 2
TAB-ZBLD-FEQ-5383S | 2
TAB-ZBLD-FEQ-5384S | 2
THC-ACC-P-0010 | 2
THC-ACC-P-0420 | 2
THC-ACC-P-0582 | 2
THC-ACC-P-0583 | 2
THC-ACC-P-3206 | 2
THC-ACC-P-3211 | 2
THC-CAP-16ECS-MI-01HC | 2
THC-CAP-BTU-13FS-08WP | 2
THC-CAPECAP06MCP1307 | 2
THC-CAP-PLC-9117-14-7076 | 2
THC-CAP-RAP-9117-13-7066 | 2
THC-CW-FIT-0502 | 2
THC-CW-FIT-0503 | 2
THC-CW-FIT-7483 | 2
THC-CW-FQ-0101 | 2
THC-CW-FQ-0119 | 1
THC-CW-P-4102 | 2
THC-DEW-AIT-0322 | 2
THC-DEW-CF-0312/0313 | 2
THC-DEW-FIT-0322 | 2
THC-DEW-FIT-5482 | 2
THC-DEW-FIT-5484 | 2
THC-DEW-FIT-5812 | 2
THC-DEW-FIT-5832 | 2
THC-DEW-FIT-5852 | 2
THC-DEW-P-1660 | 2
THC-DEW-P-6540 | 2
THC-DEW-P-6550 | 2
THC-DIG-0400 | 2
THC-DIG-0500 | 2
THC-DIG-0600 | 2
THC-DIG-0700 | 2
THC-DIG-C-BOOST-3100 | 2
THC-DIG-C-BOOST-3200 | 2
THC-DIG-C-BOOST-3300 | 2
THC-DIG-DM-5182A | 2
THC-DIG-DM-5182B | 2
THC-DIG-DM-5200A | 2
THC-DIG-DM-5200B | 2
THC-DIG-DM-5220A | 2
THC-DIG-DM-5220B | 2
THC-DIG-FDT-5182A | 2
THC-DIG-FDT-5200A | 2
THC-DIG-FDT-5220A | 2
THC-DIG-FX-0400D | 2
THC-DIG-FX-0500D | 2
THC-DIG-FX-0600D | 2
THC-DIG-FX-0700D | 2
THC-DIG-FX-5182A | 2
THC-DIG-FX-5182B | 2
THC-DIG-FX-5200A | 2
THC-DIG-FX-5200B | 2
THC-DIG-FX-5220A | 2
THC-DIG-FX-5220B | 2
THC-DIG-P-0114 | 2
THC-DIG-P-0115 | 2
THC-DIG-P-5240 | 2
THC-DIG-P-5291 | 2
THC-FEQ-ALR | 2
THC-FEQ-BLDG D | 1
THC-FEQ-BLDG K | 1
THC-FEQ-BLDG M | 1
THC-FEQ-BLDG U | 1
THC-FEQ-BLDG X | 1
THC-FEQ-CP-0011 | 1
THC-FEQ-CP-0012 | 1
THC-FEQ-FEQ-0011 | 1
THC-FEQ-FEQ-0012 | 1
THC-FEQ-FEQ-0013 | 1
THC-FEQ-FEQ-0014 | 1
THC-FEQ-FEQ-0015 | 1
THC-FEQ-FEQ-0051 | 1
THC-FEQ-FEQ-0052 | 1
THC-FEQ-FEQ-0053 | 1
THC-FEQ-FEQ-0054 | 1
THC-FEQ-FEQ-0055 | 1
THC-FEQ-FEQ-0056 | 1
THC-FEQ-FEQ-0057 | 1
THC-FEQ-FEQ-0058 | 1
THC-FEQ-FEQ-0059 | 1
THC-FEQ-FEQ-0060 | 1
THC-FEQ-FEQ-0061 | 1
THC-FEQ-FEQ-0062 | 1
THC-FEQ-FEQ-0063 | 1
THC-FEQ-FEQ-0064 | 1
THC-FEQ-FEQ-0065 | 1
THC-FEQ-FEQ-0066 | 1
THC-FEQ-FEQ-0067 | 1
THC-FEQ-FEQ-0068 | 1
THC-FEQ-FEQ-0069 | 1
THC-FEQ-FEQ-0070 | 1
THC-FEQ-FEQ-0071 | 1
THC-FEQ-FEQ-0072 | 1
THC-FEQ-FEQ-0073 | 1
THC-FEQ-FEQ-0074 | 1
THC-FEQ-FEQ-0075 | 1
THC-FEQ-FEQ-0076 | 1
THC-FEQ-FEQ-0077 | 1
THC-FEQ-FEQ-0504 | 1
THC-FEQ-FSS-0051 | 1
THC-FEQ-FSS-0052 | 1
THC-FEQ-FSS-0053 | 1
THC-FEQ-FSS-0054 | 1
THC-FEQ-FSS-0055 | 1
THC-FEQ-FSS-0056 | 1
THC-FEQ-HS-0011 | 1
THC-FEQ-HS-0012 | 1
THC-FEQ-HS-0013 | 1
THC-FEQ-HS-0014 | 1
THC-FEQ-HS-0015 | 1
THC-FEQ-HS-0051 | 1
THC-FEQ-HS-0052 | 1
THC-FEQ-HS-0053 | 1
THC-FEQ-HS-0054 | 1
THC-FEQ-HS-0055 | 1
THC-FEQ-HS-0056 | 1
THC-FEQ-HS-0057 | 1
THC-FEQ-HS-0058 | 1
THC-FEQ-HS-0059 | 1
THC-FEQ-HS-0060 | 1
THC-FEQ-MON-0011 | 1
THC-FEQ-MON-0012 | 1
THC-FEQ-MON-0013 | 1
THC-FEQ-MON-0014 | 1
THC-FEQ-MON-0015 | 1
THC-FEQ-MON-0016 | 1
THC-FEQ-MON-0017 | 1
THC-FEQ-MON-0018 | 1
THC-FEQ-MON-0019 | 1
THC-FEQ-MON-0020 | 1
THC-FEQ-MON-0021 | 1
THC-FEQ-MON-0022 | 1
THC-FEQ-MON-0023 | 1
THC-FEQ-MON-0024 | 1
THC-FEQ-MON-0025 | 1
THC-FEQ-MON-0026 | 1
THC-FEQ-MON-0027 | 1
THC-FEQ-MON-0028 | 1
THC-FEQ-MON-0029 | 1
THC-FEQ-MON-0030 | 1
THC-FEQ-MON-0031 | 1
THC-FEQ-MON-0032 | 1
THC-FEQ-MON-0033 | 1
THC-FEQ-MON-0034 | 1
THC-FEQ-P-0582 | 1
THC-FEQ-P-0583 | 1
THC-FEQ-P-0584 | 2
THC-FEQ-P-0585 | 1
THC-FEQ-P-0586 | 2
THC-FEQ-YAN-0011 | 1
THC-FEQ-YAN-0012 | 1
THC-FEQ-YAN-0013 | 1
THC-FEQ-YAN-0014 | 1
THC-FEQ-YAN-0015 | 1
THC-FEQ-YAN-0016 | 1
THC-FEQ-YAN-0017 | 1
THC-FEQ-YAN-0018 | 1
THC-FEQ-YAN-0019 | 1
THC-FEQ-YAN-0020 | 1
THC-FEQ-YAN-0021 | 1
THC-FEQ-YAN-0022 | 1
THC-FEQ-YAN-0023 | 1
THC-FEQ-YAN-0024 | 1
THC-FEQ-YAN-0025 | 1
THC-FEQ-YAN-0026 | 1
THC-FEQ-YAN-0027 | 1
THC-FEQ-YAN-0028 | 1
THC-FEQ-YAN-0029 | 1
THC-FEQ-YAN-0030 | 1
THC-FEQ-YAN-0051 | 1
THC-FEQ-YAN-0052 | 1
THC-FEQ-YAN-0053 | 1
THC-FEQ-YAN-0054 | 1
THC-FEQ-YAN-0055 | 1
THC-FEQ-YAN-0056 | 1
THC-FEQ-YAN-0057 | 1
THC-FEQ-YAN-0058 | 1
THC-FEQ-YAN-0059 | 1
THC-FEQ-YAN-0060 | 1
THC-FEQ-YAN-0061 | 1
THC-FEQ-YAN-0062 | 1
THC-FEQ-YAN-0063 | 1
THC-FEQ-YAN-0064 | 1
THC-FEQ-YAN-0065 | 1
THC-FEQ-YAN-0066 | 1
THC-FEQ-YAN-0067 | 1
THC-FEQ-YAN-0068 | 1
THC-FEQ-YAN-0069 | 1
THC-FEQ-YAN-0070 | 1
THC-FEQ-YAN-0071 | 1
THC-FEQ-YAN-0072 | 1
THC-FEQ-YAN-0073 | 1
THC-FEQ-YAN-0074 | 1
THC-FEQ-YAN-0075 | 1
THC-FEQ-YAN-0076 | 1
THC-FEQ-YAN-0077 | 1
THC-FEQ-YAN-0078 | 1
THC-FEQ-YAN-0079 | 1
THC-FEQ-YAN-0080 | 1
THC-FEQ-YAN-0081 | 1
THC-FEQ-YAN-0082 | 1
THC-FEQ-YAN-0083 | 1
THC-FEQ-YAN-0084 | 1
THC-FT-P-0990SUSPEND | 2
THC-FT-P-1090SUSPENDED | 2
THC-FT-P-1190SUSPENDED | 2
THC-FT-P-1290SUSPENDED | 2
THC-FT-P-1390SUSPEND | 2
THC-FT-P-1490SUSPEND | 2
THC-FT-P-1590-SCRP | 2
THC-FT-P-1690-SCRP | 2
THC-FT-P-5810SP | 1
THC-FT-P-5820SP | 2
THC-INC-AM-0103 | 2
THC-INC-METR-0001 | 2
THC-NGS-FX-5220B | 2
THC-OBSOLETE-WA1 | 2
THC-OBSOLETE-WA2 | 1
THC-OCS-LQ | 2
THC-PLT-P-5300 | 1
THC-PLT-P-5320 | 1
THC-PLT-P-5340 | 1
THC-PLT-P-6140 | 1
THC-PLT-P-6150 | 1
THC-PLT-P-6160 | 1
THC-PLT-P-6240 | 1
THC-PLT-P-6260 | 1
THC-PRM-P-0174SUSP | 1
THC-PRM-P-1160SP | 1
THC-PRM-P-1170SP | 1
THC-PRM-P-1260SP | 1
THC-PRM-P-1270SP | 1
THC-PRM-P-6130SP | 2
THC-PRM-P-6330SP | 2
THC-PRM-P-6730SP | 2
THC-PRS-P-0110SUPS | 2
THC-PRS-P-0210SUPS | 3
THC-PRS-P-0310SUPS | 3
THC-PWA-P-0006 | 2
THC-PWA-P-0007 | 2
THC-SES-AM-0100 | 2
THC-SES-AM-0101K | 2
THC-SES-AM-0102 | 3
THC-SES-AM-0103 | 3
THC-SES-AM-0200 | 2
THC-SES-AM-0201 | 2
THC-SES-AM-0202 | 2
THC-SES-AM-0203 | 2
THC-SES-AM-0205 | 2
THC-SES-AM-0212 | 2
THC-SES-AM-0213 | 2
THC-SES-AM-0214 | 2
THC-SES-AM-0215 | 2
THC-SES-AM-0216 | 2
THC-SES-FEQ | 1
THC-SES-FEQ-0001A | 1
THC-SES-FEQ-0001B | 1
THC-SES-FEQ-0001C | 1
THC-SES-FEQ-0001D | 1
THC-SES-FEQ-0001DCL | 1
THC-SES-FEQ-0001E | 1
THC-SES-FEQ-0001F | 1
THC-SES-FEQ-0001G | 1
THC-SES-FEQ-0001H | 1
THC-SES-FEQ-0001I | 1
THC-SES-FEQ-0001J | 1
THC-SES-FEQ-0001K | 1
THC-SES-FEQ-0001L | 1
THC-SES-FEQ-0001M | 1
THC-SES-FEQ-0001N | 1
THC-SES-FEQ-0001O | 1
THC-SES-FEQ-0001P | 1
THC-SES-FEQ-0001Q | 1
THC-SES-FEQ-0001R | 1
THC-SES-FEQ-0001S | 1
THC-SES-FEQ-0001T | 1
THC-SES-FEQ-0001U | 1
THC-SES-FEQ-0001X | 1
THC-SES-FEQ-0401 | 2
THC-SES-FEQ-0402 | 2
THC-SES-FEQ-0403 | 2
THC-SES-FEQ-0404 | 2
THC-SES-FEQ-0405 | 2
THC-SES-FEQ-0406 | 2
THC-SES-FEQ-0407 | 2
THC-SES-FEQ-0408 | 2
THC-SES-FEQ-0409 | 2
THC-SES-FEQ-0410 | 2
THC-SES-FEQ-0411 | 2
THC-SES-FEQ-0412 | 1
THC-SES-FEQ-0413 | 1
THC-SES-FEQ-0414 | 1
THC-SES-FEQ-0415 | 1
THC-SES-FEQ-0416 | 1
THC-SES-FEQ-0419 | 1
THC-SES-FEQ-0420 | 1
THC-SES-FEQ-473322 | 1
THC-SES-FEQ-473324 | 1
THC-SES-FEQ-473325 | 1
THC-SES-FEQ-473332 | 1
THC-SES-FEQ-473333 | 1
THC-SES-FEQ-473342 | 2
THC-SES-FEQ-473345 | 1
THC-SES-FEQ-501007 | 1
THC-SES-FEQ-501040 | 2
THC-SES-FEQ-501060 | 2
THC-SES-FEQ-501083 | 2
THC-SES-FEQ-501088 | 2
THC-SES-FEQ-501095 | 2
THC-SES-FEQ-501098 | 2
THC-SES-FEQ-501100 | 2
THC-SES-FEQ-501104 | 2
THC-SES-FEQ-501108 | 2
THC-SES-FEQ-501112 | 2
THC-SES-FEQ-501114 | 2
THC-SES-FEQ-5200 | 1
THC-SES-FEQ-5201 | 1
THC-SES-FEQ-5202 | 1
THC-SES-FEQ-5203 | 1
THC-SES-FEQ-5204 | 1
THC-SES-FEQ-671060 | 1
THC-SES-FEQ-AD40 | 2
THC-SES-FEQ-AF1 | 2
THC-SES-FEQ-AF10 | 2
THC-SES-FEQ-AF11 | 2
THC-SES-FEQ-AF12 | 2
THC-SES-FEQ-AF13 | 2
THC-SES-FEQ-AF14 | 2
THC-SES-FEQ-AF15 | 2
THC-SES-FEQ-AF16 | 2
THC-SES-FEQ-AF17 | 2
THC-SES-FEQ-AF18 | 2
THC-SES-FEQ-AF19 | 2
THC-SES-FEQ-AF2 | 2
THC-SES-FEQ-AF23 | 2
THC-SES-FEQ-AF3 | 2
THC-SES-FEQ-AF4 | 2
THC-SES-FEQ-AF5 | 2
THC-SES-FEQ-AF6 | 2
THC-SES-FEQ-AF7 | 2
THC-SES-FEQ-AF8 | 2
THC-SES-FEQ-AF9 | 2
THC-SES-FEQ-NS1 | 2
THC-SES-FEQ-NS10 | 2
THC-SES-FEQ-NS11 | 2
THC-SES-FEQ-NS12 | 2
THC-SES-FEQ-NS13 | 2
THC-SES-FEQ-NS14 | 2
THC-SES-FEQ-NS15 | 2
THC-SES-FEQ-NS16 | 2
THC-SES-FEQ-NS17 | 2
THC-SES-FEQ-NS18 | 2
THC-SES-FEQ-NS19 | 2
THC-SES-FEQ-NS2 | 2
THC-SES-FEQ-NS20 | 2
THC-SES-FEQ-NS21 | 2
THC-SES-FEQ-NS22 | 2
THC-SES-FEQ-NS23 | 2
THC-SES-FEQ-NS24 | 2
THC-SES-FEQ-NS25 | 2
THC-SES-FEQ-NS26 | 2
THC-SES-FEQ-NS27 | 2
THC-SES-FEQ-NS28 | 2
THC-SES-FEQ-NS29 | 2
THC-SES-FEQ-NS3 | 3
THC-SES-FEQ-NS30 | 2
THC-SES-FEQ-NS31 | 2
THC-SES-FEQ-NS32 | 3
THC-SES-FEQ-NS33 | 3
THC-SES-FEQ-NS34 | 3
THC-SES-FEQ-NS35 | 3
THC-SES-FEQ-NS36 | 2
THC-SES-FEQ-NS37 | 2
THC-SES-FEQ-NS38 | 2
THC-SES-FEQ-NS39 | 2
THC-SES-FEQ-NS4 | 3
THC-SES-FEQ-NS40 | 3
THC-SES-FEQ-NS41 | 3
THC-SES-FEQ-NS5 | 3
THC-SES-FEQ-NS6 | 3
THC-SES-FEQ-NS7 | 3
THC-SES-FEQ-NS8 | 3
THC-SES-FEQ-NS9 | 3
THC-SES-FEQ-OS1 | 3
THC-SES-FEQ-OS10 | 3
THC-SES-FEQ-OS10B | 3
THC-SES-FEQ-OS11 | 3
THC-SES-FEQ-OS12 | 3
THC-SES-FEQ-OS13 | 3
THC-SES-FEQ-OS14 | 3
THC-SES-FEQ-OS15 | 3
THC-SES-FEQ-OS16 | 3
THC-SES-FEQ-OS17 | 3
THC-SES-FEQ-OS18 | 3
THC-SES-FEQ-OS19 | 3
THC-SES-FEQ-OS2 | 3
THC-SES-FEQ-OS20 | 3
THC-SES-FEQ-OS21 | 3
THC-SES-FEQ-OS22 | 3
THC-SES-FEQ-OS23 | 3
THC-SES-FEQ-OS24 | 3
THC-SES-FEQ-OS25 | 3
THC-SES-FEQ-OS26 | 3
THC-SES-FEQ-OS27 | 3
THC-SES-FEQ-OS28 | 3
THC-SES-FEQ-OS29 | 3
THC-SES-FEQ-OS3 | 3
THC-SES-FEQ-OS30 | 3
THC-SES-FEQ-OS31 | 3
THC-SES-FEQ-OS31A | 3
THC-SES-FEQ-OS32 | 3
THC-SES-FEQ-OS33 | 3
THC-SES-FEQ-OS33B | 3
THC-SES-FEQ-OS34 | 3
THC-SES-FEQ-OS35 | 3
THC-SES-FEQ-OS36 | 3
THC-SES-FEQ-OS37 | 3
THC-SES-FEQ-OS38 | 3
THC-SES-FEQ-OS39 | 3
THC-SES-FEQ-OS4 | 3
THC-SES-FEQ-OS40 | 3
THC-SES-FEQ-OS41 | 3
THC-SES-FEQ-OS42 | 3
THC-SES-FEQ-OS43 | 3
THC-SES-FEQ-OS44 | 3
THC-SES-FEQ-OS45 | 3
THC-SES-FEQ-OS46 | 3
THC-SES-FEQ-OS47 | 3
THC-SES-FEQ-OS48 | 3
THC-SES-FEQ-OS5 | 3
THC-SES-FEQ-OS50 | 3
THC-SES-FEQ-OS51 | 3
THC-SES-FEQ-OS6 | 3
THC-SES-FEQ-OS7 | 3
THC-SES-FEQ-OS8 | 3
THC-SES-FEQ-OS9 | 3
THC-SES-FEQ-SD1 | 3
THC-SES-FEQ-SD10 | 3
THC-SES-FEQ-SD11 | 3
THC-SES-FEQ-SD12 | 3
THC-SES-FEQ-SD13 | 3
THC-SES-FEQ-SD14 | 3
THC-SES-FEQ-SD15 | 3
THC-SES-FEQ-SD16 | 3
THC-SES-FEQ-SD17 | 3
THC-SES-FEQ-SD18 | 3
THC-SES-FEQ-SD19 | 3
THC-SES-FEQ-SD2 | 3
THC-SES-FEQ-SD20 | 3
THC-SES-FEQ-SD21 | 3
THC-SES-FEQ-SD22 | 3
THC-SES-FEQ-SD23 | 3
THC-SES-FEQ-SD24 | 3
THC-SES-FEQ-SD25 | 3
THC-SES-FEQ-SD26 | 3
THC-SES-FEQ-SD27 | 3
THC-SES-FEQ-SD3 | 3
THC-SES-FEQ-SD30 | 3
THC-SES-FEQ-SD31 | 3
THC-SES-FEQ-SD32 | 3
THC-SES-FEQ-SD33 | 3
THC-SES-FEQ-SD34 | 3
THC-SES-FEQ-SD35 | 3
THC-SES-FEQ-SD36 | 3
THC-SES-FEQ-SD37 | 3
THC-SES-FEQ-SD4 | 3
THC-SES-FEQ-SD5 | 3
THC-SES-FEQ-SD6 | 3
THC-SES-FEQ-SD7 | 3
THC-SES-FEQ-SD8 | 3
THC-SES-FEQ-SD9 | 3
THC-SES-FEQ-TUNNEL | 2
THC-SES-FEQ-V1 | 2
THC-SES-FEQ-V2 | 2
THC-SES-FEQ-V3 | 2
THC-SES-FEQ-V4 | 2
THC-SES-FEQ-V5 | 2
THC-SES-FEQ-V6 | 2
THC-SES-FEQ-V7 | 2
THC-SES-GAS | 1
THC-SES-SQ | 1
THC-SM-STRC-0001 | 2
THC-STR-P-0140SUSP | 1
THC-STR-P-0840SP | 1
THC-STR-P-0940SP | 1
THC-STR-P-1040SP | 1
THC-STR-P-1140SP | 1
THC-STR-P-1240SP | 1
THC-STR-P-1340SP | 1
THC-STR-P-1440SP | 1
THC-STR-P-1540SP | 1
THC-STR-P-1640-SCRP | 2
THC-STR-P-8340 | 2
THC-STR-P-8350 | 2
THC-STR-P-8410 | 2
THC-STR-P-8420 | 2
THC-SUSPENDED | 1
THC-TC-METR-0001 | 2
THC-WA3-SPARE | 1
THR-ACC-P-0510 | 3
THR-ACC-P-0520S | 3
THR-ACC-P-0530S | 2
THR-ACC-P-0540S | 2
THR-DIG-P-3177 | 1
THR-DIS-CHL | 3
THR-DIS-CW-S | 2
THR-DIS-EV | 2
THR-DIS-FPWS | 2
THR-DIS-P-S | 2
THR-DIS-P-SUS | 1
THR-DIS-SB | 1
THR-ELS-AER | 1
THR-FEQ-C&LV | 1
THR-FEQ-V-0024S | 1
THR-FPW-P-0001S | 1
THR-FPW-P-0002S | 1
THR-FPW-P-0010S | 1
THR-FPW-P-0018S | 1
THR-FT-P-2170S | 2
THR-FT-P-2171S | 2
THR-FT-P-2172S | 2
THR-FT-P-2173S | 2
THR-FT-P-2174S | 2
THR-FT-P-2175S | 2
THR-FT-P-2176S | 2
THR-FT-P-2402S | 2
THR-FT-P-3120S | 1
THR-FT-P-3140S | 1
THR-FT-P-3210S | 1
THR-FT-P-3240S | 1
THR-FT-P-3250S | 2
THR-FT-P-3977AS | 2
THR-FT-P-3977BS | 2
THR-FT-P-3980AS | 1
THR-FT-P-3990S | 1
THR-FT-P-4053S | 1
THR-FT-P-4054S | 1
THR-FT-P-4063 | 2
THR-FT-P-4064 | 2
THR-FT-P-4065 | 2
THR-FT-P-4066 | 2
THR-FT-P-4100S | 2
THR-FT-P-4101S | 2
THR-FT-P-4102S | 2
THR-FT-P-4103S | 2
THR-FT-P-4110S | 2
THR-FT-P-4111S | 2
THR-FT-P-4112S | 2
THR-FT-P-4113S | 2
THR-FT-P-4113SUSP | 2
THR-FT-P-4120S | 2
THR-FT-P-4121S | 2
THR-FT-P-4122S | 2
THR-FT-P-4123S | 2
THR-FT-P-4124S | 2
THR-FT-P-5698S | 1
THR-FT-P-5699S | 1
THR-FT-P-6320AS | 1
THR-FT-P-6320BS | 1
THR-OCS-OZ-3956S | 1
THR-PLT-BL-GRIT | 1
THR-PLT-BL-VX(SUSP) | 1
THR-PLT-GRITS | 1
THR-PLT-P-0516 | 3
THR-PLT-P-0517 | 3
THR-PRM-P-SLDGS | 1
THR-PRS-P-0057S | 1
THR-PRS-P-0200S | 1
THR-PRS-P-0210S | 1
THR-PRS-P-0220S | 1
THR-PRS-P-0230S | 1
THR-PRS-P-0240S | 1
THR-PRS-P-0300S | 1
THR-PRS-P-0315S | 1
THR-PRS-P-0320S | 1
THR-PRS-P-0340S | 1
THR-PRS-P-0355S | 1
THR-PRS-P-0360S | 1
THR-PRS-P-0380S | 1
THR-PRS-P-0395S | 1
THR-PRS-P-0400S | 1
THR-PRS-P-0420S | 1
THR-PRS-P-0435S | 1
THR-PRS-P-0440S | 1
THR-S-E | 1
THR-SES-FEQ-0001S | 4
THR-SES-FEQ-0003S | 4
THR-SES-FEQ-0005S | 2
THR-SES-FEQ-0006S | 3
THR-SES-FEQ-0007S | 4
THR-SES-FEQ-0008S | 4
THR-SES-FEQ-0009S | 3
THR-SES-FEQ-0010S | 4
THR-SES-FEQ-0012S | 4
THR-SES-FEQ-0014S | 3
THR-SES-FEQ-0019S | 4
THR-SES-FEQ-0024S | 3
THR-SES-FEQ-0025S | 3
THR-SES-FEQ-0026S | 2
THR-SES-FEQ-0027S | 2
THR-SES-FEQ-0028S | 2
THR-SES-FEQ-0029S | 2
THR-SES-FEQ-0030S | 2
THR-SES-FEQ-0031S | 2
THR-SES-FEQ-0032S | 2
THR-SES-FEQ-0033S | 2
THR-SES-FEQ-0035S | 2
THR-SES-FEQ-0037S | 2
THR-SES-FEQ-0038S | 3
THR-SES-FEQ-0039S | 3
THR-SES-FEQ-0040S | 3
THR-SES-FEQ-0041S | 3
THR-SES-FEQ-0042S | 3
THR-SES-FEQ-0043S | 3
THR-SES-FEQ-0046S | 2
THR-SES-FEQ-0047S | 2
THR-SES-FEQ-0048S | 2
THR-SES-FEQ-0049S | 2
THR-SES-FEQ-0050S | 3
THR-SES-FEQ-0051S | 2
THR-SES-FEQ-0052S | 2
THR-SES-FEQ-0053S | 2
THR-SES-FEQ-0054S | 2
THR-SES-FEQ-0060S | 2
THR-SES-FEQ-0062S | 2
THR-SES-FEQ-0063S | 2
THR-SES-FEQ-0067S | 2
THR-SES-FEQ-0068S | 2
THR-SES-FEQ-0069S | 2
THR-SES-FEQ-0070S | 2
THR-SES-FEQ-0072S | 2
THR-SES-FEQ-0073S | 2
THR-SES-FEQ-0074S | 2
THR-SES-FEQ-0075S | 2
THR-SES-FEQ-0076S | 2
THR-SES-FEQ-0077S | 2
THR-SES-FEQ-0078S | 2
THR-SES-FEQ-0079S | 2
THR-SES-FEQ-0080S | 2
THR-SES-FEQ-0081S | 2
THR-SES-FEQ-0082S | 2
THR-SES-FEQ-0083S | 2
THR-SES-FEQ-0084S | 2
THR-SES-FEQ-0085S | 2
THR-SES-FEQ-0086S | 2
THR-SES-FEQ-0088S | 2
THR-SES-FEQ-0089S | 2
THR-SES-FEQ-0090S | 2
THR-SES-FEQ-0091S | 2
THR-SES-FEQ-0093S | 3
THR-SES-FEQ-0094S | 2
THR-SES-FEQ-0096S | 2
THR-SES-FEQ-0098S | 2
THR-SES-FEQ-0099S | 2
THR-SES-FEQ-0100AS | 2
THR-SES-FEQ-0100BS | 2
THR-SES-FEQ-0100S | 2
THR-SES-FEQ-0101S | 2
THR-SES-FEQ-0102S | 2
THR-SES-FEQ-0103S | 2
THR-SES-FEQ-0104S | 4
THR-SES-FEQ-0106S | 3
THR-SES-FEQ-0107S | 3
THR-SES-FEQ-0108S | 3
THR-SES-FEQ-0109S | 3
THR-SES-FEQ-0110S | 2
THR-SES-FEQ-0111S | 2
THR-SES-FEQ-0112S | 2
THR-SES-FEQ-0113S | 2
THR-SES-FEQ-0114S | 2
THR-SES-FEQ-0115S | 2
THR-SES-FEQ-0116S | 2
THR-SES-FEQ-0117S | 2
THR-SES-FEQ-0118S | 2
THR-SES-FEQ-0119S | 2
THR-SES-FEQ-0120S | 2
THR-SES-FEQ-0141S | 2
THR-SES-FEQ-0142S | 2
THR-SES-FEQ-0143S | 2
THR-SES-FEQ-0144S | 2
THR-SES-FEQ-0145S | 2
THR-SES-FEQ-0147S | 2
THR-SES-FEQ-0154S | 3
THR-SES-FEQ-0156S | 3
THR-SES-FEQ-0157S | 2
THR-SES-FEQ-0158S | 3
THR-SES-FEQ-0159S | 3
THR-SES-FEQ-0160S | 3
THR-SES-FEQ-0161S | 3
THR-SES-FEQ-0162S | 3
THR-SES-FEQ-0163S | 3
THR-SES-FEQ-0164S | 3
THR-SES-FEQ-0165S | 3
THR-SES-FEQ-0166S | 3
THR-SES-FEQ-0167S | 3
THR-SES-FEQ-0168S | 4
THR-SES-FEQ-0169S | 3
THR-SES-FEQ-0170S | 3
THR-SES-FEQ-0171S | 3
THR-SES-FEQ-0172S | 4
THR-SES-FEQ-0173S | 4
THR-SES-FEQ-0174S | 2
THR-SES-FEQ-0175S | 2
THR-SES-FEQ-0176S | 4
THR-SES-FEQ-0177S | 2
THR-SES-FEQ-0178S | 2
THR-SES-FEQ-0179S | 2
THR-SES-FEQ-0180S | 2
THR-SES-FEQ-0181S | 2
THR-SES-FEQ-0182S | 2
THR-SES-FEQ-0183S | 2
THR-SES-FEQ-0184S | 3
THR-SES-FEQ-0185S | 3
THR-SES-FEQ-0186S | 3
THR-SES-FEQ-0189S | 2
THR-SES-FEQ-0190S | 4
THR-SES-FEQ-0192S | 4
THR-SES-FEQ-0194S | 2
THR-SES-FEQ-0197S | 2
THR-SES-FEQ-0198 | 2
THR-SES-FEQ-0199S | 2
THR-SES-FEQ-0200S | 2
THR-SES-FEQ-0201S | 2
THR-SES-FEQ-0202 | 2
THR-SES-FEQ-0203 | 2
THR-SES-FEQ-0204S | 2
THR-SES-FEQ-0205S | 2
THR-SES-FEQ-0206S | 2
THR-SES-FEQ-0207S | 2
THR-SES-FEQ-0208S | 2
THR-SES-FEQ-0209S | 2
THR-SES-FEQ-0210S | 2
THR-SES-FEQ-0211S | 2
THR-SES-FEQ-0212S | 2
THR-SES-FEQ-0213S | 2
THR-SES-FEQ-0214S | 2
THR-SES-FEQ-0215S | 2
THR-SES-FEQ-0216S | 3
THR-SES-FEQ-0217S | 2
THR-SES-FEQ-0218S | 2
THR-SES-FEQ-0219S | 2
THR-SES-FEQ-0220S | 2
THR-SES-FEQ-0221S | 2
THR-SES-FEQ-0222S | 2
THR-SES-FEQ-0223S | 2
THR-SES-FEQ-0224S | 2
THR-SES-FEQ-0225S | 2
THR-SES-FEQ-0226S | 2
THR-SES-FEQ-0227S | 2
THR-SES-FEQ-0228S | 2
THR-SES-FEQ-0229S | 2
THR-SES-FEQ-0230S | 2
THR-SES-FEQ-0231S | 2
THR-SES-FEQ-0232S | 2
THR-SES-FEQ-0233S | 2
THR-SES-FEQ-0250S | 2
THR-SES-FEQ-0251S | 2
THR-SES-FEQ-0252S | 2
THR-SES-FEQ-0253S | 2
THR-SES-FEQ-0254S | 2
THR-SES-FEQ-0255S | 2
THR-SES-FEQ-0256S | 2
THR-SES-FEQ-0257S | 2
THR-SES-FEQ-0271S | 2
THR-SES-FEQ-0275S | 2
THR-SES-FEQ-0278S | 2
THR-SES-FEQ-0279S | 2
THR-SES-FEQ-0282S | 2
THR-SES-FEQ-0283S | 2
THR-SES-FEQ-0284S | 3
THR-SES-FEQ-0286S | 3
THR-SES-FEQ-0287S | 3
THR-SES-FEQ-0288S | 3
THR-SES-FEQ-0289S | 3
THR-SES-FEQ-0290S | 2
THR-SES-FEQ-0295S | 3
THR-SES-FEQ-0296S | 3
THR-SES-FEQ-0297S | 2
THR-SES-FEQ-0298S | 2
THR-SES-FEQ-0300S | 2
THR-SES-FEQ-0301S | 2
THR-SES-FEQ-0302S | 2
THR-SES-FEQ-0305S | 2
THR-SES-FEQ-0306S | 2
THR-SES-FEQ-0307S | 2
THR-SES-FEQ-0308S | 2
THR-SES-FEQ-0309S | 2
THR-SES-FEQ-0310S | 2
THR-SES-FEQ-0311S | 2
THR-SES-FEQ-0320S | 2
THR-SES-FEQ-0321S | 2
THR-SES-FEQ-0322S | 2
THR-SES-FEQ-0323S | 2
THR-SES-FEQ-0324S | 2
THR-SES-FEQ-0325S | 2
THR-SES-FEQ-0326S | 2
THR-SES-FEQ-0327S | 2
THR-SES-FEQ-0328S | 2
THR-SES-FEQ-0329S | 3
THR-SES-FEQ-0330S | 3
THR-SES-FEQ-0331S | 2
THR-SES-FEQ-0332S | 2
THR-SES-FEQ-0333S | 2
THR-SES-FEQ-0334S | 2
THR-SES-FEQ-0335S | 2
THR-SES-FEQ-0336S | 2
THR-SES-FEQ-0337S | 2
THR-SES-FEQ-0338S | 2
THR-SES-FEQ-0500S | 4
THR-SES-FEQ-9330S | 3
THR-SES-FEQ-9335S | 3
THR-SES-FEQ-9340S | 2
THR-SES-FEQ-9341S | 3
THR-SES-FEQ-9350S | 3
THR-SES-FEQ-ADMS | 3
THR-SES-FEQ-DIGS | 4
THR-SES-FEQ-DISS | 5
THR-SES-FEQ-EMSS | 4
THR-SES-FEQ-EPSS | 4
THR-SES-FEQ-ERS | 2
THR-SES-FEQ-FCBS | 4
THR-SES-FEQ-FPWS | 4
THR-SES-FEQ-GRITS | 3
THR-SES-FEQ-HHS | 3
THR-SES-FEQ-HPBBS | 4
THR-SES-FEQ-MAINSUBS | 2
THR-SES-FEQ-OCB | 5
THR-SES-FEQ-PRMS | 3
THR-SES-FEQ-RSPSS | 4
THR-SES-FEQ-STBS | 4
THR-SES-FEQ-T&GS | 4
THR-SES-JHSC | 1
THR-SES-SQ | 1
THR-SES-SQ-WA3 | 1
THR-SUSPENDED ENTITY | 2
THR-WAS-P-SUSP | 1
TN106A | 2
TN107A | 2
TN114A | 2
TN117A | 2
TN122A | 2
TN123A | 2
TN124A | 2
TN127A | 2
TN128A | 2
TN129A | 2
TN130A | 2
TN131A | 2
TN132A | 2
TNT-ACC-FEQ-0001 | 2
TNT-ACC-FEQ-0002S | 2
TNT-AER-FEQ-0001S | 2
TNT-AER-FEQ-0002S | 2
TNT-AER-FEQ-0003S | 2
TNT-AER-FEQ-0004S | 2
TNT-AER-FEQ-0005S | 2
TNT-DIG-FEQ-0001S | 2
TNT-DIG-FEQ-0002S | 2
TNT-DIG-FEQ-0003S | 2
TNT-DIG-FEQ-0004S | 2
TNT-DIG-FEQ-0005S | 2
TNT-DIG-FEQ-0006S | 2
TNT-DIS-FEQ-0001S | 2
TNT-ELS-LTG | 2
TNT-FT-FEQ-0001S | 2
TNT-FT-FEQ-0002S | 2
TNT-FT-FEQ-0003S | 2
TNT-FT-FEQ-0004S | 2
TNT-FT-FEQ-0005S | 2
TNT-MCS-FEQ-0003S | 2
TNT-MCS-FEQ-0004S | 2
TNT-MCS-FEQ-0011S | 2
TNT-MCS-FEQ-0015S | 2
TNT-PLT-FEQ-0001S | 2
TNT-PRM-FEQ-0001S | 2
TNT-PRM-FEQ-0002S | 2
TNT-PRM-FEQ-0003S | 2
TNT-SES-FEQ | 2
TNT-SES-FEQ-0001S | 2
TNT-SES-FEQ-0002S | 2
TNT-SES-FEQ-0003S | 2
TNT-SES-FEQ-0004S | 2
TNT-SES-FEQ-0005S | 2
TNT-SES-FEQ-0006S | 2
TNT-SES-FEQ-0012S | 2
TNT-SES-FEQ-0013S | 2
TNT-SES-FEQ-0014S | 2
TNT-SES-FEQ-0017S | 2
TNT-SES-FEQ-0018S | 2
TNT-SES-FEQ-0019S | 2
TNT-SES-FEQ-0020S | 2
TNT-SES-FEQ-0021S | 2
TNT-SES-FEQ-0022S | 2
TNT-SES-FEQ-0023S | 2
TNT-SES-FEQ-0024S | 2
TNT-SES-FEQ-0025S | 2
TNT-SES-FEQ-0026S | 2
TNT-SES-FEQ-0027S | 2
TNT-SES-FEQ-0028S | 2
TNT-SES-FEQ-0029S | 2
TNT-SES-FEQ-0030S | 2
TNT-SES-FEQ-0031S | 2
TNT-SES-FEQ-0032S | 2
TNT-SES-FEQ-0033S | 2
TNT-SES-FEQ-0034S | 2
TNT-STR-P-1401S | 2
TNT-STR-P-1501S | 2
VX2020A | 2
VX2021A | 2
WTR-041-G-0401 | 1
WTR-190-METR-1502 | 1
WTR-285-METR-0301 | 1
WTR-OBSOLETE | 1
WTR-PAH-FEQ-0001-SUS | 2
WTR-PAH-FEQ-0002-SUS | 2
WTR-PAH-FEQ-0003-SUS | 2
WTR-PAH-FEQ-0004-SUS | 2
WTR-PAH-FEQ-0005-SUS | 2
WTR-PAH-FEQ-SUS | 2
WTR-PAH-P-0300S | 2
WTR-PDS-FEQ-0001-SUS | 2
WTR-PDS-FEQ-SUS | 2
WTR-PDS-P-0001S | 2
WTR-PDS-P-0100S | 2
WTR-PDS-P-0200S | 2
WTR-PEG-FEQ-0001-SUS | 2
WTR-PEG-FEQ-0002-SUS | 2
WTR-PEG-FEQ-0003-SUS | 2
WTR-PEG-FEQ-0004 | 1
WTR-PEG-FEQ-SUS | 2
WTR-PEL-FEQ-0001-SUS | 2
WTR-PEL-FEQ-0002-SUS | 2
WTR-PEL-FEQ-0003-SUS | 2
WTR-PEL-FEQ-0004-SUS | 2
WTR-PEL-FEQ-0005-SUS | 2
WTR-PEL-FEQ-0006-SUS | 2
WTR-PEL-FEQ-SUS | 2
WTR-PEL-P-0100 | 3
WTR-PHL-FEQ-0001-SUS | 2
WTR-PHL-FEQ-0002-SUS | 2
WTR-PHL-FEQ-0003-SUS | 2
WTR-PHL-FEQ-0004-SUS | 2
WTR-PHL-FEQ-0005-SUS | 2
WTR-PHL-FEQ-0006-SUS | 2
WTR-PHL-FEQ-0007-SUS | 2
WTR-PHL-FEQ-0008-SUS | 2
WTR-PHL-FEQ-0009-SUS | 2
WTR-PHL-FEQ-0010-SUS | 2
WTR-PHL-FEQ-0011-SUS | 2
WTR-PHL-FEQ-0012-SUS | 2
WTR-PHL-FEQ-0013-SUS | 2
WTR-PHL-FEQ-0014-SUS | 2
WTR-PHL-FEQ-0015-SUS | 2
WTR-PHL-FEQ-0016-SUS | 2
WTR-PHL-FEQ-0017-SUS | 2
WTR-PHL-FEQ-0018-SUS | 2
WTR-PHL-FEQ-0019-SUS | 2
WTR-PHL-FEQ-0020-SUS | 2
WTR-PHL-FEQ-0021-SUS | 2
WTR-PHL-FEQ-0022-SUS | 2
WTR-PHL-FEQ-0023-SUS | 2
WTR-PHL-FEQ-0024-SUS | 2
WTR-PHL-FEQ-0025-SUS | 2
WTR-PHL-FEQ-0026-SUS | 2
WTR-PHL-FEQ-0027-SUS | 2
WTR-PHL-FEQ-0028-SUS | 2
WTR-PHL-FEQ-0029-SUS | 2
WTR-PHL-FEQ-0030-SUS | 2
WTR-PHL-FEQ-0032-SUS | 3
WTR-PHL-FEQ-0033-SUS | 3
WTR-PHL-FEQ-0034-SUS | 3
WTR-PHL-FEQ-SUS | 2
WTR-PHL-P-0200 | 1
WTR-PJO-FEQ-0001-SUS | 2
WTR-PJO-FEQ-0002-SUS | 2
WTR-PJO-FEQ-0003-SUS | 2
WTR-PJO-FEQ-0004-SUS | 2
WTR-PJO-FEQ-SUS | 2
WTR-PJO-GFI-0006, | 1
WTR-PJO-P-0400 | 1
WTR-PJO-V-1101, | 1
WTR-PJS-FEQ-0001-SUS | 2
WTR-PJS-FEQ-0002-SUS | 2
WTR-PJS-FEQ-0003-SUS | 2
WTR-PJS-FEQ-0004-SUS | 2
WTR-PJS-FEQ-0005-SUS | 2
WTR-PJS-FEQ-0006-SUS | 2
WTR-PJS-FEQ-0007-SUS | 2
WTR-PJS-FEQ-0008-SUS | 2
WTR-PJS-FEQ-0009-SUS | 2
WTR-PJS-FEQ-0010-SUS | 2
WTR-PJS-FEQ-0011-SUS | 2
WTR-PJS-FEQ-0012-SUS | 2
WTR-PJS-FEQ-0013-SUS | 2
WTR-PJS-FEQ-0014-SUS | 2
WTR-PJS-FEQ-0015-SUS | 2
WTR-PJS-FEQ-0016-SUS | 2
WTR-PJS-FEQ-0017-SUS | 2
WTR-PJS-FEQ-0018-SUS | 2
WTR-PJS-FEQ-0019-SUS | 2
WTR-PJS-FEQ-0020-SUS | 2
WTR-PJS-FEQ-0021-SUS | 2
WTR-PJS-FEQ-0022-SUS | 2
WTR-PJS-FEQ-0023-SUS | 2
WTR-PJS-FEQ-0024-SUS | 2
WTR-PJS-FEQ-0025-SUS | 2
WTR-PJS-FEQ-SUS | 2
WTR-PKL-FEQ-0001-SUS | 2
WTR-PKL-FEQ-0002-SUS | 2
WTR-PKL-FEQ-0003-SUS | 2
WTR-PKL-FEQ-0005-SUS | 2
WTR-PKL-FEQ-SUS | 2
WTR-PKL-P-0300S | 1
WTR-PKN-FEQ-0001-SUS | 2
WTR-PKN-FEQ-0002-SUS | 2
WTR-PKN-FEQ-SUS | 2
WTR-PLW-FEQ-0001-SUS | 2
WTR-PLW-FEQ-0002-SUS | 2
WTR-PLW-FEQ-0003-SUS | 2
WTR-PLW-FEQ-0004-SUS | 2
WTR-PLW-FEQ-0005-SUS | 2
WTR-PLW-FEQ-0006-SUS | 2
WTR-PLW-FEQ-0007-SUS | 2
WTR-PLW-FEQ-0008-SUS | 2
WTR-PLW-FEQ-0009-SUS | 2
WTR-PLW-FEQ-0010-SUS | 2
WTR-PLW-FEQ-0011-SUS | 2
WTR-PLW-FEQ-SUS | 2
WTR-PMI-CP-0007-SUS | 2
WTR-PMI-FEQ-0001-SUS | 2
WTR-PMI-FEQ-0002-SUS | 2
WTR-PMI-FEQ-0003-SUS | 2
WTR-PMI-FEQ-0004-SUS | 2
WTR-PMI-FEQ-0005-SUS | 2
WTR-PMI-FEQ-0006-SUS | 2
WTR-PMI-FEQ-0007-SUS | 2
WTR-PMI-FEQ-0008-SUS | 2
WTR-PMI-FEQ-0009-SUS | 2
WTR-PMI-FEQ-0010-SUS | 2
WTR-PMI-FEQ-0011-SUS | 2
WTR-PMI-FEQ-0012-SUS | 2
WTR-PMI-FEQ-0013-SUS | 2
WTR-PMI-FEQ-0014-SUS | 2
WTR-PMI-FEQ-0015-SUS | 2
WTR-PMI-FEQ-0016-SUS | 2
WTR-PMI-FEQ-0017-SUS | 2
WTR-PMI-FEQ-0018-SUS | 2
WTR-PMI-FEQ-0019-SUS | 2
WTR-PMI-FEQ-0020-SUS | 2
WTR-PMI-FEQ-0021-SUS | 2
WTR-PMI-FEQ-0022-SUS | 2
WTR-PMI-FEQ-0023-SUS | 2
WTR-PMI-FEQ-0024-SUS | 2
WTR-PMI-FEQ-0025-SUS | 2
WTR-PMI-FEQ-0026-SUS | 2
WTR-PMI-FEQ-SUS | 2
WTR-PPD-FEQ-0001-SUS | 2
WTR-PPD-FEQ-0002-SUS | 2
WTR-PPD-FEQ-0003-SUS | 2
WTR-PPD-FEQ-0004-SUS | 2
WTR-PPD-FEQ-0005-SUS | 2
WTR-PPD-FEQ-SUS | 2
WTR-PPD-P-0501S | 1
WTR-PPD-P-0601S | 1
WTR-PRH-FEQ-0001-SUS | 2
WTR-PRH-FEQ-0002-SUS | 2
WTR-PRH-FEQ-0003-SUS | 2
WTR-PRH-FEQ-0004-SUS | 2
WTR-PRH-FEQ-0005 | 1
WTR-PRH-FEQ-SUS | 2
WTR-PRV-FEQ-0001-SUS | 2
WTR-PRV-FEQ-0002-SUS | 2
WTR-PRV-FEQ-0003-SUS | 2
WTR-PRV-FEQ-0004-SUS | 2
WTR-PRV-FEQ-0005-SUS | 2
WTR-PRV-FEQ-0006-SUS | 2
WTR-PRV-FEQ-0007-SUS | 2
WTR-PRV-FEQ-SUS | 2
WTR-PSA-FEQ-0001-SUS | 2
WTR-PSA-FEQ-0002-SUS | 2
WTR-PSA-FEQ-0003-SUS | 2
WTR-PSA-FEQ-0004-SUS | 2
WTR-PSA-FEQ-SUS | 2
WTR-PSA-P-0500 | 1
WTR-PSC-FEQ-0001-SUS | 2
WTR-PSC-FEQ-0002-SUS | 2
WTR-PSC-FEQ-0003-SUS | 2
WTR-PSC-FEQ-0004-SUS | 2
WTR-PSC-FEQ-0005-SUS | 2
WTR-PSC-FEQ-0006-SUS | 2
WTR-PSC-FEQ-0007-SUS | 2
WTR-PSC-FEQ-0008-SUS | 2
WTR-PSC-FEQ-SUS | 2
WTR-PTH-FEQ-0001-SUS | 2
WTR-PTH-FEQ-0002-SUS | 2
WTR-PTH-FEQ-0003-SUS | 2
WTR-PTH-FEQ-SUS | 2
WTR-PWT-FEQ-0001-SUS | 2
WTR-PWT-FEQ-0002-SUS | 2
WTR-PWT-FEQ-0003-SUS | 2
WTR-PWT-FEQ-0004-SUS | 2
WTR-PWT-FEQ-0005-SUS | 2
WTR-PWT-FEQ-0006-SUS | 2
WTR-PWT-FEQ-SUS | 2
WTR-RBV-FEQ-0001-SUS | 2
WTR-RBV-FEQ-SUS | 2
WTR-RDF-FEQ-0001-SUS | 2
WTR-RDF-FEQ-0002-SUS | 2
WTR-RDF-FEQ-0003-SUS | 2
WTR-RDF-FEQ-0004-SUS | 2
WTR-RDF-FEQ-0005-SUS | 2
WTR-RDF-FEQ-SUS | 2
WTR-REB-ELS | 1
WTR-REB-TRW | 1
WTR-REG-FEQ-0001-SUS | 2
WTR-REG-FEQ-SUS | 2
WTR-REL-FEQ-SUS | 2
WTR-RKL-FEQ-0001-SUS | 2
WTR-RKL-FEQ-SUS | 2
WTR-RLL-FEQ-0001-SUS | 2
WTR-RLL-FEQ-SUS | 2
WTR-RLW-FEQ-0001-SUS | 2
WTR-RLW-FEQ-SUS | 2
WTR-RMI-FEQ-0001-SUS | 2
WTR-RMI-FEQ-0002-SUS | 2
WTR-RMI-FEQ-0003-SUS | 2
WTR-RMI-FEQ-0004-SUS | 2
WTR-RMI-FEQ-SUS | 2
WTR-RMP-ELSS | 1
WTR-RMP-TRWS | 1
WTR-RRG-FEQ-0001-SUS | 2
WTR-RRG-FEQ-SUS | 2
WTR-RRH-FEQ-0001-SUS | 2
WTR-RRH-FEQ-SUS | 2
WTR-RRV-FEQ-0001-SUS | 2
WTR-RRV-FEQ-0002 | 1
WTR-RRV-FEQ-0003-SUS | 2
WTR-RRV-FEQ-0004-SUS | 2
WTR-RRV-FEQ-SUS | 2
WTR-RST-FEQ-0001-SUS | 2
WTR-RST-FEQ-0002-SUS | 2
WTR-RST-FEQ-SUS | 2
WTR-RWA-FEQ-0001-SUS | 2
WTR-RWA-FEQ-SUS | 2
WTR-RWB-ELSS | 1
WTR-RWB-TRWS | 1
WTR-RWL-FEQ-0001-SUS | 2
WTR-RWL-FEQ-SUS | 2
WTR-SUSPENDED | 2
YCM-SES-FA-0001 | 2
YCM-SES-FEQ-0001 | 1
YCM-SES-FEQ-0002 | 1
YCM-SES-FEQ-0003 | 1
YCM-SES-FEQ-0003A | 1
YCM-SES-FEQ-0004 | 1
YCM-SES-FEQ-0005 | 1
YCM-SES-FEQ-0005A | 1
YCM-SES-FEQ-0006A | 1
YCM-SES-FEQ-0007 | 1
YCM-SES-FEQ-0008 | 1
YCM-SES-FEQ-0009 | 1
YCM-SES-FEQ-0009A | 1
YCM-SES-FEQ-0010 | 1
YCM-SES-FEQ-0010A | 1
YCM-SES-FEQ-0012A | 1
YCM-SES-FEQ-0013 | 1
YCM-SES-FEQ-0015 | 1
YCM-SES-FEQ-0016 | 1
YCM-SES-FEQ-0016A | 1
YCM-SES-FEQ-0017 | 1
YCM-SES-FEQ-0017A | 1
YCM-SES-FEQ-0018 | 1
YCM-SES-FEQ-0019 | 1
YCM-SES-FEQ-0020 | 1
YCM-SES-FEQ-0021 | 1
YCM-SES-FEQ-0022 | 1
YCM-SES-FEQ-0022A | 1
YCM-SES-FEQ-0023 | 1
YCM-SES-FEQ-0024 | 1
YCM-SES-FEQ-0025 | 1
YCM-SES-FEQ-0026 | 1
YCM-SES-FEQ-0027 | 1
YCM-SES-FEQ-0028 | 1
YCM-SES-FEQ-0029 | 1
YCM-SES-FEQ-0030 | 1
YCM-SES-FEQ-0030A | 1
YCM-SES-FEQ-0031 | 1
YCM-SES-FEQ-0032 | 1
YCM-SES-FEQ-0033 | 1
YCM-SES-FEQ-0034 | 1
YCM-SES-FEQ-0036 | 1
YCM-SES-FEQ-0036A | 1
YCM-SES-FEQ-0037 | 1
YCM-SES-FEQ-0037A | 1
YCM-SES-FEQ-0038 | 1
YCM-SES-FEQ-0039 | 1
YCM-SES-FEQ-0041 | 1
YCM-SES-FEQ-0042 | 1
YCM-SES-FEQ-0044 | 1
YCM-SES-FEQ-0045 | 1
YCM-SES-FEQ-0046 | 1
YCM-SES-FEQ-0047 | 1
YCM-SES-FEQ-0048 | 1
YCM-SES-FEQ-0049 | 1
YCM-SES-FEQ-0051 | 1
YCM-SES-FEQ-0051A | 1
YCM-SES-FEQ-0053 | 1
YCM-SES-FEQ-0058 | 1
YCM-SES-FEQ-0059 | 1
YTF-AVANTIS | 1
Z6042S | 2
Z73887S | 2
ZDATA PILOT | 1
ZXDATA-PILOT1 | 1
ZXDP ENTITY COL | 1
ZXDP OTHER COL | 1
ZXDP VALVE COL | 1
Grand Total | 43227

## Master_Table (hidden)
Column1 | Entity_number | Description | Parent | Category | Class | Suspended | Tag | Valid_Class | TH Suggestion | Parent_Description
11235 | COL-MTI-G-1401C | Gate 1,Rosedale Valley Control Chamber No.14C, MTI | COL-MTI | Valve,Gate,Sluice,Act. | Gate |  | G | http://www.toronto.ca/TWONTO#channel_gate
11236 | COL-MTI-G-1401C | Gate 1,Rosedale Valley Control Chamber No.14C, MTI | COL-MTI-CH-1400C | Valve,Gate,Sluice,Act. | Gate |  | G | http://www.toronto.ca/TWONTO#channel_gate
2690 | COL-MTI-G-2000C | Sluice Gate, Scott Control Chamber #20C | COL-MTI-CH-2000C |  | Gate |  | G | http://www.toronto.ca/TWONTO#channel_gate
2691 | COL-MTI-G-2000C | Sluice Gate, Scott Control Chamber #20C | COL-MTI-CH-2300C |  | Gate |  | G | http://www.toronto.ca/TWONTO#channel_gate
2695 | COL-MTI-G-2301B | Gate 1,Simcoe Control Chamber No.23B, MTI | COL-MTI-CH-2300B | Valve,Gate,Sluice,Act. | Gate |  | G | http://www.toronto.ca/TWONTO#channel_gate
11242 | COL-MTI-G-2301B | Gate 1,Simcoe Control Chamber No.23B, MTI | COL-MTI | Valve,Gate,Sluice,Act. | Gate |  | G | http://www.toronto.ca/TWONTO#channel_gate
11243 | COL-MTI-G-2301C | Gate 1,Simcoe Control Chamber No.23C, MTI | COL-MTI | Valve,Gate,Sluice,Act. | Gate |  | G | http://www.toronto.ca/TWONTO#channel_gate
11244 | COL-MTI-G-2301C | Gate 1,Simcoe Control Chamber No.23C, MTI | COL-MTI-CH-2300C | Valve,Gate,Sluice,Act. | Gate |  | G | http://www.toronto.ca/TWONTO#channel_gate
11245 | COL-MTI-G-2301D | Sluice Gate, Simcoe Control Chamber No.2300D, MTI | COL-MTI-CH-2300D |  | Gate |  | G | http://www.toronto.ca/TWONTO#channel_gate
2700 | COL-MTI-G-2901 | Gate 1,Roxton St. Control Chamber No.29, MTI | COL-MTI | Valve,Gate,Sluice,Act. | Gate |  | G | http://www.toronto.ca/TWONTO#channel_gate
11248 | COL-MTI-G-2901 | Gate 1,Roxton St. Control Chamber No.29, MTI | COL-MTI-CH-2900 | Valve,Gate,Sluice,Act. | Gate |  | G | http://www.toronto.ca/TWONTO#channel_gate
2701 | COL-MTI-G-2902 | Gate 2,Roxton St. Control Chamber No.29, MTI | COL-MTI | Valve,Gate,Sluice,Act. | Gate |  | G | http://www.toronto.ca/TWONTO#channel_gate
11249 | COL-MTI-G-2902 | Gate 2,Roxton St. Control Chamber No.29, MTI | COL-MTI-CH-2900 | Valve,Gate,Sluice,Act. | Gate |  | G | http://www.toronto.ca/TWONTO#channel_gate
2702 | COL-MTI-G-2903 | Gate 3,Roxton St. Control Chamber No.29, MTI | COL-MTI | Valve,Gate,Sluice,Act. | Gate |  | G | http://www.toronto.ca/TWONTO#channel_gate
11250 | COL-MTI-G-2903 | Gate 3,Roxton St. Control Chamber No.29, MTI | COL-MTI-CH-2900 | Valve,Gate,Sluice,Act. | Gate |  | G | http://www.toronto.ca/TWONTO#channel_gate
2703 | COL-MTI-G-3401 | Gate 1,Parkside St. Control Chamber No.34, MTI | COL-MTI-CH-3400 | Valve,Gate,Sluice,Act. | Gate |  | G | http://www.toronto.ca/TWONTO#channel_gate
11251 | COL-MTI-G-3401 | Gate 1,Parkside St. Control Chamber No.34, MTI | COL-MTI | Valve,Gate,Sluice,Act. | Gate |  | G | http://www.toronto.ca/TWONTO#channel_gate
18784 | FHA-GRK-DR-0100 | Door, Main Property Entrance Gate, South | FHA-GRK-PRTY-0001 | Door,Overhead | Gate |  | DR | http://www.toronto.ca/TWONTO#roll_up_door
61770 | FHA-GRK-DR-0200 | Door, Main Property Entrance Gate, North | FHA-GRK-PRTY-0001 | Door,Overhead | Gate |  | DR | http://www.toronto.ca/TWONTO#roll_up_door
113507 | TAB-GRK-DR-34556 | Security Gate, North | TAB-WORK-AREA-7 |  | Gate |  | DR | http://www.toronto.ca/TWONTO#door
113508 | TAB-GRK-DR-34556 | Security Gate, North | TAB-WORK-AREA-WWPW |  | Gate |  | DR | http://www.toronto.ca/TWONTO#door
113509 | TAB-GRK-DR-34557 | Security Gate, South | TAB-WORK-AREA-7 |  | Gate |  | DR | http://www.toronto.ca/TWONTO#door
113510 | TAB-GRK-DR-34557 | Security Gate, South | TAB-WORK-AREA-WWPW |  | Gate |  | DR | http://www.toronto.ca/TWONTO#door
114482 | TAB-PLT-G-0103 | Gate, Slide, Unwatering Drain, Screen Channel No. 1 Effluent | TAB-PLT-SC-0100 | Gate,Sluice,Act. | Gate |  | G | http://www.toronto.ca/TWONTO#channel_gate
114483 | TAB-PLT-G-0104 | Gate, Slide, Motorized, Isolation, Screen Channel No. 1 Effluent | TAB-PLT-SC-0100 | Gate,Sluice,Act. | Gate |  | G | http://www.toronto.ca/TWONTO#channel_gate
114484 | TAB-PLT-G-0112 | Gate, Slide, Motorized, Isolation, Screen Channel No. 1 Influent | TAB-PLT-SC-0100 | Gate,Sluice,Act. | Gate |  | G | http://www.toronto.ca/TWONTO#channel_gate
114490 | TAB-PLT-G-0203 | Gate, Slide, Unwatering Drain, Screen Channel No. 2 Effluent | TAB-PLT-SC-0200 | Gate,Sluice,Act. | Gate |  | G | http://www.toronto.ca/TWONTO#channel_gate
114491 | TAB-PLT-G-0204 | Gate, Slide, Motorized, Isolation, Screen Channel No. 2 Effluent | TAB-PLT-SC-0200 | Gate,Sluice,Act. | Gate |  | G | http://www.toronto.ca/TWONTO#channel_gate
52904 | TAB-PLT-G-0212 | Gate, Slide, Motorized, Isolation, Screen Channel No. 2 Influent | TAB-PLT-SC-0200 | Gate,Sluice,Act. | Gate |  | G | http://www.toronto.ca/TWONTO#channel_gate
52909 | TAB-PLT-G-0303 | Gate, Slide, Unwatering Drain, Screen Channel No. 3 Effluent | TAB-PLT-SC-0300 | Gate,Sluice,Act. | Gate |  | G | http://www.toronto.ca/TWONTO#channel_gate
52910 | TAB-PLT-G-0304 | Gate, Slide, Motorized, Isolation, Screen Channel No. 3 Effluent | TAB-PLT-SC-0300 | Gate,Sluice,Act. | Gate |  | G | http://www.toronto.ca/TWONTO#channel_gate
52911 | TAB-PLT-G-0312 | Gate, Slide, Motorized, Isolation, Screen Channel No. 3 Influent | TAB-PLT-SC-0300 | Gate,Sluice,Act. | Gate |  | G | http://www.toronto.ca/TWONTO#channel_gate
114497 | TAB-PLT-G-0403 | Gate, Slide, Unwatering Drain, Screen Channel No. 4 Effluent | TAB-PLT-SC-0400 | Gate,Sluice,Act. | Gate |  | G | http://www.toronto.ca/TWONTO#channel_gate
52915 | TAB-PLT-G-0404 | Gate, Slide, Motorized, Isolation, Screen Channel No. 4 Effluent | TAB-PLT-SC-0400 | Gate,Sluice,Act. | Gate |  | G | http://www.toronto.ca/TWONTO#channel_gate
52916 | TAB-PLT-G-0412 | Gate, Slide, Motorized, Isolation, Screen Channel No. 4 Influent | TAB-PLT-SC-0400 | Gate,Sluice,Act. | Gate |  | G | http://www.toronto.ca/TWONTO#channel_gate
52919 | TAB-PLT-G-0503 | Gate, Slide, Unwatering Drain, Screen Channel No. 5 Effluent | TAB-PLT-SC-0400 | Gate,Sluice,Act. | Gate |  | G | http://www.toronto.ca/TWONTO#channel_gate
114502 | TAB-PLT-G-0503 | Gate, Slide, Unwatering Drain, Screen Channel No. 5 Effluent | TAB-PLT-SC-0500 | Gate,Sluice,Act. | Gate |  | G | http://www.toronto.ca/TWONTO#channel_gate
114503 | TAB-PLT-G-0504 | Gate, Slide, Motorized, Isolation, Screen Channel No. 5 Effluent | TAB-PLT-SC-0500 | Gate,Sluice,Act. | Gate |  | G | http://www.toronto.ca/TWONTO#channel_gate
52920 | TAB-PLT-G-0512 | Gate, Slide, Motorized, Isolation, Screen Channel No. 5 Influent | TAB-PLT-SC-0500 | Gate,Sluice,Act. | Gate |  | G | http://www.toronto.ca/TWONTO#channel_gate
52939 | TAB-PLT-G-3601 | Gate, Knife Gate, Pneumatic, Discharge, Grit Receiving Conveyor 3600, Conveyor Area | TAB-PLT-CV-3600 | Valve,Knife Gate | Gate |  | G | http://www.toronto.ca/TWONTO#valve
114524 | TAB-PLT-G-3801 | Gate, Knife Gate, Pneumatic, Discharge, Grit Receiving Conveyor 3800, Conveyor Area | TAB-PLT-CV-3800 | Valve,Knife Gate | Gate |  | G | http://www.toronto.ca/TWONTO#valve
52940 | TAB-PLT-G-4001 | Gate, Knife Gate, Pneumatic, Grit Outloading Conveyor 4000, Conveyor Area | TAB-PLT-CV-4000 | Valve,Knife Gate | Gate |  | G | http://www.toronto.ca/TWONTO#valve
52941 | TAB-PLT-G-4002 | Gate, Knife Gate, Pneumatic, Grit Outloading Conveyor 4000, Conveyor Area | TAB-PLT-CV-4000 | Valve,Knife Gate | Gate |  | G | http://www.toronto.ca/TWONTO#valve
52942 | TAB-PLT-G-4003 | Gate, Knife Gate, Pneumatic, Grit Outloading Conveyor 4000, Conveyor Area | TAB-PLT-CV-4000 | Valve,Knife Gate | Gate |  | G | http://www.toronto.ca/TWONTO#valve
52943 | TAB-PLT-G-4004 | Gate, Knife Gate, Pneumatic, Grit Outloading Conveyor 4000, Conveyor Area | TAB-PLT-CV-4000 | Valve,Knife Gate | Gate |  | G | http://www.toronto.ca/TWONTO#valve
52944 | TAB-PLT-G-4101 | Gate, Knife Gate, Pneumatic, Grit Outloading Conveyor 4100, Conveyor Area | TAB-PLT-CV-4100 | Valve,Knife Gate | Gate |  | G | http://www.toronto.ca/TWONTO#valve
52945 | TAB-PLT-G-4102 | Gate, Knife Gate, Pneumatic, Grit Outloading Conveyor 4100, Conveyor Area | TAB-PLT-CV-4100 | Valve,Knife Gate | Gate |  | G | http://www.toronto.ca/TWONTO#valve
52946 | TAB-PLT-G-4103 | Gate, Knife Gate, Pneumatic, Grit Outloading Conveyor 4100, Conveyor Area | TAB-PLT-CV-4100 | Valve,Knife Gate | Gate |  | G | http://www.toronto.ca/TWONTO#valve
52947 | TAB-PLT-G-4201 | Gate, Knife Gate, Pneumatic, Grit Outloading Conveyor 4200, Conveyor Area | TAB-PLT-CV-4200 | Valve,Knife Gate | Gate |  | G | http://www.toronto.ca/TWONTO#valve
52948 | TAB-PLT-G-4202 | Gate, Knife Gate, Pneumatic, Grit Outloading Conveyor 4200, Conveyor Area | TAB-PLT-CV-4200 | Valve,Knife Gate | Gate |  | G | http://www.toronto.ca/TWONTO#valve
114525 | TAB-PLT-G-4203 | Gate, Knife Gate, Pneumatic, Grit Outloading Conveyor 4200, Conveyor Area | TAB-PLT-CV-4200 | Valve,Knife Gate | Gate |  | G | http://www.toronto.ca/TWONTO#valve
114526 | TAB-PLT-G-4204 | Gate, Knife Gate, Pneumatic, Grit Outloading Conveyor 4200, Conveyor Area | TAB-PLT-CV-4200 | Valve,Knife Gate | Gate |  | G | http://www.toronto.ca/TWONTO#valve
52949 | TAB-PLT-G-4301 | Gate, Knife Gate, Pneumatic, Grit Outloading Conveyor 4300, Conveyor Area | TAB-PLT-CV-4200 | Valve,Knife Gate | Gate |  | G | http://www.toronto.ca/TWONTO#valve
52950 | TAB-PLT-G-4301 | Gate, Knife Gate, Pneumatic, Grit Outloading Conveyor 4300, Conveyor Area | TAB-PLT-CV-4300 | Valve,Knife Gate | Gate |  | G | http://www.toronto.ca/TWONTO#valve
114527 | TAB-PLT-G-4302 | Gate, Knife Gate, Pneumatic, Grit Outloading Conveyor 4300, Conveyor Area | TAB-PLT-CV-4300 | Valve,Knife Gate | Gate |  | G | http://www.toronto.ca/TWONTO#valve
52951 | TAB-PLT-G-4303 | Gate, Knife Gate, Pneumatic, Grit Outloading Conveyor 4300, Conveyor Area | TAB-PLT-CV-4300 | Valve,Knife Gate | Gate |  | G | http://www.toronto.ca/TWONTO#valve
114528 | TAB-PLT-G-4401 | Gate, Knife Gate, Pneumatic, Discharge, Screenings Receiving Conveyor 4400, Conveyor Area | TAB-PLT-CV-4400 | Valve,Knife Gate | Gate |  | G | http://www.toronto.ca/TWONTO#valve
114529 | TAB-PLT-G-4402 | Gate, Knife Gate, Pneumatic, Discharge, Screenings Receiving Conveyor 4400, Conveyor Area | TAB-PLT-CV-4400 | Valve,Knife Gate | Gate |  | G | http://www.toronto.ca/TWONTO#valve
114530 | TAB-PLT-G-4501 | Gate, Knife Gate, Pneumatic, Discharge, Screenings Receiving Conveyor 4500, Conveyor Area | TAB-PLT-CV-4500 | Valve,Knife Gate | Gate |  | G | http://www.toronto.ca/TWONTO#valve
114531 | TAB-PLT-G-4601 | Gate, Knife Gate, Pneumatic, Discharge, Screenings Receiving Conveyor 4600, Conveyor Area | TAB-PLT-CV-4600 | Valve,Knife Gate | Gate |  | G | http://www.toronto.ca/TWONTO#valve
114532 | TAB-PLT-G-4602 | Gate, Knife Gate, Pneumatic, Discharge, Screenings Receiving Conveyor 4600, Conveyor Area | TAB-PLT-CV-4600 | Valve,Knife Gate | Gate |  | G | http://www.toronto.ca/TWONTO#valve
114533 | TAB-PLT-G-4701 | Gate, Knife Gate, Pneumatic, Discharge, Screenings Receiving Conveyor 4700, Conveyor Area | TAB-PLT-CV-4700 | Valve,Knife Gate | Gate |  | G | http://www.toronto.ca/TWONTO#valve
114534 | TAB-PLT-G-4801 | Gate, Knife Gate, Pneumatic, Screenings Outloading Conveyor 4800, Conveyor Area | TAB-PLT-CV-4800 | Valve,Knife Gate | Gate |  | G | http://www.toronto.ca/TWONTO#valve
114535 | TAB-PLT-G-4802 | Gate, Knife Gate, Pneumatic, Screenings Outloading Conveyor 4800, Conveyor Area | TAB-PLT-CV-4800 | Valve,Knife Gate | Gate |  | G | http://www.toronto.ca/TWONTO#valve
52952 | TAB-PLT-G-4803 | Gate, Knife Gate, Pneumatic, Screenings Outloading Conveyor 4800, Conveyor Area | TAB-PLT-CV-4800 | Valve,Knife Gate | Gate |  | G | http://www.toronto.ca/TWONTO#valve
114536 | TAB-PLT-G-4804 | Gate, Knife Gate, Pneumatic, Screenings Outloading Conveyor 4800, Conveyor Area | TAB-PLT-CV-4800 | Valve,Knife Gate | Gate |  | G | http://www.toronto.ca/TWONTO#valve
114537 | TAB-PLT-G-4805 | Gate, Knife Gate, Pneumatic, Screenings Outloading Conveyor 4800, Conveyor Area | TAB-PLT-CV-4800 | Valve,Knife Gate | Gate |  | G | http://www.toronto.ca/TWONTO#valve
52953 | TAB-PLT-G-4901 | Gate, Knife Gate, Pneumatic, Screenings Outloading Conveyor 4900, Conveyor Area | TAB-PLT-CV-4900 | Valve,Knife Gate | Gate |  | G | http://www.toronto.ca/TWONTO#valve
52954 | TAB-PLT-G-4902 | Gate, Knife Gate, Pneumatic, Screenings Outloading Conveyor 4900, Conveyor Area | TAB-PLT-CV-4900 | Valve,Knife Gate | Gate |  | G | http://www.toronto.ca/TWONTO#valve
52955 | TAB-PLT-G-4903 | Gate, Knife Gate, Pneumatic, Screenings Outloading Conveyor 4900, Conveyor Area | TAB-PLT-CV-4900 | Valve,Knife Gate | Gate |  | G | http://www.toronto.ca/TWONTO#valve
114538 | TAB-PLT-G-4904 | Gate, Knife Gate, Pneumatic, Screenings Outloading Conveyor 4900, Conveyor Area | TAB-PLT-CV-4900 | Valve,Knife Gate | Gate |  | G | http://www.toronto.ca/TWONTO#valve
52956 | TAB-PLT-G-5001 | Gate, Knife Gate, Pneumatic, Screenings Outloading Conveyor 5000, Conveyor Area | TAB-PLT-CV-5000 | Valve,Knife Gate | Gate |  | G | http://www.toronto.ca/TWONTO#valve
52957 | TAB-PLT-G-5002 | Gate, Knife Gate, Pneumatic, Screenings Outloading Conveyor 5000, Conveyor Area | TAB-PLT-CV-5000 | Valve,Knife Gate | Gate |  | G | http://www.toronto.ca/TWONTO#valve
52958 | TAB-PLT-G-5003 | Gate, Knife Gate, Pneumatic, Screenings Outloading Conveyor 5000, Conveyor Area | TAB-PLT-CV-5000 | Valve,Knife Gate | Gate |  | G | http://www.toronto.ca/TWONTO#valve
114539 | TAB-PLT-G-5004 | Gate, Knife Gate, Pneumatic, Screenings Outloading Conveyor 5000, Conveyor Area | TAB-PLT-CV-5000 | Valve,Knife Gate | Gate |  | G | http://www.toronto.ca/TWONTO#valve
52959 | TAB-PLT-G-5005 | Gate, Knife Gate, Pneumatic, Screenings Outloading Conveyor 5000, Conveyor Area | TAB-PLT-CV-5000 | Valve,Knife Gate | Gate |  | G | http://www.toronto.ca/TWONTO#valve
52960 | TAB-PLT-G-5101 | Gate, Knife Gate, Pneumatic, Screenings Outloading Conveyor 5100, Conveyor Area | TAB-PLT-CV-5100 | Valve,Knife Gate | Gate |  | G | http://www.toronto.ca/TWONTO#valve
114540 | TAB-PLT-G-5102 | Gate, Knife Gate, Pneumatic, Screenings Outloading Conveyor 5100, Conveyor Area | TAB-PLT-CV-5100 | Valve,Knife Gate | Gate |  | G | http://www.toronto.ca/TWONTO#valve
114541 | TAB-PLT-G-5103 | Gate, Knife Gate, Pneumatic, Screenings Outloading Conveyor 5100, Conveyor Area | TAB-PLT-CV-5100 | Valve,Knife Gate | Gate |  | G | http://www.toronto.ca/TWONTO#valve
114542 | TAB-PLT-G-5104 | Gate, Knife Gate, Pneumatic, Screenings Outloading Conveyor 5100, Conveyor Area | TAB-PLT-CV-5100 | Valve,Knife Gate | Gate |  | G | http://www.toronto.ca/TWONTO#valve
114543 | TAB-PLT-G-5201 | Gate, Knife Gate, Pneumatic, Screenings Outloading Conveyor 5200, Conveyor Area | TAB-PLT-CV-5200 | Valve,Knife Gate | Gate |  | G | http://www.toronto.ca/TWONTO#valve
114544 | TAB-PLT-G-5202 | Gate, Knife Gate, Pneumatic, Screenings Outloading Conveyor 5200, Conveyor Area | TAB-PLT-CV-5200 | Valve,Knife Gate | Gate |  | G | http://www.toronto.ca/TWONTO#valve
52961 | TAB-PLT-G-5203 | Gate, Knife Gate, Pneumatic, Screenings Outloading Conveyor 5200, Conveyor Area | TAB-PLT-CV-5200 | Valve,Knife Gate | Gate |  | G | http://www.toronto.ca/TWONTO#valve
114545 | TAB-PLT-G-5204 | Gate, Knife Gate, Pneumatic, Screenings Outloading Conveyor 5200, Conveyor Area | TAB-PLT-CV-5200 | Valve,Knife Gate | Gate |  | G | http://www.toronto.ca/TWONTO#valve
52962 | TAB-PLT-G-5205 | Gate, Knife Gate, Pneumatic, Screenings Outloading Conveyor 5200, Conveyor Area | TAB-PLT-CV-5200 | Valve,Knife Gate | Gate |  | G | http://www.toronto.ca/TWONTO#valve
52963 | TAB-PLT-G-5301 | Gate, Knife Gate, Pneumatic, Screenings Outloading Conveyor 5300, Conveyor Area | TAB-PLT-CV-5200 | Valve,Knife Gate | Gate |  | G | http://www.toronto.ca/TWONTO#valve
114546 | TAB-PLT-G-5301 | Gate, Knife Gate, Pneumatic, Screenings Outloading Conveyor 5300, Conveyor Area | TAB-PLT-CV-5300 | Valve,Knife Gate | Gate |  | G | http://www.toronto.ca/TWONTO#valve
52964 | TAB-PLT-G-5302 | Gate, Knife Gate, Pneumatic, Screenings Outloading Conveyor 5300, Conveyor Area | TAB-PLT-CV-5300 | Valve,Knife Gate | Gate |  | G | http://www.toronto.ca/TWONTO#valve
52965 | TAB-PLT-G-5303 | Gate, Knife Gate, Pneumatic, Screenings Outloading Conveyor 5300, Conveyor Area | TAB-PLT-CV-5300 | Valve,Knife Gate | Gate |  | G | http://www.toronto.ca/TWONTO#valve
114547 | TAB-PLT-G-5304 | Gate, Knife Gate, Pneumatic, Screenings Outloading Conveyor 5300, Conveyor Area | TAB-PLT-CV-5300 | Valve,Knife Gate | Gate |  | G | http://www.toronto.ca/TWONTO#valve
52966 | TAB-PLT-G-5401 | Gate, Knife Gate, Pneumatic, Screenings Outloading Conveyor 5400, Conveyor Area | TAB-PLT-CV-5400 | Valve,Knife Gate | Gate |  | G | http://www.toronto.ca/TWONTO#valve
114548 | TAB-PLT-G-5402 | Gate, Knife Gate, Pneumatic, Screenings Outloading Conveyor 5400, Conveyor Area | TAB-PLT-CV-5400 | Valve,Knife Gate | Gate |  | G | http://www.toronto.ca/TWONTO#valve
114549 | TAB-PLT-G-5403 | Gate, Knife Gate, Pneumatic, Screenings Outloading Conveyor 5400, Conveyor Area | TAB-PLT-CV-5400 | Valve,Knife Gate | Gate |  | G | http://www.toronto.ca/TWONTO#valve
114550 | TAB-PLT-G-5404 | Gate, Knife Gate, Pneumatic, Screenings Outloading Conveyor 5400, Conveyor Area | TAB-PLT-CV-5400 | Valve,Knife Gate | Gate |  | G | http://www.toronto.ca/TWONTO#valve
114551 | TAB-PLT-G-5405 | Gate, Knife Gate, Pneumatic, Screenings Outloading Conveyor 5400, Conveyor Area | TAB-PLT-CV-5400 | Valve,Knife Gate | Gate |  | G | http://www.toronto.ca/TWONTO#valve
52967 | TAB-PLT-G-5501 | Gate, Knife Gate, Pneumatic, Screenings Outloading Conveyor 5500, Conveyor Area | TAB-PLT-CV-5500 | Valve,Knife Gate | Gate |  | G | http://www.toronto.ca/TWONTO#valve
52968 | TAB-PLT-G-5502 | Gate, Knife Gate, Pneumatic, Screenings Outloading Conveyor 5500, Conveyor Area | TAB-PLT-CV-5500 | Valve,Knife Gate | Gate |  | G | http://www.toronto.ca/TWONTO#valve
114552 | TAB-PLT-G-5503 | Gate, Knife Gate, Pneumatic, Screenings Outloading Conveyor 5500, Conveyor Area | TAB-PLT-CV-5500 | Valve,Knife Gate | Gate |  | G | http://www.toronto.ca/TWONTO#valve
114553 | TAB-PLT-G-5504 | Gate, Knife Gate, Pneumatic, Screenings Outloading Conveyor 5500, Conveyor Area | TAB-PLT-CV-5500 | Valve,Knife Gate | Gate |  | G | http://www.toronto.ca/TWONTO#valve
56182 | TAB-RSP-G-1104 | Gate, Sluice, Actuated, Connecting M.T.I. & Wet Wells T-1100 & T-1101 | TAB-RSP-G-T | Valve,Sluice Gate | Gate |  | G | http://www.toronto.ca/TWONTO#channel_gate
56183 | TAB-RSP-G-1104 | Gate, Sluice, Actuated, Connecting M.T.I. & Wet Wells T-1100 & T-1101 | TAB-RSP-T-1100 | Valve,Sluice Gate | Gate |  | G | http://www.toronto.ca/TWONTO#channel_gate
56184 | TAB-RSP-G-1105 | Gate, Sluice, Actuated, Connecting M.T.I. & Wet Wells T-1100 & T-1101 | TAB-RSP-T-1100 | Valve,Sluice Gate | Gate |  | G | http://www.toronto.ca/TWONTO#channel_gate
117175 | TAB-RSP-G-1105 | Gate, Sluice, Actuated, Connecting M.T.I. & Wet Wells T-1100 & T-1101 | TAB-RSP-G-T | Valve,Sluice Gate | Gate |  | G | http://www.toronto.ca/TWONTO#channel_gate
56185 | TAB-RSP-G-1106 | Gate, Sluice, Actuated, Connecting M.T.I. & Wet Wells T-1100 & T-1101 | TAB-RSP-T-1100 | Valve,Sluice Gate | Gate |  | G | http://www.toronto.ca/TWONTO#channel_gate
117176 | TAB-RSP-G-1106 | Gate, Sluice, Actuated, Connecting M.T.I. & Wet Wells T-1100 & T-1101 | TAB-RSP-G-T | Valve,Sluice Gate | Gate |  | G | http://www.toronto.ca/TWONTO#channel_gate
56186 | TAB-RSP-G-1107 | Gate, Sluice, Actuated, High Level, Low level or Lake Front Interceptor to wet well T-1101 | TAB-RSP-G-T | Valve,Sluice Gate | Gate |  | G | http://www.toronto.ca/TWONTO#channel_gate
56187 | TAB-RSP-G-1107 | Gate, Sluice, Actuated, High Level, Low level or Lake Front Interceptor to wet well T-1101 | TAB-RSP-T-1101 | Valve,Sluice Gate | Gate |  | G | http://www.toronto.ca/TWONTO#channel_gate
56188 | TAB-RSP-G-1210B | Gate, Sluice, Actuated, Raw Sewage Pump #1 Outlet to Upper Ring | TAB-RSP-P-1210 | Valve,Sluice Gate | Gate |  | G | http://www.toronto.ca/TWONTO#channel_gate
117177 | TAB-RSP-G-1220B | Gate, Sluice, Actuated, Raw Sewage Pump #2 Outlet to Upper Ring | TAB-RSP-P-1220 | Valve,Sluice Gate | Gate |  | G | http://www.toronto.ca/TWONTO#channel_gate
56189 | TAB-RSP-G-1230B | Gate, Sluice, Actuated, Raw Sewage Pump #3 Outlet to Upper Ring | TAB-RSP-P-1230 | Valve,Sluice Gate | Gate |  | G | http://www.toronto.ca/TWONTO#channel_gate
56190 | TAB-RSP-G-1240B | Gate, Sluice, Actuated, Raw Sewage Pump #4 Outlet to Upper Ring | TAB-RSP-P-1240 | Valve,Sluice Gate | Gate |  | G | http://www.toronto.ca/TWONTO#channel_gate
117178 | TAB-RSP-G-1250B | Gate, Sluice, Actuated, Raw Sewage Transfer Pump #5 Outlet to Upper Ring | TAB-RSP-P-1250 | Valve,Sluice Gate | Gate |  | G | http://www.toronto.ca/TWONTO#channel_gate
56193 | TAB-RSP-G-2015B | Sluice Gate, Raw Sewage Outlet from Screens # 5 to Low Level Wet Well | TAB-RSP-SC-M | Valve,Sluice Gate | Gate |  | G | http://www.toronto.ca/TWONTO#channel_gate
117184 | TAB-RSP-G-2015B | Sluice Gate, Raw Sewage Outlet from Screens # 5 to Low Level Wet Well | TAB-RSP-SC-2015 | Valve,Sluice Gate | Gate |  | G | http://www.toronto.ca/TWONTO#channel_gate
56195 | TAB-RSP-G-2016B | Sluice Gate, Raw Sewage Outlet from Screen # 6 to Low Level Wet Well | TAB-RSP-SC-2016 | Valve,Sluice Gate | Gate |  | G | http://www.toronto.ca/TWONTO#channel_gate
117186 | TAB-RSP-G-2016B | Sluice Gate, Raw Sewage Outlet from Screen # 6 to Low Level Wet Well | TAB-RSP-SC-M | Valve,Sluice Gate | Gate |  | G | http://www.toronto.ca/TWONTO#channel_gate
56196 | TAB-RSP-G-2101 | Sluice Gate, Raw Sewage Influent from Low Level Wet Well | TAB-RSP-G-M | Valve,Sluice Gate | Gate |  | G | http://www.toronto.ca/TWONTO#channel_gate
117187 | TAB-RSP-G-2101 | Sluice Gate, Raw Sewage Influent from Low Level Wet Well | TAB-RSP-T-2100 | Valve,Sluice Gate | Gate |  | G | http://www.toronto.ca/TWONTO#channel_gate
122661 | THC-DEW-G-6421 | Gate,Slide,BTU Hopper Extraction Conveyor 6420,Solid Treatment | THC-DEW-CV-6420 |  | Gate |  | G | http://www.toronto.ca/TWONTO#channel_gate
122662 | THC-DEW-G-6441 | Gate,Slide,BTU Hopper Extraction Conveyor 6440,Solid Treatment | THC-DEW-CV-6440 |  | Gate |  | G | http://www.toronto.ca/TWONTO#channel_gate
63146 | THC-DEW-G-6461 | Gate,Slide,Pneumatic,BTU Feed Conveyor 6460,Solid Treatment | THC-DEW-CV-6460 |  | Gate |  | G | http://www.toronto.ca/TWONTO#channel_gate
63147 | THC-DEW-G-6481 | Gate,Slide,Pneumatic,BTU Feed Conveyor 6480,Solid Treatment | THC-DEW-CV-6480 |  | Gate |  | G | http://www.toronto.ca/TWONTO#channel_gate
63148 | THC-DEW-G-6521 | Gate,Slide,BTU Hopper Extraction Conveyor 6520,Solid Treatment | THC-DEW-CV-6520 | Valve,Gate | Gate |  | G | http://www.toronto.ca/TWONTO#valve
122663 | THC-DEW-G-6541 | Gate,Slide,BTU Hopper Extraction Conveyor 6540,Solid Treatment | THC-DEW-CV-6540 | Valve,Gate | Gate |  | G | http://www.toronto.ca/TWONTO#valve
63149 | THC-DEW-G-6561 | Gate,Slide,Pneumatic,BTU Feed Conveyor 6560,Solid Treatment | THC-DEW-CV-6560 | Valve,Gate | Gate |  | G | http://www.toronto.ca/TWONTO#valve
122664 | THC-DEW-G-6581 | Gate,Slide,Pneumatic,BTU Feed Conveyor 6580,Solid Treatment | THC-DEW-CV-6580 | Valve,Gate | Gate |  | G | http://www.toronto.ca/TWONTO#valve
126030 | THC-INC-G-1001 | Gate,Slide,Pneumatic,Sludge Feed to BTU 1000,Biosolids Building West | THC-INC-FU-1000 |  | Gate |  | G | http://www.toronto.ca/TWONTO#channel_gate
126031 | THC-INC-G-1002 | Gate,Slide,Pneumatic,Sludge Feed to BTU 1000,Biosolids Building West | THC-INC-FU-1000 |  | Gate |  | G | http://www.toronto.ca/TWONTO#channel_gate
66995 | THC-INC-G-2001 | Gate,Slide,Pneumatic,Sludge Feed to BTU 2000,Biosolids Building West | THC-INC-FU-2000 | Valve,Gate | Gate |  | G | http://www.toronto.ca/TWONTO#valve
66996 | THC-INC-G-2002 | Gate,Slide,Pneumatic,Sludge Feed to BTU 2000,Biosolids Building West | THC-INC-FU-2000 | Valve,Gate | Gate |  | G | http://www.toronto.ca/TWONTO#valve
127009 | THC-PLT-G-0001 | Gate, Sluice, Motorized, Perforate Screen Influent channel, Inlet Raw Sewage Screening (virtual entity) | THC-PLT-BLDG-0001 |  | Gate |  | G | http://www.toronto.ca/TWONTO#channel_gate
127010 | THC-PLT-G-0001 | Gate, Sluice, Motorized, Perforate Screen Influent channel, Inlet Raw Sewage Screening (virtual entity) | THC-PLT-G-0151 |  | Gate |  | G | http://www.toronto.ca/TWONTO#channel_gate
127011 | THC-PLT-G-0101 | Valve, Sluice Gate, Motorized, Inlet, Raw Sewage, Grit Tank 0100, Headhouse | THC-PLT-T-0100 | Valve,Sluice Gate | Gate | 39992 | G | http://www.toronto.ca/TWONTO#channel_gate
127012 | THC-PLT-G-0120 | Gate, Sluice, Motorized, Pedestal Actuator, Perforate Screen, Influent channel, Raw Sewage Screening | THC-PLT-BLDG-0001 | Gate,Sluice | Gate |  | G | http://www.toronto.ca/TWONTO#channel_gate
127013 | THC-PLT-G-0121 | Gate, Sluice, Motorized, Pedestal Actuator, Perforate Screen, Influent channel, Raw Sewage Screening | THC-PLT-BLDG-0001 | Gate,Sluice | Gate |  | G | http://www.toronto.ca/TWONTO#channel_gate
127014 | THC-PLT-G-0121 | Gate, Sluice, Motorized, Pedestal Actuator, Perforate Screen, Influent channel, Raw Sewage Screening | THC-PLT-SC-0150 | Gate,Sluice | Gate |  | G | http://www.toronto.ca/TWONTO#channel_gate
127015 | THC-PLT-G-0132 | Gate, Sluice, Motorized, EMB Actuator, Perforate Screen, Influent channel, Raw Sewage Screening | THC-PLT-BLDG-0001 | Gate,Sluice | Gate |  | G | http://www.toronto.ca/TWONTO#channel_gate
127016 | THC-PLT-G-0133 | Gate, Sluice, Motorized, EMB Actuator, Perforate Screen, Influent channel, Raw Sewage Screening | THC-PLT-BLDG-0001 | Gate,Sluice | Gate |  | G | http://www.toronto.ca/TWONTO#channel_gate
127018 | THC-PLT-G-0151 | Gate, Sluice, Motorized, EMB Actuator, Perforate Screen SC-0150 Influent channel, Raw Sewage Screening | THC-PLT-SC-0150 | Gate,Sluice | Gate |  | G | http://www.toronto.ca/TWONTO#channel_gate
68333 | THC-PLT-G-0152 | Gate, Sluice, Motorized, Perforate Screen SC-0150 Effluent Channel, Raw Sewage Screening | THC-PLT-SC-0150 | Gate,Sluice | Gate |  | G | http://www.toronto.ca/TWONTO#channel_gate
68334 | THC-PLT-G-0160 | Gate, Diverter, Actuated, Perforated Screen SC-0150, Screen Room, Raw Sewage Screening | THC-PLT-SC-0150 | Gate | Gate |  | G | http://www.toronto.ca/TWONTO#channel_gate
127019 | THC-PLT-G-0251 | Gate, Sluice, Motorized, EMB Actuator, Perforate Screen SC-0250 Influent Channel, Raw Sewage Screening | THC-PLT-SC-0250 | Gate,Sluice | Gate |  | G | http://www.toronto.ca/TWONTO#channel_gate
127020 | THC-PLT-G-0252 | Gate, Sluice, Motorized, Perforate Screen SC-0250 Effluent Channel, Raw Sewage Screening | THC-PLT-SC-0250 | Gate,Sluice | Gate |  | G | http://www.toronto.ca/TWONTO#channel_gate
68338 | THC-PLT-G-0260 | Gate, Diverter, Actuated, Perforated Screen SC-0250, Screen Room, Raw Sewage Screening | THC-PLT-SC-0250 | Gate | Gate |  | G | http://www.toronto.ca/TWONTO#channel_gate
127024 | THC-PLT-G-0351 | Gate, Sluice, Motorized, EMB Actuator, Perforate Screen SC-0350 Influent Channel, Raw Sewage Screening | THC-PLT-SC-0350 | Gate,Sluice | Gate |  | G | http://www.toronto.ca/TWONTO#channel_gate
127025 | THC-PLT-G-0352 | Gate, Sluice, Motorized, Perforate Screen SC-0350 Effluent Channel, Raw Sewage Screening | THC-PLT-SC-0350 | Gate,Sluice | Gate |  | G | http://www.toronto.ca/TWONTO#channel_gate
127026 | THC-PLT-G-0360 | Gate, Diverter, Actuated, Perforated Screen SC-0350, Screen Room, Raw Sewage Screening | THC-PLT-SC-0350 | Gate | Gate |  | G | http://www.toronto.ca/TWONTO#channel_gate
127028 | THC-PLT-G-0451 | Gate, Sluice, Motorized, EMB Actuator, Perforate Screen SC-0450 Influent Channel, Raw Sewage Screening | THC-PLT-SC-0450 | Gate,Sluice | Gate |  | G | http://www.toronto.ca/TWONTO#channel_gate
68341 | THC-PLT-G-0452 | Gate, Sluice, Motorized, Perforate Screen SC-0450 Effluent Channel, Raw Sewage Screening | THC-PLT-SC-0450 | Gate,Sluice | Gate |  | G | http://www.toronto.ca/TWONTO#channel_gate
127029 | THC-PLT-G-0460 | Gate, Diverter, Actuated, Perforated Screen SC-0450, Screen Room, Raw Sewage Screening | THC-PLT-SC-0450 | Gate | Gate |  | G | http://www.toronto.ca/TWONTO#channel_gate
68342 | THC-PLT-G-0551 | Gate, Sluice, Motorized, EMB Actuator, Perforate Screen SC-0550 Influent Channel, Raw Sewage Screening | THC-PLT-SC-0550 | Gate,Sluice | Gate |  | G | http://www.toronto.ca/TWONTO#channel_gate
68343 | THC-PLT-G-0552 | Gate, Sluice, Motorized, Perforate Screen SC-0550 Effluent Channel, Raw Sewage Screening | THC-PLT-SC-0550 | Gate,Sluice | Gate |  | G | http://www.toronto.ca/TWONTO#channel_gate
68344 | THC-PLT-G-0560 | Gate, Diverter, Actuated, Perforated Screen SC-0550, Screen Room, Raw Sewage Screening | THC-PLT-SC-0550 | Gate | Gate |  | G | http://www.toronto.ca/TWONTO#channel_gate
127033 | THC-PLT-G-0911 | Gate, Isolation, Motorized, Vortex CYC-0910 Influent Channel, Grit Removal | THC-PLT-CYC-0910 | Gate | Gate |  | G | http://www.toronto.ca/TWONTO#channel_gate
127034 | THC-PLT-G-0912 | Gate, Isolation, Motorized, Vortex CYC-0910 Effluent Channel, Grit Removal | THC-PLT-CYC-0910 | Gate | Gate |  | G | http://www.toronto.ca/TWONTO#channel_gate
68345 | THC-PLT-G-0931 | Gate, Isolation, Motorized, Vortex CYC-0930 Influent Channel, Grit Removal | THC-PLT-CYC-0930 | Gate | Gate |  | G | http://www.toronto.ca/TWONTO#channel_gate
127035 | THC-PLT-G-0932 | Gate, Isolation, Motorized, Vortex CYC-0930 Effluent Channel, Grit Removal | THC-PLT-CYC-0930 | Gate | Gate |  | G | http://www.toronto.ca/TWONTO#channel_gate
127036 | THC-PLT-G-0951 | Gate, Isolation, Motorized, Vortex CYC-0950 Influent Channel, Grit Removal | THC-PLT-CYC-0950 | Gate,Sluice | Gate |  | G | http://www.toronto.ca/TWONTO#channel_gate
68346 | THC-PLT-G-0952 | Gate, Isolation, Motorized, Vortex CYC-0950 Effluent Channel, Grit Removal | THC-PLT-CYC-0950 | Gate,Sluice | Gate |  | G | http://www.toronto.ca/TWONTO#channel_gate
127037 | THC-PLT-G-0971 | Gate, Isolation, Motorized, Vortex CYC-0970 Influent Channel, Grit Removal | THC-PLT-CYC-0970 | Gate,Sluice | Gate |  | G | http://www.toronto.ca/TWONTO#channel_gate
127038 | THC-PLT-G-0972 | Gate, Isolation, Motorized, Vortex CYC-0970 Effluent Channel, Grit Removal | THC-PLT-CYC-0970 | Gate,Sluice | Gate |  | G | http://www.toronto.ca/TWONTO#channel_gate
68347 | THC-PLT-G-1801 | Gate, Sluice, Bypass Channel, Dual Actuator, Raw Sewage Screening | THC-PLT-BLDG-0001 | Gate,Sluice | Gate |  | G | http://www.toronto.ca/TWONTO#channel_gate
68348 | THC-PLT-G-1802 | Gate, Sluice, Bypass Channel, Dual Actuator, Raw Sewage Screening | THC-PLT | Gate,Sluice | Gate |  | G | http://www.toronto.ca/TWONTO#channel_gate
68349 | THC-PLT-G-1802 | Gate, Sluice, Bypass Channel, Dual Actuator, Raw Sewage Screening | THC-PLT-BLDG-0001 | Gate,Sluice | Gate |  | G | http://www.toronto.ca/TWONTO#channel_gate
68350 | THC-PLT-G-1811 | Gate, Isolation, Motorized, Bypass Channel, Grit Removal | THC-PLT | Gate,Sluice | Gate |  | G | http://www.toronto.ca/TWONTO#channel_gate
68351 | THC-PLT-G-1811 | Gate, Isolation, Motorized, Bypass Channel, Grit Removal | THC-PLT-BLDG-0001 | Gate,Sluice | Gate |  | G | http://www.toronto.ca/TWONTO#channel_gate
127039 | THC-PLT-G-1812 | Gate, Isolation, Motorized, Dual Actuator, Bypass Channel, Grit Removal | THC-PLT | Gate,Sluice | Gate |  | G | http://www.toronto.ca/TWONTO#channel_gate
127040 | THC-PLT-G-1812 | Gate, Isolation, Motorized, Dual Actuator, Bypass Channel, Grit Removal | THC-PLT-BLDG-0001 | Gate,Sluice | Gate |  | G | http://www.toronto.ca/TWONTO#channel_gate
68876 | THC-PRM-G-0903 | Valve, Ball, Effluent, Sample Sink, Flush Water, T33 | THC-PRM-T-0900 | Valve,Sluice Gate | Gate |  | G | http://www.toronto.ca/TWONTO#channel_gate
127472 | THC-PRM-G-1103 | Gate, Sluice, Primary Scum Inlet Gate, Primary Clarifier 1100, NW Plant | THC-PRM-T-1100 | Valve,Sluice Gate | Gate |  | G | http://www.toronto.ca/TWONTO#channel_gate
127476 | THC-PRM-G-1203 | Gate, Sluice, Primary Scum Inlet Gate, Tank 1200, Primary Clarifier, NW Plant | THC-PRM-T-1200 | Valve,Sluice Gate | Gate |  | G | http://www.toronto.ca/TWONTO#channel_gate
68891 | THC-PRM-G-5121 | Valve, Ball, Effluent, Sample Sink, Flush Water, T33 | THC-PRM-CH-5120 | Valve,Sluice Gate | Gate |  | G | http://www.toronto.ca/TWONTO#channel_gate
127481 | THC-PRM-G-5121 | Valve, Ball, Effluent, Sample Sink, Flush Water, T33 | THC-PRM-CLAR | Valve,Sluice Gate | Gate |  | G | http://www.toronto.ca/TWONTO#channel_gate
127482 | THC-PRM-G-5121 | Valve, Ball, Effluent, Sample Sink, Flush Water, T33 | THC-PRM-T-0900 | Valve,Sluice Gate | Gate |  | G | http://www.toronto.ca/TWONTO#channel_gate
68892 | THC-PRM-G-5141 | Gate, Sluice, Primary Influent Gate, Primary Clarifier 1100, NW Plant | THC-PRM-T-1100 | Valve,Sluice Gate | Gate |  | G | http://www.toronto.ca/TWONTO#channel_gate
127483 | THC-PRM-G-5141 | Gate, Sluice, Primary Influent Gate, Primary Clarifier 1100, NW Plant | THC-PRM-CLAR | Valve,Sluice Gate | Gate |  | G | http://www.toronto.ca/TWONTO#channel_gate
68893 | THC-PRM-G-5151 | Gate, Sluice, Primary Clarifier 11 and 12 Effluent Chamber (CH-5150) Bypass Gate, NW Plant | THC-PRM-CH-5150 | Valve,Sluice Gate | Gate |  | G | http://www.toronto.ca/TWONTO#channel_gate
68894 | THC-PRM-G-5151 | Gate, Sluice, Primary Clarifier 11 and 12 Effluent Chamber (CH-5150) Bypass Gate, NW Plant | THC-PRM-CLAR | Valve,Sluice Gate | Gate |  | G | http://www.toronto.ca/TWONTO#channel_gate
127485 | THC-PRM-G-5151 | Gate, Sluice, Primary Clarifier 11 and 12 Effluent Chamber (CH-5150) Bypass Gate, NW Plant | THC-PRM-T-1100 | Valve,Sluice Gate | Gate |  | G | http://www.toronto.ca/TWONTO#channel_gate
72862 | THR-AER-G-0502 | Gate, Drain for Tank 0510, Aeration - South | THR-AER-T-0510 | Valve,Gate,Sluice,Act. | Gate |  | G | http://www.toronto.ca/TWONTO#channel_gate
78884 | THR-GRK-DR-0500 | Main Gate, Motorized, Main Entrance Roadway Near Burner House | THR-DR-WA3 | Gate | Gate |  | DR | http://www.toronto.ca/TWONTO#door
78885 | THR-GRK-DR-0500 | Main Gate, Motorized, Main Entrance Roadway Near Burner House | THR-SS-WA3 | Gate | Gate |  | DR | http://www.toronto.ca/TWONTO#door
136479 | THR-GRK-DR-0500 | Main Gate, Motorized, Main Entrance Roadway Near Burner House | THR-DR-WA1 | Gate | Gate |  | DR | http://www.toronto.ca/TWONTO#door
78886 | THR-GRK-DR-0500A | Personnel Turnstile, Main Gate, Main Entrance Roadway Near Burner House | THR-GRK-DR-0500 | Gate | Gate |  | DR | http://www.toronto.ca/TWONTO#door
78887 | THR-GRK-DR-0501 | South Gate, South Entrance Roadway on Queensway | THR-DR-WA3 | Gate | Gate |  | DR | http://www.toronto.ca/TWONTO#door
78888 | THR-GRK-DR-0501 | South Gate, South Entrance Roadway on Queensway | THR-SS-WA3 | Gate | Gate |  | DR | http://www.toronto.ca/TWONTO#door
78889 | THR-GRK-DR-0501A | Personnel Turnstile, South Gate, South Entrance Roadway on Queensway | THR-GRK-DR-0501 | Gate | Gate |  | DR | http://www.toronto.ca/TWONTO#door
136488 | THR-GRK-FE | Perimeter Security Fencing around Humber Treatment Plant | THR-SS-WA3 | Gate | Gate |  |  | http://www.toronto.ca/TWONTO#door
136489 | THR-GRK-FE-E | Perimeter Security Fencing,EAST, around Humber Treatment Plant | THR-GRK-FE | Gate | Gate |  |  | http://www.toronto.ca/TWONTO#door
136490 | THR-GRK-FE-N | Perimeter Security Fencing,NORTH, around Humber Treatment Plant | THR-GRK-FE | Gate | Gate |  |  | http://www.toronto.ca/TWONTO#door
136491 | THR-GRK-FE-S | Perimeter Security Fencing,SOUTH, around Humber Treatment Plant | THR-GRK-FE | Gate | Gate |  |  | http://www.toronto.ca/TWONTO#door
136492 | THR-GRK-FE-W | Perimeter Security Fencing,WEST, around Humber Treatment Plant | THR-GRK-FE | Gate | Gate |  |  | http://www.toronto.ca/TWONTO#door
137827 | THR-PRM-G-N | Gates, Sluice, Actuator, North Primary | THR-PRM-NORTH | Gate,Sluice | Gate |  |  | http://www.toronto.ca/TWONTO#channel_gate
80682 | THR-PRM-G-S | Gates, Sluice, Actuator, South Primary | THR-PRM-SOUTH | Gate,Sluice | Gate |  |  | http://www.toronto.ca/TWONTO#channel_gate
83982 | TNT-CSO-G-0101 | Gate, Sluice, Actuated | TNT-CSO-T-0600 | Gate,Sluice | Gate |  | G | http://www.toronto.ca/TWONTO#channel_gate
83983 | TNT-CSO-G-0201 | Gate, Sluice, Actuated | TNT-CSO-T-0600 | Gate,Sluice | Gate |  | G | http://www.toronto.ca/TWONTO#channel_gate
83984 | TNT-CSO-G-0301 | Gate, Sluice, Actuated | TNT-CSO-T-0600 | Gate,Sluice | Gate |  | G | http://www.toronto.ca/TWONTO#channel_gate
83985 | TNT-CSO-G-0401 | Gate, Sluice, Actuated | TNT-CSO-T-0600 | Gate,Sluice | Gate |  | G | http://www.toronto.ca/TWONTO#channel_gate
140156 | TNT-CSO-G-1001 | Gate, Sluice, Storm Tank Dry Weather Drain | TNT-CSO-T-0600 | Gate,Sluice | Gate |  | G | http://www.toronto.ca/TWONTO#channel_gate
83986 | TNT-CSO-G-1101 | Gate, Sluice, Storm Tank Dry Weather Drain | TNT-CSO-T-0600 | Gate,Sluice | Gate |  | G | http://www.toronto.ca/TWONTO#channel_gate
83987 | TNT-CSO-G-1201 | Gate, Sluice, Storm Tank Dry Weather Drain | TNT-CSO-T-0600 | Gate,Sluice | Gate |  | G | http://www.toronto.ca/TWONTO#channel_gate
83988 | TNT-CSO-G-1301 | Gate, Sluice, Storm Tank Dry Weather Drain | TNT-CSO-T-0600 | Gate,Sluice | Gate |  | G | http://www.toronto.ca/TWONTO#channel_gate
140721 | TNT-PLT-G-0001 | Gate, Gate Valve, Inlet Isolation 750mm Gate (Actuated), Preliminary Treatment | TNT-PLT | Valve,Gate,Sluice,Act. | Gate |  | G | http://www.toronto.ca/TWONTO#channel_gate
27363 | DU2021A | Digester 9-12 Air Receiver | TAB-AI |  | Air Instrument |  |  | http://www.toronto.ca/TWONTO#pneumatic_control_system
73304 | THR-AI | Air, Instrument, Compressors | THR WORK AREA 3 |  | Air Instrument |  |  | http://www.toronto.ca/TWONTO#collection_of_assets
118148 | TAB-SLO-PRJ-0002 | Service Air Upgrade Projects | TAB-AUX-C | Compressor,Stationary | Air Instrument |  | PRJ | project
125902 | THC-INC-AI-1000 | Instrument Air System, Incinerator 1000 | THC-INC-FU-1000 |  | Air Instrument |  | AI | http://www.toronto.ca/TWONTO#pneumatic_control_system
125903 | THC-INC-AI-2000 | Instrument Air System, Incinerator 2000 | THC-INC-FU-2000 |  | Air Instrument |  | AI | http://www.toronto.ca/TWONTO#pneumatic_control_system
105323 | RPU-27589 | RPU | TAB-DIG-ELQ-T1-4 | SCADA | Ultraviolet Disinfection |  |  | http://www.toronto.ca/TWONTO#RPU_panel
129100 | THC-STW-UV-0001 | UV Unit, Storm Water System, Admin Building Storm Water System | THC-STW |  | Ultraviolet Disinfection |  | UV | http://www.toronto.ca/TWONTO#UV_disinfection_assembly
72 | 20127 | Door,Overhead, Pellet Silo South | TAB-MCS-DR | Door,Overhead | Door |  |  | http://www.toronto.ca/TWONTO#roll_up_door
73 | 20128 | Door,Overhead, Pellet Silo, North | TAB-MCS-DR | Door,Overhead | Door |  |  | http://www.toronto.ca/TWONTO#roll_up_door
8081 | COL-PWR-SS-0001 | Security System -front door | COL-PWR | Security System | Door | 35063 | SS | http://www.toronto.ca/TWONTO#door
8082 | COL-PWR-SS-0001 | Security System -front door | COL-PWR-MISC | Security System | Door | 35063 | SS | http://www.toronto.ca/TWONTO#door
8083 | COL-PWR-SS-0002 | Security System -back door | COL-PWR-MISC | Security System | Door | 35064 | SS | http://www.toronto.ca/TWONTO#door
8084 | COL-PWR-SS-0003 | Security System -control room door | COL-PWR-SUSPENDED | Security System | Door | 35065 | SS | http://www.toronto.ca/TWONTO#door
11159 | FCL-CL-DR-0101 | Door, Overhead, Gaseous Chemical Building Chlorine Storage Room | FCL-GRK | Door,Overhead | Door |  | DR | http://www.toronto.ca/TWONTO#roll_up_door
11160 | FCL-CL-DR-0101 | Door, Overhead, Gaseous Chemical Building Chlorine Storage Room | FCL-GRK-DR | Door,Overhead | Door |  | DR | http://www.toronto.ca/TWONTO#roll_up_door
13287 | FCL-FLT-DR-0101 | Door, Overhead High Lift loading area | FCL-GRK | Door,Overhead | Door |  | DR | http://www.toronto.ca/TWONTO#roll_up_door
13288 | FCL-FLT-DR-0101 | Door, Overhead High Lift loading area | FCL-GRK-DR | Door,Overhead | Door |  | DR | http://www.toronto.ca/TWONTO#roll_up_door
14119 | FCL-RW-DR-0401 | Door, Overhead, Screen Room Entrance, Low Lift Building | FCL-GRK-DR | Door,Overhead | Door |  | DR | http://www.toronto.ca/TWONTO#roll_up_door
15749 | FCL-WWW-DR-0200 | Door, Overhead Centrifuge building Sludge bin Area North | FCL-GRK-DR | Door,Overhead | Door |  | DR | http://www.toronto.ca/TWONTO#roll_up_door
15942 | FH2001A | Door,Overhead, Accs Building | TAB-MCS-DR | Door,Overhead | Door |  |  | http://www.toronto.ca/TWONTO#roll_up_door
18785 | FHA-GRK-DR-0101 | Door, Overhead, RMF, Car Parking, First Garage West | FHA-GRK-PRTY-0001 | Door,Overhead | Door |  | DR | http://www.toronto.ca/TWONTO#roll_up_door
18786 | FHA-GRK-DR-0201 | Door, Overhead, RMF, RMF, Welding Shop/Storage Area | FHA-GRK-PRTY-0001 | Door,Overhead | Door |  | DR | http://www.toronto.ca/TWONTO#roll_up_door
18787 | FHA-GRK-DR-0301 | Door, Emergency Exit | FHA-GRK-PRTY-0001 | Door,Overhead | Door |  | DR | http://www.toronto.ca/TWONTO#roll_up_door
18788 | FHA-GRK-DR-0701 | Door, Overhead, RMF,HVAC Last Garage East | FHA-GRK-PRTY-0001 | Door,Overhead | Door |  | DR | http://www.toronto.ca/TWONTO#roll_up_door
18791 | FHA-GRK-FEQ-0001 | Fire Doors | FHA-GRK-PRTY-0001 | Door | Door |  | FEQ | http://www.toronto.ca/TWONTO#fire_rated_door
23636 | COL-PWR-SS-0001 | Security System -front door | COL-PWR-SUSPENDED | Security System | Door | 35063 | SS | http://www.toronto.ca/TWONTO#door
23637 | COL-PWR-SS-0002 | Security System -back door | COL-PWR-SUSPENDED | Security System | Door | 35064 | SS | http://www.toronto.ca/TWONTO#door
23638 | COL-PWR-SS-0003 | Security System -control room door | COL-PWR-MISC | Security System | Door | 35065 | SS | http://www.toronto.ca/TWONTO#door
23639 | COL-PWR-SS-0004 | Security System -wet well door | COL-PWR-MISC | Security System | Door | 35066 | SS | http://www.toronto.ca/TWONTO#door
23640 | COL-PWR-SS-0004 | Security System -wet well door | COL-PWR-SUSPENDED | Security System | Door | 35066 | SS | http://www.toronto.ca/TWONTO#door
26114 | FHO-GRK-DR-0001S | Door, (FD-S10-1), Fire Rated, Raw Water Building, S10, Stairway 1 | FHO-GRK-FEQ-0001 | Fire Prevention,Door | Door |  | DR | http://www.toronto.ca/TWONTO#fire_rated_door
26116 | FHO-GRK-DR-0003S | Door, (FD-S10-3), Fire Rated, Raw Water Building, S10, Stairway 2, North East | FHO-GRK-FEQ-0001 | Fire Prevention,Door | Door |  | DR | http://www.toronto.ca/TWONTO#fire_rated_door
26118 | FHO-GRK-DR-0004S | Door, (FD-S10-4), Fire Rated, Raw Water Building, S10.5, Raw Water Sampling Area | FHO-GRK-FEQ-0001 | Fire Prevention,Door | Door |  | DR | http://www.toronto.ca/TWONTO#fire_rated_door
26119 | FHO-GRK-DR-0101 | Door, Overhead- S2 Chemical Storage Room | FHO-GRK-PRTY-0001 | Door,Overhead | Door |  | DR | http://www.toronto.ca/TWONTO#roll_up_door
26120 | FHO-GRK-DR-0201 | Door, Overhead, Admin Building S2 Loading Bay West Door | FHO-GRK-PRTY-0001 | Door,Overhead | Door |  | DR | http://www.toronto.ca/TWONTO#roll_up_door
26121 | FHO-GRK-DR-0402 | Delivery Gate, Between Clarifier and Standby Power Building | FHO-GRK-PRTY-0001 |  | Door |  | DR | http://www.toronto.ca/TWONTO#door
26122 | FHO-GRK-DR-1001L | Door, (FD-1-01), Fire Rated, Flocculation Building, L1, West Emergency Exit | FHO-GRK-FEQ-0001 | Fire Prevention,Door | Door |  | DR | http://www.toronto.ca/TWONTO#fire_rated_door
26123 | FHO-GRK-DR-1001SB | Door, (SB-1), Single Door, Surge Building, Main Level, Entrance to Staircase, West | FHO-GRK-FEQ-0001 | Fire Prevention,Door | Door |  | DR | http://www.toronto.ca/TWONTO#fire_rated_door
26124 | FHO-GRK-DR-1002L | Door, (FD-1-02), Fire Rated, Flocculation Building, L1, Electrical Room | FHO-GRK-FEQ-0001 | Fire Prevention,Door | Door |  | DR | http://www.toronto.ca/TWONTO#fire_rated_door
26125 | FHO-GRK-DR-1002S | Door, (FD-S1-02), Fire Rated, Admin Building, S1, HVAC Room, East | FHO-GRK-FEQ-0001 | Fire Prevention,Door | Door |  | DR | http://www.toronto.ca/TWONTO#fire_rated_door
26126 | FHO-GRK-DR-1002SB | Door, (SB-2),Double Doors, Surge Building, Main Level, Entrance to Compressors, West | FHO-GRK-FEQ-0001 | Fire Prevention,Door | Door |  | DR | http://www.toronto.ca/TWONTO#fire_rated_door
26127 | FHO-GRK-DR-1003L | Door, (FD-1-03), Fire Rated, Flocculation Building, L1, First Aid Room | FHO-GRK-FEQ-0001 | Fire Prevention,Door | Door |  | DR | http://www.toronto.ca/TWONTO#fire_rated_door
26128 | FHO-GRK-DR-1004L | Door, (FD-1-04), Fire Rated, Flocculation Building, L1, Lou Vogele Room, West | FHO-GRK-FEQ-0001 | Fire Prevention,Door | Door |  | DR | http://www.toronto.ca/TWONTO#fire_rated_door
26129 | FHO-GRK-DR-1004S | Door, (FD-S1-04), Fire Rated, Admin Building, S1, Stairway 6 | FHO-GRK-FEQ-0001 | Fire Prevention,Door | Door |  | DR | http://www.toronto.ca/TWONTO#fire_rated_door
26130 | FHO-GRK-DR-1007S | Door, (FD-S1-07), Fire Rated, Ozone Building, S1, Mechanical Room 3 | FHO-GRK-FEQ-0001 | Fire Prevention,Door | Door |  | DR | http://www.toronto.ca/TWONTO#fire_rated_door
26131 | FHO-GRK-DR-1008L | Door, (FD-1-08), Fire Rated, Admin Building, L1, Exit to South Parking Lot | FHO-GRK-FEQ-0001 | Fire Prevention,Door | Door |  | DR | http://www.toronto.ca/TWONTO#fire_rated_door
26132 | FHO-GRK-DR-1008S | Door, (FD-S1-08), Fire Rated, Standby Power Building, S1, Vestibule 5 South, From StairWay 8 | FHO-GRK-FEQ-0001 | Fire Prevention,Door | Door |  | DR | http://www.toronto.ca/TWONTO#fire_rated_door
26133 | FHO-GRK-DR-1009S | Door, (FD-S1-09), Fire Rated, Standby Power Building, S1, Vestibule 5 North | FHO-GRK-FEQ-0001 | Fire Prevention,Door | Door |  | DR | http://www.toronto.ca/TWONTO#fire_rated_door
26134 | FHO-GRK-DR-1010L | Door, (FD-1-10), Fire Rated, Admin Building, L1, Stairway 6, North | FHO-GRK-FEQ-0001 | Fire Prevention,Door | Door |  | DR | http://www.toronto.ca/TWONTO#fire_rated_door
26135 | FHO-GRK-DR-1010S | Door, (FD-S1-10), Fire Rated, Standby Power Building, S1, Vestibule 4 South | FHO-GRK-FEQ-0001 | Fire Prevention,Door | Door |  | DR | http://www.toronto.ca/TWONTO#fire_rated_door
26136 | FHO-GRK-DR-1011L | Door, (FD-1-11), Fire Rated, Flocculation Building, L1, Corridor to Main Entrance | FHO-GRK-FEQ-0001 | Fire Prevention,Door | Door |  | DR | http://www.toronto.ca/TWONTO#fire_rated_door
26137 | FHO-GRK-DR-1012L | Door, (FD-1-12), Fire Rated, Admin Building, L1, Admin Corridor, Janitor Room | FHO-GRK-FEQ-0001 | Fire Prevention,Door | Door |  | DR | http://www.toronto.ca/TWONTO#fire_rated_door
26138 | FHO-GRK-DR-1013L | Door, (FD-1-13), Fire Rated, Admin Building, L1, Mens Washroom | FHO-GRK-FEQ-0001 | Fire Prevention,Door | Door |  | DR | http://www.toronto.ca/TWONTO#fire_rated_door
26139 | FHO-GRK-DR-1016L | Door, (FD-1-16), Fire Rated, Admin Building, L1, Main Entrance Vestibul, North | FHO-GRK-FEQ-0001 | Fire Prevention,Door | Door |  | DR | http://www.toronto.ca/TWONTO#fire_rated_door
26140 | FHO-GRK-DR-1019L | Door, (FD-1-19), Fire Rated, Admin Building, L1, Conference Room, South West | FHO-GRK-FEQ-0001 | Fire Prevention,Door | Door |  | DR | http://www.toronto.ca/TWONTO#fire_rated_door
26141 | FHO-GRK-DR-1022L | Door, (FD-1-22), Fire Rated, Admin Building, L1, Conference Room, Storage | FHO-GRK-FEQ-0001 | Fire Prevention,Door | Door |  | DR | http://www.toronto.ca/TWONTO#fire_rated_door
26142 | FHO-GRK-DR-1023L | Door, (FD-1-23), Fire Rated, Admin Building, L1, Conference Room Vestibul, South | FHO-GRK-FEQ-0001 | Fire Prevention,Door | Door |  | DR | http://www.toronto.ca/TWONTO#fire_rated_door
26143 | FHO-GRK-DR-1031L | Door, (FD-1-31), Fire Rated, Admin Building, L1, Control Room, Old Kitchen | FHO-GRK-FEQ-0001 | Fire Prevention,Door | Door |  | DR | http://www.toronto.ca/TWONTO#fire_rated_door
26144 | FHO-GRK-DR-1033L | Door, (FD-1-33), Fire Rated, Admin Building, L1, Control Room, Old Luch Room | FHO-GRK-FEQ-0001 | Fire Prevention,Door | Door |  | DR | http://www.toronto.ca/TWONTO#fire_rated_door
26145 | FHO-GRK-DR-1034L | Door, (FD-1-34), Fire Rated, Admin Building, L1, Control Room, Old Luch Room | FHO-GRK-FEQ-0001 | Fire Prevention,Door | Door |  | DR | http://www.toronto.ca/TWONTO#fire_rated_door
26146 | FHO-GRK-DR-1036L | Door, (FD-1-36), Fire Rated, Admin Building, L1, Control Room, PCS Server Room, North | FHO-GRK-FEQ-0001 | Fire Prevention,Door | Door |  | DR | http://www.toronto.ca/TWONTO#fire_rated_door
26147 | FHO-GRK-DR-1037L | Door, (FD-1-37), Fire Rated, Admin Building, L1, Control Room, HVAC Room, South | FHO-GRK-FEQ-0001 | Fire Prevention,Door | Door |  | DR | http://www.toronto.ca/TWONTO#fire_rated_door
26148 | FHO-GRK-DR-1039L | Door, (FD-1-39), Fire Rated, Admin Building, L1, Control Room, North | FHO-GRK-FEQ-0001 | Fire Prevention,Door | Door |  | DR | http://www.toronto.ca/TWONTO#fire_rated_door
26149 | FHO-GRK-DR-1041L | Door, (FD-1-41), Fire Rated, Admin Building, L1, Control Room, North Office | FHO-GRK-FEQ-0001 | Fire Prevention,Door | Door |  | DR | http://www.toronto.ca/TWONTO#fire_rated_door
26150 | FHO-GRK-DR-1042L | Door, (FD-1-42), Fire Rated, Admin Building, L1, Operator File Room | FHO-GRK-FEQ-0001 | Fire Prevention,Door | Door |  | DR | http://www.toronto.ca/TWONTO#fire_rated_door
26151 | FHO-GRK-DR-1046L | Door, (FD-1-46), Fire Rated, West Filter Building, L1,Operating Gallery, South | FHO-GRK-FEQ-0001 | Fire Prevention,Door | Door |  | DR | http://www.toronto.ca/TWONTO#fire_rated_door
26152 | FHO-GRK-DR-1047L | Door, (FD-1-47), Fire Rated, West Filter Building, L1, Filter 0101 | FHO-GRK-FEQ-0001 | Fire Prevention,Door | Door |  | DR | http://www.toronto.ca/TWONTO#fire_rated_door
26153 | FHO-GRK-DR-1048L | Door, (FD-1-48), Fire Rated, West Filter Building, L1, Filter 0201 | FHO-GRK-FEQ-0001 | Fire Prevention,Door | Door |  | DR | http://www.toronto.ca/TWONTO#fire_rated_door
26154 | FHO-GRK-DR-1049L | Door, (FD-1-49), Fire Rated, West Filter Building, L1, Filter 0301 | FHO-GRK-FEQ-0001 | Fire Prevention,Door | Door |  | DR | http://www.toronto.ca/TWONTO#fire_rated_door
26155 | FHO-GRK-DR-1051L | Door, (FD-1-51), Fire Rated, West Filter Building, L1, Filter 0501 | FHO-GRK-FEQ-0001 | Fire Prevention,Door | Door |  | DR | http://www.toronto.ca/TWONTO#fire_rated_door
26156 | FHO-GRK-DR-1053L | Door, (FD-1-53), Fire Rated, West Filter Building, L1, Even Filters, North | FHO-GRK-FEQ-0001 | Fire Prevention,Door | Door |  | DR | http://www.toronto.ca/TWONTO#fire_rated_door
26157 | FHO-GRK-DR-1054L | Door, (FD-1-54), Fire Rated, WestFilter Building, L1, To Roof Hatch | FHO-GRK-FEQ-0001 | Fire Prevention,Door | Door |  | DR | http://www.toronto.ca/TWONTO#fire_rated_door
26158 | FHO-GRK-DR-1055L | Door, (FD-1-55), Fire Rated, West Filter Building, L1, Odd Filters, North | FHO-GRK-FEQ-0001 | Fire Prevention,Door | Door |  | DR | http://www.toronto.ca/TWONTO#fire_rated_door
26159 | FHO-GRK-DR-1056L | Door, (FD-1-56), Fire Rated, West Filter Building, L1, North | FHO-GRK-FEQ-0001 | Fire Prevention,Door | Door |  | DR | http://www.toronto.ca/TWONTO#fire_rated_door
26160 | FHO-GRK-DR-1059L | Door, (FD-1-59), Fire Rated, Ozone Building, L1, MCC Room West | FHO-GRK-FEQ-0001 | Fire Prevention,Door | Door |  | DR | http://www.toronto.ca/TWONTO#fire_rated_door
26161 | FHO-GRK-DR-1064L | Door, (FD-1-64), Fire Rated, East Filter Building, L1, Exit to Roof | FHO-GRK-FEQ-0001 | Fire Prevention,Door | Door |  | DR | http://www.toronto.ca/TWONTO#fire_rated_door
26162 | FHO-GRK-DR-1066L | Door, (FD-1-66), Fire Rated, East Filter Building, L1, South East | FHO-GRK-FEQ-0001 | Fire Prevention,Door | Door |  | DR | http://www.toronto.ca/TWONTO#fire_rated_door
26163 | FHO-GRK-DR-1067L | Door, (FD-1-67), Fire Rated, East Filter Building, L1, Mechanical Room 1, West | FHO-GRK-FEQ-0001 | Fire Prevention,Door | Door |  | DR | http://www.toronto.ca/TWONTO#fire_rated_door
26164 | FHO-GRK-DR-1068L | Door, (FD-1-68), Fire Rated, East Filter Building, L1, Mechanical Room, North | FHO-GRK-FEQ-0001 | Fire Prevention,Door | Door |  | DR | http://www.toronto.ca/TWONTO#fire_rated_door
26165 | FHO-GRK-DR-1069L | Door, (FD-1-69), Fire Rated, Ozone Building, L1, Equipment Room, South West | FHO-GRK-FEQ-0001 | Fire Prevention,Door | Door |  | DR | http://www.toronto.ca/TWONTO#fire_rated_door
26166 | FHO-GRK-DR-1070L | Door, (FD-1-70), Fire Rated, Ozone Building, L1, Equipment Room, Loading Bay North | FHO-GRK-FEQ-0001 | Fire Prevention,Door | Door |  | DR | http://www.toronto.ca/TWONTO#fire_rated_door
26167 | FHO-GRK-DR-1073L | Door, (FD-1-73), Fire Rated, Ozone Building, L1, Washroom | FHO-GRK-FEQ-0001 | Fire Prevention,Door | Door |  | DR | http://www.toronto.ca/TWONTO#fire_rated_door
26168 | FHO-GRK-DR-1075L | Door, (FD-1-75), Fire Rated, Ozone Building, L1, East to Delivery Roof | FHO-GRK-FEQ-0001 | Fire Prevention,Door | Door |  | DR | http://www.toronto.ca/TWONTO#fire_rated_door
26169 | FHO-GRK-DR-1077L | Door, (FD-1-77), Fire Rated, East Filter Building, L1, North East | FHO-GRK-FEQ-0001 | Fire Prevention,Door | Door |  | DR | http://www.toronto.ca/TWONTO#fire_rated_door
26170 | FHO-GRK-DR-1078L | Door, (FD-1-78), Fire Rated, East Filter Building, L1, North West | FHO-GRK-FEQ-0001 | Fire Prevention,Door | Door |  | DR | http://www.toronto.ca/TWONTO#fire_rated_door
26171 | FHO-GRK-DR-1081L | Door, (FD-1-81), Fire Rated, L1, Hallway 7 | FHO-GRK-FEQ-0001 | Fire Prevention,Door | Door |  | DR | http://www.toronto.ca/TWONTO#fire_rated_door
26172 | FHO-GRK-DR-1084L | Door, (FD-1-84), Fire Rated, Chemical Building, L1, Opeartor Lab | FHO-GRK-FEQ-0001 | Fire Prevention,Door | Door |  | DR | http://www.toronto.ca/TWONTO#fire_rated_door
26173 | FHO-GRK-DR-1085L | Door, (FD-1-85), Fire Rated, Chemical Building, L1, Gaseous Feed Room, South | FHO-GRK-FEQ-0001 | Fire Prevention,Door | Door |  | DR | http://www.toronto.ca/TWONTO#fire_rated_door
26242 | FHO-GRK-DR-1088L | Door, (FD-1-88), Fire Rated, Chemical Building, L1, South West To Roof | FHO-GRK-FEQ-0001 | Fire Prevention,Door | Door |  | DR | http://www.toronto.ca/TWONTO#fire_rated_door
26243 | FHO-GRK-DR-1091L | Door, (FD-1-91), Fire Rated, Chemical Building, L1, Fluoride Dilution Tank, East | FHO-GRK-FEQ-0001 | Fire Prevention,Door | Door |  | DR | http://www.toronto.ca/TWONTO#fire_rated_door
26244 | FHO-GRK-DR-1093L | Door, (FD-1-93), Fire Rated, Chemical Building, L1, To Roof North West | FHO-GRK-FEQ-0001 | Fire Prevention,Door | Door |  | DR | http://www.toronto.ca/TWONTO#fire_rated_door
26245 | FHO-GRK-DR-1095L | Door, (FD-1-95), Fire Rated, Chemical Building, L1, Lab and PVC Storage, East | FHO-GRK-FEQ-0001 | Fire Prevention,Door | Door |  | DR | http://www.toronto.ca/TWONTO#fire_rated_door
26246 | FHO-GRK-DR-2001L | Door, (FD-2-01), Fire Rated, Admin Building, L2, West Emergency Exit | FHO-GRK-FEQ-0001 | Fire Prevention,Door | Door |  | DR | http://www.toronto.ca/TWONTO#fire_rated_door
26247 | FHO-GRK-DR-2003L | Door, (FD-2-03), Fire Rated, Admin Building, L2, Men's Washroom | FHO-GRK-FEQ-0001 | Fire Prevention,Door | Door |  | DR | http://www.toronto.ca/TWONTO#fire_rated_door
26248 | FHO-GRK-DR-2005L | Door, (FD-2-05), Fire Rated, Admin Building, L2, Locker Room | FHO-GRK-FEQ-0001 | Fire Prevention,Door | Door |  | DR | http://www.toronto.ca/TWONTO#fire_rated_door
26249 | FHO-GRK-DR-2005S | Door, (FD-S2-05), Fire Rated, Admin Building, S2, Security Office | FHO-GRK-FEQ-0001 | Fire Prevention,Door | Door |  | DR | http://www.toronto.ca/TWONTO#fire_rated_door
26250 | FHO-GRK-DR-2006S | Door, (FD-S2-06), Fire Rated, Admin Building, S2, Employee Entrance Vestibul, North | FHO-GRK-FEQ-0001 | Fire Prevention,Door | Door |  | DR | http://www.toronto.ca/TWONTO#fire_rated_door
26251 | FHO-GRK-DR-2008L | Door, (FD-2-08), Fire Rated, Admin Building, L2, File Room | FHO-GRK-FEQ-0001 | Fire Prevention,Door | Door |  | DR | http://www.toronto.ca/TWONTO#fire_rated_door
26252 | FHO-GRK-DR-2008S | Door, (FD-S2-08), Fire Rated, Admin Building, S2, Employee Entrance Vestibul, South | FHO-GRK-FEQ-0001 | Fire Prevention,Door | Door |  | DR | http://www.toronto.ca/TWONTO#fire_rated_door
26253 | FHO-GRK-DR-2008SB | Door, (SB-8),Mini Door, Surge Building, Exit East Wall In Surge Tank Room, South | FHO-GRK-FEQ-0001 | Fire Prevention,Door | Door |  | DR | http://www.toronto.ca/TWONTO#fire_rated_door
26254 | FHO-GRK-DR-2009L | Door, (FD-2-09), Fire Rated, Admin Building, L2, Unisex Washroom | FHO-GRK-FEQ-0001 | Fire Prevention,Door | Door |  | DR | http://www.toronto.ca/TWONTO#fire_rated_door
26255 | FHO-GRK-DR-2009S | Door, (FD-S2-09), Fire Rated, Admin Building, S2, Loading Bay West | FHO-GRK-FEQ-0001 | Fire Prevention,Door | Door |  | DR | http://www.toronto.ca/TWONTO#fire_rated_door
26256 | FHO-GRK-DR-2010S | Door, (FD-S2-10), Fire Rated, Admin Building, S2, Oil Storage, South | FHO-GRK-FEQ-0001 | Fire Prevention,Door | Door |  | DR | http://www.toronto.ca/TWONTO#fire_rated_door
26257 | FHO-GRK-DR-2011L | Door, (FD-2-11), Fire Rated, Admin Building, L2, EI Specialist Office | FHO-GRK-FEQ-0001 | Fire Prevention,Door | Door |  | DR | http://www.toronto.ca/TWONTO#fire_rated_door
26258 | FHO-GRK-DR-2013L | Door, (FD-2-13), Fire Rated, Admin Building, L2, Area Supervisor Process Office | FHO-GRK-FEQ-0001 | Fire Prevention,Door | Door |  | DR | http://www.toronto.ca/TWONTO#fire_rated_door
26259 | FHO-GRK-DR-2013S | Door, (FD-S2-13), Fire Rated, Admin Building, S2, Men's Locker Room Shower, North | FHO-GRK-FEQ-0001 | Fire Prevention,Door | Door |  | DR | http://www.toronto.ca/TWONTO#fire_rated_door
26260 | FHO-GRK-DR-2014L | Door, (FD-2-14), Fire Rated, Admin Building, L2, Senior Engineer Office | FHO-GRK-FEQ-0001 | Fire Prevention,Door | Door |  | DR | http://www.toronto.ca/TWONTO#fire_rated_door
26261 | FHO-GRK-DR-2015L | Door, (FD-2-15), Fire Rated, Admin Building, L2, Library | FHO-GRK-FEQ-0001 | Fire Prevention,Door | Door |  | DR | http://www.toronto.ca/TWONTO#fire_rated_door
26262 | FHO-GRK-DR-2016L | Door, (FD-2-16), Fire Rated, Admin Building, L2, West Conference Room, West | FHO-GRK-FEQ-0001 | Fire Prevention,Door | Door |  | DR | http://www.toronto.ca/TWONTO#fire_rated_door
26263 | FHO-GRK-DR-2016S | Door, (FD-S2-16), Fire Rated, Admin Building, S2, Stairway 6 | FHO-GRK-FEQ-0001 | Fire Prevention,Door | Door |  | DR | http://www.toronto.ca/TWONTO#fire_rated_door
26264 | FHO-GRK-DR-2017L | Door, (FD-2-17), Fire Rated, Admin Building, L2, West Conference Room, East | FHO-GRK-FEQ-0001 | Fire Prevention,Door | Door |  | DR | http://www.toronto.ca/TWONTO#fire_rated_door
26265 | FHO-GRK-DR-2018S | Door, (FD-S2-18), Fire Rated, Admin Building, S2, WMS & Liberary Room, South | FHO-GRK-FEQ-0001 | Fire Prevention,Door | Door |  | DR | http://www.toronto.ca/TWONTO#fire_rated_door
26266 | FHO-GRK-DR-2020S | Door, (FD-S2-20), Fire Rated, Admin Building, S2, Great Room | FHO-GRK-FEQ-0001 | Fire Prevention,Door | Door |  | DR | http://www.toronto.ca/TWONTO#fire_rated_door
26267 | FHO-GRK-DR-2021L | Door, (FD-2-21), Fire Rated, Admin Building, L2, West Roof | FHO-GRK-FEQ-0001 | Fire Prevention,Door | Door |  | DR | http://www.toronto.ca/TWONTO#fire_rated_door
26268 | FHO-GRK-DR-2022L | Door, (FD-2-22), Fire Rated, Admin Building, L2, PPFA Office | FHO-GRK-FEQ-0001 | Fire Prevention,Door | Door |  | DR | http://www.toronto.ca/TWONTO#fire_rated_door
26269 | FHO-GRK-DR-2023L | Door, (FD-2-23), Fire Rated, Admin Building, L2, East Conference Room | FHO-GRK-FEQ-0001 | Fire Prevention,Door | Door |  | DR | http://www.toronto.ca/TWONTO#fire_rated_door
26270 | FHO-GRK-DR-2023S | Door, (FD-S2-23), Fire Rated, West Filter Building, S2, Pipe Gallery, HVAC Room | FHO-GRK-FEQ-0001 | Fire Prevention,Door | Door |  | DR | http://www.toronto.ca/TWONTO#fire_rated_door
26271 | FHO-GRK-DR-2024L | Door, (FD-2-24), Fire Rated, Admin Building, L2, Acting Area Supervisor Office | FHO-GRK-FEQ-0001 | Fire Prevention,Door | Door |  | DR | http://www.toronto.ca/TWONTO#fire_rated_door
26272 | FHO-GRK-DR-2024S | Door, (FD-S2-24), Fire Rated, West Filter Building, S2, Pipe Gallery, South | FHO-GRK-FEQ-0001 | Fire Prevention,Door | Door |  | DR | http://www.toronto.ca/TWONTO#fire_rated_door
26273 | FHO-GRK-DR-2025L | Door, (FD-2-25), Fire Rated, Admin Building, L2, Senior Engineer Tech Service Office | FHO-GRK-FEQ-0001 | Fire Prevention,Door | Door |  | DR | http://www.toronto.ca/TWONTO#fire_rated_door
26274 | FHO-GRK-DR-2026L | Door, (FD-2-26), Fire Rated, Admin Building, L2, ETT1 Office | FHO-GRK-FEQ-0001 | Fire Prevention,Door | Door |  | DR | http://www.toronto.ca/TWONTO#fire_rated_door
26275 | FHO-GRK-DR-2027L | Door, (FD-2-27), Fire Rated, Admin Building, L2, EH&S Field Rep. Office | FHO-GRK-FEQ-0001 | Fire Prevention,Door | Door |  | DR | http://www.toronto.ca/TWONTO#fire_rated_door
26276 | FHO-GRK-DR-2028S | Door, (FD-S2-28), Fire Rated, Admin Building, S2, Stairway 1 | FHO-GRK-FEQ-0001 | Fire Prevention,Door | Door |  | DR | http://www.toronto.ca/TWONTO#fire_rated_door
26277 | FHO-GRK-DR-2029S | Door, (FD-S2-29), Fire Rated, S2, Chlorine Analyzers, North | FHO-GRK-FEQ-0001 | Fire Prevention,Door | Door |  | DR | http://www.toronto.ca/TWONTO#fire_rated_door
26278 | FHO-GRK-DR-2030L | Door, (FD-2-30), Fire Rated, Admin Building, L2, Fan Room | FHO-GRK-FEQ-0001 | Fire Prevention,Door | Door |  | DR | http://www.toronto.ca/TWONTO#fire_rated_door
26279 | FHO-GRK-DR-2032S | Door, (FD-S2-32), Fire Rated, Ozone Building, S2, TRW Water Gallery to Ozone Building Hallway1 | FHO-GRK-FEQ-0001 | Fire Prevention,Door | Door |  | DR | http://www.toronto.ca/TWONTO#fire_rated_door
26280 | FHO-GRK-DR-2033L | Door, (FD-2-33), Fire Rated, Admin Building, L2, East Admin to Stairway | FHO-GRK-FEQ-0001 | Fire Prevention,Door | Door |  | DR | http://www.toronto.ca/TWONTO#fire_rated_door
26281 | FHO-GRK-DR-2034L | Door, (FD-2-34), Fire Rated, Admin Building, L2, East Emergency Exit | FHO-GRK-FEQ-0001 | Fire Prevention,Door | Door |  | DR | http://www.toronto.ca/TWONTO#fire_rated_door
26282 | FHO-GRK-DR-2037L | Door, (FD-2-37), Fire Rated, Chemical Building, L2, South Penthouse, Dark Room in Vestibule | FHO-GRK-FEQ-0001 | Fire Prevention,Door | Door |  | DR | http://www.toronto.ca/TWONTO#fire_rated_door
26283 | FHO-GRK-DR-2037S | Door, (FD-S2-37), Fire Rated, Ozone Building, S2, Raw Water Process Room, South West | FHO-GRK-FEQ-0001 | Fire Prevention,Door | Door |  | DR | http://www.toronto.ca/TWONTO#fire_rated_door
26284 | FHO-GRK-DR-2038L | Door, (FD-2-38), Fire Rated, Chemical Building, L2, South Penthouse, South Vestibule to Stairs | FHO-GRK-FEQ-0001 | Fire Prevention,Door | Door |  | DR | http://www.toronto.ca/TWONTO#fire_rated_door
26285 | FHO-GRK-DR-2039S | Door, (FD-S2-39), Fire Rated, Ozone Building, S2, Ozone Pipe Gallery 1, South | FHO-GRK-FEQ-0001 | Fire Prevention,Door | Door |  | DR | http://www.toronto.ca/TWONTO#fire_rated_door
26286 | FHO-GRK-DR-2040S | Door, (FD-S2-40), Fire Rated, Ozone Building, S2, DOZ 2 Vestibule, North | FHO-GRK-FEQ-0001 | Fire Prevention,Door | Door |  | DR | http://www.toronto.ca/TWONTO#fire_rated_door
26287 | FHO-GRK-DR-2041L | Door, (FD-2-41), Fire Rated, Chemical Building, L2, North Penthouse, South Entrance From Roof | FHO-GRK-FEQ-0001 | Fire Prevention,Door | Door |  | DR | http://www.toronto.ca/TWONTO#fire_rated_door
26288 | FHO-GRK-DR-2041S | Door, (FD-S2-41), Fire Rated, Ozone Building, S2, DOZ 2 Vestibule, East | FHO-GRK-FEQ-0001 | Fire Prevention,Door | Door |  | DR | http://www.toronto.ca/TWONTO#fire_rated_door
26289 | FHO-GRK-DR-2043L | Door, (FD-2-43), Fire Rated, Ozone Building, L2, South West Ozone Roof | FHO-GRK-FEQ-0001 | Fire Prevention,Door | Door |  | DR | http://www.toronto.ca/TWONTO#fire_rated_door
26290 | FHO-GRK-DR-2043S | Door, (FD-S2-43), Fire Rated, Ozone Building, S2, Stairway to Dispersion Pump Room | FHO-GRK-FEQ-0001 | Fire Prevention,Door | Door |  | DR | http://www.toronto.ca/TWONTO#fire_rated_door
26291 | FHO-GRK-DR-2044L | Door, (FD-2-44), Fire Rated, Ozone Building, L2, Stairway, DOZ 1 to Green Roof | FHO-GRK-FEQ-0001 | Fire Prevention,Door | Door |  | DR | http://www.toronto.ca/TWONTO#fire_rated_door
26292 | FHO-GRK-DR-2046L | Door, (FD-2-46), Fire Rated, Ozone Building, L2, North East Roof to DOZ 1 Stairs | FHO-GRK-FEQ-0001 | Fire Prevention,Door | Door |  | DR | http://www.toronto.ca/TWONTO#fire_rated_door
26293 | FHO-GRK-DR-2046S | Door, (FD-S2-46), Fire Rated, Ozone Building, S2, Dispersion Pump Room, North to Outdoor | FHO-GRK-FEQ-0001 | Fire Prevention,Door | Door |  | DR | http://www.toronto.ca/TWONTO#fire_rated_door
26294 | FHO-GRK-DR-2048S | Door, (FD-S2-48), Fire Rated, Ozone Building, S2, East Exit From DOZ 5 | FHO-GRK-FEQ-0001 | Fire Prevention,Door | Door |  | DR | http://www.toronto.ca/TWONTO#fire_rated_door
26295 | FHO-GRK-DR-2049L | Door, (FD-2-49), Fire Rated, Ozone Building, L2, Vestibule to Gate Room | FHO-GRK-FEQ-0001 | Fire Prevention,Door | Door |  | DR | http://www.toronto.ca/TWONTO#fire_rated_door
26296 | FHO-GRK-DR-2052S | Door, (FD-S2-52), Fire Rated, Ozone Building, S2, Exit to LOX PAD | FHO-GRK-FEQ-0001 | Fire Prevention,Door | Door |  | DR | http://www.toronto.ca/TWONTO#fire_rated_door
26297 | FHO-GRK-DR-2053S | Door, (FD-S2-53), Fire Rated, Ozone Building, S2, DOZ 1 Vestibule to Service Platform 4 | FHO-GRK-FEQ-0001 | Fire Prevention,Door | Door |  | DR | http://www.toronto.ca/TWONTO#fire_rated_door
26298 | FHO-GRK-DR-2054L | Door, (FD-5-15A), Fire Rated, Admin Building, L2, Admin Closet | FHO-GRK-FEQ-0001 | Fire Prevention,Door | Door |  | DR | http://www.toronto.ca/TWONTO#fire_rated_door
26299 | FHO-GRK-DR-2056S | Door, (FD-S2-56), Fire Rated, Ozone Building, S2, Raw Water Process Room, North | FHO-GRK-FEQ-0001 | Fire Prevention,Door | Door |  | DR | http://www.toronto.ca/TWONTO#fire_rated_door
26300 | FHO-GRK-DR-2057S | Door, (FD-S2-57), Fire Rated, Ozone Building, S2, Service Platform 3, East | FHO-GRK-FEQ-0001 | Fire Prevention,Door | Door |  | DR | http://www.toronto.ca/TWONTO#fire_rated_door
26301 | FHO-GRK-DR-2058S | Door, (FD-S2-58), Fire Rated, Ozone Building, S2, Plant Stores, East | FHO-GRK-FEQ-0001 | Fire Prevention,Door | Door |  | DR | http://www.toronto.ca/TWONTO#fire_rated_door
26302 | FHO-GRK-DR-2059S | Door, (FD-S2-59), Fire Rated, Ozone Building, S2, Stairway 2, Exit to Outdoor | FHO-GRK-FEQ-0001 | Fire Prevention,Door | Door |  | DR | http://www.toronto.ca/TWONTO#fire_rated_door
26303 | FHO-GRK-DR-2061S | Door, (FD-S2-61), Fire Rated, Admin Building, S2, Ladies Locker Room | FHO-GRK-FEQ-0001 | Fire Prevention,Door | Door |  | DR | http://www.toronto.ca/TWONTO#fire_rated_door
26304 | FHO-GRK-DR-2066S | Door, (FD-S2-66), Fire Rated, Admin Building, S2, EICT Shop, East | FHO-GRK-FEQ-0001 | Fire Prevention,Door | Door |  | DR | http://www.toronto.ca/TWONTO#fire_rated_door
26305 | FHO-GRK-DR-2067S | Door, (FD-S2-67), Fire Rated, Admin Building, S2, EICT Shop, West | FHO-GRK-FEQ-0001 | Fire Prevention,Door | Door |  | DR | http://www.toronto.ca/TWONTO#fire_rated_door
26306 | FHO-GRK-DR-2068S | Door, (FD-S2-68), Fire Rated, Admin Building, S2, IMMAP Training Centre, East | FHO-GRK-FEQ-0001 | Fire Prevention,Door | Door |  | DR | http://www.toronto.ca/TWONTO#fire_rated_door
26307 | FHO-GRK-DR-2071S | Door, (FD-S2-71), Fire Rated, Admin Building, S2, Maintenance Office | FHO-GRK-FEQ-0001 | Fire Prevention,Door | Door |  | DR | http://www.toronto.ca/TWONTO#fire_rated_door
26308 | FHO-GRK-DR-2072S | Door, (FD-S2-72), Fire Rated, Admin Building, S2, WMS & Liberary, North | FHO-GRK-FEQ-0001 | Fire Prevention,Door | Door |  | DR | http://www.toronto.ca/TWONTO#fire_rated_door
26309 | FHO-GRK-DR-2078S | Door, (FD-S2-78), Fire Rated, Admin Building, S2, Stairway 7 | FHO-GRK-FEQ-0001 | Fire Prevention,Door | Door |  | DR | http://www.toronto.ca/TWONTO#fire_rated_door
26310 | FHO-GRK-DR-2079S | Door, (FD-S2-79), Fire Rated, Chemical Building, S2, Cooling Coil Room by Gasous Storage | FHO-GRK-FEQ-0001 | Fire Prevention,Door | Door |  | DR | http://www.toronto.ca/TWONTO#fire_rated_door
26311 | FHO-GRK-DR-2082S | Door, (FD-S2-82), Fire Rated, Chemical Building, S2, Unloading Vestibule, West, Exit To Outdoor | FHO-GRK-FEQ-0001 | Fire Prevention,Door | Door |  | DR | http://www.toronto.ca/TWONTO#fire_rated_door
26312 | FHO-GRK-DR-2084S | Door, (FD-S2-84), Fire Rated, Chemical Building, S2, Gaseous Storage East | FHO-GRK-FEQ-0001 | Fire Prevention,Door | Door |  | DR | http://www.toronto.ca/TWONTO#fire_rated_door
26313 | FHO-GRK-DR-2085S | Door, (FD-S2-85), Fire Rated, Chemical Building, S2, North Breezeway, South | FHO-GRK-FEQ-0001 | Fire Prevention,Door | Door |  | DR | http://www.toronto.ca/TWONTO#fire_rated_door
26314 | FHO-GRK-DR-2087S | Door, (FD-S2-87), Fire Rated, Chemical Building, S2, North Breezeway, North | FHO-GRK-FEQ-0001 | Fire Prevention,Door | Door |  | DR | http://www.toronto.ca/TWONTO#fire_rated_door
26315 | FHO-GRK-DR-2088S | Door, (FD-S2-88), Fire Rated, Chemical Building, S2, North Breezeway, North West To Vestibule | FHO-GRK-FEQ-0001 | Fire Prevention,Door | Door |  | DR | http://www.toronto.ca/TWONTO#fire_rated_door
26316 | FHO-GRK-DR-2093S | Door, (FD-S2-93), Fire Rated, Standby Power Building, S2, West To Outside | FHO-GRK-FEQ-0001 | Fire Prevention,Door | Door |  | DR | http://www.toronto.ca/TWONTO#fire_rated_door
26317 | FHO-GRK-DR-2097S | Door, (FD-S2-97), Fire Rated, Standby Power Building, S2, Vestibule 2 | FHO-GRK-FEQ-0001 | Fire Prevention,Door | Door |  | DR | http://www.toronto.ca/TWONTO#fire_rated_door
26318 | FHO-GRK-DR-2099S | Door, (FD-S2-99), Fire Rated, Standby Power Building, S2, Stairway 1, North | FHO-GRK-FEQ-0001 | Fire Prevention,Door | Door |  | DR | http://www.toronto.ca/TWONTO#fire_rated_door
26319 | FHO-GRK-DR-2178S | Door, (FD-S2-78A), Fire Rated, Chemical Building, S2, Lighting Panel Room by Gasous Storage | FHO-GRK-FEQ-0001 | Fire Prevention,Door | Door |  | DR | http://www.toronto.ca/TWONTO#fire_rated_door
26320 | FHO-GRK-DR-3001S | Door, (FD-S3-01), Fire Rated, S3, Stairway3 | FHO-GRK-FEQ-0001 | Fire Prevention,Door | Door |  | DR | http://www.toronto.ca/TWONTO#fire_rated_door
26321 | FHO-GRK-DR-3002S | Door, (FD-S3-02), Fire Rated, TRW Building, S3, TRW Pump Room, South West | FHO-GRK-FEQ-0001 | Fire Prevention,Door | Door |  | DR | http://www.toronto.ca/TWONTO#fire_rated_door
26322 | FHO-GRK-DR-3004S | Door, (FD-S3-04), Fire Rated, S3, Valve Chamber Room, Reservoir & Channels | FHO-GRK-FEQ-0001 | Fire Prevention,Door | Door |  | DR | http://www.toronto.ca/TWONTO#fire_rated_door
26323 | FHO-GRK-DR-3005S | Door, (FD-S3-05), Fire Rated, TRW Building, S3, Stairway 4 | FHO-GRK-FEQ-0001 | Fire Prevention,Door | Door |  | DR | http://www.toronto.ca/TWONTO#fire_rated_door
26324 | FHO-GRK-DR-3008S | Door, (FD-S3-08), Fire Rated, TRW Building, S3, TRW Pump Floor, East | FHO-GRK-FEQ-0001 | Fire Prevention,Door | Door |  | DR | http://www.toronto.ca/TWONTO#fire_rated_door
26325 | FHO-GRK-DR-3009S | Door, (FD-S3-09), Fire Rated, TRW Building, S3, TRW Pump Floor, North West | FHO-GRK-FEQ-0001 | Fire Prevention,Door | Door |  | DR | http://www.toronto.ca/TWONTO#fire_rated_door
26326 | FHO-GRK-DR-3010S | Door, (FD-S3-10), Fire Rated, Ozone Building, S3, Stairway 6 | FHO-GRK-FEQ-0001 | Fire Prevention,Door | Door |  | DR | http://www.toronto.ca/TWONTO#fire_rated_door
26327 | FHO-GRK-DR-4003S | Door, (FD-S4-03), Fire Rated, Admin Building, S4, Stairway 6 | FHO-GRK-FEQ-0001 | Fire Prevention,Door | Door |  | DR | http://www.toronto.ca/TWONTO#fire_rated_door
26328 | FHO-GRK-DR-4004S | Door, (FD-S4-04), Fire Rated, Admin Building, S4, MCC Room, South West | FHO-GRK-FEQ-0001 | Fire Prevention,Door | Door |  | DR | http://www.toronto.ca/TWONTO#fire_rated_door
26329 | FHO-GRK-DR-4005S | Door, (FD-S4-05), Fire Rated, Admin Building, S4, MCC Room, South Middle | FHO-GRK-FEQ-0001 | Fire Prevention,Door | Door |  | DR | http://www.toronto.ca/TWONTO#fire_rated_door
26330 | FHO-GRK-DR-4006S | Door, (FD-S4-06), Fire Rated, Admin Building, S4, UPS Battery Room | FHO-GRK-FEQ-0001 | Fire Prevention,Door | Door |  | DR | http://www.toronto.ca/TWONTO#fire_rated_door
26331 | FHO-GRK-DR-4008S | Door, (FD-S4-08), Fire Rated, Admin Building, S4, Passenger Elevator Mechanical Room | FHO-GRK-FEQ-0001 | Fire Prevention,Door | Door |  | DR | http://www.toronto.ca/TWONTO#fire_rated_door
26332 | FHO-GRK-DR-4009S | Door, (FD-S4-09), Fire Rated, Admin Building, S4,Telephone Room | FHO-GRK-FEQ-0001 | Fire Prevention,Door | Door |  | DR | http://www.toronto.ca/TWONTO#fire_rated_door
26333 | FHO-GRK-DR-4010S | Door, (FD-S4-10), Fire Rated, Admin Building, S4, Cable Shaft Passenger Elevator | FHO-GRK-FEQ-0001 | Fire Prevention,Door | Door |  | DR | http://www.toronto.ca/TWONTO#fire_rated_door
26334 | FHO-GRK-DR-4012S | Door, (FD-S4-12), Fire Rated, Chemical Building, S4, Emergency Diesel Room, East | FHO-GRK-FEQ-0001 | Fire Prevention,Door | Door |  | DR | http://www.toronto.ca/TWONTO#fire_rated_door
26335 | FHO-GRK-DR-4014S | Door, (FD-S4-14), Fire Rated, Chemical Building, S4, MCC Room, North | FHO-GRK-FEQ-0001 | Fire Prevention,Door | Door |  | DR | http://www.toronto.ca/TWONTO#fire_rated_door
26336 | FHO-GRK-DR-4015S | Door, (FD-S4-15), Fire Rated, Chemical Building, S4, 27 KV Transformer Room, South | FHO-GRK-FEQ-0001 | Fire Prevention,Door | Door |  | DR | http://www.toronto.ca/TWONTO#fire_rated_door
26337 | FHO-GRK-DR-4018S | Door, (FD-S4-18), Fire Rated, Chemical Building, S4, SBS Feed Room | FHO-GRK-FEQ-0001 | Fire Prevention,Door | Door |  | DR | http://www.toronto.ca/TWONTO#fire_rated_door
26409 | FHO-GRK-DR-4019S | Door, (FD-S4-19), Fire Rated, Chemical Building, S4, SBS Storage Room | FHO-GRK-FEQ-0001 | Fire Prevention,Door | Door |  | DR | http://www.toronto.ca/TWONTO#fire_rated_door
26410 | FHO-GRK-DR-4021S | Door, (FD-S4-21), Fire Rated, Standby Power Building, S4, Stairway 8 | FHO-GRK-FEQ-0001 | Fire Prevention,Door | Door |  | DR | http://www.toronto.ca/TWONTO#fire_rated_door
26411 | FHO-GRK-DR-4023S | Door, (FD-S4-23), Fire Rated, Bladder Surge Building, S4, Storage Room, South East | FHO-GRK-FEQ-0001 | Fire Prevention,Door | Door |  | DR | http://www.toronto.ca/TWONTO#fire_rated_door
26412 | FHO-GRK-DR-4024S | Door, (FD-S4-24), Fire Rated, Bladder Surge Building, S4, Storage Room, North East | FHO-GRK-FEQ-0001 | Fire Prevention,Door | Door |  | DR | http://www.toronto.ca/TWONTO#fire_rated_door
26413 | FHO-GRK-DR-4030S | Door, (FD-S4-30), Fire Rated, Chemical Building, S4, Flouride Storage/Feed Room, North | FHO-GRK-FEQ-0001 | Fire Prevention,Door | Door |  | DR | http://www.toronto.ca/TWONTO#fire_rated_door
26414 | FHO-GRK-DR-4035S | Door, (FD-S4-35), Fire Rated, TRW Building, S4, West Ventilation Room, West | FHO-GRK-FEQ-0001 | Fire Prevention,Door | Door |  | DR | http://www.toronto.ca/TWONTO#fire_rated_door
26415 | FHO-GRK-DR-4038S | Door, (FD-S4-38), Fire Rated, TRW Building, S4, East Ventilation Room, West | FHO-GRK-FEQ-0001 | Fire Prevention,Door | Door |  | DR | http://www.toronto.ca/TWONTO#fire_rated_door
26416 | FHO-GRK-DR-5005S | Door, (FD-S5-05), Fire Rated, TRW Building, S5, South West | FHO-GRK-FEQ-0001 | Fire Prevention,Door | Door |  | DR | http://www.toronto.ca/TWONTO#fire_rated_door
26417 | FHO-GRK-DR-5008S | Door, (FD-S5-08), Fire Rated, Admin Building, S5, Cable Tray Room, Stairway 5 | FHO-GRK-FEQ-0001 | Fire Prevention,Door | Door |  | DR | http://www.toronto.ca/TWONTO#fire_rated_door
26418 | FHO-GRK-DR-5010S | Door, (FD-S5-10), Fire Rated, TRW Building, S5, TRW Suction Station, South East of Storage Room | FHO-GRK-FEQ-0001 | Fire Prevention,Door | Door |  | DR | http://www.toronto.ca/TWONTO#fire_rated_door
26419 | FHO-GRK-DR-5011S | Door, (FD-S5-11), Fire Rated, TRW Building, S5, TRW Suction Station, South East, Stairway 4 | FHO-GRK-FEQ-0001 | Fire Prevention,Door | Door |  | DR | http://www.toronto.ca/TWONTO#fire_rated_door
26420 | FHO-GRK-DR-5013S | Door, (FD-S5-13), Fire Rated, TRW Building, S5, Waster Water Transfer Pump Area, North | FHO-GRK-FEQ-0001 | Fire Prevention,Door | Door |  | DR | http://www.toronto.ca/TWONTO#fire_rated_door
26421 | FHO-GRK-DR-6003S | Door, (FD-S6-03), Fire Rated, Raw Water Building, S6, Stairway 2 | FHO-GRK-FEQ-0001 | Fire Prevention,Door | Door |  | DR | http://www.toronto.ca/TWONTO#fire_rated_door
26422 | FHO-GRK-DR-7003S | Door, (FD-S7-03), Fire Rated, Raw Water Building, S7, MCC Electrical Room | FHO-GRK-FEQ-0001 | Fire Prevention,Door | Door |  | DR | http://www.toronto.ca/TWONTO#fire_rated_door
26423 | FHO-GRK-DR-7004S | Door, (FD-S7-04), Fire Rated, Raw Water Building, S7, Stairway 2 | FHO-GRK-FEQ-0001 | Fire Prevention,Door | Door |  | DR | http://www.toronto.ca/TWONTO#fire_rated_door
26424 | FHO-GRK-DR-8001S | Door, (FD-S8-01), Fire Rated, Raw Water Building, S8, Stairway 1 | FHO-GRK-FEQ-0001 | Fire Prevention,Door | Door |  | DR | http://www.toronto.ca/TWONTO#fire_rated_door
26425 | FHO-GRK-DR-8002S | Door, (FD-S8-02), Fire Rated, Raw Water Building, S8, Electrical Cable Shaft | FHO-GRK-FEQ-0001 | Fire Prevention,Door | Door |  | DR | http://www.toronto.ca/TWONTO#fire_rated_door
26426 | FHO-GRK-DR-9001S | Door, (FD-S9-01), Fire Rated, Raw Water Building, S9, Electrical Cable Shaft | FHO-GRK-FEQ-0001 | Fire Prevention,Door | Door |  | DR | http://www.toronto.ca/TWONTO#fire_rated_door
26427 | FHO-GRK-DR-9003S | Door, (FD-S9-03), Fire Rated, Raw Water Building, S9, Stairway 2 | FHO-GRK-FEQ-0001 | Fire Prevention,Door | Door |  | DR | http://www.toronto.ca/TWONTO#fire_rated_door
26471 | FHO-MCS-DR-1501 | Overhead Door, 206E, Ozone Building | FHO-GRK-PRTY-0001 |  | Door |  | DR | http://www.toronto.ca/TWONTO#roll_up_door
26472 | FHO-MCS-DR-1502 | Overhead Door, 206G, Ozone Building | FHO-GRK-PRTY-0001 |  | Door |  | DR | http://www.toronto.ca/TWONTO#roll_up_door
26473 | FHO-MCS-DR-1503 | Overhead Door, 116A, Ozone Building | FHO-GRK-PRTY-0001 |  | Door |  | DR | http://www.toronto.ca/TWONTO#roll_up_door
27909 | EH2601A | Door,Overhead, Plant Water Pumping | TAB-MCS-DR | Door,Overhead | Door |  |  | http://www.toronto.ca/TWONTO#roll_up_door
27910 | EH2602A | Door,Overhead, Plant Water Pumping | TAB-MCS-DR | Door,Overhead | Door |  |  | http://www.toronto.ca/TWONTO#roll_up_door
29943 | FIS-AUX-DR-0100 | Island Plant, North Gate | FIS-GRK-0002 | Gate | Door |  | DR | http://www.toronto.ca/TWONTO#door
30924 | FIS-FEQ-DR-0005 | Door, Fire,, Admin. Building | FIS-GRK-STRC-0001 |  | Door |  | DR | http://www.toronto.ca/TWONTO#fire_rated_door
30925 | FIS-FEQ-DR-0008 | Door, Fire,Filter Complex | FIS-GRK-STRC-0001 |  | Door |  | DR | http://www.toronto.ca/TWONTO#fire_rated_door
30926 | FIS-FEQ-DR-0012(S) | Door, Fire, Filter Complex | FIS-GRK-STRC-0001 |  | Door |  | DR | http://www.toronto.ca/TWONTO#fire_rated_door
30927 | FIS-FEQ-DR-0013 | Door, Fire, Filter Complex | FIS-GRK-STRC-0001 |  | Door |  | DR | http://www.toronto.ca/TWONTO#fire_rated_door
30928 | FIS-FEQ-DR-0015 | Door, Fire, Filter Complex | FIS-GRK-STRC-0001 |  | Door |  | DR | http://www.toronto.ca/TWONTO#fire_rated_door
30929 | FIS-FEQ-DR-0016(S) | Door, Filter Complex | FIS-GRK-STRC-0001 |  | Door |  | DR | http://www.toronto.ca/TWONTO#door
30930 | FIS-FEQ-DR-0019 | Door, Fire, Raw Water Channel Walkway | FIS-GRK-STRC-0001 |  | Door |  | DR | http://www.toronto.ca/TWONTO#fire_rated_door
30931 | FIS-FEQ-DR-0023(S) | Door, Fire, Raw Water Building | FIS-GRK-STRC-0001 |  | Door |  | DR | http://www.toronto.ca/TWONTO#fire_rated_door
30932 | FIS-FEQ-DR-0027(S) | Door, Fire, Storage Building | FIS-GRK-STRC-0001 |  | Door |  | DR | http://www.toronto.ca/TWONTO#fire_rated_door
30933 | FIS-FEQ-DR-0031(S) | Door, Fire, Workshop & Office Building | FIS-GRK-STRC-0001 |  | Door |  | DR | http://www.toronto.ca/TWONTO#fire_rated_door
30934 | FIS-FEQ-DR-0034(S) | Door, Fire, Workshop & Office Building | FIS-GRK-STRC-0001 |  | Door |  | DR | http://www.toronto.ca/TWONTO#fire_rated_door
30935 | FIS-FEQ-DR-0035(S) | Door, Fire, Workshop & Office Building | FIS-GRK-STRC-0001 |  | Door |  | DR | http://www.toronto.ca/TWONTO#fire_rated_door
30936 | FIS-FEQ-DR-0037(S) | Door, Fire, Workshop & Office Building | FIS-GRK-STRC-0001 |  | Door |  | DR | http://www.toronto.ca/TWONTO#fire_rated_door
30937 | FIS-FEQ-DR-0040 | Door, Fire, Workshop & Office Building | FIS-GRK-STRC-0001 |  | Door |  | DR | http://www.toronto.ca/TWONTO#fire_rated_door
30938 | FIS-FEQ-DR-0043 | Door, Fire, Workshop & Office Building | FIS-GRK-STRC-0001 |  | Door |  | DR | http://www.toronto.ca/TWONTO#fire_rated_door
30939 | FIS-FEQ-DR-0045 | Door, Fire, Workshop & Office Building | FIS-GRK-STRC-0001 |  | Door |  | DR | http://www.toronto.ca/TWONTO#fire_rated_door
30940 | FIS-FEQ-DR-0047(S) | Door, Fire, Workshop & Office Building | FIS-GRK-STRC-0001 |  | Door |  | DR | http://www.toronto.ca/TWONTO#fire_rated_door
30941 | FIS-FEQ-DR-0049(S) | Door, Fire, Workshop & Office Building | FIS-GRK-STRC-0001 |  | Door |  | DR | http://www.toronto.ca/TWONTO#fire_rated_door
30942 | FIS-FEQ-DR-0051 | Door, Fire, Pipe Gallery | FIS-FEQ-DR-0011 |  | Door |  | DR | http://www.toronto.ca/TWONTO#fire_rated_door
30943 | FIS-FEQ-DR-0051 | Door, Fire, Pipe Gallery | FIS-GRK-STRC-0001 |  | Door |  | DR | http://www.toronto.ca/TWONTO#fire_rated_door
30944 | FIS-FEQ-DR-0052 | Door, Fire, Chlorine & SO2 Building | FIS-GRK-STRC-0001 |  | Door |  | DR | http://www.toronto.ca/TWONTO#fire_rated_door
30945 | FIS-FEQ-DR-0053 | Door, Fire, Chlorine & SO2 Building | FIS-GRK-STRC-0001 |  | Door |  | DR | http://www.toronto.ca/TWONTO#fire_rated_door
30946 | FIS-FEQ-DR-0054 | Door, Fire, Chlorine & SO2 Building | FIS-GRK-STRC-0001 |  | Door |  | DR | http://www.toronto.ca/TWONTO#fire_rated_door
30947 | FIS-FEQ-DR-0059(S) | Door, Fire, Chlorine & SO2 Building | FIS-GRK-STRC-0001 |  | Door |  | DR | http://www.toronto.ca/TWONTO#fire_rated_door
30948 | FIS-FEQ-DR-0061(S) | Door, Fire, Chlorine & SO2 Building | FIS-GRK-STRC-0001 |  | Door |  | DR | http://www.toronto.ca/TWONTO#fire_rated_door
30949 | FIS-FEQ-DR-0064(S) | Door, Fire, Flourode & Ammonia Building | FIS-GRK-STRC-0001 |  | Door |  | DR | http://www.toronto.ca/TWONTO#fire_rated_door
30950 | FIS-FEQ-DR-0065(S) | Door, Fire, Flourode & Ammonia Building | FIS-GRK-STRC-0001 |  | Door |  | DR | http://www.toronto.ca/TWONTO#fire_rated_door
30951 | FIS-FEQ-DR-0067 | Door, Fire, Flourode & Ammonia Building | FIS-GRK-STRC-0001 |  | Door |  | DR | http://www.toronto.ca/TWONTO#fire_rated_door
30952 | FIS-FEQ-DR-0068(S) | Door, Fire, Flourode & Ammonia Building | FIS-GRK-STRC-0001 |  | Door |  | DR | http://www.toronto.ca/TWONTO#fire_rated_door
30953 | FIS-FEQ-DR-0070 | Door, Fire, Flourode & Ammonia Building | FIS-GRK-STRC-0001 |  | Door |  | DR | http://www.toronto.ca/TWONTO#fire_rated_door
30954 | FIS-FEQ-DR-0072(S) | Door, Fire, Flourode & Ammonia Building | FIS-GRK-STRC-0001 |  | Door |  | DR | http://www.toronto.ca/TWONTO#fire_rated_door
31379 | FIS-GRK-DR-0001 | Door Overhead, Raw Water PS Building, Pump Room North | FIS-GRK-STRC-0001 | Door,Overhead | Door |  | DR | http://www.toronto.ca/TWONTO#roll_up_door
31380 | FIS-GRK-DR-0002 | Door Overhead, Filter Complex, Mezzanine Loading Dock West | FIS-GRK-0001 | Door,Overhead | Door |  | DR | http://www.toronto.ca/TWONTO#roll_up_door
31381 | FIS-GRK-DR-0002 | Door Overhead, Filter Complex, Mezzanine Loading Dock West | FIS-GRK-STRC-0001 | Door,Overhead | Door |  | DR | http://www.toronto.ca/TWONTO#roll_up_door
31382 | FIS-GRK-DR-0003 | Overhead Door, Storage Building, West | FIS-GRK-STRC-0001 | Door,Overhead | Door |  | DR | http://www.toronto.ca/TWONTO#roll_up_door
31383 | FIS-GRK-DR-0005SUS | Overhead Door, Marine Yard Building, West Side | FIS-GRK-0001 | Door,Overhead | Door | 39078 | DR | http://www.toronto.ca/TWONTO#roll_up_door
31384 | FIS-GRK-DR-0005SUS | Overhead Door, Marine Yard Building, West Side | FIS-GRK-STRC-0001 | Door,Overhead | Door | 39078 | DR | http://www.toronto.ca/TWONTO#roll_up_door
31385 | FIS-GRK-DR-0007 | Overhead Door, Polymer Building, South Side | FIS-GRK-STRC-0001 |  | Door |  | DR | http://www.toronto.ca/TWONTO#roll_up_door
33742 | HH2406A | Door, Loading, T Building | TAB-MCS-DR | Door | Door |  |  | http://www.toronto.ca/TWONTO#door
33763 | IH2006A | Door,Overhead, Incineration | TAB-MCS-DR | Door,Overhead | Door |  |  | http://www.toronto.ca/TWONTO#roll_up_door
33767 | IH2028A | Door,Overhead, Heat Recovery | TAB-MCS-DR | Door,Overhead | Door |  |  | http://www.toronto.ca/TWONTO#roll_up_door
33768 | IH2031A | Door,Overhead, Auxilliary Building | TAB-MCS-DR | Door,Overhead | Door |  |  | http://www.toronto.ca/TWONTO#roll_up_door
33769 | IH2032A | Door,Overhead, Auxilliary Building | TAB-MCS-DR | Door,Overhead | Door |  |  | http://www.toronto.ca/TWONTO#roll_up_door
33772 | IH311 | Door, Overhead, Building M | THC-GRK-DR-M | Door,Overhead | Door | 32200 |  | http://www.toronto.ca/TWONTO#roll_up_door
33773 | IH312 | Door, Overhead, Building M | THC-SUSPENDED | Door,Overhead | Door | 32201 |  | http://www.toronto.ca/TWONTO#roll_up_door
33828 | JH2005A | Door,Overhead, Z Building. | TAB-MCS-DR | Door,Overhead | Door |  |  | http://www.toronto.ca/TWONTO#roll_up_door
33829 | JH2006A | Door,Overhead, Z Building | TAB-MCS-DR | Door,Overhead | Door |  |  | http://www.toronto.ca/TWONTO#roll_up_door
40856 | OH2004A | Door,Overhead, Dewater Buildind | TAB-MCS-DR | Door,Overhead | Door |  |  | http://www.toronto.ca/TWONTO#roll_up_door
40857 | OH2006A | Door,Overhead, Polymer Building | TAB-MCS-DR | Door,Overhead | Door |  |  | http://www.toronto.ca/TWONTO#roll_up_door
40900 | PH2204A | Door,Overhead, P Bldg, Grit Works, East Door | TAB-MCS-DR | Door,Overhead | Door |  |  | http://www.toronto.ca/TWONTO#roll_up_door
40901 | PH2206A | Door,Overhead, P Building | TAB-MCS-DR | Door,Overhead | Door |  |  | http://www.toronto.ca/TWONTO#roll_up_door
40903 | PH2405A | Door,Overhead, D Building | TAB-MCS-DR | Door,Overhead | Door |  |  | http://www.toronto.ca/TWONTO#roll_up_door
40904 | PH2407A | Door,Overhead D Building | TAB-MCS-DR | Door,Overhead | Door |  |  | http://www.toronto.ca/TWONTO#roll_up_door
41074 | QQ7001A | Gate, Turnstiles, Guard House, Parking Lot | QQ7001 | Door | Door |  |  | http://www.toronto.ca/TWONTO#door
44120 | FCL-GRK-DR | Door, Overhead PM Link | FCL-GRK | Door,Overhead | Door |  |  | http://www.toronto.ca/TWONTO#roll_up_door
44363 | FCL-PAC-DR-0101 | Door, Overhead, PAC Area, Dry Chemical Building, Loading Dock | FCL-GRK | Door,Overhead | Door |  | DR | http://www.toronto.ca/TWONTO#roll_up_door
44364 | FCL-PAC-DR-0101 | Door, Overhead, PAC Area, Dry Chemical Building, Loading Dock | FCL-GRK-DR | Door,Overhead | Door |  | DR | http://www.toronto.ca/TWONTO#roll_up_door
45290 | FCL-RW-DR-0401 | Door, Overhead, Screen Room Entrance, Low Lift Building | FCL-GRK | Door,Overhead | Door |  | DR | http://www.toronto.ca/TWONTO#roll_up_door
45291 | FCL-RW-DR-0402 | Door, Overhead, Low Lift PS, Mezzanine, Electrical Service Room | FCL-GRK | Door,Overhead | Door |  | DR | http://www.toronto.ca/TWONTO#roll_up_door
45292 | FCL-RW-DR-0402 | Door, Overhead, Low Lift PS, Mezzanine, Electrical Service Room | FCL-GRK-DR | Door,Overhead | Door |  | DR | http://www.toronto.ca/TWONTO#roll_up_door
49223 | FCL-TRW-DR-0401 | Door, Overhead, Treated Water Pumping Station | FCL-GRK-DR | Door,Overhead | Door |  | DR | http://www.toronto.ca/TWONTO#roll_up_door
51190 | FCL-WWW-DR-0100 | Door, Overhead Centrifuge building Sludge bin Area South | FCL-GRK | Door,Overhead | Door |  | DR | http://www.toronto.ca/TWONTO#roll_up_door
51191 | FCL-WWW-DR-0100 | Door, Overhead Centrifuge building Sludge bin Area South | FCL-GRK-DR | Door,Overhead | Door |  | DR | http://www.toronto.ca/TWONTO#roll_up_door
51192 | FCL-WWW-DR-0200 | Door, Overhead Centrifuge building Sludge bin Area North | FCL-GRK | Door,Overhead | Door |  | DR | http://www.toronto.ca/TWONTO#roll_up_door
52807 | TAB-PLT-DR-4014 | Door, Roll up | TAB-PLT-LOA-D | Door,Overhead | Door |  | DR | http://www.toronto.ca/TWONTO#roll_up_door
52808 | TAB-PLT-DR-4016 | Door, Roll up | TAB-PLT-LOA-D | Door,Overhead | Door |  | DR | http://www.toronto.ca/TWONTO#roll_up_door
52809 | TAB-PLT-DR-4024 | Door, Roll up | TAB-PLT-LOA-D | Door,Overhead | Door |  | DR | http://www.toronto.ca/TWONTO#roll_up_door
52810 | TAB-PLT-DR-4026 | Door, Roll up | TAB-PLT-LOA-D | Door,Overhead | Door |  | DR | http://www.toronto.ca/TWONTO#roll_up_door
57057 | TAB-SLO-DR-0383 | Door, Overhead, Entrance, Truck Loading Bay, East | TAB-SLO-STRC | Door,Overhead | Door |  | DR | http://www.toronto.ca/TWONTO#roll_up_door
57058 | TAB-SLO-DR-0385 | Door, Overhead, Entrance, Truck Loading Bay, West | TAB-SLO-STRC | Door,Overhead | Door |  | DR | http://www.toronto.ca/TWONTO#roll_up_door
57059 | TAB-SLO-DR-0386 | Door, Overhead, Exit, Truck Loading Bay, West | TAB-SLO-STRC | Door,Overhead | Door |  | DR | http://www.toronto.ca/TWONTO#roll_up_door
59434 | THC - A01 - D003 | Door, Building A | THC-GRK-DR-A |  | Door |  |  | http://www.toronto.ca/TWONTO#door
59435 | THC - A01 - D007 | Door, Building A | THC-GRK-DR-A |  | Door |  |  | http://www.toronto.ca/TWONTO#door
59436 | THC - A01 - D019 | Door, Building A | THC-GRK-DR-A |  | Door |  |  | http://www.toronto.ca/TWONTO#door
59437 | THC - A01 - S008 | Door, Building A | THC-GRK-DR-A |  | Door |  |  | http://www.toronto.ca/TWONTO#door
59438 | THC - A01 - S144 | Door, Final # F8 Access House | THC-GRK-DR-TUNNEL |  | Door |  |  | http://www.toronto.ca/TWONTO#door
59439 | THC - A01 - S149 | Door, Final # F6 Access House | THC-GRK-DR-TUNNEL |  | Door |  |  | http://www.toronto.ca/TWONTO#door
59440 | THC - A01 - S154 | Door, Final # F5 Access House | THC-GRK-DR-TUNNEL |  | Door |  |  | http://www.toronto.ca/TWONTO#door
59441 | THC - A01 - S160 | Door, Final # F3 Access House | THC-GRK-DR-TUNNEL |  | Door |  |  | http://www.toronto.ca/TWONTO#door
59442 | THC - A01 - S163 | Door, Final # F1 Access House | THC-GRK-DR-TUNNEL |  | Door |  |  | http://www.toronto.ca/TWONTO#door
59443 | THC - A01 - S167 | Door, Primary # P1 Access House | THC-GRK-DR-TUNNEL |  | Door |  |  | http://www.toronto.ca/TWONTO#door
59444 | THC - A01 - S170 | Door, Prim. # P2/P3 Access House | THC-GRK-DR-TUNNEL |  | Door |  |  | http://www.toronto.ca/TWONTO#door
59445 | THC - A01 - S178 | Door, Primary # P5 Access House | THC-GRK-DR-TUNNEL |  | Door |  |  | http://www.toronto.ca/TWONTO#door
59446 | THC - A01 - S191 | Door, Building A | THC-GRK-DR-A |  | Door |  |  | http://www.toronto.ca/TWONTO#door
59447 | THC - A01 - S193 | Door, Building A | THC-GRK-DR-A |  | Door |  |  | http://www.toronto.ca/TWONTO#door
59448 | THC - B01 - 0001 | Door, Building B | THC-GRK-DR-B |  | Door |  |  | http://www.toronto.ca/TWONTO#door
59449 | THC - B01 - 0002 | Door, Building B | THC-GRK-DR-B |  | Door |  |  | http://www.toronto.ca/TWONTO#door
59450 | THC - B01 - 0003 | Door, Building B | THC-GRK-DR-B |  | Door |  |  | http://www.toronto.ca/TWONTO#door
59451 | THC - C01 - D177 | Door, Building C | THC-GRK-DR-C |  | Door |  |  | http://www.toronto.ca/TWONTO#door
59452 | THC - C01 - S246 | Door, Building C | THC-GRK-DR-C |  | Door |  |  | http://www.toronto.ca/TWONTO#door
59453 | THC - D01 - 0001 | Door, Building D | THC-GRK-DR-C |  | Door |  |  | http://www.toronto.ca/TWONTO#door
59454 | THC - D01 - 0001 | Door, Building D | THC-GRK-DR-D |  | Door |  |  | http://www.toronto.ca/TWONTO#door
59455 | THC - STR - T - 0300 | Door, Old Plant Aeration Tk # A3 | THC-GRK-DR-A |  | Door |  |  | http://www.toronto.ca/TWONTO#door
59456 | THC - STR - T - 0400 | Door, Old Plant Aeration Tk # A4 | THC-GRK-DR-A |  | Door |  |  | http://www.toronto.ca/TWONTO#door
59457 | THC - STR - T - 0700 | Door, Old Plant Aeration Tk # A7 | THC-GRK-DR-A |  | Door |  |  | http://www.toronto.ca/TWONTO#door
59458 | THC - STR - T - 0800 | Door, Old Plant Aeration Tk # A8 | THC-GRK-DR-A |  | Door |  |  | http://www.toronto.ca/TWONTO#door
59464 | THC-A0-S11155 | Door, Primary # P6 Access House | THC-GRK-DR-TUNNEL |  | Door |  |  | http://www.toronto.ca/TWONTO#door
59791 | THC-ACC-DR-0600 | Door,Overhead,SW Trucking Bay,Bldg M | THC-GRK-DR-M | Door,Overhead | Door |  | DR | http://www.toronto.ca/TWONTO#roll_up_door
59792 | THC-ACC-DR-0602 | Door, Overhead, SE Trucking Bay, Bldg M | THC-GRK-DR-M | Door,Overhead | Door |  | DR | http://www.toronto.ca/TWONTO#roll_up_door
61771 | FHA-GRK-DR-0401 | Door, Overhead, RMF, RMF, Sludge Bin Loading West Side | FHA-GRK-PRTY-0001 | Door,Overhead | Door |  | DR | http://www.toronto.ca/TWONTO#roll_up_door
61772 | FHA-GRK-DR-0501 | Door, Overhead, RMF, RMF, Sludge Bin Loading East Side | FHA-GRK-PRTY-0001 | Door,Overhead | Door |  | DR | http://www.toronto.ca/TWONTO#roll_up_door
61773 | FHA-GRK-DR-0601 | Door, Overhead, RMF, Oil Storage Area | FHA-GRK-PRTY-0001 | Door,Overhead | Door |  | DR | http://www.toronto.ca/TWONTO#roll_up_door
61774 | FHA-GRK-DR-1001 | Exterior Doors | FHA-GRK-PRTY-0001 | Door | Door |  | DR | http://www.toronto.ca/TWONTO#door
65108 | THC-DIS-DR-0001 | Door, Overhead, Building B | THC-GRK-DR-B | Door,Overhead | Door |  | DR | http://www.toronto.ca/TWONTO#roll_up_door
66763 | THC-GRK-DR-0100 | Door, Overhead, Building G | THC-GRK-DR-G | Door,Overhead | Door |  | DR | http://www.toronto.ca/TWONTO#roll_up_door
66764 | THC-GRK-DR-0102 | Door, Overhead, Building I | THC-GRK-DR-I | Door,Overhead | Door |  | DR | http://www.toronto.ca/TWONTO#roll_up_door
66765 | THC-GRK-DR-0103 | Door, Overhead, Building I | THC-GRK-DR-I | Door,Overhead | Door |  | DR | http://www.toronto.ca/TWONTO#roll_up_door
66766 | THC-GRK-DR-1001 | Door, Interior, Plant wide | THC-GRK-DR-G |  | Door |  | DR | http://www.toronto.ca/TWONTO#door
66767 | THC-GRK-DR-A | Doors, Building A | THC-GRK-PRTY-0001 |  | Door |  |  | http://www.toronto.ca/TWONTO#door
66768 | THC-GRK-DR-B | Doors, Building B | THC-GRK-MAINT |  | Door |  |  | http://www.toronto.ca/TWONTO#door
66769 | THC-GRK-DR-C | Doors, Building C | THC-GRK-PRTY-0001 |  | Door |  |  | http://www.toronto.ca/TWONTO#door
66770 | THC-GRK-DR-D | Doors, Building D | THC-GRK-ELS-D |  | Door |  |  | http://www.toronto.ca/TWONTO#door
66771 | THC-GRK-DR-E | Doors, Building E | THC-GRK-ELS-E |  | Door |  |  | http://www.toronto.ca/TWONTO#door
66772 | THC-GRK-DR-F | Doors, Building F | THC-GRK-ELS-F |  | Door |  |  | http://www.toronto.ca/TWONTO#door
66773 | THC-GRK-DR-G | Doors, Building G | THC-GRK-ELS-B |  | Door |  |  | http://www.toronto.ca/TWONTO#door
66774 | THC-GRK-DR-G | Doors, Building G | THC-GRK-ELS-G |  | Door |  |  | http://www.toronto.ca/TWONTO#door
66775 | THC-GRK-DR-J | Doors, Building J | THC-GRK-MAINT |  | Door |  |  | http://www.toronto.ca/TWONTO#door
66776 | THC-GRK-DR-K | Doors, Building K | THC-GRK-ELS-K |  | Door |  |  | http://www.toronto.ca/TWONTO#door
66777 | THC-GRK-DR-K | Doors, Building K | THC-GRK-MAINT |  | Door |  |  | http://www.toronto.ca/TWONTO#door
66778 | THC-GRK-DR-L | Doors, Building L | THC-GRK-ELS-L |  | Door |  |  | http://www.toronto.ca/TWONTO#door
66779 | THC-GRK-DR-M | Doors, Building M | THC-GRK-ELS-M |  | Door |  |  | http://www.toronto.ca/TWONTO#door
66780 | THC-GRK-DR-N | Doors, Building N | THC-GRK-ELS-N |  | Door |  |  | http://www.toronto.ca/TWONTO#door
66781 | THC-GRK-DR-Q | Doors, Building Q | THC-GRK-ELS-Q |  | Door |  |  | http://www.toronto.ca/TWONTO#door
66782 | THC-GRK-DR-S | Doors, Building S | THC-GRK-ELS-R |  | Door |  |  | http://www.toronto.ca/TWONTO#door
67360 | THC-MCS-DR-0001 | Door, Overhead, Building B | THC-GRK-DR-B | Door,Overhead | Door |  | DR | http://www.toronto.ca/TWONTO#roll_up_door
67361 | THC-MCS-DR-0002 | Door, Overhead, Building K | THC-GRK-DR-K | Door,Overhead | Door |  | DR | http://www.toronto.ca/TWONTO#roll_up_door
70742 | THC-STR-T-0100 | Aeration Tank, Old Plant (door) | THC-GRK-DR-A |  | Door |  | T | http://www.toronto.ca/TWONTO#door
76587 | THR-DR-BH-0501 | Overhead Door, High Pressure Blower Building | THR-DR-WA3 | Door,Overhead | Door |  | BH | http://www.toronto.ca/TWONTO#roll_up_door
76588 | THR-DR-BH-0501 | Overhead Door, High Pressure Blower Building | THR-DR-WA4 | Door,Overhead | Door |  | BH | http://www.toronto.ca/TWONTO#roll_up_door
76589 | THR-DR-BH-0514 | Overhead Door, Engine Room | THR-DR-WA2 | Door,Overhead | Door |  | BH | http://www.toronto.ca/TWONTO#roll_up_door
76590 | THR-DR-BH-0515 | Overhead Door, Engine Room Basement | THR-DR-WA2 | Door,Overhead | Door |  | BH | http://www.toronto.ca/TWONTO#roll_up_door
76592 | THR-DR-DH-0512 | Overhead Door, Digester Tank 9-10 Loading Bay west | THR-DR-WA1 | Door,Overhead | Door |  | DH | http://www.toronto.ca/TWONTO#roll_up_door
76593 | THR-DR-DH-0512 | Overhead Door, Digester Tank 9-10 Loading Bay west | THR-DR-WA3 | Door,Overhead | Door |  | DH | http://www.toronto.ca/TWONTO#roll_up_door
76594 | THR-DR-DIS-0002 | Overhead Door, Diisinfection Building, Workshop North | THR-DR-WA4 | Door,Overhead | Door |  | DIS | http://www.toronto.ca/TWONTO#roll_up_door
76595 | THR-DR-DIS-0516 | Overhead Door, Disinfection Building, Dechlorination Simulator Room | THR-DR-WA1 | Door,Overhead | Door |  | DIS | http://www.toronto.ca/TWONTO#roll_up_door
76596 | THR-DR-DIS-0516 | Overhead Door, Disinfection Building, Dechlorination Simulator Room | THR-DR-WA4 | Door,Overhead | Door |  | DIS | http://www.toronto.ca/TWONTO#roll_up_door
76597 | THR-DR-DIS-0518 | Overhead Door, Disinfection Building, Truck Door North | THR-DR-WA3 | Door,Overhead | Door |  | DIS | http://www.toronto.ca/TWONTO#roll_up_door
76598 | THR-DR-FH-0500 | Overhead Door, Filtered Plant Water | THR-DR-WA4 | Door,Overhead | Door |  | FH | http://www.toronto.ca/TWONTO#roll_up_door
76599 | THR-DR-HH-0513 | Overhead Door, Head House | THR-DR-WA2 | Door,Overhead | Door |  | HH | http://www.toronto.ca/TWONTO#roll_up_door
76600 | THR-DR-HH-0514 | Overhead Door(New), Head House | THR-DR-WA2 | Door,Overhead | Door |  | HH | http://www.toronto.ca/TWONTO#roll_up_door
76601 | THR-DR-HH-0533 | Overhead Door, Grit Bldg, Stores Delivery Door | THR-DR-WA3 | Door,Overhead | Door |  | HH | http://www.toronto.ca/TWONTO#roll_up_door
76602 | THR-DR-HH-0534 | Overhead Door, Grit Building Truck Door West | THR-DR-WA2 | Door,Overhead | Door |  | HH | http://www.toronto.ca/TWONTO#roll_up_door
76603 | THR-DR-HH-0534 | Overhead Door, Grit Building Truck Door West | THR-DR-WA3 | Door,Overhead | Door |  | HH | http://www.toronto.ca/TWONTO#roll_up_door
76604 | THR-DR-HH-0535 | Overhead Door, Grit Building Truck Door East | THR-DR-WA2 | Door,Overhead | Door |  | HH | http://www.toronto.ca/TWONTO#roll_up_door
76605 | THR-DR-PH-0513 | Overhead Door, Primary Pumping Station 2 | THR-DR-WA3 | Door,Overhead | Door |  | PH | http://www.toronto.ca/TWONTO#roll_up_door
76606 | THR-DR-RH-0514S | Overhead Door, Manual, Returns Low Pressure Blower Building | THR-DR-WA3 | Door,Overhead | Door | 34487 | RH | http://www.toronto.ca/TWONTO#roll_up_door
76607 | THR-DR-RH-0514S | Overhead Door, Manual, Returns Low Pressure Blower Building | THR-DR-WA4 | Door,Overhead | Door | 34487 | RH | http://www.toronto.ca/TWONTO#roll_up_door
76608 | THR-DR-RH-0514S | Overhead Door, Manual, Returns Low Pressure Blower Building | THR-S-E | Door,Overhead | Door | 34487 | RH | http://www.toronto.ca/TWONTO#roll_up_door
76609 | THR-DR-SH-0500 | Overhead Door, STB North Main Entrance | THR-DR-WA1 | Door,Overhead | Door |  | SH | http://www.toronto.ca/TWONTO#roll_up_door
76610 | THR-DR-SH-0503 | Overhead Door, STB South Main Loading Area | THR-DR-WA1 | Door,Overhead | Door |  | SH | http://www.toronto.ca/TWONTO#roll_up_door
76611 | THR-DR-WA2 | Overhead Doors, Work Area2 | THR-MCS-WA2 | Door,Overhead | Door |  |  | http://www.toronto.ca/TWONTO#roll_up_door
76612 | THR-DR-WA4 | Overhead Doors, Work Area4 | THR-MCS-WA4 | Door,Overhead | Door |  |  | http://www.toronto.ca/TWONTO#roll_up_door
76613 | THR-DR-WH-0508 | Overhead Door, Effluent Pumping Station | THR-DR-WA3 | Door,Overhead | Door |  | WH | http://www.toronto.ca/TWONTO#roll_up_door
78890 | THR-GRK-DR-3802 | Door, Access, Main Substation | THR-DR-WA4 | Door,Access | Door |  | DR | http://www.toronto.ca/TWONTO#door
78891 | THR-GRK-DR-3803 | Door, Access, Main Substation | THR-DR-WA4 | Door,Access | Door |  | DR | http://www.toronto.ca/TWONTO#door
78892 | THR-GRK-DR-4233 | Door, Access, Old Substation building, West door | THR-DR-WA4 | Door,Access | Door |  | DR | http://www.toronto.ca/TWONTO#door
78893 | THR-GRK-DR-4801 | Door, Access, West Electrical Substation | THR-DR-WA4 | Door,Access | Door |  | DR | http://www.toronto.ca/TWONTO#door
78894 | THR-GRK-DR-4802 | Door, Access, West Electrical Substation | THR-DR-WA4 | Door,Access | Door |  | DR | http://www.toronto.ca/TWONTO#door
79118 | THR-MCS-DR-0101S | Door, Overhead Roll Up, New Maintenance Bldg. | THR-GRK-NMB | Door,Overhead | Door | 39016 | DR | http://www.toronto.ca/TWONTO#roll_up_door
79119 | THR-MCS-DR-0102S | Door, Overhead Roll Up, New Maintenance Bldg. | THR-GRK-NMB | Door,Overhead | Door | 39017 | DR | http://www.toronto.ca/TWONTO#roll_up_door
80087 | THR-PLT-DR-2534S | Door, Over-Head, North Grit Loading Bay, East | THR-DR-WA2 | Door,Overhead | Door | 38663 | DR | http://www.toronto.ca/TWONTO#roll_up_door
80088 | THR-PLT-DR-2535S | Door, Over-Head, North Grit Loading Bay, West | THR-DR-WA2 | Door,Overhead | Door | 38664 | DR | http://www.toronto.ca/TWONTO#roll_up_door
82442 | THR-SS-DR1 | Doors, Security System | THR-SS-WA1 | Door,Overhead | Door |  |  | http://www.toronto.ca/TWONTO#roll_up_door
84487 | TNT-MCS-DR-0101 | Door, Roll Up, Screening - Rack House | TNT-PLT | Door,Overhead | Door |  | DR | http://www.toronto.ca/TWONTO#roll_up_door
84950 | WH4002A | Door, Overhead #2, Truck Loading Odour Control(rear), North-West | TAB-MCS-DR | Door,Overhead | Door |  |  | http://www.toronto.ca/TWONTO#roll_up_door
84951 | WH4003A | Door, Overhead #3, Bio-Solid Truck Loading,(front), South-West | TAB-MCS-DR | Door,Overhead | Door |  |  | http://www.toronto.ca/TWONTO#roll_up_door
84952 | WH4004A | Door, Overhead #4,Bio-Solid Truck Loading (front), South-East | TAB-MCS-DR | Door,Overhead | Door |  |  | http://www.toronto.ca/TWONTO#roll_up_door
84953 | WH4005A | Door, Overhead , Odor Control Bldg. West side | TAB-MCS-DR | Door,Overhead | Door |  |  | http://www.toronto.ca/TWONTO#roll_up_door
84954 | WH4006A | Door, Overhead # 1 Old Bio-Solid Truck Load-Out Facility | TAB-MCS-DR | Door,Overhead | Door |  |  | http://www.toronto.ca/TWONTO#roll_up_door
84955 | WH4008A | Door, Overhead # 3 Old Bio-Solid Truck Load-Out Facility | TAB-MCS-DR | Door,Overhead | Door |  |  | http://www.toronto.ca/TWONTO#roll_up_door
87095 | WTR-PAH-DR-0003 | Door | WTR-PAH-AUX | Door,Access | Door |  | DR | http://www.toronto.ca/TWONTO#door
87290 | WTR-PEG-DR-0002 | Door, High Voltage Electrical Room | WTR-PEG-AUX | Door | Door |  | DR | http://www.toronto.ca/TWONTO#door
87291 | WTR-PEG-DR-0004 | Door | WTR-PEG-AUX | Door | Door |  | DR | http://www.toronto.ca/TWONTO#door
87498 | WTR-PEL-DR-0006 | Door | WTR-PEL-AUX | Door | Door |  | DR | http://www.toronto.ca/TWONTO#door
87499 | WTR-PEL-DR-0007 | Door | WTR-PEL-AUX | Door | Door |  | DR | http://www.toronto.ca/TWONTO#door
87500 | WTR-PEL-DR-0008 | Door | WTR-PEL-AUX | Door | Door |  | DR | http://www.toronto.ca/TWONTO#door
87501 | WTR-PEL-DR-0009 | Door | WTR-PEL-AUX | Door | Door |  | DR | http://www.toronto.ca/TWONTO#door
87502 | WTR-PEL-DR-0010 | Door | WTR-PEL-AUX | Door | Door |  | DR | http://www.toronto.ca/TWONTO#door
87503 | WTR-PEL-DR-1001 | Door, Access, Generator Building, Generator Room | WTR-PEL-AUX | Door,Access | Door |  | DR | http://www.toronto.ca/TWONTO#door
87504 | WTR-PEL-DR-1002 | Door, Access, Generator Building, Generator Room | WTR-PEL-AUX | Door,Access | Door |  | DR | http://www.toronto.ca/TWONTO#door
87505 | WTR-PEL-DR-1003 | Door, Access, Generator Building, Generator Room | WTR-PEL-AUX | Door,Access | Door |  | DR | http://www.toronto.ca/TWONTO#door
87506 | WTR-PEL-DR-1004 | Door, Access, Generator Building, Product Handling Room | WTR-PEL-AUX | Door,Access | Door |  | DR | http://www.toronto.ca/TWONTO#door
87990 | WTR-PHL-DR-0001 | Door, Overhead | WTR-PHL-AUX | Fire Prevention | Door |  | DR | http://www.toronto.ca/TWONTO#fire_rated_door
87991 | WTR-PHL-DR-0004 | Door | WTR-PHL-AUX | Fire Prevention | Door |  | DR | http://www.toronto.ca/TWONTO#fire_rated_door
88348 | WTR-PJO-DR-0001 | Overhead Sliding Door | WTR-PJO-AUX | Door | Door |  | DR | http://www.toronto.ca/TWONTO#roll_up_door
88349 | WTR-PJO-DR-0002 | Door | WTR-PJO-AUX | Door,Access | Door |  | DR | http://www.toronto.ca/TWONTO#door
88458 | WTR-PJS-DR-0001 | Door, Overhead | WTR-PJS-AUX | Door,Overhead | Door |  | DR | http://www.toronto.ca/TWONTO#roll_up_door
88459 | WTR-PJS-DR-0002 | Door, Overhead | WTR-PJS-AUX | Door,Overhead | Door |  | DR | http://www.toronto.ca/TWONTO#roll_up_door
89009 | WTR-PKN-DR-0003 | Door | WTR-PKN-AUX | Door,Access | Door |  | DR | http://www.toronto.ca/TWONTO#door
89169 | WTR-PLW-DR-0002 | Door | WTR-PLW-AUX | Door | Door |  | DR | http://www.toronto.ca/TWONTO#door
89170 | WTR-PLW-DR-0003 | Door | WTR-PLW-AUX | Door | Door |  | DR | http://www.toronto.ca/TWONTO#door
89171 | WTR-PLW-DR-0004 | Door | WTR-PLW-AUX | Door | Door |  | DR | http://www.toronto.ca/TWONTO#door
89842 | WTR-PPD-DR-0001 | Door | WTR-PPD-AUX | Door,Access | Door |  | DR | http://www.toronto.ca/TWONTO#door
89843 | WTR-PPD-DR-0003 | Door | WTR-PPD-AUX | Door,Access | Door |  | DR | http://www.toronto.ca/TWONTO#door
89844 | WTR-PPD-DR-0004 | Door | WTR-PPD-AUX | Door,Access | Door |  | DR | http://www.toronto.ca/TWONTO#door
90041 | WTR-PRH-DR-0004 | Door | WTR-PRH-AUX | Door,Access | Door |  | DR | http://www.toronto.ca/TWONTO#door
90042 | WTR-PRH-DR-0005 | Door | WTR-PRH-AUX | Door,Access | Door |  | DR | http://www.toronto.ca/TWONTO#door
90528 | WTR-PSA-DR-0004 | Door | WTR-PSA-AUX | Door,Access | Door |  | DR | http://www.toronto.ca/TWONTO#door
90676 | WTR-PSC-DR-0001 | Door, Non Motorized Roll-up | WTR-PSC-AUX | Door | Door |  | DR | http://www.toronto.ca/TWONTO#door
90677 | WTR-PSC-DR-0002 | Door, Room, Main Entrance | WTR-PSC-AUX | Door | Door |  | DR | http://www.toronto.ca/TWONTO#door
91078 | WTR-PWT-DR-0001 | Door, Overhead, Pump Room | WTR-PWT-AUX | Door,Overhead | Door |  | DR | http://www.toronto.ca/TWONTO#roll_up_door
91079 | WTR-PWT-DR-0002 | Door | WTR-PWT-AUX | Door,Access | Door |  | DR | http://www.toronto.ca/TWONTO#door
91316 | WTR-RDF-DR-0001 | Door, Hatch, Due-North | WTR-RDF-AUX | Door | Door |  | DR | http://www.toronto.ca/TWONTO#door
91317 | WTR-RDF-DR-0003 | Door, Hatch, Due-East of Northeast basin | WTR-RDF-AUX | Door | Door |  | DR | http://www.toronto.ca/TWONTO#door
91318 | WTR-RDF-DR-0004 | Door, Hatch, Southeast of Northeast basin | WTR-RDF-AUX | Door | Door |  | DR | http://www.toronto.ca/TWONTO#door
91319 | WTR-RDF-DR-0005 | Door, Hatch, East divider between East basins | WTR-RDF-AUX | Door | Door |  | DR | http://www.toronto.ca/TWONTO#door
91320 | WTR-RDF-DR-0007 | Door, Hatch, Due-South | WTR-RDF-AUX | Door | Door |  | DR | http://www.toronto.ca/TWONTO#door
91321 | WTR-RDF-DR-0008 | Door, Hatch, East divider between West basins | WTR-RDF-AUX | Door | Door |  | DR | http://www.toronto.ca/TWONTO#door
91322 | WTR-RDF-DR-0009 | Door, Hatch, West divider between West basins | WTR-RDF-AUX | Door | Door |  | DR | http://www.toronto.ca/TWONTO#door
91323 | WTR-RDF-DR-0010 | Door, Hatch, Southwest of Northwest basin | WTR-RDF-AUX | Door | Door |  | DR | http://www.toronto.ca/TWONTO#door
91324 | WTR-RDF-DR-0011 | Door, Hatch, Middle-Southwest | WTR-RDF-AUX | Door | Door |  | DR | http://www.toronto.ca/TWONTO#door
91325 | WTR-RDF-DR-0012 | Door, Hatch, Middle-Northwest | WTR-RDF-AUX | Door | Door |  | DR | http://www.toronto.ca/TWONTO#door
91326 | WTR-RDF-DR-0013 | Door, Hatch, Northwest | WTR-RDF-AUX | Door | Door |  | DR | http://www.toronto.ca/TWONTO#door
91327 | WTR-RDF-DR-0014 | Door, Hatch, Middle-North | WTR-RDF-AUX | Door | Door |  | DR | http://www.toronto.ca/TWONTO#door
91445 | WTR-REG-DR-0001 | Door | WTR-REG-AUX | Door | Door |  | DR | http://www.toronto.ca/TWONTO#door
91683 | WTR-RLW-DR-0001 | Door, East Basins | WTR-RLW-AUX | Door | Door |  | DR | http://www.toronto.ca/TWONTO#door
91684 | WTR-RLW-DR-0002 | Door, West Basins | WTR-RLW-AUX | Door | Door |  | DR | http://www.toronto.ca/TWONTO#door
91743 | WTR-RMI-DR-0001 | Door, Hatch, Middle-Southeast | WTR-RMI-AUX | Door | Door |  | DR | http://www.toronto.ca/TWONTO#door
91744 | WTR-RMI-DR-0002 | Door, Hatch, Southeast | WTR-RMI-AUX | Door | Door |  | DR | http://www.toronto.ca/TWONTO#door
91745 | WTR-RMI-DR-0003 | Door, Hatch, South of Access House | WTR-RMI-AUX | Door | Door |  | DR | http://www.toronto.ca/TWONTO#door
91746 | WTR-RMI-DR-0004 | Door, Hatch, Due-South | WTR-RMI-AUX | Door | Door |  | DR | http://www.toronto.ca/TWONTO#door
91747 | WTR-RMI-DR-0005 | Door, Hatch, Southwest | WTR-RMI-AUX | Door | Door |  | DR | http://www.toronto.ca/TWONTO#door
91748 | WTR-RMI-DR-0009 | Door, Hatch, North of Access House | WTR-RMI-AUX | Door | Door |  | DR | http://www.toronto.ca/TWONTO#door
91749 | WTR-RMI-DR-0012 | Door, Hatch, Middle-Northeast | WTR-RMI-AUX | Door | Door |  | DR | http://www.toronto.ca/TWONTO#door
91906 | WTR-RRG-DR-0002 | Door, Roll-Up | WTR-RRG-AUX | Door,Overhead | Door |  | DR | http://www.toronto.ca/TWONTO#roll_up_door
92463 | YTF-ACC-DR-0002 | Door, RN150, North-East, Electric Door Operators | YTF-ACC | Door | Door |  | DR | http://www.toronto.ca/TWONTO#door
92464 | YTF-ACC-DR-0003 | Door, RN149, North, Electric Door Operators | YTF-ACC | Door | Door |  | DR | http://www.toronto.ca/TWONTO#door
92465 | YTF-ACC-DR-0004 | Door, RN150, South, Electric Door Operators | YTF-ACC | Door | Door |  | DR | http://www.toronto.ca/TWONTO#door
92466 | YTF-ACC-DR-0005 | Door, RN149, South, Electric Door Operators | YTF-ACC | Door | Door |  | DR | http://www.toronto.ca/TWONTO#door
92467 | YTF-ACC-DR-0007 | Door, Rn146, East, Electric Door Operators | YTF-ACC | Door | Door |  | DR | http://www.toronto.ca/TWONTO#door
93176 | FHO-GRK-DR-0002S | Door, (FD-S10-2), Fire Rated, Raw Water Building, S10, Stairway 2, North West | FHO-GRK-FEQ-0001 | Fire Prevention,Door | Door |  | DR | http://www.toronto.ca/TWONTO#fire_rated_door
93177 | FHO-GRK-DR-0301 | Door, Overhead, Admin Building S2 Loading Bay East Door | FHO-GRK-PRTY-0001 | Door,Overhead | Door |  | DR | http://www.toronto.ca/TWONTO#roll_up_door
93178 | FHO-GRK-DR-0401 | Main Gate, West Side | FHO-GRK-PRTY-0001 | Door,Access | Door |  | DR | http://www.toronto.ca/TWONTO#door
93179 | FHO-GRK-DR-0501 | Main Gate, LOX | FHO-GRK-PRTY-0001 | Door,Access | Door |  | DR | http://www.toronto.ca/TWONTO#door
93180 | FHO-GRK-DR-0502 | Main Gate, East | FHO-GRK-PRTY-0001 | Door,Access | Door |  | DR | http://www.toronto.ca/TWONTO#door
93181 | FHO-GRK-DR-0601 | Door, Overhead, Chemical Building, S2, Storage Room Breezeway | FHO-GRK-PRTY-0001 | Door,Overhead | Door |  | DR | http://www.toronto.ca/TWONTO#roll_up_door
93182 | FHO-GRK-DR-1001S | Door, (FD-S1-01), Fire Rated, Admin Building, S1, Stairway 5 | FHO-GRK-FEQ-0001 | Fire Prevention,Door | Door |  | DR | http://www.toronto.ca/TWONTO#fire_rated_door
93183 | FHO-GRK-DR-1003S | Door, (FD-S1-03), Fire Rated, Admin Building, S1, Chiller Recirculation, East | FHO-GRK-FEQ-0001 | Fire Prevention,Door | Door |  | DR | http://www.toronto.ca/TWONTO#fire_rated_door
93184 | FHO-GRK-DR-1005L | Door, (FD-1-05), Fire Rated, Flocculation Building, L1, Lou Vogele Room, South | FHO-GRK-FEQ-0001 | Fire Prevention,Door | Door |  | DR | http://www.toronto.ca/TWONTO#fire_rated_door
93185 | FHO-GRK-DR-1005S | Door, (FD-S1-05), Fire Rated, Ozone Building, S1, Stairwat to DOZ 2 | FHO-GRK-FEQ-0001 | Fire Prevention,Door | Door |  | DR | http://www.toronto.ca/TWONTO#fire_rated_door
93186 | FHO-GRK-DR-1006L | Door, (FD-1-06), Fire Rated, Flocculation Building, L1, South East | FHO-GRK-FEQ-0001 | Fire Prevention,Door | Door |  | DR | http://www.toronto.ca/TWONTO#fire_rated_door
93187 | FHO-GRK-DR-1006S | Door, (FD-S1-06), Fire Rated, Ozone Building, S1, Stairwat to DOZ 1 | FHO-GRK-FEQ-0001 | Fire Prevention,Door | Door |  | DR | http://www.toronto.ca/TWONTO#fire_rated_door
93188 | FHO-GRK-DR-1007L | Door, (FD-1-07), Fire Rated, Flocculation Building, L1, East Corridor, Emergency Exit | FHO-GRK-FEQ-0001 | Fire Prevention,Door | Door |  | DR | http://www.toronto.ca/TWONTO#fire_rated_door
93189 | FHO-GRK-DR-1009L | Door, (FD-1-09), Fire Rated, Admin Building, L1, Stairway 6, West | FHO-GRK-FEQ-0001 | Fire Prevention,Door | Door |  | DR | http://www.toronto.ca/TWONTO#fire_rated_door
93190 | FHO-GRK-DR-1011S | Door, (FD-S1-11), Fire Rated, Standby Power Building, S1, Stairway 1 | FHO-GRK-FEQ-0001 | Fire Prevention,Door | Door |  | DR | http://www.toronto.ca/TWONTO#fire_rated_door
93191 | FHO-GRK-DR-1014L | Door, (FD-1-14), Fire Rated, Admin Building, L1, Womens Washroom | FHO-GRK-FEQ-0001 | Fire Prevention,Door | Door |  | DR | http://www.toronto.ca/TWONTO#fire_rated_door
93192 | FHO-GRK-DR-1015L | Door, (FD-1-15), Fire Rated, Admin Building, L1, Womens Washroom< Inner Door | FHO-GRK-FEQ-0001 | Fire Prevention,Door | Door |  | DR | http://www.toronto.ca/TWONTO#fire_rated_door
93193 | FHO-GRK-DR-1017L | Door, (FD-1-17), Fire Rated, Admin Building, L1, Main Entrance Vestibul, South | FHO-GRK-FEQ-0001 | Fire Prevention,Door | Door |  | DR | http://www.toronto.ca/TWONTO#fire_rated_door
93194 | FHO-GRK-DR-1018L | Door, (FD-1-18), Fire Rated, Admin Building, L1, Main Entrance From Lobby | FHO-GRK-FEQ-0001 | Fire Prevention,Door | Door |  | DR | http://www.toronto.ca/TWONTO#fire_rated_door
93195 | FHO-GRK-DR-1020L | Door, (FD-1-20), Fire Rated, Admin Building, L1, Conference Room, ITM (PCS) Office | FHO-GRK-FEQ-0001 | Fire Prevention,Door | Door |  | DR | http://www.toronto.ca/TWONTO#fire_rated_door
93196 | FHO-GRK-DR-1021L | Door, (FD-1-21), Fire Rated, Admin Building, L1, Conference Room, ITM (Admin) Office | FHO-GRK-FEQ-0001 | Fire Prevention,Door | Door |  | DR | http://www.toronto.ca/TWONTO#fire_rated_door
93197 | FHO-GRK-DR-1024L | Door, (FD-1-24), Fire Rated, Admin Building, L1, Conference Room Vestibul, East | FHO-GRK-FEQ-0001 | Fire Prevention,Door | Door |  | DR | http://www.toronto.ca/TWONTO#fire_rated_door
93198 | FHO-GRK-DR-1025L | Door, (FD-1-25), Fire Rated, Admin Building, L1, Conference Room Vestibul, Roof Exit | FHO-GRK-FEQ-0001 | Fire Prevention,Door | Door |  | DR | http://www.toronto.ca/TWONTO#fire_rated_door
93199 | FHO-GRK-DR-1026L | Door, (FD-1-26), Fire Rated, Admin Building, L1, Conference Room, South East | FHO-GRK-FEQ-0001 | Fire Prevention,Door | Door |  | DR | http://www.toronto.ca/TWONTO#fire_rated_door
93200 | FHO-GRK-DR-1027L | Door, (FD-1-27), Fire Rated, Admin Building, L1, Operators Lunch Room, North West | FHO-GRK-FEQ-0001 | Fire Prevention,Door | Door |  | DR | http://www.toronto.ca/TWONTO#fire_rated_door
93201 | FHO-GRK-DR-1028L | Door, (FD-1-28), Fire Rated, Admin Building, L1, Operators Lunch Room, South East | FHO-GRK-FEQ-0001 | Fire Prevention,Door | Door |  | DR | http://www.toronto.ca/TWONTO#fire_rated_door
93202 | FHO-GRK-DR-1029L | Door, (FD-1-29), Fire Rated, Admin Building, L1, Operators Lunch Room, North East | FHO-GRK-FEQ-0001 | Fire Prevention,Door | Door |  | DR | http://www.toronto.ca/TWONTO#fire_rated_door
93203 | FHO-GRK-DR-1030L | Door, (FD-1-30), Fire Rated, Admin Building, L1, Control Room, South | FHO-GRK-FEQ-0001 | Fire Prevention,Door | Door |  | DR | http://www.toronto.ca/TWONTO#fire_rated_door
93204 | FHO-GRK-DR-1032L | Door, (FD-1-32), Fire Rated, Admin Building, L1, Control Room, Washroom | FHO-GRK-FEQ-0001 | Fire Prevention,Door | Door |  | DR | http://www.toronto.ca/TWONTO#fire_rated_door
93205 | FHO-GRK-DR-1035L | Door, (FD-1-35), Fire Rated, Admin Building, L1, Control Room, Old Luch Room, Cable Shaft | FHO-GRK-FEQ-0001 | Fire Prevention,Door | Door |  | DR | http://www.toronto.ca/TWONTO#fire_rated_door
93206 | FHO-GRK-DR-1038L | Door, (FD-1-38), Fire Rated, Admin Building, L1, Control Room, HVAC Room, North | FHO-GRK-FEQ-0001 | Fire Prevention,Door | Door |  | DR | http://www.toronto.ca/TWONTO#fire_rated_door
93207 | FHO-GRK-DR-1040L | Door, (FD-1-40), Fire Rated, Admin Building, L1, South Vestibul, South | FHO-GRK-FEQ-0001 | Fire Prevention,Door | Door |  | DR | http://www.toronto.ca/TWONTO#fire_rated_door
93208 | FHO-GRK-DR-1043L | Door, (FD-1-43), Fire Rated, Admin Building, L1, Control Room to TRW Gallery | FHO-GRK-FEQ-0001 | Fire Prevention,Door | Door |  | DR | http://www.toronto.ca/TWONTO#fire_rated_door
93209 | FHO-GRK-DR-1044L | Door, (FD-1-44), Fire Rated, Admin Building, L1, Stairway 5 | FHO-GRK-FEQ-0001 | Fire Prevention,Door | Door |  | DR | http://www.toronto.ca/TWONTO#fire_rated_door
93210 | FHO-GRK-DR-1045L | Door, (FD-1-45), Fire Rated, West Filter Building, L1, Exit to Field | FHO-GRK-FEQ-0001 | Fire Prevention,Door | Door |  | DR | http://www.toronto.ca/TWONTO#fire_rated_door
93211 | FHO-GRK-DR-1050L | Door, (FD-1-50), Fire Rated, West Filter Building, L1, Filter 0401 | FHO-GRK-FEQ-0001 | Fire Prevention,Door | Door |  | DR | http://www.toronto.ca/TWONTO#fire_rated_door
93212 | FHO-GRK-DR-1052L | Door, (FD-1-52), Fire Rated, West Filter Building, L1, Filter 0601 | FHO-GRK-FEQ-0001 | Fire Prevention,Door | Door |  | DR | http://www.toronto.ca/TWONTO#fire_rated_door
93213 | FHO-GRK-DR-1057L | Door, (FD-1-57), Fire Rated, Admin Building, L1, Cable Shaft By Freight Elevator | FHO-GRK-FEQ-0001 | Fire Prevention,Door | Door |  | DR | http://www.toronto.ca/TWONTO#fire_rated_door
93214 | FHO-GRK-DR-1058L | Door, (FD-1-58), Fire Rated, Admin Building, L1, Stairway 1 | FHO-GRK-FEQ-0001 | Fire Prevention,Door | Door |  | DR | http://www.toronto.ca/TWONTO#fire_rated_door
93215 | FHO-GRK-DR-1060L | Door, (FD-1-60), Fire Rated, Ozone Building, L1, MCC Room South | FHO-GRK-FEQ-0001 | Fire Prevention,Door | Door |  | DR | http://www.toronto.ca/TWONTO#fire_rated_door
93216 | FHO-GRK-DR-1061L | Door, (FD-1-61), Fire Rated, Ozone Building, L1, Janitor Room | FHO-GRK-FEQ-0001 | Fire Prevention,Door | Door |  | DR | http://www.toronto.ca/TWONTO#fire_rated_door
93217 | FHO-GRK-DR-1062L | Door, (FD-1-62), Fire Rated, East Filter Building, L1, South West | FHO-GRK-FEQ-0001 | Fire Prevention,Door | Door |  | DR | http://www.toronto.ca/TWONTO#fire_rated_door
93218 | FHO-GRK-DR-1063L | Door, (FD-1-63), Fire Rated, East Filter Building, L1, Hallway South Side to Exit | FHO-GRK-FEQ-0001 | Fire Prevention,Door | Door |  | DR | http://www.toronto.ca/TWONTO#fire_rated_door
93219 | FHO-GRK-DR-1065L | Door, (FD-1-65), Fire Rated, East Filter Building, L1, Emergency Exit to South West DOZ 2 | FHO-GRK-FEQ-0001 | Fire Prevention,Door | Door |  | DR | http://www.toronto.ca/TWONTO#fire_rated_door
93220 | FHO-GRK-DR-1071L | Door, (FD-1-71), Fire Rated, Ozone Building, L1, Equipment Room, North | FHO-GRK-FEQ-0001 | Fire Prevention,Door | Door |  | DR | http://www.toronto.ca/TWONTO#fire_rated_door
93221 | FHO-GRK-DR-1072L | Door, (FD-1-72), Fire Rated, Ozone Building, L1, Storage Room 3 | FHO-GRK-FEQ-0001 | Fire Prevention,Door | Door |  | DR | http://www.toronto.ca/TWONTO#fire_rated_door
93222 | FHO-GRK-DR-1074L | Door, (FD-1-74), Fire Rated, Ozone Building, L1, Stairway DOZ 1, East | FHO-GRK-FEQ-0001 | Fire Prevention,Door | Door |  | DR | http://www.toronto.ca/TWONTO#fire_rated_door
93223 | FHO-GRK-DR-1076L | Door, (FD-1-76), Fire Rated, Ozone Building, L1, Loading Bay to Delivery Roof | FHO-GRK-FEQ-0001 | Fire Prevention,Door | Door |  | DR | http://www.toronto.ca/TWONTO#fire_rated_door
93224 | FHO-GRK-DR-1079L | Door, (FD-1-79), Fire Rated, East Filter Building, L1, Mechanical Room 2 | FHO-GRK-FEQ-0001 | Fire Prevention,Door | Door |  | DR | http://www.toronto.ca/TWONTO#fire_rated_door
93225 | FHO-GRK-DR-1080L | Door, (FD-1-80), Fire Rated, Ozone Building, L1, Hallway 4, North West | FHO-GRK-FEQ-0001 | Fire Prevention,Door | Door |  | DR | http://www.toronto.ca/TWONTO#fire_rated_door
93226 | FHO-GRK-DR-1082L | Door, (FD-1-82), Fire Rated, L1, South Vestibul, North East | FHO-GRK-FEQ-0001 | Fire Prevention,Door | Door |  | DR | http://www.toronto.ca/TWONTO#fire_rated_door
93227 | FHO-GRK-DR-1083L | Door, (FD-1-83), Fire Rated, L1, South Vestibul, North West | FHO-GRK-FEQ-0001 | Fire Prevention,Door | Door |  | DR | http://www.toronto.ca/TWONTO#fire_rated_door
93228 | FHO-GRK-DR-1086L | Door, (FD-1-86), Fire Rated, Chemical Building, L1, Gaseous Feed Room, North | FHO-GRK-FEQ-0001 | Fire Prevention,Door | Door |  | DR | http://www.toronto.ca/TWONTO#fire_rated_door
93229 | FHO-GRK-DR-1087L | Door, (FD-1-87), Fire Rated, Chemical Building, L1, Gaseous Feed Room, North West | FHO-GRK-FEQ-0001 | Fire Prevention,Door | Door |  | DR | http://www.toronto.ca/TWONTO#fire_rated_door
93230 | FHO-GRK-DR-1089L | Door, (FD-1-89), Fire Rated, Chemical Building, L1, Workshop West | FHO-GRK-FEQ-0001 | Fire Prevention,Door | Door |  | DR | http://www.toronto.ca/TWONTO#fire_rated_door
93231 | FHO-GRK-DR-1090L | Door, (FD-1-90), Fire Rated, Chemical Building, L1, Workshop East | FHO-GRK-FEQ-0001 | Fire Prevention,Door | Door |  | DR | http://www.toronto.ca/TWONTO#fire_rated_door
93232 | FHO-GRK-DR-1092L | Door, (FD-1-92), Fire Rated, Chemical Building, L1, Fluoride Dilution Tank, West | FHO-GRK-FEQ-0001 | Fire Prevention,Door | Door |  | DR | http://www.toronto.ca/TWONTO#fire_rated_door
93233 | FHO-GRK-DR-1094L | Door, (FD-1-94), Fire Rated, Chemical Building, L1, Lab and PVC Storage, West | FHO-GRK-FEQ-0001 | Fire Prevention,Door | Door |  | DR | http://www.toronto.ca/TWONTO#fire_rated_door
93234 | FHO-GRK-DR-1096L | Door, (FD-1-96), Fire Rated, L1, Stairway 8 | FHO-GRK-FEQ-0001 | Fire Prevention,Door | Door |  | DR | http://www.toronto.ca/TWONTO#fire_rated_door
93235 | FHO-GRK-DR-1098L | Door, (1-98) Exit To Roof, Chemical Building, Exit To Roof From Stairway EPG1( Standby Power Gen) | FHO-GRK-FEQ-0001 | Fire Prevention,Door | Door |  | DR | http://www.toronto.ca/TWONTO#fire_rated_door
93236 | FHO-GRK-DR-2001S | Door, (FD-S2-01), Fire Rated, Clarifier Building, S2, West | FHO-GRK-FEQ-0001 | Fire Prevention,Door | Door |  | DR | http://www.toronto.ca/TWONTO#fire_rated_door
93237 | FHO-GRK-DR-2002L | Door, (FD-2-02), Fire Rated, Admin Building, L2, Shower | FHO-GRK-FEQ-0001 | Fire Prevention,Door | Door |  | DR | http://www.toronto.ca/TWONTO#fire_rated_door
93238 | FHO-GRK-DR-2002S | Door, (FD-S2-02), Fire Rated, Clarifier Building, S2, Clarifier 2 Entrance | FHO-GRK-FEQ-0001 | Fire Prevention,Door | Door |  | DR | http://www.toronto.ca/TWONTO#fire_rated_door
93239 | FHO-GRK-DR-2003S | Door, (FD-S2-03), Fire Rated, Clarifier Building, S2, Clarifier 1 Entrance | FHO-GRK-FEQ-0001 | Fire Prevention,Door | Door |  | DR | http://www.toronto.ca/TWONTO#fire_rated_door
93240 | FHO-GRK-DR-2004L | Door, (FD-2-04), Fire Rated, Admin Building, L2, Women's Washroom | FHO-GRK-FEQ-0001 | Fire Prevention,Door | Door |  | DR | http://www.toronto.ca/TWONTO#fire_rated_door
93241 | FHO-GRK-DR-2004S | Door, (FD-S2-04), Fire Rated, Clarifier Building, S2, Clarifier Entrance to Parking Lot | FHO-GRK-FEQ-0001 | Fire Prevention,Door | Door |  | DR | http://www.toronto.ca/TWONTO#fire_rated_door
93242 | FHO-GRK-DR-2006L | Door, (FD-2-06), Fire Rated, Admin Building, L2, Cooling Tower Room | FHO-GRK-FEQ-0001 | Fire Prevention,Door | Door |  | DR | http://www.toronto.ca/TWONTO#fire_rated_door
93243 | FHO-GRK-DR-2007L | Door, (FD-2-07), Fire Rated, Admin Building, L2, Cooling Tower Roof Hatch | FHO-GRK-FEQ-0001 | Fire Prevention,Door | Door |  | DR | http://www.toronto.ca/TWONTO#fire_rated_door
93244 | FHO-GRK-DR-2007S | Door, (FD-S2-07), Fire Rated, Admin Building, S2, Janitor Refuse Room | FHO-GRK-FEQ-0001 | Fire Prevention,Door | Door |  | DR | http://www.toronto.ca/TWONTO#fire_rated_door
93245 | FHO-GRK-DR-2007SB | Door, (SB-7),Roof Hatch, Surge Building, In Corner Of Surge Tank Room, South East | FHO-GRK-FEQ-0001 | Fire Prevention,Door | Door |  | DR | http://www.toronto.ca/TWONTO#fire_rated_door
93246 | FHO-GRK-DR-2010L | Door, (FD-2-10), Fire Rated, Admin Building, L2, Supervisor Process Office | FHO-GRK-FEQ-0001 | Fire Prevention,Door | Door |  | DR | http://www.toronto.ca/TWONTO#fire_rated_door
93247 | FHO-GRK-DR-2011S | Door, (FD-S2-11), Fire Rated, Admin Building, S2, Oil Storage, North | FHO-GRK-FEQ-0001 | Fire Prevention,Door | Door |  | DR | http://www.toronto.ca/TWONTO#fire_rated_door
93248 | FHO-GRK-DR-2012L | Door, (FD-2-12), Fire Rated, Admin Building, L2, Manager Office | FHO-GRK-FEQ-0001 | Fire Prevention,Door | Door |  | DR | http://www.toronto.ca/TWONTO#fire_rated_door
93249 | FHO-GRK-DR-2012S | Door, (FD-S2-12), Fire Rated, Admin Building, S2, Men's Locker Room, East | FHO-GRK-FEQ-0001 | Fire Prevention,Door | Door |  | DR | http://www.toronto.ca/TWONTO#fire_rated_door
93250 | FHO-GRK-DR-2014S | Door, (FD-S2-14), Fire Rated, Admin Building, S2, Men's Locker Room Shower, South | FHO-GRK-FEQ-0001 | Fire Prevention,Door | Door |  | DR | http://www.toronto.ca/TWONTO#fire_rated_door
93251 | FHO-GRK-DR-2015S | Door, (FD-S2-15), Fire Rated, Admin Building, S2, Men's Locker Room, West | FHO-GRK-FEQ-0001 | Fire Prevention,Door | Door |  | DR | http://www.toronto.ca/TWONTO#fire_rated_door
93252 | FHO-GRK-DR-2017S | Door, (FD-S2-17), Fire Rated, Admin Building, S2, Loading Bay Area, South | FHO-GRK-FEQ-0001 | Fire Prevention,Door | Door |  | DR | http://www.toronto.ca/TWONTO#fire_rated_door
93253 | FHO-GRK-DR-2018L | Door, (FD-2-18), Fire Rated, Admin Building, L2, West Admin Entrance | FHO-GRK-FEQ-0001 | Fire Prevention,Door | Door |  | DR | http://www.toronto.ca/TWONTO#fire_rated_door
93254 | FHO-GRK-DR-2019L | Door, (FD-2-19), Fire Rated, Admin Building, L2, West Admin Vestibul | FHO-GRK-FEQ-0001 | Fire Prevention,Door | Door |  | DR | http://www.toronto.ca/TWONTO#fire_rated_door
93255 | FHO-GRK-DR-2019S | Door, (FD-S2-19), Fire Rated, Admin Building, S2, WMS & Liberary Room, East | FHO-GRK-FEQ-0001 | Fire Prevention,Door | Door |  | DR | http://www.toronto.ca/TWONTO#fire_rated_door
93256 | FHO-GRK-DR-2020L | Door, (FD-2-20), Fire Rated, Admin Building, L2, East | FHO-GRK-FEQ-0001 | Fire Prevention,Door | Door |  | DR | http://www.toronto.ca/TWONTO#fire_rated_door
93257 | FHO-GRK-DR-2021S | Door, (FD-S2-21), Fire Rated, Admin Building, S2, Janitor Room | FHO-GRK-FEQ-0001 | Fire Prevention,Door | Door |  | DR | http://www.toronto.ca/TWONTO#fire_rated_door
93258 | FHO-GRK-DR-2022S | Door, (FD-S2-22), Fire Rated, West Filter Building, S2, Pipe Gallery, North | FHO-GRK-FEQ-0001 | Fire Prevention,Door | Door |  | DR | http://www.toronto.ca/TWONTO#fire_rated_door
93259 | FHO-GRK-DR-2025S | Door, (FD-S2-25), Fire Rated, West Filter Building, S2, MCC Room, West | FHO-GRK-FEQ-0001 | Fire Prevention,Door | Door |  | DR | http://www.toronto.ca/TWONTO#fire_rated_door
93260 | FHO-GRK-DR-2026S | Door, (FD-S2-26), Fire Rated, West Filter Building, S2, MCC Room, North | FHO-GRK-FEQ-0001 | Fire Prevention,Door | Door |  | DR | http://www.toronto.ca/TWONTO#fire_rated_door
93261 | FHO-GRK-DR-2027S | Door, (FD-S2-27), Fire Rated, Admin Building, S2, Vent Shaft Freight Elevator | FHO-GRK-FEQ-0001 | Fire Prevention,Door | Door |  | DR | http://www.toronto.ca/TWONTO#fire_rated_door
93262 | FHO-GRK-DR-2028L | Door, (FD-2-28), Fire Rated, Admin Building, L2, ETT1-OMU Office | FHO-GRK-FEQ-0001 | Fire Prevention,Door | Door |  | DR | http://www.toronto.ca/TWONTO#fire_rated_door
93263 | FHO-GRK-DR-2029L | Door, (FD-2-29), Fire Rated, Admin Building, L2, East | FHO-GRK-FEQ-0001 | Fire Prevention,Door | Door |  | DR | http://www.toronto.ca/TWONTO#fire_rated_door
93264 | FHO-GRK-DR-2030S | Door, (FD-S2-30), Fire Rated, S2, Chlorine Analyzers, South | FHO-GRK-FEQ-0001 | Fire Prevention,Door | Door |  | DR | http://www.toronto.ca/TWONTO#fire_rated_door
93265 | FHO-GRK-DR-2031L | Door, (FD-2-31), Fire Rated, Admin Building, L2, Freight Elevator Machine Room | FHO-GRK-FEQ-0001 | Fire Prevention,Door | Door |  | DR | http://www.toronto.ca/TWONTO#fire_rated_door
93266 | FHO-GRK-DR-2031S | Door, (FD-S2-31), Fire Rated, S2, Reservoir Entrance | FHO-GRK-FEQ-0001 | Fire Prevention,Door | Door |  | DR | http://www.toronto.ca/TWONTO#fire_rated_door
93267 | FHO-GRK-DR-2032L | Door, (FD-2-32), Fire Rated, Admin Building, L2, East Admin to East Vestibul 2 | FHO-GRK-FEQ-0001 | Fire Prevention,Door | Door |  | DR | http://www.toronto.ca/TWONTO#fire_rated_door
93268 | FHO-GRK-DR-2033S | Door, (FD-S2-33), Fire Rated, Ozone Building, S2, Tservice Platform 2, West | FHO-GRK-FEQ-0001 | Fire Prevention,Door | Door |  | DR | http://www.toronto.ca/TWONTO#fire_rated_door
93269 | FHO-GRK-DR-2034S | Door, (FD-S2-34), Fire Rated, Ozone Building, S2, Tservice Platform 2, South | FHO-GRK-FEQ-0001 | Fire Prevention,Door | Door |  | DR | http://www.toronto.ca/TWONTO#fire_rated_door
93270 | FHO-GRK-DR-2035L | Door, (FD-2-35), Fire Rated, Admin Building, L2, Energe Recovery Wheel | FHO-GRK-FEQ-0001 | Fire Prevention,Door | Door |  | DR | http://www.toronto.ca/TWONTO#fire_rated_door
93271 | FHO-GRK-DR-2035S | Door, (FD-S2-35), Fire Rated, Ozone Building, S2, DOZ 2 Stairway, West | FHO-GRK-FEQ-0001 | Fire Prevention,Door | Door |  | DR | http://www.toronto.ca/TWONTO#fire_rated_door
93272 | FHO-GRK-DR-2036L | Door, (FD-2-36), Fire Rated, Chemical Building, L2, South Penthouse, South Entrance | FHO-GRK-FEQ-0001 | Fire Prevention,Door | Door |  | DR | http://www.toronto.ca/TWONTO#fire_rated_door
93273 | FHO-GRK-DR-2036S | Door, (FD-S2-36), Fire Rated, Ozone Building, S2, DOZ 2 Stairway, North | FHO-GRK-FEQ-0001 | Fire Prevention,Door | Door |  | DR | http://www.toronto.ca/TWONTO#fire_rated_door
93274 | FHO-GRK-DR-2038S | Door, (FD-S2-38), Fire Rated, Ozone Building, S2, Service Pipe Gallery, West | FHO-GRK-FEQ-0001 | Fire Prevention,Door | Door |  | DR | http://www.toronto.ca/TWONTO#fire_rated_door
93275 | FHO-GRK-DR-2039L | Door, (FD-2-39), Fire Rated, Chemical Building, L2, South Penthouse, Machine Room, South | FHO-GRK-FEQ-0001 | Fire Prevention,Door | Door |  | DR | http://www.toronto.ca/TWONTO#fire_rated_door
93276 | FHO-GRK-DR-2040L | Door, (FD-2-40), Fire Rated, Chemical Building, L2, South Penthouse, Machine Room, North Exit | FHO-GRK-FEQ-0001 | Fire Prevention,Door | Door |  | DR | http://www.toronto.ca/TWONTO#fire_rated_door
93277 | FHO-GRK-DR-2042L | Door, (FD-2-42), Fire Rated, Chemical Building, L2, North Penthouse, To North Stairway | FHO-GRK-FEQ-0001 | Fire Prevention,Door | Door |  | DR | http://www.toronto.ca/TWONTO#fire_rated_door
93278 | FHO-GRK-DR-2042S | Door, (FD-S2-42), Fire Rated, Ozone Building, S2, Stairway DOZ 3, Emergency Exit | FHO-GRK-FEQ-0001 | Fire Prevention,Door | Door |  | DR | http://www.toronto.ca/TWONTO#fire_rated_door
93279 | FHO-GRK-DR-2044S | Door, (FD-S2-44), Fire Rated, Ozone Building, S2, DOZ 4, Exit to Outdoor Valves | FHO-GRK-FEQ-0001 | Fire Prevention,Door | Door |  | DR | http://www.toronto.ca/TWONTO#fire_rated_door
93280 | FHO-GRK-DR-2045L | Door, (FD-2-45), Fire Rated, Ozone Building, L2, North East to Green Roof | FHO-GRK-FEQ-0001 | Fire Prevention,Door | Door |  | DR | http://www.toronto.ca/TWONTO#fire_rated_door
93281 | FHO-GRK-DR-2045S | Door, (FD-S2-45), Fire Rated, Ozone Building, S2, Dispersion Pump Room, West | FHO-GRK-FEQ-0001 | Fire Prevention,Door | Door |  | DR | http://www.toronto.ca/TWONTO#fire_rated_door
93282 | FHO-GRK-DR-2047L | Door, (FD-2-47), Fire Rated, Ozone Building, L2, South East, Stairway DOZ 3 to Vestibule 4 | FHO-GRK-FEQ-0001 | Fire Prevention,Door | Door |  | DR | http://www.toronto.ca/TWONTO#fire_rated_door
93283 | FHO-GRK-DR-2047S | Door, (FD-S2-47), Fire Rated, Ozone Building, S2, DOZ 5 Stairway | FHO-GRK-FEQ-0001 | Fire Prevention,Door | Door |  | DR | http://www.toronto.ca/TWONTO#fire_rated_door
93284 | FHO-GRK-DR-2048L | Door, (FD-2-48), Fire Rated, Ozone Building, L2, Exit to Roof | FHO-GRK-FEQ-0001 | Fire Prevention,Door | Door |  | DR | http://www.toronto.ca/TWONTO#fire_rated_door
93285 | FHO-GRK-DR-2049S | Door, (FD-S2-49), Fire Rated, Ozone Building, S2, Pipe Gallery 1, Hallway 2, East | FHO-GRK-FEQ-0001 | Fire Prevention,Door | Door |  | DR | http://www.toronto.ca/TWONTO#fire_rated_door
93286 | FHO-GRK-DR-2050L | Door, (FD-2-50), Fire Rated, Ozone Building, L2, Gate Room Unloading Room 1 | FHO-GRK-FEQ-0001 | Fire Prevention,Door | Door |  | DR | http://www.toronto.ca/TWONTO#fire_rated_door
93287 | FHO-GRK-DR-2050S | Door, (FD-S2-50), Fire Rated, Ozone Building, S2, DOZ 1 Stairway | FHO-GRK-FEQ-0001 | Fire Prevention,Door | Door |  | DR | http://www.toronto.ca/TWONTO#fire_rated_door
93288 | FHO-GRK-DR-2051L | Door, (FD-2-51), Fire Rated, Ozone Building, L2, Equipment Storage Room 2 | FHO-GRK-FEQ-0001 | Fire Prevention,Door | Door |  | DR | http://www.toronto.ca/TWONTO#fire_rated_door
93289 | FHO-GRK-DR-2051S | Door, (FD-S2-51), Fire Rated, Ozone Building, S2, DOZ 1 Vestibule, East | FHO-GRK-FEQ-0001 | Fire Prevention,Door | Door |  | DR | http://www.toronto.ca/TWONTO#fire_rated_door
93290 | FHO-GRK-DR-2052L | Door, (FD-2-52), Fire Rated, Ozone Building, L2, Gate Room, Unloading Room 2 | FHO-GRK-FEQ-0001 | Fire Prevention,Door | Door |  | DR | http://www.toronto.ca/TWONTO#fire_rated_door
93291 | FHO-GRK-DR-2053AS | Door, (S2-53A), Roll Up Door, Ozone Building, S2, Roll Up Door at Service Platform # DOZ-4 | FHO-GRK-FEQ-0001 | Fire Prevention,Door | Door |  | DR | http://www.toronto.ca/TWONTO#fire_rated_door
93292 | FHO-GRK-DR-2053L | Door, (FD-2-53), Fire Rated, Ozone Building, L2, Gate Roomto DOZ 4 Stairway | FHO-GRK-FEQ-0001 | Fire Prevention,Door | Door |  | DR | http://www.toronto.ca/TWONTO#fire_rated_door
93293 | FHO-GRK-DR-2054S | Door, (FD-S2-54), Fire Rated, Ozone Building, S2, Standpipe Fire Pump Room | FHO-GRK-FEQ-0001 | Fire Prevention,Door | Door |  | DR | http://www.toronto.ca/TWONTO#fire_rated_door
93294 | FHO-GRK-DR-2055S | Door, (FD-S2-55), Fire Rated, Ozone Building, S2, Service Platform 4, South | FHO-GRK-FEQ-0001 | Fire Prevention,Door | Door |  | DR | http://www.toronto.ca/TWONTO#fire_rated_door
93295 | FHO-GRK-DR-2060S | Door, (FD-S2-60), Fire Rated, Admin Building, S2, Stairway 2 | FHO-GRK-FEQ-0001 | Fire Prevention,Door | Door |  | DR | http://www.toronto.ca/TWONTO#fire_rated_door
93296 | FHO-GRK-DR-2062S | Door, (FD-S2-62), Fire Rated, Admin Building, S2, Maintenance Lunch Room, East | FHO-GRK-FEQ-0001 | Fire Prevention,Door | Door |  | DR | http://www.toronto.ca/TWONTO#fire_rated_door
93297 | FHO-GRK-DR-2063S | Door, (FD-S2-63), Fire Rated, Admin Building, S2, Maintenance Lunch Room, West | FHO-GRK-FEQ-0001 | Fire Prevention,Door | Door |  | DR | http://www.toronto.ca/TWONTO#fire_rated_door
93298 | FHO-GRK-DR-2064S | Door, (FD-S2-64), Fire Rated, Admin Building, S2, South Breezway, East | FHO-GRK-FEQ-0001 | Fire Prevention,Door | Door |  | DR | http://www.toronto.ca/TWONTO#fire_rated_door
93299 | FHO-GRK-DR-2065S | Door, (FD-S2-65), Fire Rated, Admin Building, S2, Cable Shaft, Passenger Elevator | FHO-GRK-FEQ-0001 | Fire Prevention,Door | Door |  | DR | http://www.toronto.ca/TWONTO#fire_rated_door
93300 | FHO-GRK-DR-2069S | Door, (FD-S2-69), Fire Rated, Admin Building, S2, IMMAP Training Centre, South | FHO-GRK-FEQ-0001 | Fire Prevention,Door | Door |  | DR | http://www.toronto.ca/TWONTO#fire_rated_door
93301 | FHO-GRK-DR-2070S | Door, (FD-S2-70), Fire Rated, Admin Building, S2, IMMAP Office | FHO-GRK-FEQ-0001 | Fire Prevention,Door | Door |  | DR | http://www.toronto.ca/TWONTO#fire_rated_door
93302 | FHO-GRK-DR-2073S | Door, (FD-S2-73), Fire Rated, Admin Building, S2, West Loading Bay Door | FHO-GRK-FEQ-0001 | Fire Prevention,Door | Door |  | DR | http://www.toronto.ca/TWONTO#fire_rated_door
93303 | FHO-GRK-DR-2074S | Door, (FD-S2-74), Fire Rated, Admin Building, S2, East Loading Bay Door | FHO-GRK-FEQ-0001 | Fire Prevention,Door | Door |  | DR | http://www.toronto.ca/TWONTO#fire_rated_door
93304 | FHO-GRK-DR-2075S | Door, (FD-S2-75), Fire Rated, Admin Building, S2, East Loading Bay Rollup, South Breezway | FHO-GRK-FEQ-0001 | Fire Prevention,Door | Door |  | DR | http://www.toronto.ca/TWONTO#fire_rated_door
93305 | FHO-GRK-DR-2076S | Door, (FD-S2-76), Fire Rated, Admin Building, S2, West Loading Bay Rollup, South Breezway | FHO-GRK-FEQ-0001 | Fire Prevention,Door | Door |  | DR | http://www.toronto.ca/TWONTO#fire_rated_door
93306 | FHO-GRK-DR-2077S | Door, (FD-S2-77), Fire Rated, Admin Building, S2, South Breezway, West | FHO-GRK-FEQ-0001 | Fire Prevention,Door | Door |  | DR | http://www.toronto.ca/TWONTO#fire_rated_door
93307 | FHO-GRK-DR-2080S | Door, (FD-S2-80), Fire Rated, Chemical Building, S2, Gasous Storage, South | FHO-GRK-FEQ-0001 | Fire Prevention,Door | Door |  | DR | http://www.toronto.ca/TWONTO#fire_rated_door
93308 | FHO-GRK-DR-2081S | Door, (FD-S2-81), Fire Rated, Chemical Building, S2, Chemical Unloading Vestibule, East | FHO-GRK-FEQ-0001 | Fire Prevention,Door | Door |  | DR | http://www.toronto.ca/TWONTO#fire_rated_door
93309 | FHO-GRK-DR-2083S | Door, (FD-S2-83), Fire Rated, Chemical Building, S2, Gaseous Storage Loading Bay Door | FHO-GRK-FEQ-0001 | Fire Prevention,Door | Door |  | DR | http://www.toronto.ca/TWONTO#fire_rated_door
93310 | FHO-GRK-DR-2086S | Door, (FD-S2-86), Fire Rated, Chemical Building, S2, Stairway 8 | FHO-GRK-FEQ-0001 | Fire Prevention,Door | Door |  | DR | http://www.toronto.ca/TWONTO#fire_rated_door
93311 | FHO-GRK-DR-2089S | Door, (FD-S2-89), Fire Rated, Chemical Building, S2, Vestibule South to Stairway 8 | FHO-GRK-FEQ-0001 | Fire Prevention,Door | Door |  | DR | http://www.toronto.ca/TWONTO#fire_rated_door
93312 | FHO-GRK-DR-2090S | Door, (FD-S2-90), Fire Rated, Chemical Building, S2, Vestibule West to Employee Parking | FHO-GRK-FEQ-0001 | Fire Prevention,Door | Door |  | DR | http://www.toronto.ca/TWONTO#fire_rated_door
93313 | FHO-GRK-DR-2091S | Door, (FD-S2-91), Fire Rated, Standby Power Building, S2, South | FHO-GRK-FEQ-0001 | Fire Prevention,Door | Door |  | DR | http://www.toronto.ca/TWONTO#fire_rated_door
93314 | FHO-GRK-DR-2092S | Door, (FD-S2-92), Fire Rated, Standby Power Building, S2, Loading Bay Door | FHO-GRK-FEQ-0001 | Fire Prevention,Door | Door |  | DR | http://www.toronto.ca/TWONTO#fire_rated_door
93315 | FHO-GRK-DR-2094S | Door, (FD-S2-94), Fire Rated, Standby Power Building, S2, Electrical Room, East | FHO-GRK-FEQ-0001 | Fire Prevention,Door | Door |  | DR | http://www.toronto.ca/TWONTO#fire_rated_door
93316 | FHO-GRK-DR-2095S | Door, (FD-S2-95), Fire Rated, Standby Power Building, S2, Electrical Room, West To Outdorr | FHO-GRK-FEQ-0001 | Fire Prevention,Door | Door |  | DR | http://www.toronto.ca/TWONTO#fire_rated_door
93317 | FHO-GRK-DR-2096S | Door, (FD-S2-96), Fire Rated, Standby Power Building, S2, Janitor Room | FHO-GRK-FEQ-0001 | Fire Prevention,Door | Door |  | DR | http://www.toronto.ca/TWONTO#fire_rated_door
93318 | FHO-GRK-DR-2098S | Door, (FD-S2-98), Fire Rated, Standby Power Building, S2, Vestibule 1, West | FHO-GRK-FEQ-0001 | Fire Prevention,Door | Door |  | DR | http://www.toronto.ca/TWONTO#fire_rated_door
93319 | FHO-GRK-DR-2100S | Door, (S2-100), Hatch, Chemical Building, Flocc Decant Room Hatch | FHO-GRK-FEQ-0001 | Fire Prevention,Door | Door |  | DR | http://www.toronto.ca/TWONTO#fire_rated_door
93320 | FHO-GRK-DR-2164S | Door, (FD-S2-64A), Fire Rated, Admin Building, S2, Stairway 5 | FHO-GRK-FEQ-0001 | Fire Prevention,Door | Door |  | DR | http://www.toronto.ca/TWONTO#fire_rated_door
93321 | FHO-GRK-DR-3003S | Door, (FD-S3-03), Fire Rated, TRW Pump Building, S3, Air Compressor Room, East | FHO-GRK-FEQ-0001 | Fire Prevention,Door | Door |  | DR | http://www.toronto.ca/TWONTO#fire_rated_door
93322 | FHO-GRK-DR-3006S | Door, (FD-S3-06), Fire Rated, TRW Building, S3, TRW Pump Room, South East | FHO-GRK-FEQ-0001 | Fire Prevention,Door | Door |  | DR | http://www.toronto.ca/TWONTO#fire_rated_door
93323 | FHO-GRK-DR-3007S | Door, (FD-S3-07), Fire Rated, TRW Building, S3, Ozone Building Entrance to TRW Pump Floor, East | FHO-GRK-FEQ-0001 | Fire Prevention,Door | Door |  | DR | http://www.toronto.ca/TWONTO#fire_rated_door
93324 | FHO-GRK-DR-3011S | Door, (FD-S3-11), Fire Rated, Ozone Building, S3, Meter Room, South East of Pipe Gallery | FHO-GRK-FEQ-0001 | Fire Prevention,Door | Door |  | DR | http://www.toronto.ca/TWONTO#fire_rated_door
93325 | FHO-GRK-DR-4001S | Door, (FD-S4-01), Fire Rated, S4, Stairway 1 | FHO-GRK-FEQ-0001 | Fire Prevention,Door | Door |  | DR | http://www.toronto.ca/TWONTO#fire_rated_door
93326 | FHO-GRK-DR-4002S | Door, (FD-S4-02), Fire Rated, TRW Building, S4, Backwash rate Control Valve Room, North | FHO-GRK-FEQ-0001 | Fire Prevention,Door | Door |  | DR | http://www.toronto.ca/TWONTO#fire_rated_door
93327 | FHO-GRK-DR-4007S | Door, (FD-S4-07), Fire Rated, Admin Building, S4, MCC Room, South East | FHO-GRK-FEQ-0001 | Fire Prevention,Door | Door |  | DR | http://www.toronto.ca/TWONTO#fire_rated_door
93328 | FHO-GRK-DR-4011S | Door, (FD-S4-11), Fire Rated, Admin Building, S4, Stairway 5 | FHO-GRK-FEQ-0001 | Fire Prevention,Door | Door |  | DR | http://www.toronto.ca/TWONTO#fire_rated_door
93329 | FHO-GRK-DR-4013S | Door, (FD-S4-13), Fire Rated, Chemical Building, S4, Emergency Diesel Room, West | FHO-GRK-FEQ-0001 | Fire Prevention,Door | Door |  | DR | http://www.toronto.ca/TWONTO#fire_rated_door
93330 | FHO-GRK-DR-4016S | Door, (FD-S4-16), Fire Rated, Chemical Building, S4, Flouride Feed Room, South | FHO-GRK-FEQ-0001 | Fire Prevention,Door | Door |  | DR | http://www.toronto.ca/TWONTO#fire_rated_door
93331 | FHO-GRK-DR-4017S | Door, (FD-S4-17), Fire Rated, Chemical Building, S4, Ammonia Feed Room, South | FHO-GRK-FEQ-0001 | Fire Prevention,Door | Door |  | DR | http://www.toronto.ca/TWONTO#fire_rated_door
93332 | FHO-GRK-DR-4020S | Door, (FD-S4-20), Fire Rated, Standby Power Building, S4, Vestibul 1, East | FHO-GRK-FEQ-0001 | Fire Prevention,Door | Door |  | DR | http://www.toronto.ca/TWONTO#fire_rated_door
93333 | FHO-GRK-DR-4022S | Door, (FD-S4-22), Fire Rated, Standby Power Building, S4, South | FHO-GRK-FEQ-0001 | Fire Prevention,Door | Door |  | DR | http://www.toronto.ca/TWONTO#fire_rated_door
93334 | FHO-GRK-DR-4025S | Door, (FD-S4-25), Fire Rated, Bladder Surge Building, S4, Surge Tank Room, South East | FHO-GRK-FEQ-0001 | Fire Prevention,Door | Door |  | DR | http://www.toronto.ca/TWONTO#fire_rated_door
93335 | FHO-GRK-DR-4026S | Door, (FD-S4-26), Fire Rated, Bladder Surge Building, S4, Surge Tank Room, North East | FHO-GRK-FEQ-0001 | Fire Prevention,Door | Door |  | DR | http://www.toronto.ca/TWONTO#fire_rated_door
93336 | FHO-GRK-DR-4027S | Door, (FD-S4-27), Fire Rated, Standby Power Building, S4, Stairway 3 | FHO-GRK-FEQ-0001 | Fire Prevention,Door | Door |  | DR | http://www.toronto.ca/TWONTO#fire_rated_door
93337 | FHO-GRK-DR-4028S | Door, (FD-S4-28), Fire Rated, Standby Power Building, S4, Vestibule 1, West | FHO-GRK-FEQ-0001 | Fire Prevention,Door | Door |  | DR | http://www.toronto.ca/TWONTO#fire_rated_door
93338 | FHO-GRK-DR-4029S | Door, (FD-S4-29), Fire Rated, Chemical Building, S4, Ammonia Storage/Feed Room, North | FHO-GRK-FEQ-0001 | Fire Prevention,Door | Door |  | DR | http://www.toronto.ca/TWONTO#fire_rated_door
93339 | FHO-GRK-DR-4031S | Door, (FD-S4-31), Fire Rated, Chemical Building, S4, 27KV Transformer Room, North West | FHO-GRK-FEQ-0001 | Fire Prevention,Door | Door |  | DR | http://www.toronto.ca/TWONTO#fire_rated_door
93340 | FHO-GRK-DR-4032S | Door, (FD-S4-32), Fire Rated, Chemical Building, S4, 27KV Transformer Room, North East | FHO-GRK-FEQ-0001 | Fire Prevention,Door | Door |  | DR | http://www.toronto.ca/TWONTO#fire_rated_door
93341 | FHO-GRK-DR-4033S | Door, (FD-S4-33), Fire Rated, Chemical Building, S4, Stairway 7, Lower Level | FHO-GRK-FEQ-0001 | Fire Prevention,Door | Door |  | DR | http://www.toronto.ca/TWONTO#fire_rated_door
93342 | FHO-GRK-DR-4034S | Door, (FD-S4-34), Fire Rated, Chemical Building, S4, Stairway 7, Upper Level | FHO-GRK-FEQ-0001 | Fire Prevention,Door | Door |  | DR | http://www.toronto.ca/TWONTO#fire_rated_door
93343 | FHO-GRK-DR-4036S | Door, (FD-S4-36), Fire Rated, TRW Building, S4, West Ventilation Room, East | FHO-GRK-FEQ-0001 | Fire Prevention,Door | Door |  | DR | http://www.toronto.ca/TWONTO#fire_rated_door
93344 | FHO-GRK-DR-4037S | Door, (FD-S4-37), Fire Rated, TRW Building, S4, Stairway 2 | FHO-GRK-FEQ-0001 | Fire Prevention,Door | Door |  | DR | http://www.toronto.ca/TWONTO#fire_rated_door
93345 | FHO-GRK-DR-5001S | Door, (FD-S5-01), Fire Rated, Admin Building, S5, Cable Tray Room, North | FHO-GRK-FEQ-0001 | Fire Prevention,Door | Door |  | DR | http://www.toronto.ca/TWONTO#fire_rated_door
93346 | FHO-GRK-DR-5002S | Door, (FD-S5-02), Fire Rated, Admin Building, S5, Cable Tray Room South to Blower Room | FHO-GRK-FEQ-0001 | Fire Prevention,Door | Door |  | DR | http://www.toronto.ca/TWONTO#fire_rated_door
93347 | FHO-GRK-DR-5003S | Door, (FD-S5-03), Fire Rated, Admin Building, S5, WW Air Blowers, East | FHO-GRK-FEQ-0001 | Fire Prevention,Door | Door |  | DR | http://www.toronto.ca/TWONTO#fire_rated_door
93348 | FHO-GRK-DR-5004S | Door, (FD-S5-04), Fire Rated, Admin Building, S5, Stairway 1 | FHO-GRK-FEQ-0001 | Fire Prevention,Door | Door |  | DR | http://www.toronto.ca/TWONTO#fire_rated_door
93349 | FHO-GRK-DR-5006S | Door, (FD-S5-06), Fire Rated, TRW Building, S5, South West of Storage Room | FHO-GRK-FEQ-0001 | Fire Prevention,Door | Door |  | DR | http://www.toronto.ca/TWONTO#fire_rated_door
93350 | FHO-GRK-DR-5007S | Door, (FD-S5-07), Fire Rated, TRW Building, S5, West To Cable Tray Room | FHO-GRK-FEQ-0001 | Fire Prevention,Door | Door |  | DR | http://www.toronto.ca/TWONTO#fire_rated_door
93351 | FHO-GRK-DR-5009S | Door, (FD-S5-09), Fire Rated, TRW Building, S5, TRW Suction Station, North | FHO-GRK-FEQ-0001 | Fire Prevention,Door | Door |  | DR | http://www.toronto.ca/TWONTO#fire_rated_door
93352 | FHO-GRK-DR-5012S | Door, (FD-S5-12), Fire Rated, TRW Building, S5, TRW Suction Station East to Ozone Building | FHO-GRK-FEQ-0001 | Fire Prevention,Door | Door |  | DR | http://www.toronto.ca/TWONTO#fire_rated_door
93353 | FHO-GRK-DR-6001S | Door, (FD-S6-01), Fire Rated, Raw Water Building, S6, Electrical Cable Shaft | FHO-GRK-FEQ-0001 | Fire Prevention,Door | Door |  | DR | http://www.toronto.ca/TWONTO#fire_rated_door
93354 | FHO-GRK-DR-6002S | Door, (FD-S6-02), Fire Rated, Raw Water Building, S6, Stairway 1 | FHO-GRK-FEQ-0001 | Fire Prevention,Door | Door |  | DR | http://www.toronto.ca/TWONTO#fire_rated_door
93355 | FHO-GRK-DR-7001S | Door, (FD-S7-01), Fire Rated, Raw Water Building, S7, Electrical Cable Shaft | FHO-GRK-FEQ-0001 | Fire Prevention,Door | Door |  | DR | http://www.toronto.ca/TWONTO#fire_rated_door
93356 | FHO-GRK-DR-7002S | Door, (FD-S7-02), Fire Rated, Raw Water Building, S7, Stairway 1 | FHO-GRK-FEQ-0001 | Fire Prevention,Door | Door |  | DR | http://www.toronto.ca/TWONTO#fire_rated_door
93357 | FHO-GRK-DR-8003S | Door, (FD-S8-03), Fire Rated, Raw Water Building, S8, Stairway 2 | FHO-GRK-FEQ-0001 | Fire Prevention,Door | Door |  | DR | http://www.toronto.ca/TWONTO#fire_rated_door
93358 | FHO-GRK-DR-9002S | Door, (FD-S9-02), Fire Rated, Raw Water Building, S9, Stairway 1 | FHO-GRK-FEQ-0001 | Fire Prevention,Door | Door |  | DR | http://www.toronto.ca/TWONTO#fire_rated_door
93361 | FHO-GRK-FEQ-0001 | Fire Doors | FHO-SES |  | Door |  | FEQ | http://www.toronto.ca/TWONTO#fire_rated_door
96082 | FIS-AUX-DR-0100 | Island Plant, North Gate | FIS-AUX | Gate | Door |  | DR | http://www.toronto.ca/TWONTO#door
96083 | FIS-AUX-DR-0100 | Island Plant, North Gate | FIS-GRK-0001 | Gate | Door |  | DR | http://www.toronto.ca/TWONTO#door
96107 | FIS-BRK-DR-0004SUS | Overhead Door, Marine Yard Building, East Side | FIS-GRK-0001 | Door,Overhead | Door | 39077 | DR | http://www.toronto.ca/TWONTO#roll_up_door
96108 | FIS-BRK-DR-0004SUS | Overhead Door, Marine Yard Building, East Side | FIS-GRK-STRC-0001 | Door,Overhead | Door | 39077 | DR | http://www.toronto.ca/TWONTO#roll_up_door
96920 | FIS-FEQ-DR-0001 | Door, Fire, Admin. Building | FIS-GRK-STRC-0001 |  | Door |  | DR | http://www.toronto.ca/TWONTO#door
96921 | FIS-FEQ-DR-0002 | Door, Fire, Admin. Building | FIS-GRK-STRC-0001 |  | Door |  | DR | http://www.toronto.ca/TWONTO#door
96922 | FIS-FEQ-DR-0003 | Door, Fire, Admin. Building | FIS-GRK-STRC-0001 |  | Door |  | DR | http://www.toronto.ca/TWONTO#door
96923 | FIS-FEQ-DR-0004 | Door, Fire, Admin. Building | FIS-GRK-STRC-0001 |  | Door |  | DR | http://www.toronto.ca/TWONTO#door
96924 | FIS-FEQ-DR-0006 | Door, Fire, Lab, Admin. Building | FIS-GRK-STRC-0001 |  | Door |  | DR | http://www.toronto.ca/TWONTO#door
96925 | FIS-FEQ-DR-0007 | Door, Fire, Filter Complex | FIS-GRK-STRC-0001 |  | Door |  | DR | http://www.toronto.ca/TWONTO#door
96926 | FIS-FEQ-DR-0009 | Door, Fire, Filter Complex | FIS-GRK-STRC-0001 |  | Door |  | DR | http://www.toronto.ca/TWONTO#door
96927 | FIS-FEQ-DR-0010 | Door, Fire, Filter Complex | FIS-GRK-STRC-0001 |  | Door |  | DR | http://www.toronto.ca/TWONTO#door
96928 | FIS-FEQ-DR-0011 | Door, Fire, Filter Complex | FIS-GRK-STRC-0001 |  | Door |  | DR | http://www.toronto.ca/TWONTO#door
96929 | FIS-FEQ-DR-0014 | Door, Fire, Raw Water Channel Walkway | FIS-GRK-STRC-0001 |  | Door |  | DR | http://www.toronto.ca/TWONTO#door
96930 | FIS-FEQ-DR-0017 | Door, Fire, Raw Water Channel Walkway | FIS-GRK-STRC-0001 |  | Door |  | DR | http://www.toronto.ca/TWONTO#door
96931 | FIS-FEQ-DR-0018(S) | Door, Fire, Raw Water Channel Walkway | FIS-GRK-STRC-0001 |  | Door |  | DR | http://www.toronto.ca/TWONTO#door
96932 | FIS-FEQ-DR-0020 | Door, Fire, Raw Water Channel Walkway | FIS-GRK-STRC-0001 |  | Door |  | DR | http://www.toronto.ca/TWONTO#door
96933 | FIS-FEQ-DR-0021(S) | Door, Fire, Raw Water Channel Walkway | FIS-GRK-STRC-0001 |  | Door |  | DR | http://www.toronto.ca/TWONTO#door
96934 | FIS-FEQ-DR-0022(S) | Door, Fire, Raw Water Channel Walkway | FIS-GRK-STRC-0001 |  | Door |  | DR | http://www.toronto.ca/TWONTO#door
96935 | FIS-FEQ-DR-0024(S) | Door, Fire, Raw Water Building | FIS-GRK-STRC-0001 |  | Door |  | DR | http://www.toronto.ca/TWONTO#door
96936 | FIS-FEQ-DR-0025(S) | Door, Fire, Storage Building | FIS-GRK-STRC-0001 |  | Door |  | DR | http://www.toronto.ca/TWONTO#door
96937 | FIS-FEQ-DR-0026(S) | Door, Fire, Storage Building | FIS-GRK-STRC-0001 |  | Door |  | DR | http://www.toronto.ca/TWONTO#door
96938 | FIS-FEQ-DR-0028(S) | Door, Fire, Storage Building | FIS-GRK-STRC-0001 |  | Door |  | DR | http://www.toronto.ca/TWONTO#door
96939 | FIS-FEQ-DR-0029(S) | Door, Fire, Workshop & Office Building | FIS-GRK-STRC-0001 |  | Door |  | DR | http://www.toronto.ca/TWONTO#door
96940 | FIS-FEQ-DR-0030(S) | Door, Fire, Workshop & Office Building | FIS-GRK-STRC-0001 |  | Door |  | DR | http://www.toronto.ca/TWONTO#door
96941 | FIS-FEQ-DR-0032(S) | Door, Fire, Workshop & Office Building | FIS-GRK-STRC-0001 |  | Door |  | DR | http://www.toronto.ca/TWONTO#door
96942 | FIS-FEQ-DR-0033(S) | Door, Fire, Workshop & Office Building | FIS-GRK-STRC-0001 |  | Door |  | DR | http://www.toronto.ca/TWONTO#door
96943 | FIS-FEQ-DR-0036(S) | Door, Fire,, Admin. Building | FIS-GRK-STRC-0001 |  | Door |  | DR | http://www.toronto.ca/TWONTO#door
96944 | FIS-FEQ-DR-0038(S) | Door, Fire, Workshop & Office Building | FIS-GRK-STRC-0001 |  | Door |  | DR | http://www.toronto.ca/TWONTO#door
96945 | FIS-FEQ-DR-0039(S) | Door, Fire, Workshop & Office Building | FIS-GRK-STRC-0001 |  | Door |  | DR | http://www.toronto.ca/TWONTO#door
96946 | FIS-FEQ-DR-0041(S) | Door, Fire, Workshop & Office Building | FIS-GRK-STRC-0001 |  | Door |  | DR | http://www.toronto.ca/TWONTO#door
96947 | FIS-FEQ-DR-0042 | Door, Fire, Workshop & Office Building | FIS-GRK-STRC-0001 |  | Door |  | DR | http://www.toronto.ca/TWONTO#door
96948 | FIS-FEQ-DR-0046(S) | Door, Fire, Workshop & Office Building | FIS-GRK-STRC-0001 |  | Door |  | DR | http://www.toronto.ca/TWONTO#door
96949 | FIS-FEQ-DR-0048 | Door, Fire, Workshop & Office Building | FIS-GRK-STRC-0001 |  | Door |  | DR | http://www.toronto.ca/TWONTO#door
96950 | FIS-FEQ-DR-0050(S) | Door, Fire, Workshop & Office Building | FIS-GRK-STRC-0001 |  | Door |  | DR | http://www.toronto.ca/TWONTO#door
96951 | FIS-FEQ-DR-0055 | Door, Fire, Chlorine & SO2 Building | FIS-GRK-STRC-0001 |  | Door |  | DR | http://www.toronto.ca/TWONTO#door
96952 | FIS-FEQ-DR-0056 | Door, Fire, Chlorine & SO2 Building | FIS-GRK-STRC-0001 |  | Door |  | DR | http://www.toronto.ca/TWONTO#door
96953 | FIS-FEQ-DR-0057(S) | Door, Fire, Chlorine & SO2 Building | FIS-GRK-STRC-0001 |  | Door |  | DR | http://www.toronto.ca/TWONTO#door
96954 | FIS-FEQ-DR-0058 | Door, Fire, Chlorine & SO2 Building | FIS-GRK-STRC-0001 |  | Door |  | DR | http://www.toronto.ca/TWONTO#door
96955 | FIS-FEQ-DR-0060 | Door, Fire, Chlorine & SO2 Building | FIS-GRK-STRC-0001 |  | Door |  | DR | http://www.toronto.ca/TWONTO#door
96956 | FIS-FEQ-DR-0062 | Door, Fire, Flourode & Ammonia Building | FIS-GRK-STRC-0001 |  | Door |  | DR | http://www.toronto.ca/TWONTO#door
96957 | FIS-FEQ-DR-0063(S) | Door, Fire, Flourode & Ammonia Building | FIS-GRK-STRC-0001 |  | Door |  | DR | http://www.toronto.ca/TWONTO#door
96958 | FIS-FEQ-DR-0066(S) | Door, Fire, Flourode & Ammonia Building | FIS-GRK-STRC-0001 |  | Door |  | DR | http://www.toronto.ca/TWONTO#door
96959 | FIS-FEQ-DR-0069(S) | Door, Fire, Flourode & Ammonia Building | FIS-GRK-STRC-0001 |  | Door |  | DR | http://www.toronto.ca/TWONTO#door
96960 | FIS-FEQ-DR-0071(S) | Door, Fire, Raw Water Channel Walkway | FIS-GRK-STRC-0001 |  | Door |  | DR | http://www.toronto.ca/TWONTO#door
96961 | FIS-FEQ-DR-0073 | Door, Fire, Flourode & Ammonia Building | FIS-GRK-STRC-0001 |  | Door |  | DR | http://www.toronto.ca/TWONTO#door
97331 | FIS-GRK-DR-0001 | Door Overhead, Raw Water PS Building, Pump Room North | FIS-GRK-0001 | Door,Overhead | Door |  | DR | http://www.toronto.ca/TWONTO#roll_up_door
97332 | FIS-GRK-DR-0003 | Overhead Door, Storage Building, West | FIS-GRK-0001 | Door,Overhead | Door |  | DR | http://www.toronto.ca/TWONTO#roll_up_door
97333 | FIS-GRK-DR-0006 | Overhead Door, Workshop Building, East Side | FIS-GRK-STRC-0001 | Door,Overhead | Door |  | DR | http://www.toronto.ca/TWONTO#roll_up_door
98840 | HH2405A | Door, Loading, T Building | TAB-MCS-DR | Door | Door |  |  | http://www.toronto.ca/TWONTO#door
98851 | IH2007A | Door,Overhead, Incineration | TAB-MCS-DR | Door,Overhead | Door |  |  | http://www.toronto.ca/TWONTO#roll_up_door
98852 | IH2008A | Door,Overhead, Incineration | TAB-MCS-DR | Door,Overhead | Door |  |  | http://www.toronto.ca/TWONTO#roll_up_door
98854 | IH2026A | Door,Overhead, Heat Recovery | TAB-MCS-DR | Door,Overhead | Door |  |  | http://www.toronto.ca/TWONTO#roll_up_door
98855 | IH2027A | Door,Overhead, Heat Recovery | TAB-MCS-DR | Door,Overhead | Door |  |  | http://www.toronto.ca/TWONTO#roll_up_door
98857 | IH2403A | Door,Overhead, Incineration | TAB-MCS-DR | Door,Overhead | Door |  |  | http://www.toronto.ca/TWONTO#roll_up_door
98860 | IH311 | Door, Overhead, Building M | THC-SUSPENDED | Door,Overhead | Door | 32200 |  | http://www.toronto.ca/TWONTO#roll_up_door
98861 | IH312 | Door, Overhead, Building M | THC-GRK-DR-M | Door,Overhead | Door | 32201 |  | http://www.toronto.ca/TWONTO#roll_up_door
98863 | IH5001A | Door,Overhead, Incineration | TAB-MCS-DR | Door,Overhead | Door |  |  | http://www.toronto.ca/TWONTO#roll_up_door
105165 | OH2005A | Door,Overhead, Dewater Building | TAB-MCS-DR | Door,Overhead | Door |  |  | http://www.toronto.ca/TWONTO#roll_up_door
105199 | PH2205A | Door,Overhead, P Bldg, Grit Works, West Door | TAB-MCS-DR | Door,Overhead | Door |  |  | http://www.toronto.ca/TWONTO#roll_up_door
105201 | PH2406A | Door,Overhead, D Building | TAB-MCS-DR | Door,Overhead | Door |  |  | http://www.toronto.ca/TWONTO#roll_up_door
105305 | QQ7001 | Gate, Turnstiles, Guard House, Parking Lot | TAB-GRK-DR-34556 |  | Door |  |  | http://www.toronto.ca/TWONTO#door
105306 | QQ7002 | Gate, Turnstiles, East Side, Entrance of Tunnel | TAB-GRK-DR-34556 |  | Door |  |  | http://www.toronto.ca/TWONTO#door
105307 | QQ7002A | Gate, Turnstiles, East Side, Entrance of Tunnel | QQ7002 | Door | Door |  |  | http://www.toronto.ca/TWONTO#door
118068 | TAB-SLO-DR-0384 | Door, Overhead, Exit, Truck Loading Bay, East | TAB-SLO-STRC | Door,Overhead | Door |  | DR | http://www.toronto.ca/TWONTO#roll_up_door
120192 | THC - A01 - D004 | Door, Building A | THC-GRK-DR-A |  | Door |  |  | http://www.toronto.ca/TWONTO#door
120193 | THC - A01 - D192 | Door, Building A | THC-GRK-DR-A |  | Door |  |  | http://www.toronto.ca/TWONTO#door
120194 | THC - A01 - S157 | Door, Final # F4 Access House | THC-GRK-DR-TUNNEL |  | Door |  |  | http://www.toronto.ca/TWONTO#door
120195 | THC - A01 - S189 | Door, Primary # P8 Access House | THC-GRK-DR-TUNNEL |  | Door |  |  | http://www.toronto.ca/TWONTO#door
120196 | THC - C01 - S153 | Door, Building C | THC-GRK-DR-C |  | Door |  |  | http://www.toronto.ca/TWONTO#door
120197 | THC - C01 - S246 | Door, Building C | THC-GRK-DR-B |  | Door |  |  | http://www.toronto.ca/TWONTO#door
120198 | THC - C01 - S247 | Door, Building C | THC-GRK-DR-C |  | Door |  |  | http://www.toronto.ca/TWONTO#door
120199 | THC - STR - T - 0200 | Door, Old Plant Aeration Tk # A2 | THC-GRK-DR-A |  | Door |  |  | http://www.toronto.ca/TWONTO#door
120200 | THC - STR - T - 0500 | Door, Old Plant Aeration Tk # A5 | THC-GRK-DR-A |  | Door |  |  | http://www.toronto.ca/TWONTO#door
120201 | THC - STR - T - 0600 | Door, Old Plant Aeration Tk # A6 | THC-GRK-DR-A |  | Door |  |  | http://www.toronto.ca/TWONTO#door
120205 | THC-A01-S002 | Door, Building A | THC-GRK-DR-A |  | Door |  |  | http://www.toronto.ca/TWONTO#door
120206 | THC-A01-S190 | Door, Building A | THC-GRK-DR-A |  | Door |  |  | http://www.toronto.ca/TWONTO#door
120542 | THC-ACC-DR-0601 | Door, Overhead, 2nd Floor Elevator, Bldg M | THC-GRK-DR-M | Door,Overhead | Door |  | DR | http://www.toronto.ca/TWONTO#roll_up_door
124391 | THC-DIS-DR-0002 | Door, Overhead, Building B | THC-GRK-DR-B |  | Door |  | DR | http://www.toronto.ca/TWONTO#roll_up_door
125798 | THC-GRK-DR-0310 | Door, Overhead, Building M | THC-GRK-DR-M | Door,Overhead | Door |  | DR | http://www.toronto.ca/TWONTO#roll_up_door
125799 | THC-GRK-DR-0311 | Door, Overhead, Building M | THC-GRK-DR-M | Door,Overhead | Door |  | DR | http://www.toronto.ca/TWONTO#roll_up_door
125800 | THC-GRK-DR-0312 | Door, Overhead, Building M | THC-GRK-DR-M | Door,Overhead | Door |  | DR | http://www.toronto.ca/TWONTO#roll_up_door
125801 | THC-GRK-DR-0313 | Door, Overhead, Building M | THC-GRK-DR-M | Door,Overhead | Door |  | DR | http://www.toronto.ca/TWONTO#roll_up_door
125802 | THC-GRK-DR-0316 | Door, Overhead, Building M | THC-GRK-DR-M | Door,Overhead | Door |  | DR | http://www.toronto.ca/TWONTO#roll_up_door
125803 | THC-GRK-DR-1001 | Door, Interior, Plant wide | THC-GRK-PRTY-0001 |  | Door |  | DR | http://www.toronto.ca/TWONTO#door
125804 | THC-GRK-DR-A | Doors, Building A | THC-GRK-ELS-A |  | Door |  |  | http://www.toronto.ca/TWONTO#door
125805 | THC-GRK-DR-B | Doors, Building B | THC-GRK-ELS-B |  | Door |  |  | http://www.toronto.ca/TWONTO#door
125806 | THC-GRK-DR-B | Doors, Building B | THC-GRK-PRTY-0001 |  | Door |  |  | http://www.toronto.ca/TWONTO#door
125807 | THC-GRK-DR-C | Doors, Building C | THC-GRK-ELS-C |  | Door |  |  | http://www.toronto.ca/TWONTO#door
125808 | THC-GRK-DR-E | Doors, Building E | THC-GRK-ELS-D |  | Door |  |  | http://www.toronto.ca/TWONTO#door
125809 | THC-GRK-DR-G | Doors, Building G | THC-GRK-MAINT |  | Door |  |  | http://www.toronto.ca/TWONTO#door
125810 | THC-GRK-DR-H | Doors, Building H | THC-GRK-ELS-G |  | Door |  |  | http://www.toronto.ca/TWONTO#door
125811 | THC-GRK-DR-H | Doors, Building H | THC-GRK-ELS-H |  | Door |  |  | http://www.toronto.ca/TWONTO#door
125812 | THC-GRK-DR-I | Doors, Building I | THC-GRK-ELS-I |  | Door |  |  | http://www.toronto.ca/TWONTO#door
125813 | THC-GRK-DR-I | Doors, Building I | THC-GRK-MAINT |  | Door |  |  | http://www.toronto.ca/TWONTO#door
125814 | THC-GRK-DR-J | Doors, Building J | THC-GRK-ELS-J |  | Door |  |  | http://www.toronto.ca/TWONTO#door
125815 | THC-GRK-DR-L | Doors, Building L | THC-GRK-ELS-M |  | Door |  |  | http://www.toronto.ca/TWONTO#door
125816 | THC-GRK-DR-M | Doors, Building M | THC-GRK-MAINT |  | Door |  |  | http://www.toronto.ca/TWONTO#door
125817 | THC-GRK-DR-N | Doors, Building N | THC-GRK-ELS-M |  | Door |  |  | http://www.toronto.ca/TWONTO#door
125818 | THC-GRK-DR-O | Doors, Building O | THC-GRK-ELS-Q |  | Door |  |  | http://www.toronto.ca/TWONTO#door
125819 | THC-GRK-DR-P | Doors, Building P | THC-GRK-ELS-P |  | Door |  |  | http://www.toronto.ca/TWONTO#door
125820 | THC-GRK-DR-R | Doors, Building R | THC-GRK-ELS-R |  | Door |  |  | http://www.toronto.ca/TWONTO#door
125821 | THC-GRK-DR-S | Doors, Building S | THC-GRK-ELS-S |  | Door |  |  | http://www.toronto.ca/TWONTO#door
125822 | THC-GRK-DR-TUNNEL | Doors, Access House to Tunnel | THC-GRK-ELS-TUNNEL |  | Door |  |  | http://www.toronto.ca/TWONTO#door
125823 | THC-GRK-DR-U | DoorsBuilding U | THC-GRK-ELS-M |  | Door |  |  | http://www.toronto.ca/TWONTO#door
125824 | THC-GRK-DR-U | DoorsBuilding U | THC-GRK-ELS-U |  | Door |  |  | http://www.toronto.ca/TWONTO#door
125825 | THC-GRK-DR-U | DoorsBuilding U | THC-GRK-STRC-U |  | Door |  |  | http://www.toronto.ca/TWONTO#door
126306 | THC-M01-D086 | Door, Building M | THC-GRK-DR-M |  | Door |  |  | http://www.toronto.ca/TWONTO#door
134328 | THR-DR-BH-0514 | Overhead Door, Engine Room | THR-DR-WA3 | Door,Overhead | Door |  | BH | http://www.toronto.ca/TWONTO#roll_up_door
134329 | THR-DR-BH-0515 | Overhead Door, Engine Room Basement | THR-DR-WA3 | Door,Overhead | Door |  | BH | http://www.toronto.ca/TWONTO#roll_up_door
134330 | THR-DR-DH-0508 | Overhead Door, Digester Gas Compressor Bldg. | THR-DR-WA1 | Door,Overhead | Door |  | DH | http://www.toronto.ca/TWONTO#roll_up_door
134331 | THR-DR-DH-0508 | Overhead Door, Digester Gas Compressor Bldg. | THR-DR-WA3 | Door,Overhead | Door |  | DH | http://www.toronto.ca/TWONTO#roll_up_door
134332 | THR-DR-DH-0511 | Overhead Door, Digester Tank 9-10 Loading Bay East | THR-DR-WA1 | Door,Overhead | Door |  | DH | http://www.toronto.ca/TWONTO#roll_up_door
134333 | THR-DR-DH-0511 | Overhead Door, Digester Tank 9-10 Loading Bay East | THR-DR-WA3 | Door,Overhead | Door |  | DH | http://www.toronto.ca/TWONTO#roll_up_door
134334 | THR-DR-DIS-0516 | Overhead Door, Disinfection Building, Dechlorination Simulator Room | THR-DR-WA3 | Door,Overhead | Door |  | DIS | http://www.toronto.ca/TWONTO#roll_up_door
134335 | THR-DR-DIS-0517 | Overhead Door, Disinfection Building, Truck Door South | THR-DR-WA1 | Door,Overhead | Door |  | DIS | http://www.toronto.ca/TWONTO#roll_up_door
134336 | THR-DR-DIS-0517 | Overhead Door, Disinfection Building, Truck Door South | THR-DR-WA3 | Door,Overhead | Door |  | DIS | http://www.toronto.ca/TWONTO#roll_up_door
134337 | THR-DR-DIS-0517 | Overhead Door, Disinfection Building, Truck Door South | THR-DR-WA4 | Door,Overhead | Door |  | DIS | http://www.toronto.ca/TWONTO#roll_up_door
134338 | THR-DR-DIS-0518 | Overhead Door, Disinfection Building, Truck Door North | THR-DR-WA1 | Door,Overhead | Door |  | DIS | http://www.toronto.ca/TWONTO#roll_up_door
134339 | THR-DR-DIS-0518 | Overhead Door, Disinfection Building, Truck Door North | THR-DR-WA4 | Door,Overhead | Door |  | DIS | http://www.toronto.ca/TWONTO#roll_up_door
134340 | THR-DR-HH-0513 | Overhead Door, Head House | THR-DR-WA3 | Door,Overhead | Door |  | HH | http://www.toronto.ca/TWONTO#roll_up_door
134341 | THR-DR-HH-0533 | Overhead Door, Grit Bldg, Stores Delivery Door | THR-DR-WA2 | Door,Overhead | Door |  | HH | http://www.toronto.ca/TWONTO#roll_up_door
134342 | THR-DR-HH-0535 | Overhead Door, Grit Building Truck Door East | THR-DR-WA3 | Door,Overhead | Door |  | HH | http://www.toronto.ca/TWONTO#roll_up_door
134343 | THR-DR-MH-0500 | Overhead Door,East,New Maintenance Building | THR-DR-WA4 | Door,Overhead | Door |  | MH | http://www.toronto.ca/TWONTO#roll_up_door
134344 | THR-DR-MH-0501 | Overhead Door,North,New Maintenance Building | THR-DR-WA4 | Door,Overhead | Door |  | MH | http://www.toronto.ca/TWONTO#roll_up_door
134345 | THR-DR-PH-0512 | Overhead Door, Primary Pumping Station 1 | THR-DR-WA2 | Door,Overhead | Door |  | PH | http://www.toronto.ca/TWONTO#roll_up_door
134346 | THR-DR-PH-0512 | Overhead Door, Primary Pumping Station 1 | THR-DR-WA3 | Door,Overhead | Door |  | PH | http://www.toronto.ca/TWONTO#roll_up_door
134347 | THR-DR-PH-0513 | Overhead Door, Primary Pumping Station 2 | THR-DR-WA2 | Door,Overhead | Door |  | PH | http://www.toronto.ca/TWONTO#roll_up_door
134348 | THR-DR-QH-0505 | Overhead Door, East Maintenance Shop | THR-DR-WA3 | Door,Overhead | Door |  | QH | http://www.toronto.ca/TWONTO#roll_up_door
134349 | THR-DR-QH-0505 | Overhead Door, East Maintenance Shop | THR-DR-WA4 | Door,Overhead | Door |  | QH | http://www.toronto.ca/TWONTO#roll_up_door
134350 | THR-DR-QH-0519 | Overhead Door, Machine Shop | THR-DR-WA2 | Door,Overhead | Door |  | QH | http://www.toronto.ca/TWONTO#roll_up_door
134351 | THR-DR-QH-0519 | Overhead Door, Machine Shop | THR-DR-WA3 | Door,Overhead | Door |  | QH | http://www.toronto.ca/TWONTO#roll_up_door
134352 | THR-DR-RH-0513 | Overhead Door, Returns Sludge Pumping Station | THR-DR-WA3 | Door,Overhead | Door |  | RH | http://www.toronto.ca/TWONTO#roll_up_door
134353 | THR-DR-RH-0513 | Overhead Door, Returns Sludge Pumping Station | THR-DR-WA4 | Door,Overhead | Door |  | RH | http://www.toronto.ca/TWONTO#roll_up_door
134354 | THR-DR-SH-0500 | Overhead Door, STB North Main Entrance | THR-DR-WA3 | Door,Overhead | Door |  | SH | http://www.toronto.ca/TWONTO#roll_up_door
134355 | THR-DR-SH-0501 | Overhead Door, STB East Polymer Loading Area | THR-DR-WA1 | Door,Overhead | Door |  | SH | http://www.toronto.ca/TWONTO#roll_up_door
134356 | THR-DR-SH-0501 | Overhead Door, STB East Polymer Loading Area | THR-DR-WA3 | Door,Overhead | Door |  | SH | http://www.toronto.ca/TWONTO#roll_up_door
134357 | THR-DR-SH-0502 | Overhead Door, STB South East, Electrical Room | THR-DR-WA1 | Door,Overhead | Door |  | SH | http://www.toronto.ca/TWONTO#roll_up_door
134358 | THR-DR-SH-0502 | Overhead Door, STB South East, Electrical Room | THR-DR-WA3 | Door,Overhead | Door |  | SH | http://www.toronto.ca/TWONTO#roll_up_door
134359 | THR-DR-SH-0503 | Overhead Door, STB South Main Loading Area | THR-DR-WA3 | Door,Overhead | Door |  | SH | http://www.toronto.ca/TWONTO#roll_up_door
134360 | THR-DR-WA1 | Overhead Doors, Work Area1 | THR-MCS-WA1 | Door,Overhead | Door |  |  | http://www.toronto.ca/TWONTO#roll_up_door
134361 | THR-DR-WA3 | Overhead Doors, Work Area3 | THR-MCS-WA3 | Door,Overhead | Door |  |  | http://www.toronto.ca/TWONTO#roll_up_door
134362 | THR-DR-WH-0508 | Overhead Door, Effluent Pumping Station | THR-DR-WA4 | Door,Overhead | Door |  | WH | http://www.toronto.ca/TWONTO#roll_up_door
136480 | THR-GRK-DR-3801 | Door, Access, Main Substation | THR-DR-WA4 | Door,Access | Door |  | DR | http://www.toronto.ca/TWONTO#door
136481 | THR-GRK-DR-4231 | Door, Access, Old Substation building, East door | THR-DR-WA4 | Door,Access | Door |  | DR | http://www.toronto.ca/TWONTO#door
136482 | THR-GRK-DR-4232 | Door, Access,Old Substation building, Center door | THR-DR-WA4 | Door,Access | Door |  | DR | http://www.toronto.ca/TWONTO#door
136483 | THR-GRK-DR-4527 | Door, Access, Main floor, Storage Room 1, South Returns Sludge Pumping Station | THR-DR-WA4 | Door,Access | Door |  | DR | http://www.toronto.ca/TWONTO#door
136484 | THR-GRK-DR-4528 | Door, Access, Main floor, Storage Room 2, South Returns Sludge Pumping Station | THR-DR-WA4 | Door,Access | Door |  | DR | http://www.toronto.ca/TWONTO#door
136485 | THR-GRK-DR-4803 | Door, Access, West Electrical Substation | THR-DR-WA4 | Door,Access | Door |  | DR | http://www.toronto.ca/TWONTO#door
136656 | THR-MCS-DR-0101 | OVERHEAD DOOR, NORTH FACING,NEW MAINTENANCE BUILDING | THR-DR-WA4 | Door,Overhead | Door |  | DR | http://www.toronto.ca/TWONTO#roll_up_door
136657 | THR-MCS-DR-0102 | OVERHEAD DOOR, NORTH FACING,NEW MAINTENANCE BUILDING | THR-DR-WA4 | Door,Overhead | Door |  | DR | http://www.toronto.ca/TWONTO#roll_up_door
137336 | THR-PLT-DR-0180S | Door, Over-Head, HeadHouse Loading Bay | THR-DR-WA2 | Door,Overhead | Door | 38662 | DR | http://www.toronto.ca/TWONTO#roll_up_door
138965 | THR-SS-DR | Door, Security System, Admin Bldg. | THR-SS-WA2 | Door,Overhead | Door |  |  | http://www.toronto.ca/TWONTO#roll_up_door
138966 | THR-SS-DR1 | Doors, Security System | THR-SS-WA3 | Door,Overhead | Door |  |  | http://www.toronto.ca/TWONTO#roll_up_door
140654 | TNT-MCS-DR-0301 | Door, Roll Up, Boiler Bldg, Bsmt, Anti Room | TNT-MCS-SHOP | Door,Overhead | Door |  | DR | http://www.toronto.ca/TWONTO#roll_up_door
140655 | TNT-MCS-DR-0302 | Door, Roll Up, Boiler Bldg, Maintenance Shop | TNT-MCS-SHOP | Door,Overhead | Door |  | DR | http://www.toronto.ca/TWONTO#roll_up_door
141063 | WH4001A | Door, Overhead #1, Truck Loading Odour Control (rear), North-East | TAB-MCS-DR | Door,Overhead | Door |  |  | http://www.toronto.ca/TWONTO#roll_up_door
141064 | WH4007A | Door, Overhead # 2 Old Bio-Solid Truck Load-Out Facility | TAB-MCS-DR | Door,Overhead | Door |  |  | http://www.toronto.ca/TWONTO#roll_up_door
141065 | WH4009A | Door, Overhead # 4 Old Bio-Solid Truck Load-Out Facility | TAB-MCS-DR | Door,Overhead | Door |  |  | http://www.toronto.ca/TWONTO#roll_up_door
143169 | WTR-PAH-DR-0001 | Overhead Sliding Door | WTR-PAH-AUX | Door | Door |  | DR | http://www.toronto.ca/TWONTO#roll_up_door
143170 | WTR-PAH-DR-0002 | Door | WTR-PAH-AUX | Door,Access | Door |  | DR | http://www.toronto.ca/TWONTO#door
143364 | WTR-PEG-DR-0001 | Door, High Voltage Electrical Room | WTR-PEG-AUX | Door | Door |  | DR | http://www.toronto.ca/TWONTO#door
143365 | WTR-PEG-DR-0003 | Door | WTR-PEG-AUX | Door | Door |  | DR | http://www.toronto.ca/TWONTO#door
143592 | WTR-PEL-DR-0001 | Door, Roll Up | WTR-PEL-AUX | Door | Door |  | DR | http://www.toronto.ca/TWONTO#door
143593 | WTR-PEL-DR-0002 | Door | WTR-PEL-AUX | Door | Door |  | DR | http://www.toronto.ca/TWONTO#door
143594 | WTR-PEL-DR-0003 | Door | WTR-PEL-AUX | Door | Door |  | DR | http://www.toronto.ca/TWONTO#door
143595 | WTR-PEL-DR-0004 | Door | WTR-PEL-AUX | Door | Door |  | DR | http://www.toronto.ca/TWONTO#door
143596 | WTR-PEL-DR-0005 | Door | WTR-PEL-AUX | Door | Door |  | DR | http://www.toronto.ca/TWONTO#door
143597 | WTR-PEL-DR-1005 | Door, Access, Generator Building, Bulk Storage Room | WTR-PEL-AUX | Door,Access | Door |  | DR | http://www.toronto.ca/TWONTO#door
143598 | WTR-PEL-DR-1006 | Door, Access, Generator Building, Bulk Storage Room | WTR-PEL-AUX | Door,Access | Door |  | DR | http://www.toronto.ca/TWONTO#door
143994 | WTR-PHL-DR-0001 | Door, Overhead | WTR-PHL-FEQ-SUS | Fire Prevention | Door |  | DR | http://www.toronto.ca/TWONTO#fire_rated_door
143995 | WTR-PHL-DR-0002 | Door | WTR-PHL-AUX | Fire Prevention | Door |  | DR | http://www.toronto.ca/TWONTO#fire_rated_door
143996 | WTR-PHL-DR-0003 | Door | WTR-PHL-AUX | Fire Prevention | Door |  | DR | http://www.toronto.ca/TWONTO#fire_rated_door
143997 | WTR-PHL-DR-0005 | Door | WTR-PHL-AUX | Fire Prevention | Door |  | DR | http://www.toronto.ca/TWONTO#fire_rated_door
143998 | WTR-PHL-DR-0009 | Door | WTR-PHL-AUX | Fire Prevention | Door |  | DR | http://www.toronto.ca/TWONTO#fire_rated_door
143999 | WTR-PHL-DR-0010 | Door | WTR-PHL-AUX | Fire Prevention | Door |  | DR | http://www.toronto.ca/TWONTO#fire_rated_door
144000 | WTR-PHL-DR-0011 | Door | WTR-PHL-AUX | Fire Prevention | Door |  | DR | http://www.toronto.ca/TWONTO#fire_rated_door
144487 | WTR-PJS-DR-0003 | Door, Overhead | WTR-PJS-AUX | Door,Overhead | Door |  | DR | http://www.toronto.ca/TWONTO#roll_up_door
144488 | WTR-PJS-DR-0004 | Door, Overhead | WTR-PJS-AUX | Door,Overhead | Door |  | DR | http://www.toronto.ca/TWONTO#roll_up_door
144896 | WTR-PKL-DR-0001 | Door | WTR-PKL-AUX | Door,Access | Door |  | DR | http://www.toronto.ca/TWONTO#door
144897 | WTR-PKL-DR-0002 | Door | WTR-PKL-AUX | Door,Access | Door |  | DR | http://www.toronto.ca/TWONTO#door
145043 | WTR-PKN-DR-0001 | Rollup Door | WTR-PKN-AUX | Door | Door |  | DR | http://www.toronto.ca/TWONTO#door
145044 | WTR-PKN-DR-0002 | Door | WTR-PKN-AUX | Door,Access | Door |  | DR | http://www.toronto.ca/TWONTO#door
145149 | WTR-PLW-DR-0001 | Door | WTR-PLW-AUX | Door | Door |  | DR | http://www.toronto.ca/TWONTO#door
145352 | WTR-PMI-DR-0001 | Door, Truck Loading, East Pump Room | WTR-PMI-AUX | Door | Door |  | DR | http://www.toronto.ca/TWONTO#door
145353 | WTR-PMI-DR-0002 | Door, Truck Loading West Pump Room | WTR-PMI-AUX | Door | Door |  | DR | http://www.toronto.ca/TWONTO#door
145354 | WTR-PMI-DR-0003 | Door, Truck Loading, N/W Corner | WTR-PMI-AUX | Door | Door |  | DR | http://www.toronto.ca/TWONTO#door
145700 | WTR-PPD-DR-0002 | Door | WTR-PPD-AUX | Door,Access | Door |  | DR | http://www.toronto.ca/TWONTO#door
145879 | WTR-PRH-DR-0002 | Door | WTR-PRH-AUX | Door,Access | Door |  | DR | http://www.toronto.ca/TWONTO#door
145880 | WTR-PRH-DR-0003 | Door | WTR-PRH-AUX | Door,Access | Door |  | DR | http://www.toronto.ca/TWONTO#door
146071 | WTR-PRV-DR-0001 | Door,Overhead,Pump Room Mezzanine | WTR-PRV-AUX | Door,Overhead | Door |  | DR | http://www.toronto.ca/TWONTO#roll_up_door
146204 | WTR-PSA-DR-0001 | Door | WTR-PSA-AUX | Door | Door |  | DR | http://www.toronto.ca/TWONTO#door
146205 | WTR-PSA-DR-0002 | Door | WTR-PSA-AUX | Door,Access | Door |  | DR | http://www.toronto.ca/TWONTO#door
146206 | WTR-PSA-DR-0003 | Door | WTR-PSA-AUX | Door,Access | Door |  | DR | http://www.toronto.ca/TWONTO#door
146536 | WTR-PTH-DR-0001 | Door, Rollup | WTR-PTH-AUX | Door | Door |  | DR | http://www.toronto.ca/TWONTO#door
146776 | WTR-RDF-DR-0002 | Door, Hatch, Northeast | WTR-RDF-AUX | Door | Door |  | DR | http://www.toronto.ca/TWONTO#door
146777 | WTR-RDF-DR-0006 | Door, Hatch, West divider between East basins | WTR-RDF-AUX | Door | Door |  | DR | http://www.toronto.ca/TWONTO#door
146778 | WTR-RDF-DR-0015 | Door, Hatch, Middle-South | WTR-RDF-AUX | Door | Door |  | DR | http://www.toronto.ca/TWONTO#door
147057 | WTR-RMI-DR-0006 | Door, Hatch, Middle-Southwest | WTR-RMI-AUX | Door | Door |  | DR | http://www.toronto.ca/TWONTO#door
147058 | WTR-RMI-DR-0007 | Door, Hatch, Middle-Northwest | WTR-RMI-AUX | Door | Door |  | DR | http://www.toronto.ca/TWONTO#door
147059 | WTR-RMI-DR-0008 | Door, Hatch, Northwest | WTR-RMI-AUX | Door | Door |  | DR | http://www.toronto.ca/TWONTO#door
147060 | WTR-RMI-DR-0010 | Door, Hatch, Due-North | WTR-RMI-AUX | Door | Door |  | DR | http://www.toronto.ca/TWONTO#door
147061 | WTR-RMI-DR-0011 | Door, Hatch, Northeast | WTR-RMI-AUX | Door | Door |  | DR | http://www.toronto.ca/TWONTO#door
147166 | WTR-RRG-DR-0001 | Door, Roll-Up | WTR-RRG-AUX | Door,Overhead | Door |  | DR | http://www.toronto.ca/TWONTO#roll_up_door
147686 | YTF-ACC-DR-0001 | Door, RN150, North-West, Electric Door Operators | YTF-ACC | Door | Door |  | DR | http://www.toronto.ca/TWONTO#door
147687 | YTF-ACC-DR-0006 | Door, Rn146, West, Electric Door Operators | YTF-ACC | Door | Door |  | DR | http://www.toronto.ca/TWONTO#door
147688 | YTF-ACC-DR-0008 | Door, RN146, South, Electric Door Operators | YTF-ACC | Door | Door |  | DR | http://www.toronto.ca/TWONTO#door
147689 | YTF-ACC-DR-0009 | Door, RN142, South, Electric Door Operators | YTF-ACC | Door | Door |  | DR | http://www.toronto.ca/TWONTO#door
44125 | FCL-GRK-VEH-0003 | Vehicle, Cart 3 wheel | FCL-MCS-7 | Vehicle,Unlicensed | Vehicle |  | VEH | cart
44126 | FCL-GRK-VEH-0003-SU | Vehicle, Cart D 3 wheel | FCL-MCS-7 | Groundskeeping | Vehicle | 33388 | VEH | cart
44127 | FCL-GRK-VEH-0003-SU | Vehicle, Cart D 3 wheel | FCL-MCS-CRN | Groundskeeping | Vehicle | 33388 | VEH | cart
44128 | FCL-GRK-VEH-0003-SU | Vehicle, Cart D 3 wheel | FCL-OBSOLETE | Groundskeeping | Vehicle | 33388 | VEH | cart
44129 | FCL-GRK-VEH-0004 | Vehicle, Cart 3 wheel | FCL-MCS-7 | Vehicle,Unlicensed | Vehicle |  | VEH | cart
44130 | FCL-GRK-VEH-0004-SU | Vehicle, Cart E 3 wheel | FCL-MCS-7 | Groundskeeping | Vehicle | 33389 | VEH | cart
44131 | FCL-GRK-VEH-0004-SU | Vehicle, Cart E 3 wheel | FCL-OBSOLETE | Groundskeeping | Vehicle | 33389 | VEH | cart
44132 | FCL-GRK-VEH-0006 | Vehicle, Cart 3 wheel | FCL-MCS-7 | Vehicle,Unlicensed | Vehicle |  | VEH | cart
9552 | DOS-YCM-VEH-416001 | 2002 SEASWIRL OUTBOARD - Vehicle Unit# 416001 | FAC-YCM-VEH | Vehicle,Licensed | Vehicle |  | VEH | http://www.toronto.ca/TWONTO#boat
9566 | DOS-YCM-VEH-TRL | EQUIPMENT-LICENSED-Vehicle Trainlers | FAC-YCM-VEH | Vehicle,Licensed | Vehicle |  |  | http://www.toronto.ca/TWONTO#collection_of_assets
9806 | FAC-YCM-VEH | EQUIPMENT-LICENSED | FAC-YCM-EQUIP | Vehicle,Licensed | Vehicle |  |  | http://www.toronto.ca/TWONTO#collection_of_assets
51616 | TAB-GRK-VEH | Vehicles - All-Terrain | TAB-VEH | Vehicle,Unlicensed | Vehicle |  |  | http://www.toronto.ca/TWONTO#collection_of_assets
58597 | TAB-VEH | Fleet and Mobile Equipment | TAB-WORK-AREA-7 |  | Vehicle |  |  | http://www.toronto.ca/TWONTO#collection_of_assets
58598 | TAB-VEH | Fleet and Mobile Equipment | TAB-WORK-AREA-WWPW |  | Vehicle |  |  | http://www.toronto.ca/TWONTO#collection_of_assets
78928 | THR-GRK-GQ-WA1 | Building & Grounds Equipment, Work Area 1 | THR-GRK-WA1 |  | Vehicle |  |  | http://www.toronto.ca/TWONTO#collection_of_assets
78929 | THR-GRK-GQ-WA3 | Building & Grounds Equipment, Work Area 3 | THR-GRK-WA3 |  | Vehicle |  |  | http://www.toronto.ca/TWONTO#collection_of_assets
98658 | FIS-VEH | Vehicles & Mobile Equipment | FIS-MCS |  | Vehicle |  |  | http://www.toronto.ca/TWONTO#collection_of_assets
113555 | TAB-GRK-VEH2 | Vehicles - Loaders and Multi-Purpose | TAB-VEH | Vehicle,Unlicensed | Vehicle |  |  | http://www.toronto.ca/TWONTO#collection_of_assets
136522 | THR-GRK-GQ-WA2 | Building & Grounds Equipment, Work Area 2 | THR-GRK-WA2 |  | Vehicle |  |  | http://www.toronto.ca/TWONTO#collection_of_assets
136523 | THR-GRK-GQ-WA4 | Building & Grounds Equipment, Work Area 4 | THR-GRK-WA4 |  | Vehicle |  |  | http://www.toronto.ca/TWONTO#collection_of_assets
217 | 329007SUS | Forklift, Propane, Hyster H65XM, WA-9 | TAB-GRK-VEH2 | Forklift,Propane | Vehicle | 46838 |  | http://www.toronto.ca/TWONTO#forklift
218 | 329007SUS | Forklift, Propane, Hyster H65XM, WA-9 | TAB-SUSPENDED ENTITY | Forklift,Propane | Vehicle | 46838 |  | http://www.toronto.ca/TWONTO#forklift
265 | 329007SUS | Forklift, Propane, Hyster H65XM, WA-9 | TAB-MCS-CRN | Forklift,Propane | Vehicle | 46838 |  | http://www.toronto.ca/TWONTO#forklift
266 | 329008SUS | Forklift, Propane, Hyster H65XM, WA-3 | TAB-GRK-VEH2 | Forklift,Propane | Vehicle | 46839 |  | http://www.toronto.ca/TWONTO#forklift
267 | 329008SUS | Forklift, Propane, Hyster H65XM, WA-3 | TAB-MCS-CRN | Forklift,Propane | Vehicle | 46839 |  | http://www.toronto.ca/TWONTO#forklift
268 | 329008SUS | Forklift, Propane, Hyster H65XM, WA-3 | TAB-SUSPENDED ENTITY | Forklift,Propane | Vehicle | 46839 |  | http://www.toronto.ca/TWONTO#forklift
9069 | COL-YKP-VEH-0100 | Forklift, Hyster H70FT, P177V10491S | COL-YKP | Vehicle,Unlicensed | Vehicle |  | VEH | http://www.toronto.ca/TWONTO#forklift
9541 | DOS-YCM-VEH-329010 | 2002 YALE GLP050RG - Vehicle Unit# 329010 | FAC-YCM-VEH | Vehicle,Licensed | Vehicle |  | VEH | http://www.toronto.ca/TWONTO#forklift
13711 | FCL-GRK-VEH-0002 | Vehicle, Forklift | FCL-MCS-7 | Vehicle,Unlicensed | Vehicle |  | VEH | http://www.toronto.ca/TWONTO#forklift
13712 | FCL-GRK-VEH-0002 | Vehicle, Forklift | FCL-SES | Vehicle,Unlicensed | Vehicle |  | VEH | http://www.toronto.ca/TWONTO#forklift
18806 | FHA-GRK-VEH-0201 | Vehicle, Forklift, Plant | FHA-MCS-VEH | Groundskeeping | Vehicle |  | VEH | http://www.toronto.ca/TWONTO#forklift
27139 | DOS-YCM-LD-VEH20084Z | Forklift in storeroom - Vehicle Unit# A875B20084Z | FAC-YCM-VEH | Forklift,Propane | Vehicle |  |  | http://www.toronto.ca/TWONTO#forklift
40897 | PE1041SUS | Forklift, Electric, Primemover PMX-1 | TAB-MCS-CRN | Forklift,Electric | Vehicle | 47471 |  | http://www.toronto.ca/TWONTO#forklift
40898 | PE1043SUS | Forklift, Electric, Walk Behind, Clark HWP40B | TAB-SUSPENDED ENTITY | Forklift,Electric | Vehicle | 47475 |  | http://www.toronto.ca/TWONTO#forklift
40899 | PE1067SUS | Forklift, Gas/Propane Dual Fuel, Caterpillar, GP30 | TAB-MCS-CRN | Forklift,Gas/Propane Dual Fuel | Vehicle | 47470 |  | http://www.toronto.ca/TWONTO#forklift
51626 | TAB-GRK-VEH-329006SUS | Forklift, Electric, Indoor Tires, Hyster E50XM2-27, WA-3 | TAB-MCS-CRN | Forklift,Electric | Vehicle | 47576 | VEH | http://www.toronto.ca/TWONTO#forklift
51627 | TAB-GRK-VEH-329006SUS | Forklift, Electric, Indoor Tires, Hyster E50XM2-27, WA-3 | TAB-SUSPENDED ENTITY | Forklift,Electric | Vehicle | 47576 | VEH | http://www.toronto.ca/TWONTO#forklift
51628 | TAB-GRK-VEH-329030 | Forklift, Electric, Indoor Tires, No 35, Hyster N35ZRS - 14.5 | TAB-GRK-VEH2 | Forklift,Electric | Vehicle |  | VEH | http://www.toronto.ca/TWONTO#forklift
51629 | TAB-GRK-VEH-329030 | Forklift, Electric, Indoor Tires, No 35, Hyster N35ZRS - 14.5 | TAB-MCS-CRN | Forklift,Electric | Vehicle |  | VEH | http://www.toronto.ca/TWONTO#forklift
51630 | TAB-GRK-VEH-329051 | Forklift, Propane, Hyster , WA-4 | TAB-GRK-VEH2 | Forklift,Propane | Vehicle |  | VEH | http://www.toronto.ca/TWONTO#forklift
51631 | TAB-GRK-VEH-329059 | Forklift, Propane, CAT , WA-7 | TAB-GRK-VEH2 | Forklift,Propane | Vehicle |  | VEH | http://www.toronto.ca/TWONTO#forklift
51632 | TAB-GRK-VEH-329060 | Forklift, Propane, CAT , TNT | TAB-GRK-VEH2 | Forklift,Propane | Vehicle |  | VEH | http://www.toronto.ca/TWONTO#forklift
51633 | TAB-GRK-VEH-329077 | Forklift, Propane, CAT , SOPS | TAB-GRK-VEH2 | Forklift,Propane | Vehicle |  | VEH | http://www.toronto.ca/TWONTO#forklift
51710 | TAB-GRK-VEH-PE1040 | Forklift, Electric, Walk Behind, Multiton, WM30 27X48, WA-5 | TAB-MCS-CRN | Forklift,Electric | Vehicle |  |  | http://www.toronto.ca/TWONTO#forklift
61785 | FHA-GRK-VEH-0201 | Vehicle, Forklift, Plant | FHA-GRK-PRTY-0002 | Groundskeeping | Vehicle |  | VEH | http://www.toronto.ca/TWONTO#forklift
66856 | THC-GRK-VEH-329027 | Vehicle, 2008 Clark C35L Fork Lift (WA3) | THC-GRK-VEHICLES | Forklift,Gas/Propane Dual Fuel | Vehicle | 43531 | VEH | http://www.toronto.ca/TWONTO#forklift
78986 | THR-GRK-VEH-0555 | Fork Lift, Clark, ZP-555, Unlicensed, Work Area 4 (SUSPENDED) | THR-GRK-GQ-WA4 | Vehicle,Unlicensed | Vehicle | 35623 | VEH | http://www.toronto.ca/TWONTO#forklift
78989 | THR-GRK-VEH-329011S | Fork Lift, Yale, ZP-712, Digester 9 Loading Bay, WA1 | THR-GRK-GQ-WA1 | Forklift,Gas/Propane Dual Fuel | Vehicle | 38728 | VEH | http://www.toronto.ca/TWONTO#forklift
79005 | THR-GRK-ZP-712 | Fork Lift, Yale, Unlicensed | THR-GRK-GQ-WA3 | Vehicle,Unlicensed | Vehicle |  | ZP | http://www.toronto.ca/TWONTO#forklift
79006 | THR-GRK-ZP-712 | Fork Lift, Yale, Unlicensed | THR-GRK-WA3 | Vehicle,Unlicensed | Vehicle |  | ZP | http://www.toronto.ca/TWONTO#forklift
84481 | TNT-GRK-VEH-0003SUS | Fork Lift, Hyster 65, WA-9 | TNT-GRK | Vehicle,Unlicensed | Vehicle | 47502 | VEH | http://www.toronto.ca/TWONTO#forklift
97353 | FIS-GRK-VEH-0103 | Forklift | FIS-VEH | Forklift,Propane | Vehicle |  | VEH | http://www.toronto.ca/TWONTO#forklift
105194 | PE1041SUS | Forklift, Electric, Primemover PMX-1 | TAB-SUSPENDED ENTITY | Forklift,Electric | Vehicle | 47471 |  | http://www.toronto.ca/TWONTO#forklift
105195 | PE1043SUS | Forklift, Electric, Walk Behind, Clark HWP40B | TAB-MCS-CRN | Forklift,Electric | Vehicle | 47475 |  | http://www.toronto.ca/TWONTO#forklift
105196 | PE1067SUS | Forklift, Gas/Propane Dual Fuel, Caterpillar, GP30 | TAB-GRK-VEH2 | Forklift,Gas/Propane Dual Fuel | Vehicle | 47470 |  | http://www.toronto.ca/TWONTO#forklift
105197 | PE1067SUS | Forklift, Gas/Propane Dual Fuel, Caterpillar, GP30 | TAB-SUSPENDED ENTITY | Forklift,Gas/Propane Dual Fuel | Vehicle | 47470 |  | http://www.toronto.ca/TWONTO#forklift
113522 | TAB-GRK-VEH-329006SUS | Forklift, Electric, Indoor Tires, Hyster E50XM2-27, WA-3 | TAB-GRK-VEH2 | Forklift,Electric | Vehicle | 47576 | VEH | http://www.toronto.ca/TWONTO#forklift
113523 | TAB-GRK-VEH-329046 | Forklift, Propane, Hyster , WA-7 | TAB-GRK-VEH2 | Forklift,Propane | Vehicle |  | VEH | http://www.toronto.ca/TWONTO#forklift
113524 | TAB-GRK-VEH-329062 | Forklift, Propane, WWPW | TAB-GRK-VEH2 | Forklift,Propane | Vehicle |  | VEH | http://www.toronto.ca/TWONTO#forklift
113551 | TAB-GRK-VEH-PE1040 | Forklift, Electric, Walk Behind, Multiton, WM30 27X48, WA-5 | TAB-GRK-VEH2 | Forklift,Electric | Vehicle |  |  | http://www.toronto.ca/TWONTO#forklift
113552 | TAB-GRK-VEH-PE1042 | Forklift, Electric, Walk Behind, Crown 30WBTL, WA-3 | TAB-GRK-VEH2 | Forklift,Electric | Vehicle |  |  | http://www.toronto.ca/TWONTO#forklift
113553 | TAB-GRK-VEH-PE1042 | Forklift, Electric, Walk Behind, Crown 30WBTL, WA-3 | TAB-MCS-CRN | Forklift,Electric | Vehicle |  |  | http://www.toronto.ca/TWONTO#forklift
125880 | THC-GRK-VEH-329073 | Vehicle, Model 2EPC6000 Fork Lift (WA3) | THC-GRK-VEHICLES | Forklift,Gas/Propane Dual Fuel | Vehicle |  | VEH | http://www.toronto.ca/TWONTO#forklift
136569 | THR-GRK-VEH-0555 | Fork Lift, Clark, ZP-555, Unlicensed, Work Area 4 (SUSPENDED) | THR-GRK-VEH-378138 | Vehicle,Unlicensed | Vehicle | 35623 | VEH | http://www.toronto.ca/TWONTO#forklift
136575 | THR-GRK-VEH-329009S | Fork Lift, Toyota, ZP-711, Unlicensed, WA3 | THR-GRK-GQ-WA3 | Forklift,Gas/Propane Dual Fuel | Vehicle | 38727 | VEH | http://www.toronto.ca/TWONTO#forklift
136576 | THR-GRK-VEH-329045 | Fork Lift, HYSTER50, , Unlicensed, WA1 | THR-GRK-GQ-WA3 | Forklift,Gas/Propane Dual Fuel | Vehicle |  | VEH | http://www.toronto.ca/TWONTO#forklift
136577 | THR-GRK-VEH-329053 | Fork Lift, HYSTER, H90FT, Unlicensed, WA3 | THR-GRK-GQ-WA3 | Forklift,Gas/Propane Dual Fuel | Vehicle |  | VEH | http://www.toronto.ca/TWONTO#forklift
140650 | TNT-GRK-VEH-0003SUS | Fork Lift, Hyster 65, WA-9 | TAB-SUSPENDED ENTITY | Vehicle,Unlicensed | Vehicle | 47502 | VEH | http://www.toronto.ca/TWONTO#forklift
127 | 378062 | Polaris, Gator 4X2, WA-7 | TAB-SUSPENDED ENTITY | Vehicle,Unlicensed | Vehicle | 35277 |  | http://www.toronto.ca/TWONTO#golf_cart | UTV or golf cart
162 | 378062 | Polaris, Gator 4X2, WA-7 | TAB-GRK-VEH | Vehicle,Unlicensed | Vehicle | 35277 |  | http://www.toronto.ca/TWONTO#golf_cart
222 | 378118SUS | John Deere, Gator 4X2, WA-1 | TAB-GRK-VEH | Vehicle,Unlicensed | Vehicle | 35274 |  | http://www.toronto.ca/TWONTO#golf_cart
223 | 378118SUS | John Deere, Gator 4X2, WA-1 | TAB-SUSPENDED ENTITY | Vehicle,Unlicensed | Vehicle | 35274 |  | http://www.toronto.ca/TWONTO#golf_cart
224 | 378119SUS | John Deere, Gator 4X2, WA-8 | TAB-GRK-VEH | Vehicle,Unlicensed | Vehicle | 35275 |  | http://www.toronto.ca/TWONTO#golf_cart
225 | 378120SUS | John Deere, Gator 4X2, WWPW | TAB-SUSPENDED ENTITY | Vehicle,Unlicensed | Vehicle | 46845 |  | http://www.toronto.ca/TWONTO#golf_cart
226 | 378121SUS | John Geere, Gator 4X2, WA-6 | TAB-SUSPENDED ENTITY | Vehicle,Unlicensed | Vehicle | 46868 |  | http://www.toronto.ca/TWONTO#golf_cart
227 | 378122SUS | John Deere, Gator 4X2, WA-7 | TAB-GRK-VEH | Vehicle,Unlicensed | Vehicle | 35271 |  | http://www.toronto.ca/TWONTO#golf_cart
228 | 378123SUS | John Deere, Gator 4X2, WA-5 | TAB-GRK-VEH | Vehicle,Unlicensed | Vehicle | 47469 |  | http://www.toronto.ca/TWONTO#golf_cart
229 | 378161SUS | Kubota- WA3 | TAB-GRK-VEH | Vehicle,Unlicensed | Vehicle | 46869 |  | http://www.toronto.ca/TWONTO#golf_cart
230 | 378162SUS | Kubota- WA2 | TAB-GRK-VEH | Vehicle,Unlicensed | Vehicle | 47465 |  | http://www.toronto.ca/TWONTO#golf_cart
231 | 378163SUS | Vehicle, Utility, Kubota RTV 900 - WA4 | TAB-GRK-VEH | Vehicle,Unlicensed | Vehicle | 46879 |  | http://www.toronto.ca/TWONTO#golf_cart
232 | 378167SUS | Kubota-WA5 | TAB-SUSPENDED ENTITY | Vehicle,Unlicensed | Vehicle | 46880 |  | http://www.toronto.ca/TWONTO#golf_cart
233 | 378168SUS | Kubota-WA1 | TAB-SUSPENDED ENTITY | Vehicle,Unlicensed | Vehicle | 47472 |  | http://www.toronto.ca/TWONTO#golf_cart
234 | 378169SUS | Kubota-WA5 | TAB-GRK-VEH | Vehicle,Unlicensed | Vehicle | 46881 |  | http://www.toronto.ca/TWONTO#golf_cart
235 | 378171SUS | Kubota-WA7 | TAB-GRK-VEH | Vehicle,Unlicensed | Vehicle | 46883 |  | http://www.toronto.ca/TWONTO#golf_cart
236 | 378172SUS | Kubota-WA7 | TAB-GRK-VEH | Vehicle,Unlicensed | Vehicle | 46884 |  | http://www.toronto.ca/TWONTO#golf_cart
237 | 378172SUS | Kubota-WA7 | TAB-SUSPENDED ENTITY | Vehicle,Unlicensed | Vehicle | 46884 |  | http://www.toronto.ca/TWONTO#golf_cart
238 | 378173SUS | Kubota-WA7 | TAB-SUSPENDED ENTITY | Vehicle,Unlicensed | Vehicle | 47409 |  | http://www.toronto.ca/TWONTO#golf_cart
239 | 378176SUS | John Deere, Gator 4X2, WA-7 | TAB-GRK-VEH | Vehicle,Unlicensed | Vehicle | 47410 |  | http://www.toronto.ca/TWONTO#golf_cart
240 | 378177SUS | John Deere, Gator 4X2, WA9 | TAB-GRK-VEH | Vehicle,Unlicensed | Vehicle | 47411 |  | http://www.toronto.ca/TWONTO#golf_cart
243 | 378322SUS | Kubota- 1100 Series - WA7 | TAB-SUSPENDED ENTITY | Vehicle,Unlicensed | Vehicle |  |  | http://www.toronto.ca/TWONTO#golf_cart
271 | 378119SUS | John Deere, Gator 4X2, WA-8 | TAB-SUSPENDED ENTITY | Vehicle,Unlicensed | Vehicle | 35275 |  | http://www.toronto.ca/TWONTO#golf_cart
272 | 378120SUS | John Deere, Gator 4X2, WWPW | TAB-GRK-VEH | Vehicle,Unlicensed | Vehicle | 46845 |  | http://www.toronto.ca/TWONTO#golf_cart
273 | 378121SUS | John Geere, Gator 4X2, WA-6 | TAB-GRK-VEH | Vehicle,Unlicensed | Vehicle | 46868 |  | http://www.toronto.ca/TWONTO#golf_cart
274 | 378122SUS | John Deere, Gator 4X2, WA-7 | TAB-SUSPENDED ENTITY | Vehicle,Unlicensed | Vehicle | 35271 |  | http://www.toronto.ca/TWONTO#golf_cart
275 | 378123SUS | John Deere, Gator 4X2, WA-5 | TAB-SUSPENDED ENTITY | Vehicle,Unlicensed | Vehicle | 47469 |  | http://www.toronto.ca/TWONTO#golf_cart
276 | 378161SUS | Kubota- WA3 | TAB-SUSPENDED ENTITY | Vehicle,Unlicensed | Vehicle | 46869 |  | http://www.toronto.ca/TWONTO#golf_cart
277 | 378162SUS | Kubota- WA2 | TAB-SUSPENDED ENTITY | Vehicle,Unlicensed | Vehicle | 47465 |  | http://www.toronto.ca/TWONTO#golf_cart
278 | 378163SUS | Vehicle, Utility, Kubota RTV 900 - WA4 | TAB-SUSPENDED ENTITY | Vehicle,Unlicensed | Vehicle | 46879 |  | http://www.toronto.ca/TWONTO#golf_cart
279 | 378167SUS | Kubota-WA5 | TAB-GRK-VEH | Vehicle,Unlicensed | Vehicle | 46880 |  | http://www.toronto.ca/TWONTO#golf_cart
280 | 378168SUS | Kubota-WA1 | TAB-GRK-VEH | Vehicle,Unlicensed | Vehicle | 47472 |  | http://www.toronto.ca/TWONTO#golf_cart
281 | 378169SUS | Kubota-WA5 | TAB-SUSPENDED ENTITY | Vehicle,Unlicensed | Vehicle | 46881 |  | http://www.toronto.ca/TWONTO#golf_cart
282 | 378170SUS | Kubota-WA6 | TAB-GRK-VEH | Vehicle,Unlicensed | Vehicle | 46882 |  | http://www.toronto.ca/TWONTO#golf_cart
283 | 378170SUS | Kubota-WA6 | TAB-SUSPENDED ENTITY | Vehicle,Unlicensed | Vehicle | 46882 |  | http://www.toronto.ca/TWONTO#golf_cart
284 | 378171SUS | Kubota-WA7 | TAB-SUSPENDED ENTITY | Vehicle,Unlicensed | Vehicle | 46883 |  | http://www.toronto.ca/TWONTO#golf_cart
285 | 378173SUS | Kubota-WA7 | TAB-GRK-VEH | Vehicle,Unlicensed | Vehicle | 47409 |  | http://www.toronto.ca/TWONTO#golf_cart
286 | 378176SUS | John Deere, Gator 4X2, WA-7 | TAB-SUSPENDED ENTITY | Vehicle,Unlicensed | Vehicle | 47410 |  | http://www.toronto.ca/TWONTO#golf_cart
287 | 378177SUS | John Deere, Gator 4X2, WA9 | TAB-SUSPENDED ENTITY | Vehicle,Unlicensed | Vehicle | 47411 |  | http://www.toronto.ca/TWONTO#golf_cart
292 | 378322SUS | Kubota- 1100 Series - WA7 | TAB-GRK-VEH | Vehicle,Unlicensed | Vehicle |  |  | http://www.toronto.ca/TWONTO#golf_cart
293 | 378323SUS | Kubota- 1100 Series - WA7 | TAB-GRK-VEH | Vehicle,Unlicensed | Vehicle | 40175 |  | http://www.toronto.ca/TWONTO#golf_cart
294 | 378323SUS | Kubota- 1100 Series - WA7 | TAB-SUSPENDED ENTITY | Vehicle,Unlicensed | Vehicle | 40175 |  | http://www.toronto.ca/TWONTO#golf_cart
9534 | DOS-YCM-VEH-324021 | 2015 JOHN DDERE 318E - Vehicle Unit# 324021 | FAC-YCM-VEH | Vehicle,Licensed | Vehicle |  | VEH | http://www.toronto.ca/TWONTO#golf_cart
9535 | DOS-YCM-VEH-324022 | 2015 JOHN DDERE 318E - Vehicle Unit# 324022 | FAC-YCM-VEH | Vehicle,Licensed | Vehicle |  | VEH | http://www.toronto.ca/TWONTO#golf_cart
9536 | DOS-YCM-VEH-324023 | 2016 JOHN DDERE 318G - Vehicle Unit# 324023 | FAC-YCM-VEH | Vehicle,Licensed | Vehicle |  | VEH | http://www.toronto.ca/TWONTO#golf_cart
9545 | DOS-YCM-VEH-378118 | 2008 JOHN DDERE GATOR HPX - Vehicle Unit# 378118 | FAC-YCM-VEH | Vehicle,Licensed | Vehicle |  | VEH | http://www.toronto.ca/TWONTO#golf_cart
9546 | DOS-YCM-VEH-378136 | 2008 JOHN DDERE TH6X4 - Vehicle Unit# 378136 | FAC-YCM-VEH | Vehicle,Licensed | Vehicle |  | VEH | http://www.toronto.ca/TWONTO#golf_cart
9547 | DOS-YCM-VEH-378186 | 2011 JOHN DDERE 6X4 GATOR - Vehicle Unit# 378186 | FAC-YCM-VEH | Vehicle,Licensed | Vehicle |  | VEH | http://www.toronto.ca/TWONTO#golf_cart
9548 | DOS-YCM-VEH-378187 | 2011 JOHN DDERE 6X4 GATOR - Vehicle Unit# 378187 | FAC-YCM-VEH | Vehicle,Licensed | Vehicle |  | VEH | http://www.toronto.ca/TWONTO#golf_cart
18807 | FHA-GRK-VEH-0401 | Vehicle, Golf Cart, Carryall 2 Club Card, Plant | FHA-MCS-VEH | Groundskeeping | Vehicle |  | VEH | http://www.toronto.ca/TWONTO#golf_cart
26364 | COL-YKP-VEH-378300 | Vehicle, Truck #378300 (POLARIS) | COL-YKP | Vehicle,Licensed | Vehicle |  | VEH | http://www.toronto.ca/TWONTO#golf_cart
26437 | FHO-GRK-VEH-0101 | Tractor | FHO-GRK-PRTY-0002 | Vehicle,Unlicensed | Vehicle |  | VEH | http://www.toronto.ca/TWONTO#golf_cart
26479 | FHO-MCS-GQ-0101 SUSP | Floor Polisher | FHO-GRK-PRTY-0001 | Floor maintenance,Polisher | Vehicle | 35627 | GQ | http://www.toronto.ca/TWONTO#golf_cart | ?
27187 | DOS-YCM-VEH-378109 | 2007 JOHN DDERE 850D - Vehicle Unit# 378109 | FAC-YCM-VEH | Vehicle,Licensed | Vehicle |  | VEH | http://www.toronto.ca/TWONTO#golf_cart
27188 | DOS-YCM-VEH-382003 | 2010 ARGO 750EFI - Vehicle Unit# 382003 | FAC-YCM-VEH | Vehicle,Licensed | Vehicle |  | VEH | http://www.toronto.ca/TWONTO#golf_cart
31402 | FIS-GRK-VEH-0101-SUS | Tractor | FIS-MCS | Vehicle,Unlicensed | Vehicle | 38270 | VEH | http://www.toronto.ca/TWONTO#golf_cart
31403 | FIS-GRK-VEH-0104 | GATOR, Machine Shop | FIS-VEH | Vehicle,Unlicensed | Vehicle |  | VEH | http://www.toronto.ca/TWONTO#golf_cart
51624 | TAB-GRK-VEH-323088 | Tractor, Case, Front-End Loader | TAB-GRK-VEH1 | Vehicle,Licensed | Vehicle |  | VEH | http://www.toronto.ca/TWONTO#golf_cart
51625 | TAB-GRK-VEH-323088 | Tractor, Case, Front-End Loader | TAB-GRK-VEH2 | Vehicle,Licensed | Vehicle |  | VEH | http://www.toronto.ca/TWONTO#golf_cart
51683 | TAB-GRK-VEH-378213SUS | John Deere, Gator 6X4, WA-4 | TAB-SUSPENDED ENTITY | Vehicle,Unlicensed | Vehicle | 47466 | VEH | http://www.toronto.ca/TWONTO#golf_cart
51684 | TAB-GRK-VEH-378213SUS | John Deere, Gator 6X4, WA-4 | TNT-GRK | Vehicle,Unlicensed | Vehicle | 47466 | VEH | http://www.toronto.ca/TWONTO#golf_cart
51685 | TAB-GRK-VEH-378214SUS | John Deere, Gator 6X4, WA-2 | TAB-GRK-VEH | Vehicle,Unlicensed | Vehicle | 47501 | VEH | http://www.toronto.ca/TWONTO#golf_cart
51686 | TAB-GRK-VEH-378214SUS | John Deere, Gator 6X4, WA-2 | TNT-GRK | Vehicle,Unlicensed | Vehicle | 47501 | VEH | http://www.toronto.ca/TWONTO#golf_cart
51687 | TAB-GRK-VEH-378215SUS | John Deere, Gator 6X4, WA-3 | TAB-GRK | Vehicle,Unlicensed | Vehicle | 47467 | VEH | http://www.toronto.ca/TWONTO#golf_cart
51688 | TAB-GRK-VEH-378215SUS | John Deere, Gator 6X4, WA-3 | TAB-SUSPENDED ENTITY | Vehicle,Unlicensed | Vehicle | 47467 | VEH | http://www.toronto.ca/TWONTO#golf_cart
51689 | TAB-GRK-VEH-378255 | Polaris, Ranger, LIMM | TAB-GRK | Vehicle,Unlicensed | Vehicle |  | VEH | http://www.toronto.ca/TWONTO#golf_cart
51690 | TAB-GRK-VEH-378255 | Polaris, Ranger, LIMM | TAB-GRK-VEH | Vehicle,Unlicensed | Vehicle |  | VEH | http://www.toronto.ca/TWONTO#golf_cart
51691 | TAB-GRK-VEH-378256 | Polaris, Ranger, LEICT | TAB-GRK-VEH | Vehicle,Unlicensed | Vehicle |  | VEH | http://www.toronto.ca/TWONTO#golf_cart
51692 | TAB-GRK-VEH-378258 | Polaris, Ranger, WA-7 | TAB-GRK | Vehicle,Unlicensed | Vehicle |  | VEH | http://www.toronto.ca/TWONTO#golf_cart
51693 | TAB-GRK-VEH-378258 | Polaris, Ranger, WA-7 | TAB-GRK-VEH | Vehicle,Unlicensed | Vehicle |  | VEH | http://www.toronto.ca/TWONTO#golf_cart
51694 | TAB-GRK-VEH-378272 | Polaris, SEICT | TAB-GRK-VEH | Vehicle,Unlicensed | Vehicle |  | VEH | http://www.toronto.ca/TWONTO#golf_cart
51695 | TAB-GRK-VEH-378294 | Vehicle, Utility, Electric, WA 8 | TAB-GRK-VEH | Vehicle,Unlicensed | Vehicle |  | VEH | http://www.toronto.ca/TWONTO#golf_cart
51696 | TAB-GRK-VEH-378295 | Vehicle, Utility, Electric, WA 8 | TAB-GRK-VEH | Vehicle,Unlicensed | Vehicle |  | VEH | http://www.toronto.ca/TWONTO#golf_cart
51697 | TAB-GRK-VEH-378305 | Kubota, RTV | TAB-GRK-VEH | Vehicle,Unlicensed | Vehicle |  | VEH | http://www.toronto.ca/TWONTO#golf_cart
51698 | TAB-GRK-VEH-378306 | Kubota-LIMM | TAB-GRK-VEH | Vehicle,Unlicensed | Vehicle |  | VEH | http://www.toronto.ca/TWONTO#golf_cart
51699 | TAB-GRK-VEH-378307 | Kubota-LEICT | TAB-GRK-VEH | Vehicle,Unlicensed | Vehicle |  | VEH | http://www.toronto.ca/TWONTO#golf_cart
51700 | TAB-GRK-VEH-378321 | Kubota- 1100 Series - WA7 | TAB-GRK-VEH | Vehicle,Unlicensed | Vehicle |  | VEH | http://www.toronto.ca/TWONTO#golf_cart
51701 | TAB-GRK-VEH-378322 | Kubota | TAB-GRK-VEH | Vehicle,Unlicensed | Vehicle |  | VEH | http://www.toronto.ca/TWONTO#golf_cart
51702 | TAB-GRK-VEH-378323 | Kubota | TAB-GRK-VEH | Vehicle,Unlicensed | Vehicle |  | VEH | http://www.toronto.ca/TWONTO#golf_cart
51703 | TAB-GRK-VEH-378325 | Kubota- 1100 Series - WA7 | TAB-GRK-VEH | Vehicle,Unlicensed | Vehicle |  | VEH | http://www.toronto.ca/TWONTO#golf_cart
51704 | TAB-GRK-VEH-378325SUS | KUBOTA RTVX1100C 4X4 | TAB-GRK-VEH | Vehicle,Unlicensed | Vehicle | 47464 | VEH | http://www.toronto.ca/TWONTO#golf_cart
51705 | TAB-GRK-VEH-378330 | John Deere, Gator 4X4, CAP | TAB-GRK-VEH | Vehicle,Unlicensed | Vehicle |  | VEH | http://www.toronto.ca/TWONTO#golf_cart
51706 | TAB-GRK-VEH-378334 | John Deere, Gator 4X4, SIMM1 | TAB-GRK-VEH | Vehicle,Unlicensed | Vehicle |  | VEH | http://www.toronto.ca/TWONTO#golf_cart
51707 | TAB-GRK-VEH-378394 | John Deere, Gator 4X4, SIMM | TAB-GRK-VEH | Vehicle,Unlicensed | Vehicle |  | VEH | http://www.toronto.ca/TWONTO#golf_cart
51708 | TAB-GRK-VEH-378398 | John Deere, Gator 4X4, SOPS | TAB-GRK-VEH | Vehicle,Unlicensed | Vehicle |  | VEH | http://www.toronto.ca/TWONTO#golf_cart
51709 | TAB-GRK-VEH-378399SUS | John Deere, Gator 4X4, LIMM | TAB-GRK-VEH | Vehicle,Unlicensed | Vehicle | 47468 | VEH | http://www.toronto.ca/TWONTO#golf_cart
61787 | FHA-GRK-VEH-0501 | FHA-FLT-SW-0101 - Bin Carier (TUG) | FHA-MCS-VEH | Groundskeeping | Vehicle |  | VEH | http://www.toronto.ca/TWONTO#golf_cart
66852 | THC-GRK-VEH-319069 | Vehicle, Tractor (WA3) | THC-GRK-VEHICLES | Vehicle,Unlicensed | Vehicle | 35860 | VEH | http://www.toronto.ca/TWONTO#golf_cart
66853 | THC-GRK-VEH-319069 | Vehicle, Tractor (WA3) | THC-SUSPENDED | Vehicle,Unlicensed | Vehicle | 35860 | VEH | http://www.toronto.ca/TWONTO#golf_cart
66858 | THC-GRK-VEH-378032 | Vehicle, John Deere Gator (WA4) | THC-GRK-VEHICLES | Vehicle,Unlicensed | Vehicle |  | VEH | http://www.toronto.ca/TWONTO#golf_cart
66859 | THC-GRK-VEH-378067 | Vehicle, Personal Carrier, Gator (Diesel, Lab Team 3) | THC-GRK-VEHICLES | Vehicle,Unlicensed | Vehicle | 40160 | VEH | http://www.toronto.ca/TWONTO#golf_cart
66860 | THC-GRK-VEH-378068 | Vehicle, Personal Carrier, Gator(T/S) (WA4 mech) | THC-GRK-VEHICLES | Vehicle,Unlicensed | Vehicle | 34874 | VEH | http://www.toronto.ca/TWONTO#golf_cart
66861 | THC-GRK-VEH-378069 | Vehicle, Personal Carrier, Gator(T/S) (WA3 mech) | THC-GRK-VEHICLES | Vehicle,Unlicensed | Vehicle | 34875 | VEH | http://www.toronto.ca/TWONTO#golf_cart
66862 | THC-GRK-VEH-378070 | Vehicle, Personal Carrier, Gator (T/S) (WA4 elect) | THC-GRK-VEHICLES | Vehicle,Unlicensed | Vehicle | 34876 | VEH | http://www.toronto.ca/TWONTO#golf_cart
66863 | THC-GRK-VEH-378070 | Vehicle, Personal Carrier, Gator (T/S) (WA4 elect) | THC-SUSPENDED | Vehicle,Unlicensed | Vehicle | 34876 | VEH | http://www.toronto.ca/TWONTO#golf_cart
66864 | THC-GRK-VEH-378071 | Vehicle, Personal Carrier, Gator (WA2 OPS) | THC-SUSPENDED | Vehicle,Unlicensed | Vehicle | 34913 | VEH | http://www.toronto.ca/TWONTO#golf_cart
66865 | THC-GRK-VEH-378085 | Vehicle, Personal Carrier, Kubota (WA2 mech) | THC-GRK-VEHICLES | Vehicle,Unlicensed | Vehicle | 34914 | VEH | http://www.toronto.ca/TWONTO#golf_cart
66866 | THC-GRK-VEH-378086 | Vehicle, Personal Carrier, Kubota (WA1) | THC-GRK-VEHICLES | Vehicle,Unlicensed | Vehicle | 34915 | VEH | http://www.toronto.ca/TWONTO#golf_cart
66867 | THC-GRK-VEH-378158 | Vehicle, Personal Carrier, Kubota (WA3 elect) | THC-GRK-VEHICLES | Vehicle,Unlicensed | Vehicle | 40162 | VEH | http://www.toronto.ca/TWONTO#golf_cart
66868 | THC-GRK-VEH-378159 | Vehicle, Personal Carrier, Kubota (WA2 mech) | THC-SUSPENDED | Vehicle,Unlicensed | Vehicle | 35408 | VEH | http://www.toronto.ca/TWONTO#golf_cart
66869 | THC-GRK-VEH-378161 | Vehicle, Personal Carrier, Kubota | THC-GRK-VEHICLES | Vehicle,Unlicensed | Vehicle | 40163 | VEH | http://www.toronto.ca/TWONTO#golf_cart
66870 | THC-GRK-VEH-378165 | Vehicle, Personal Carrier, Kubota (WA3) | THC-GRK-VEHICLES | Vehicle,Unlicensed | Vehicle | 40164 | VEH | http://www.toronto.ca/TWONTO#golf_cart
66871 | THC-GRK-VEH-378166 | Vehicle, Personal Carrier, Kubota (WA4) | THC-GRK-VEHICLES | Vehicle,Unlicensed | Vehicle | 36935 | VEH | http://www.toronto.ca/TWONTO#golf_cart
66872 | THC-GRK-VEH-378166 | Vehicle, Personal Carrier, Kubota (WA4) | THC-SUSPENDED | Vehicle,Unlicensed | Vehicle | 36935 | VEH | http://www.toronto.ca/TWONTO#golf_cart
66873 | THC-GRK-VEH-378260 | Vehicle, 2016 Polaris Ranger (WA2) | THC-GRK-VEHICLES | Vehicle,Licensed | Vehicle |  | VEH | http://www.toronto.ca/TWONTO#golf_cart
66874 | THC-GRK-VEH-378261 | Vehicle, 2016 Polaris Ranger (WA2) | THC-GRK-VEHICLES | Vehicle,Licensed | Vehicle |  | VEH | http://www.toronto.ca/TWONTO#golf_cart
66875 | THC-GRK-VEH-378265 | Vehicle, 2016 Polaris Brutus (WA3) | THC-GRK-VEHICLES | Vehicle,Licensed | Vehicle |  | VEH | http://www.toronto.ca/TWONTO#golf_cart
66876 | THC-GRK-VEH-378291 | Vehicle, 2017 Polaris Ranger (WA2) | THC-GRK-VEHICLES | Vehicle,Unlicensed | Vehicle |  | VEH | http://www.toronto.ca/TWONTO#golf_cart
66877 | THC-GRK-VEH-378292 | Vehicle, 2017 Polaris Ranger (WA2) | THC-GRK-VEHICLES | Vehicle,Licensed | Vehicle |  | VEH | http://www.toronto.ca/TWONTO#golf_cart
66878 | THC-GRK-VEH-378293 | Vehicle, 2017 Polaris Ranger (WA3) | THC-GRK-VEHICLES | Vehicle,Licensed | Vehicle |  | VEH | http://www.toronto.ca/TWONTO#golf_cart
66879 | THC-GRK-VEH-378316 | Vehicle, 2019 Kubota RTV X1100C (WA4) | THC-GRK-VEHICLES | Vehicle,Licensed | Vehicle |  | VEH | http://www.toronto.ca/TWONTO#golf_cart
66880 | THC-GRK-VEH-378317 | Vehicle, Personal Carrier, 2019 Kubota RTV (WA3) | THC-SUSPENDED | Vehicle,Unlicensed | Vehicle | 38021 | VEH | http://www.toronto.ca/TWONTO#golf_cart
66882 | THC-GRK-VEH-396095 | John Deer 1445 (WA3) | THC-SUSPENDED | Vehicle | Vehicle | 38020 | VEH | http://www.toronto.ca/TWONTO#golf_cart
66883 | THC-GRK-VEH-396107 | Vehicle, 2005 John Deer 1445 (WA3) | THC-GRK-VEHICLES | Vehicle | Vehicle |  | VEH | http://www.toronto.ca/TWONTO#golf_cart
78990 | THR-GRK-VEH-378038 | Vehicle, John Deere Gator, Unlicensed, WA4 (Suspended Perm) | THR-GRK-GQ-WA4 | Vehicle,Unlicensed | Vehicle | 35483 | VEH | http://www.toronto.ca/TWONTO#golf_cart
78991 | THR-GRK-VEH-378133S | Vehicle, Kubota, Unlicensed, WA2 | THR-GRK-GQ-WA2 | Vehicle,Unlicensed | Vehicle | 38597 | VEH | http://www.toronto.ca/TWONTO#golf_cart
78992 | THR-GRK-VEH-378133S | Vehicle, Kubota, Unlicensed, WA2 | THR-GRK-GQ-WA3 | Vehicle,Unlicensed | Vehicle | 38597 | VEH | http://www.toronto.ca/TWONTO#golf_cart
78993 | THR-GRK-VEH-378137S | Vehicle, John Deere Gator, Unlicensed, WA1(Retired) | THR-S-E | Vehicle,Unlicensed | Vehicle | 37997 | VEH | http://www.toronto.ca/TWONTO#golf_cart
78994 | THR-GRK-VEH-378138 | Vehicle, John Deere Gator, Unlicensed, WA3 (Retired) | THR-GRK-GQ-WA3 | Vehicle,Unlicensed | Vehicle | 34906 | VEH | http://www.toronto.ca/TWONTO#golf_cart
78995 | THR-GRK-VEH-378138 | Vehicle, John Deere Gator, Unlicensed, WA3 (Retired) | THR-S-E | Vehicle,Unlicensed | Vehicle | 34906 | VEH | http://www.toronto.ca/TWONTO#golf_cart
78996 | THR-GRK-VEH-378156S | Vehicle, John Deere Gator, Unlicensed, WA1 (Suspended Perm) | THR-GRK-WA1 | Vehicle,Unlicensed | Vehicle | 37996 | VEH | http://www.toronto.ca/TWONTO#golf_cart
78997 | THR-GRK-VEH-378157 | Vehicle, John Deere Gator, Unlicensed, WA3(Suspended Perm) | THR-GRK-GQ-WA2 | Vehicle,Unlicensed | Vehicle | 35485 | VEH | http://www.toronto.ca/TWONTO#golf_cart
78998 | THR-GRK-VEH-378164S | Vehicle, Kubota, Unlicensed, WA4 | THR-GRK-GQ-WA4 | Vehicle,Unlicensed | Vehicle | 42604 | VEH | http://www.toronto.ca/TWONTO#golf_cart
78999 | THR-GRK-VEH-378273 | Vehicle, 2017 POLARIS BRUTUS, Unlicensed, WA4 | THR-GRK-GQ-WA4 | Vehicle,Unlicensed | Vehicle |  | VEH | http://www.toronto.ca/TWONTO#golf_cart
79000 | THR-GRK-VEH-378297 | 2017 POLARIS BRUTUS (SR# 4XAB4PD19J8575572) WA2 | THR-GRK-GQ-WA2 |  | Vehicle |  | VEH | http://www.toronto.ca/TWONTO#golf_cart
79001 | THR-GRK-VEH-378299 | Vehicle, 2017 POLARIS Ranger, Unlicensed, WA3 | THR-GRK-GQ-WA3 | Vehicle,Unlicensed | Vehicle |  | VEH | http://www.toronto.ca/TWONTO#golf_cart
84480 | TNT-GRK-VEH-0002 | Cart, Gator | TNT-GRK | Vehicle,Unlicensed | Vehicle | 35276 | VEH | http://www.toronto.ca/TWONTO#golf_cart
93372 | FHO-GRK-VEH-0101 | Tractor | FHO-GRK | Vehicle,Unlicensed | Vehicle |  | VEH | http://www.toronto.ca/TWONTO#golf_cart
93398 | FHO-MCS-GQ-0101 | Karcher Floor Cleaning Machine | FHO-GRK-PRTY-0001 | Floor maintenance,Polisher | Vehicle |  | GQ | http://www.toronto.ca/TWONTO#golf_cart
93399 | FHO-MCS-GQ-0201 | Mini Max Floor Cleaning Machine | FHO-GRK-PRTY-0001 | Floor maintenance,Polisher | Vehicle |  | GQ | http://www.toronto.ca/TWONTO#golf_cart
97349 | FIS-GRK-VEH-0101-SUS | Tractor | FIS-SUSPENDED | Vehicle,Unlicensed | Vehicle | 38270 | VEH | http://www.toronto.ca/TWONTO#golf_cart
97350 | FIS-GRK-VEH-0101-SUS | Tractor | FIS-VEH | Vehicle,Unlicensed | Vehicle | 38270 | VEH | http://www.toronto.ca/TWONTO#golf_cart
113525 | TAB-GRK-VEH-378213SUS | John Deere, Gator 6X4, WA-4 | TAB-GRK-VEH | Vehicle,Unlicensed | Vehicle | 47466 | VEH | http://www.toronto.ca/TWONTO#golf_cart
113526 | TAB-GRK-VEH-378214SUS | John Deere, Gator 6X4, WA-2 | TAB-GRK | Vehicle,Unlicensed | Vehicle | 47501 | VEH | http://www.toronto.ca/TWONTO#golf_cart
113527 | TAB-GRK-VEH-378214SUS | John Deere, Gator 6X4, WA-2 | TAB-SUSPENDED ENTITY | Vehicle,Unlicensed | Vehicle | 47501 | VEH | http://www.toronto.ca/TWONTO#golf_cart
113528 | TAB-GRK-VEH-378215SUS | John Deere, Gator 6X4, WA-3 | TAB-GRK-VEH | Vehicle,Unlicensed | Vehicle | 47467 | VEH | http://www.toronto.ca/TWONTO#golf_cart
113531 | TAB-GRK-VEH-378256 | Polaris, Ranger, LEICT | TAB-GRK | Vehicle,Unlicensed | Vehicle |  | VEH | http://www.toronto.ca/TWONTO#golf_cart
113532 | TAB-GRK-VEH-378257 | Polaris, Ranger, WA-1 | TAB-GRK | Vehicle,Unlicensed | Vehicle |  | VEH | http://www.toronto.ca/TWONTO#golf_cart
113533 | TAB-GRK-VEH-378257 | Polaris, Ranger, WA-1 | TAB-GRK-VEH | Vehicle,Unlicensed | Vehicle |  | VEH | http://www.toronto.ca/TWONTO#golf_cart
113534 | TAB-GRK-VEH-378270 | Polaris Ranger Diesel, SIMM | TAB-GRK-VEH | Vehicle,Unlicensed | Vehicle |  | VEH | http://www.toronto.ca/TWONTO#golf_cart
113535 | TAB-GRK-VEH-378271 | Polaris, Ranger HST, SIMM | TAB-GRK-VEH | Vehicle,Unlicensed | Vehicle |  | VEH | http://www.toronto.ca/TWONTO#golf_cart
113536 | TAB-GRK-VEH-378301 | Polaris, Ranger, WA-2 | TAB-GRK-VEH | Vehicle,Unlicensed | Vehicle |  | VEH | http://www.toronto.ca/TWONTO#golf_cart
113537 | TAB-GRK-VEH-378308 | Kubota-SOPS | TAB-GRK-VEH | Vehicle,Unlicensed | Vehicle |  | VEH | http://www.toronto.ca/TWONTO#golf_cart
113538 | TAB-GRK-VEH-378313 | Kubota- 4 Seater Admin | TAB-GRK-VEH | Vehicle,Unlicensed | Vehicle |  | VEH | http://www.toronto.ca/TWONTO#golf_cart
113539 | TAB-GRK-VEH-378318 | Kubota-SIMM | TAB-GRK-VEH | Vehicle,Unlicensed | Vehicle |  | VEH | http://www.toronto.ca/TWONTO#golf_cart
113540 | TAB-GRK-VEH-378319 | Kubota-SIMM | TAB-GRK-VEH | Vehicle,Unlicensed | Vehicle |  | VEH | http://www.toronto.ca/TWONTO#golf_cart
113541 | TAB-GRK-VEH-378320 | Kubota, SEO | TAB-GRK-VEH | Vehicle,Unlicensed | Vehicle |  | VEH | http://www.toronto.ca/TWONTO#golf_cart
113542 | TAB-GRK-VEH-378324 | Kubota- 1100 Series - LIMM | TAB-GRK-VEH | Vehicle,Unlicensed | Vehicle |  | VEH | http://www.toronto.ca/TWONTO#golf_cart
113543 | TAB-GRK-VEH-378325 | Kubota- 1100 Series - WA7 | TAB-SUSPENDED ENTITY | Vehicle,Unlicensed | Vehicle |  | VEH | http://www.toronto.ca/TWONTO#golf_cart
113544 | TAB-GRK-VEH-378325SUS | KUBOTA RTVX1100C 4X4 | TAB-SUSPENDED ENTITY | Vehicle,Unlicensed | Vehicle | 47464 | VEH | http://www.toronto.ca/TWONTO#golf_cart
113545 | TAB-GRK-VEH-378331 | John Deere, Gator 4X4, WWPW | TAB-GRK-VEH | Vehicle,Unlicensed | Vehicle |  | VEH | http://www.toronto.ca/TWONTO#golf_cart
113546 | TAB-GRK-VEH-378332 | John Deere, Gator 4X4, LEICT | TAB-GRK-VEH | Vehicle,Unlicensed | Vehicle |  | VEH | http://www.toronto.ca/TWONTO#golf_cart
113547 | TAB-GRK-VEH-378333 | John Deere, Gator 4X4, SIMM | TAB-GRK-VEH | Vehicle,Unlicensed | Vehicle |  | VEH | http://www.toronto.ca/TWONTO#golf_cart
113548 | TAB-GRK-VEH-378393 | John Deere, Gator 4X4, WWPW | TAB-GRK-VEH | Vehicle,Unlicensed | Vehicle |  | VEH | http://www.toronto.ca/TWONTO#golf_cart
113549 | TAB-GRK-VEH-378399 | John Deere, Gator 6X4, LIMM | TAB-GRK-VEH | Vehicle,Unlicensed | Vehicle |  | VEH | http://www.toronto.ca/TWONTO#golf_cart
113550 | TAB-GRK-VEH-378399SUS | John Deere, Gator 4X4, LIMM | TAB-SUSPENDED ENTITY | Vehicle,Unlicensed | Vehicle | 47468 | VEH | http://www.toronto.ca/TWONTO#golf_cart
125881 | THC-GRK-VEH-378031 | Vehicle, Personal Carrier, Gator (W/S, Op's Team 2) | THC-GRK-VEHICLES | Vehicle,Unlicensed | Vehicle | 40159 | VEH | http://www.toronto.ca/TWONTO#golf_cart
125882 | THC-GRK-VEH-378053 | Vehicle, 2005 John Deere Gator (WA1) | THC-GRK-VEHICLES | Vehicle,Unlicensed | Vehicle |  | VEH | http://www.toronto.ca/TWONTO#golf_cart
125883 | THC-GRK-VEH-378068 | Vehicle, Personal Carrier, Gator(T/S) (WA4 mech) | THC-SUSPENDED | Vehicle,Unlicensed | Vehicle | 34874 | VEH | http://www.toronto.ca/TWONTO#golf_cart
125884 | THC-GRK-VEH-378069 | Vehicle, Personal Carrier, Gator(T/S) (WA3 mech) | THC-SUSPENDED | Vehicle,Unlicensed | Vehicle | 34875 | VEH | http://www.toronto.ca/TWONTO#golf_cart
125885 | THC-GRK-VEH-378071 | Vehicle, Personal Carrier, Gator (WA2 OPS) | THC-GRK-VEHICLES | Vehicle,Unlicensed | Vehicle | 34913 | VEH | http://www.toronto.ca/TWONTO#golf_cart
125886 | THC-GRK-VEH-378085 | Vehicle, Personal Carrier, Kubota (WA2 mech) | THC-SUSPENDED | Vehicle,Unlicensed | Vehicle | 34914 | VEH | http://www.toronto.ca/TWONTO#golf_cart
125887 | THC-GRK-VEH-378086 | Vehicle, Personal Carrier, Kubota (WA1) | THC-SUSPENDED | Vehicle,Unlicensed | Vehicle | 34915 | VEH | http://www.toronto.ca/TWONTO#golf_cart
125888 | THC-GRK-VEH-378145 | Vehicle, Personal Carrier, Kubota | THC-GRK-VEHICLES | Vehicle,Unlicensed | Vehicle | 40161 | VEH | http://www.toronto.ca/TWONTO#golf_cart
125889 | THC-GRK-VEH-378159 | Vehicle, Personal Carrier, Kubota (WA2 mech) | THC-GRK-VEHICLES | Vehicle,Unlicensed | Vehicle | 35408 | VEH | http://www.toronto.ca/TWONTO#golf_cart
125890 | THC-GRK-VEH-378160 | Vehicle, 2009 Kubota (WA3) | THC-GRK-VEHICLES | Vehicle,Unlicensed | Vehicle |  | VEH | http://www.toronto.ca/TWONTO#golf_cart
125891 | THC-GRK-VEH-378259 | Vehicle, 2016 Polaris Ranger (WA4) | THC-GRK-VEHICLES | Vehicle,Licensed | Vehicle |  | VEH | http://www.toronto.ca/TWONTO#golf_cart
125892 | THC-GRK-VEH-378262 | Vehicle, 2016 Polaris Ranger (WA1) | THC-GRK-VEHICLES | Vehicle,Unlicensed | Vehicle |  | VEH | http://www.toronto.ca/TWONTO#golf_cart
125893 | THC-GRK-VEH-378263 | Vehicle, 2016 Polaris Ranger (WA2) | THC-GRK-VEHICLES | Vehicle,Unlicensed | Vehicle |  | VEH | http://www.toronto.ca/TWONTO#golf_cart
125894 | THC-GRK-VEH-378264 | Vehicle, 2016 Polaris Ranger (WA1) | THC-GRK-VEHICLES | Vehicle,Unlicensed | Vehicle |  | VEH | http://www.toronto.ca/TWONTO#golf_cart
125895 | THC-GRK-VEH-378290 | Vehicle, 2017 Polaris Ranger (WA3) | THC-GRK-VEHICLES | Vehicle,Licensed | Vehicle |  | VEH | http://www.toronto.ca/TWONTO#golf_cart
125896 | THC-GRK-VEH-378315 | Vehicle, 2019 Kubota RTV-XC1100C (WA3) | THC-GRK-VEHICLES | Vehicle,Licensed | Vehicle |  | VEH | http://www.toronto.ca/TWONTO#golf_cart
125897 | THC-GRK-VEH-378317 | Vehicle, Personal Carrier, 2019 Kubota RTV (WA3) | THC-GRK-VEHICLES | Vehicle,Unlicensed | Vehicle | 38021 | VEH | http://www.toronto.ca/TWONTO#golf_cart
125899 | THC-GRK-VEH-396095 | John Deer 1445 (WA3) | THC-GRK-VEHICLES | Vehicle | Vehicle | 38020 | VEH | http://www.toronto.ca/TWONTO#golf_cart
136572 | THR-GRK-VEH-319003S | Tractor, Kubota, ZP-728, Unlicensed, WA4 | THR-GRK-GQ-WA3 | Vehicle,Unlicensed | Vehicle | 42603 | VEH | http://www.toronto.ca/TWONTO#golf_cart
136573 | THR-GRK-VEH-319003S | Tractor, Kubota, ZP-728, Unlicensed, WA4 | THR-GRK-GQ-WA4 | Vehicle,Unlicensed | Vehicle | 42603 | VEH | http://www.toronto.ca/TWONTO#golf_cart
136574 | THR-GRK-VEH-319240 | Tractor, John Deere, , Unlicensed, WA4 | THR-GRK-GQ-WA4 | Vehicle,Unlicensed | Vehicle |  | VEH | http://www.toronto.ca/TWONTO#golf_cart
136578 | THR-GRK-VEH-378038 | Vehicle, John Deere Gator, Unlicensed, WA4 (Suspended Perm) | THR-GRK-WA4 | Vehicle,Unlicensed | Vehicle | 35483 | VEH | http://www.toronto.ca/TWONTO#golf_cart
136579 | THR-GRK-VEH-378133S | Vehicle, Kubota, Unlicensed, WA2 | THR-GRK-WA3 | Vehicle,Unlicensed | Vehicle | 38597 | VEH | http://www.toronto.ca/TWONTO#golf_cart
136580 | THR-GRK-VEH-378137S | Vehicle, John Deere Gator, Unlicensed, WA1(Retired) | THR-GRK-GQ-WA1 | Vehicle,Unlicensed | Vehicle | 37997 | VEH | http://www.toronto.ca/TWONTO#golf_cart
136581 | THR-GRK-VEH-378138 | Vehicle, John Deere Gator, Unlicensed, WA3 (Retired) | THR-GRK-GQ-WA4 | Vehicle,Unlicensed | Vehicle | 34906 | VEH | http://www.toronto.ca/TWONTO#golf_cart
136582 | THR-GRK-VEH-378156S | Vehicle, John Deere Gator, Unlicensed, WA1 (Suspended Perm) | THR-GRK-GQ-WA1 | Vehicle,Unlicensed | Vehicle | 37996 | VEH | http://www.toronto.ca/TWONTO#golf_cart
136583 | THR-GRK-VEH-378157 | Vehicle, John Deere Gator, Unlicensed, WA3(Suspended Perm) | THR-GRK-GQ-WA3 | Vehicle,Unlicensed | Vehicle | 35485 | VEH | http://www.toronto.ca/TWONTO#golf_cart
136584 | THR-GRK-VEH-378164S | Vehicle, Kubota, Unlicensed, WA4 | THR-GRK-GQ-WA3 | Vehicle,Unlicensed | Vehicle | 42604 | VEH | http://www.toronto.ca/TWONTO#golf_cart
136585 | THR-GRK-VEH-378253 | Vehicle, Polaris Ranger, Unlicensed, WA1 | THR-GRK-GQ-WA3 | Vehicle,Unlicensed | Vehicle |  | VEH | http://www.toronto.ca/TWONTO#golf_cart
136586 | THR-GRK-VEH-378254 | Vehicle, Polaris Ranger, Unlicensed, WA3 | THR-GRK-GQ-WA3 | Vehicle,Unlicensed | Vehicle |  | VEH | http://www.toronto.ca/TWONTO#golf_cart
136587 | THR-GRK-VEH-378297 | 2017 POLARIS BRUTUS (SR# 4XAB4PD19J8575572) WA2 | THR-GRK-GQ-WA4 |  | Vehicle |  | VEH | http://www.toronto.ca/TWONTO#golf_cart
136588 | THR-GRK-VEH-378298 | Vehicle, 2017 POLARIS RANGER, Unlicensed, WA1 | THR-GRK-GQ-WA4 | Vehicle,Unlicensed | Vehicle |  | VEH | http://www.toronto.ca/TWONTO#golf_cart
136589 | THR-GRK-VEH-378367 | Vehicle, John Deere Gator, Unlicensed, WA4 | THR-GRK-GQ-WA4 | Vehicle,Unlicensed | Vehicle |  | VEH | http://www.toronto.ca/TWONTO#golf_cart
136590 | THR-GRK-VEH-396039S | Vehicle, ZP-717, John Deere Gator, Unlicensed, WA3 | THR-GRK-GQ-WA3 | Vehicle,Unlicensed | Vehicle | 38598 | VEH | http://www.toronto.ca/TWONTO#golf_cart
136591 | THR-GRK-VEH-396040S | Vehicle, ZP-716, John Deere Gator, Unlicensed, WA3 | THR-GRK-GQ-WA3 | Vehicle,Unlicensed | Vehicle | 38599 | VEH | http://www.toronto.ca/TWONTO#golf_cart
140649 | TNT-GRK-VEH-0002 | Cart, Gator | TAB-SUSPENDED ENTITY | Vehicle,Unlicensed | Vehicle | 35276 | VEH | http://www.toronto.ca/TWONTO#golf_cart
211 | 094007SUS | Van, Administration, WA-7 | TAB-GRK-VEH1 | Vehicle,Licensed | Vehicle | 47474 |  | http://www.toronto.ca/TWONTO#passenger_vehicle
212 | 094056SUS | Van, Dodge Grand Caravan, License BMEZ 967-Administration | TAB-GRK-VEH1 | Vehicle,Licensed | Vehicle | 46836 |  | http://www.toronto.ca/TWONTO#passenger_vehicle
213 | 094056SUS | Van, Dodge Grand Caravan, License BMEZ 967-Administration | TAB-SUSPENDED ENTITY | Vehicle,Licensed | Vehicle | 46836 |  | http://www.toronto.ca/TWONTO#passenger_vehicle
261 | 094007SUS | Van, Administration, WA-7 | TAB-SUSPENDED ENTITY | Vehicle,Licensed | Vehicle | 47474 |  | http://www.toronto.ca/TWONTO#passenger_vehicle
9522 | DOS-YCM-VEH-115011 | 2011 MERCEDES SPRINTER 3500 - Vehicle Unit# 115011 | FAC-YCM-VEH | Vehicle,Licensed | Vehicle |  | VEH | http://www.toronto.ca/TWONTO#passenger_vehicle | ?
9523 | DOS-YCM-VEH-188029 | 2012 Internatio 7500 - Vehicle Unit# 188029 | FAC-YCM-VEH | Vehicle,Licensed | Vehicle |  | VEH | http://www.toronto.ca/TWONTO#passenger_vehicle | ?
9524 | DOS-YCM-VEH-18803 | 2006 Sterling LT 7500 - Vehicle Unit# 18803 | FAC-YCM-VEH | Vehicle,Licensed | Vehicle |  | VEH | http://www.toronto.ca/TWONTO#passenger_vehicle | ?
9525 | DOS-YCM-VEH-188049 | 2018 Freightlnr M2-106 - Vehicle Unit# 188049 | FAC-YCM-VEH | Vehicle,Licensed | Vehicle |  | VEH | http://www.toronto.ca/TWONTO#passenger_vehicle | ?
9526 | DOS-YCM-VEH-205018 | 2012 MACK GU813 - Vehicle Unit# 205018 | FAC-YCM-VEH | Vehicle,Licensed | Vehicle |  | VEH | http://www.toronto.ca/TWONTO#passenger_vehicle | ?
9527 | DOS-YCM-VEH-205022 | 2015 MACK GU813 - Vehicle Unit# 205022 | FAC-YCM-VEH | Vehicle,Licensed | Vehicle |  | VEH | http://www.toronto.ca/TWONTO#passenger_vehicle | ?
9528 | DOS-YCM-VEH-206041 | 2007 Freightldr FLD120SD - Vehicle Unit# 206041 | FAC-YCM-VEH | Vehicle,Licensed | Vehicle |  | VEH | http://www.toronto.ca/TWONTO#passenger_vehicle | ?
9542 | DOS-YCM-VEH-333005 | 2003 VOLVO EC55 - Vehicle Unit# 333005 | FAC-YCM-VEH | Vehicle,Licensed | Vehicle |  | VEH | http://www.toronto.ca/TWONTO#passenger_vehicle | ?
9549 | DOS-YCM-VEH-41088 | 2010 FORD ESCAPE HYBRID - Vehicle Unit# 41088 | FAC-YCM-VEH | Vehicle,Licensed | Vehicle |  | VEH | http://www.toronto.ca/TWONTO#passenger_vehicle
9550 | DOS-YCM-VEH-41089 | 2010 FORD ESCAPE HYBRID - Vehicle Unit# 41089 | FAC-YCM-VEH | Vehicle,Licensed | Vehicle |  | VEH | http://www.toronto.ca/TWONTO#passenger_vehicle
9551 | DOS-YCM-VEH-41090 | 2010 FORD ESCAPE HYBRID - Vehicle Unit# 41090 | FAC-YCM-VEH | Vehicle,Licensed | Vehicle |  | VEH | http://www.toronto.ca/TWONTO#passenger_vehicle
9554 | DOS-YCM-VEH-67022 | 2012 DODGE - Vehicle Unit# 67022 | FAC-YCM-VEH | Vehicle,Licensed | Vehicle |  | VEH | http://www.toronto.ca/TWONTO#passenger_vehicle
9555 | DOS-YCM-VEH-67023 | 2012 DODGE - Vehicle Unit# 67023 | FAC-YCM-VEH | Vehicle,Licensed | Vehicle |  | VEH | http://www.toronto.ca/TWONTO#passenger_vehicle
9556 | DOS-YCM-VEH-67024 | 2012 DODGE - Vehicle Unit# 67024 | FAC-YCM-VEH | Vehicle,Licensed | Vehicle |  | VEH | http://www.toronto.ca/TWONTO#passenger_vehicle
9564 | DOS-YCM-VEH-884621 | 2019 MITSUBISHI RVR - Vehicle Unit# 884621 | FAC-YCM-VEH | Vehicle,Licensed | Vehicle |  | VEH | http://www.toronto.ca/TWONTO#passenger_vehicle
9565 | DOS-YCM-VEH-884912 | 2019 MITSUBISHI RVR - Vehicle Unit# 884912 | FAC-YCM-VEH | Vehicle,Licensed | Vehicle |  | VEH | http://www.toronto.ca/TWONTO#passenger_vehicle
27166 | DOS-YCM-VEH-135144 | 2011 Vercedes Sprinter 3500 - Vehicle Unit# 135144 | FAC-YCM-VEH | Vehicle,Licensed | Vehicle |  | VEH | http://www.toronto.ca/TWONTO#passenger_vehicle
27167 | DOS-YCM-VEH-135150 | 2011 Vercedes Sprinter 3500 - Vehicle Unit# 135150 | FAC-YCM-VEH |  | Vehicle |  | VEH | http://www.toronto.ca/TWONTO#passenger_vehicle
27168 | DOS-YCM-VEH-158042 | 2005 GMC TC7E042 - Vehicle Unit# 158042 | FAC-YCM-VEH | Vehicle,Licensed | Vehicle |  | VEH | http://www.toronto.ca/TWONTO#passenger_vehicle
27170 | DOS-YCM-VEH-18801 | 2006 Sterling LT 7500 - Vehicle Unit# 18801 | FAC-YCM-VEH | Vehicle,Licensed | Vehicle |  | VEH | http://www.toronto.ca/TWONTO#passenger_vehicle
27171 | DOS-YCM-VEH-188027 | 2009 GMC TC8C64 - Vehicle Unit# 188027 | FAC-YCM-VEH | Vehicle,Licensed | Vehicle |  | VEH | http://www.toronto.ca/TWONTO#passenger_vehicle
27172 | DOS-YCM-VEH-205025 | 2019 Internatio A26 - Vehicle Unit# 205025 | FAC-YCM-VEH | Vehicle,Licensed | Vehicle |  | VEH | http://www.toronto.ca/TWONTO#passenger_vehicle
27173 | DOS-YCM-VEH-206050 | 2009 Freightlnr FLD120SD - Vehicle Unit# 206050 | FAC-YCM-VEH | Vehicle,Licensed | Vehicle |  | VEH | http://www.toronto.ca/TWONTO#passenger_vehicle
27174 | DOS-YCM-VEH-267207 | 2018 WEBE WL1200- Vehicle Unit# 267207 | FAC-YCM-VEH | Vehicle,Licensed | Vehicle |  | VEH | http://www.toronto.ca/TWONTO#passenger_vehicle
27175 | DOS-YCM-VEH-285024 | 2019 ATLAS XAS96JD - Vehicle Unit# 285024 | FAC-YCM-VEH | Vehicle,Licensed | Vehicle |  | VEH | http://www.toronto.ca/TWONTO#passenger_vehicle
27186 | DOS-YCM-VEH-333015 | 2008 VOLVO E360CL - Vehicle Unit# 333015 | FAC-YCM-VEH | Vehicle,Licensed | Vehicle |  | VEH | http://www.toronto.ca/TWONTO#passenger_vehicle
27189 | DOS-YCM-VEH-41091 | 2010 FORD ESCAPE HYBRID - Vehicle Unit# 41091 | FAC-YCM-VEH | Vehicle,Licensed | Vehicle |  | VEH | http://www.toronto.ca/TWONTO#passenger_vehicle
27190 | DOS-YCM-VEH-41113 | 2010 FORD ESCAPE HYBRID - Vehicle Unit# 41113 | FAC-YCM-VEH | Vehicle,Licensed | Vehicle |  | VEH | http://www.toronto.ca/TWONTO#passenger_vehicle
27194 | DOS-YCM-VEH-884162 | 2019 FORD TRANSIT 250 - Vehicle Unit# 884162 | FAC-YCM-VEH | Vehicle,Licensed | Vehicle |  | VEH | http://www.toronto.ca/TWONTO#passenger_vehicle
27195 | DOS-YCM-VEH-884236 | 2019 FORD TRANSIT 250 - Vehicle Unit# 884236 | FAC-YCM-VEH | Vehicle,Licensed | Vehicle |  | VEH | http://www.toronto.ca/TWONTO#passenger_vehicle
31404 | FIS-GRK-VEH-0301 | Vehicle, Passenger Van GMC | FIS-VEH | Vehicle,Licensed | Vehicle |  | VEH | http://www.toronto.ca/TWONTO#passenger_vehicle
51619 | TAB-GRK-VEH-045003 | SUV, Security, WA-7 | TAB-GRK-VEH1 | Vehicle,Licensed | Vehicle |  | VEH | http://www.toronto.ca/TWONTO#passenger_vehicle
66849 | THC-GRK-VEH-041040 | Vehicle, 2009 Ford Escape (WA4) | THC-GRK-VEHICLES | Vehicle,Licensed | Vehicle | 41051 | VEH | http://www.toronto.ca/TWONTO#passenger_vehicle
97351 | FIS-GRK-VEH-0102 | Passenger Van FORD | FIS-MCS | Vehicle,Licensed | Vehicle |  | VEH | http://www.toronto.ca/TWONTO#passenger_vehicle
97352 | FIS-GRK-VEH-0102 | Passenger Van FORD | FIS-VEH | Vehicle,Licensed | Vehicle |  | VEH | http://www.toronto.ca/TWONTO#passenger_vehicle
113521 | TAB-GRK-VEH-094138 | Van, Dodge Grand Caravan | TAB-SUSPENDED ENTITY | Vehicle,Licensed | Vehicle |  | VEH | http://www.toronto.ca/TWONTO#passenger_vehicle
125879 | THC-GRK-VEH-095067 | Vehicle, Chev Uplander (WA1) | THC-GRK-VEHICLES | Vehicle,Licensed | Vehicle | 38577 | VEH | http://www.toronto.ca/TWONTO#passenger_vehicle
136571 | THR-GRK-VEH-094057 | Vehicle, Passenger Van, Grand Caravan, Licensed BMEZ 966 | THR-GRK-GQ-WA2 | Vehicle,Licensed | Vehicle |  | VEH | http://www.toronto.ca/TWONTO#passenger_vehicle
197 | 043232SUS | Truck, GMC Chevy Sierra, 1GTEK14C19Z234540, WA-7 | TAB-GRK-VEH1 | Vehicle,Licensed | Vehicle | 46830 |  | http://www.toronto.ca/TWONTO#pickup_truck
198 | 043232SUS | Truck, GMC Chevy Sierra, 1GTEK14C19Z234540, WA-7 | TAB-SUSPENDED ENTITY | Vehicle,Licensed | Vehicle | 46830 |  | http://www.toronto.ca/TWONTO#pickup_truck
199 | 043233SUS | Truck, GMC Chevy Sierra, 1GTEK14Cx9Z231751, WA-6 | TAB-GRK-VEH1 | Vehicle,Licensed | Vehicle | 46831 |  | http://www.toronto.ca/TWONTO#pickup_truck
207 | 041099SUS | Truck- BLBM 667 | TAB-GRK-VEH1 | Vehicle,Licensed | Vehicle | 47473 |  | http://www.toronto.ca/TWONTO#pickup_truck
208 | 041099SUS | Truck- BLBM 667 | TAB-SUSPENDED ENTITY | Vehicle,Licensed | Vehicle | 47473 |  | http://www.toronto.ca/TWONTO#pickup_truck
209 | 043233SUS | Truck, GMC Chevy Sierra, 1GTEK14Cx9Z231751, WA-6 | TAB-SUSPENDED ENTITY | Vehicle,Licensed | Vehicle | 46831 |  | http://www.toronto.ca/TWONTO#pickup_truck
210 | 076012SUS | Truck, Ford F-350, 1FTWW33R49EB07511, WA-7 | TAB-SUSPENDED ENTITY | Vehicle,Licensed | Vehicle | 46835 |  | http://www.toronto.ca/TWONTO#pickup_truck
260 | 076012SUS | Truck, Ford F-350, 1FTWW33R49EB07511, WA-7 | TAB-GRK-VEH1 | Vehicle,Licensed | Vehicle | 46835 |  | http://www.toronto.ca/TWONTO#pickup_truck
262 | 176015SUS | Truck,Ford, BOOM Truck F800,852 8MH-WA7 | TAB-GRK-VEH1 | Vehicle,Licensed | Vehicle | 46837 |  | http://www.toronto.ca/TWONTO#pickup_truck
263 | 176015SUS | Truck,Ford, BOOM Truck F800,852 8MH-WA7 | TAB-SUSPENDED ENTITY | Vehicle,Licensed | Vehicle | 46837 |  | http://www.toronto.ca/TWONTO#pickup_truck
9034 | COL-YKP-VEH-0002S | Vehicle, Truck #080046 (Ford F550) | COL-W-OBSOLETE | Vehicle,Licensed | Vehicle | 41243 | VEH | http://www.toronto.ca/TWONTO#pickup_truck
9035 | COL-YKP-VEH-0003S | Vehicle, Truck #080079 (Ford F550) | COL-YKP | Vehicle,Licensed | Vehicle | 43621 | VEH | http://www.toronto.ca/TWONTO#pickup_truck
9036 | COL-YKP-VEH-0005S | Vehicle, Truck #067019 (RAM 2500) | COL-YKP | Vehicle,Licensed | Vehicle | 41050 | VEH | http://www.toronto.ca/TWONTO#pickup_truck
9037 | COL-YKP-VEH-0006S | Vehicle, Truck #043191 (Sierra 1500) | COL-W-OBSOLETE | Vehicle,Licensed | Vehicle | 38008 | VEH | http://www.toronto.ca/TWONTO#pickup_truck
9038 | COL-YKP-VEH-0008S | Vehicle, Truck #080048 (F550) | COL-W-OBSOLETE | Vehicle,Licensed | Vehicle | 39331 | VEH | http://www.toronto.ca/TWONTO#pickup_truck
9039 | COL-YKP-VEH-0009S | Vehicle, Truck #080070 (F550 XL) | COL-W-OBSOLETE | Vehicle,Licensed | Vehicle | 41258 | VEH | http://www.toronto.ca/TWONTO#pickup_truck
9040 | COL-YKP-VEH-0010S | Vehicle, Truck #064100 (RAM 2500) | COL-YKP | Vehicle,Licensed | Vehicle | 39138 | VEH | http://www.toronto.ca/TWONTO#pickup_truck
9041 | COL-YKP-VEH-0012S | Vehicle, Truck #043194 (Sierra 1500) | COL-W-OBSOLETE | Vehicle,Licensed | Vehicle | 40291 | VEH | http://www.toronto.ca/TWONTO#pickup_truck
9042 | COL-YKP-VEH-0012S | Vehicle, Truck #043194 (Sierra 1500) | COL-YKP | Vehicle,Licensed | Vehicle | 40291 | VEH | http://www.toronto.ca/TWONTO#pickup_truck
9043 | COL-YKP-VEH-0013S | Vehicle, Truck #064118 (F250) | COL-YKP | Vehicle,Licensed | Vehicle | 41255 | VEH | http://www.toronto.ca/TWONTO#pickup_truck
9044 | COL-YKP-VEH-0014S | Vehicle, Truck #080056 (F550) | COL-W-OBSOLETE | Vehicle,Licensed | Vehicle | 41091 | VEH | http://www.toronto.ca/TWONTO#pickup_truck
9045 | COL-YKP-VEH-0014S | Vehicle, Truck #080056 (F550) | COL-YKP | Vehicle,Licensed | Vehicle | 41091 | VEH | http://www.toronto.ca/TWONTO#pickup_truck
9046 | COL-YKP-VEH-0015S | Vehicle, Truck #080047 (F550) | COL-W-OBSOLETE | Vehicle,Licensed | Vehicle | 42978 | VEH | http://www.toronto.ca/TWONTO#pickup_truck
9047 | COL-YKP-VEH-0015S | Vehicle, Truck #080047 (F550) | COL-YKP | Vehicle,Licensed | Vehicle | 42978 | VEH | http://www.toronto.ca/TWONTO#pickup_truck
9048 | COL-YKP-VEH-0016S | Vehicle, Truck #080071 (F550) | COL-YKP | Vehicle,Licensed | Vehicle | 41246 | VEH | http://www.toronto.ca/TWONTO#pickup_truck
9049 | COL-YKP-VEH-0017S | Vehicle, Truck #067037 (F250) | COL-W-OBSOLETE | Vehicle,Licensed | Vehicle | 47514 | VEH | http://www.toronto.ca/TWONTO#pickup_truck
9050 | COL-YKP-VEH-0018S | Vehicle, Truck #095091 (Transit XL) | COL-W-OBSOLETE | Vehicle,Licensed | Vehicle | 42725 | VEH | http://www.toronto.ca/TWONTO#pickup_truck
9051 | COL-YKP-VEH-0018S | Vehicle, Truck #095091 (Transit XL) | COL-YKP | Vehicle,Licensed | Vehicle | 42725 | VEH | http://www.toronto.ca/TWONTO#pickup_truck
9052 | COL-YKP-VEH-0019 | Vehicle, Truck #112521 (FORD TRANSIT250) | COL-YKP | Vehicle,Licensed | Vehicle |  | VEH | http://www.toronto.ca/TWONTO#pickup_truck
9053 | COL-YKP-VEH-0019(S) | Vehicle, Truck #062084 (RAM 2500) | COL-YKP | Vehicle,Licensed | Vehicle | 39044 | VEH | http://www.toronto.ca/TWONTO#pickup_truck
9054 | COL-YKP-VEH-0020S | Vehicle, Truck #080072 (F550 XL) | COL-W-OBSOLETE | Vehicle,Licensed | Vehicle | 44895 | VEH | http://www.toronto.ca/TWONTO#pickup_truck
9055 | COL-YKP-VEH-0020S | Vehicle, Truck #080072 (F550 XL) | COL-YKP | Vehicle,Licensed | Vehicle | 44895 | VEH | http://www.toronto.ca/TWONTO#pickup_truck
9056 | COL-YKP-VEH-0021 | Vehicle, Truck #112431 (Transit 250) | COL-YKP | Vehicle,Licensed | Vehicle |  | VEH | http://www.toronto.ca/TWONTO#pickup_truck
9057 | COL-YKP-VEH-0023S | Vehicle, Truck #080040 (F550) | COL-YKP | Vehicle,Licensed | Vehicle | 39587 | VEH | http://www.toronto.ca/TWONTO#pickup_truck
9058 | COL-YKP-VEH-0026 | Vehicle, Truck #065125 (F250) | COL-YKP | Vehicle,Licensed | Vehicle |  | VEH | http://www.toronto.ca/TWONTO#pickup_truck
9059 | COL-YKP-VEH-0028S | Vehicle, Truck #067038 (F250) | COL-W-OBSOLETE | Vehicle,Licensed | Vehicle | 44892 | VEH | http://www.toronto.ca/TWONTO#pickup_truck
9060 | COL-YKP-VEH-0028S | Vehicle, Truck #067038 (F250) | COL-YKP | Vehicle,Licensed | Vehicle | 44892 | VEH | http://www.toronto.ca/TWONTO#pickup_truck
9061 | COL-YKP-VEH-0031 | Vehicle, Truck #041264 (Escape) | COL-YKP | Vehicle,Licensed | Vehicle |  | VEH | http://www.toronto.ca/TWONTO#pickup_truck
9062 | COL-YKP-VEH-0032S | Vehicle, Truck #883622 (RAM 1500) | COL-W-OBSOLETE | Vehicle,Licensed | Vehicle | 39588 | VEH | http://www.toronto.ca/TWONTO#pickup_truck
9063 | COL-YKP-VEH-0034S | Vehicle, Truck #041121 (Escape Hybrid) | COL-W-OBSOLETE | Vehicle,Licensed | Vehicle | 41614 | VEH | http://www.toronto.ca/TWONTO#pickup_truck
9064 | COL-YKP-VEH-0037 | Vehicle, Truck #041227 (Escape) | COL-YKP | Vehicle,Licensed | Vehicle |  | VEH | http://www.toronto.ca/TWONTO#pickup_truck
9065 | COL-YKP-VEH-0038S | Vehicle, Truck #041152 (Escape) | COL-W-OBSOLETE | Vehicle,Licensed | Vehicle | 41615 | VEH | http://www.toronto.ca/TWONTO#pickup_truck
9066 | COL-YKP-VEH-0039S | Vehicle, Truck # 883932 (2019 Ford Transit 250) | COL-W-OBSOLETE |  | Vehicle | 41261 | VEH | http://www.toronto.ca/TWONTO#pickup_truck
9067 | COL-YKP-VEH-0041 | Vehicle, Truck # 076083 (Chevrolet Silverado 3500) | COL-YKP | Vehicle,Licensed | Vehicle |  | VEH | http://www.toronto.ca/TWONTO#pickup_truck
9068 | COL-YKP-VEH-0042 | Vehicle, Truck # 076074 (Chevrolet Silverado 3500) | COL-YKP | Vehicle,Licensed | Vehicle |  | VEH | http://www.toronto.ca/TWONTO#pickup_truck
9070 | COL-YKP-VEH-051025 | Vehicle, Truck #051025 (2021 CHEVROLET COLORADO) | COL-YKP | Vehicle,Licensed | Vehicle |  | VEH | http://www.toronto.ca/TWONTO#pickup_truck
9071 | COL-YKP-VEH-065208 | Vehicle, Truck # 065208 (2023 FORD F250) | COL-YKP | Vehicle,Licensed | Vehicle |  | VEH | http://www.toronto.ca/TWONTO#pickup_truck
9072 | COL-YKP-VEH-067026S | Vehicle, Truck #067026 (Dodge Ram 2500) | COL-W-OBSOLETE | Vehicle,Licensed | Vehicle | 46854 | VEH | http://www.toronto.ca/TWONTO#pickup_truck
9073 | COL-YKP-VEH-067026S | Vehicle, Truck #067026 (Dodge Ram 2500) | COL-YKP | Vehicle,Licensed | Vehicle | 46854 | VEH | http://www.toronto.ca/TWONTO#pickup_truck
9074 | COL-YKP-VEH-067150 | Vehicle, Truck #067150 (Dodge Ram 2500) | COL-YKP | Vehicle,Licensed | Vehicle |  | VEH | http://www.toronto.ca/TWONTO#pickup_truck
9075 | COL-YKP-VEH-067161 | Vehicle, Truck # 067161 (2023 FORD F250) | COL-YKP | Vehicle,Licensed | Vehicle |  | VEH | http://www.toronto.ca/TWONTO#pickup_truck
9076 | COL-YKP-VEH-080109 | Vehicle, Truck # 080109 (2022 FORD F550) | COL-YKP | Vehicle,Licensed | Vehicle |  | VEH | http://www.toronto.ca/TWONTO#pickup_truck
9077 | COL-YKP-VEH-080122 | Vehicle, Truck # 080122 (2022 FORD F550) | COL-YKP | Vehicle,Licensed | Vehicle |  | VEH | http://www.toronto.ca/TWONTO#pickup_truck
9078 | COL-YKP-VEH-112531 | Vehicle, Truck #112531 (FORD TRANSIT 250) | COL-YKP | Vehicle,Licensed | Vehicle |  | VEH | http://www.toronto.ca/TWONTO#pickup_truck
9079 | COL-YKP-VEH-189018 | Vehicle, Truck # 189018 (2018 FREIGHTLNR M2 106) | COL-YKP | Vehicle,Licensed | Vehicle |  | VEH | http://www.toronto.ca/TWONTO#pickup_truck
9521 | DOS-YCM-VEH-076090 | 2021 Chevrolet Silverado 3500 - Vehicle Unit# 076090 | FAC-YCM-VEH | Vehicle,Licensed | Vehicle |  | VEH | http://www.toronto.ca/TWONTO#pickup_truck
9553 | DOS-YCM-VEH-61154 | 2011 DODGE RAM 2500 - Vehicle Unit# 61154 | FAC-YCM-VEH | Vehicle,Licensed | Vehicle |  | VEH | http://www.toronto.ca/TWONTO#pickup_truck
9557 | DOS-YCM-VEH-67047 | 2013 FORD F250 4X4 - Vehicle Unit# 67047 | FAC-YCM-VEH | Vehicle,Licensed | Vehicle |  | VEH | http://www.toronto.ca/TWONTO#pickup_truck
9558 | DOS-YCM-VEH-67081 | 2020 Chevrolet 2500 - Vehicle Unit# 67081 | FAC-YCM-VEH | Vehicle,Licensed | Vehicle |  | VEH | http://www.toronto.ca/TWONTO#pickup_truck
9559 | DOS-YCM-VEH-73118 | 2012 DODGE RAM 3500 - Vehicle Unit# 73118 | FAC-YCM-VEH | Vehicle,Licensed | Vehicle |  | VEH | http://www.toronto.ca/TWONTO#pickup_truck
9560 | DOS-YCM-VEH-76014 | 2013 FORD F350 - Vehicle Unit# 76014 | FAC-YCM-VEH | Vehicle,Licensed | Vehicle |  | VEH | http://www.toronto.ca/TWONTO#pickup_truck
9561 | DOS-YCM-VEH-76079 | 2020 Chevrolet Silverado 3500 - Vehicle Unit# 76079 | FAC-YCM-VEH | Vehicle,Licensed | Vehicle |  | VEH | http://www.toronto.ca/TWONTO#pickup_truck
9562 | DOS-YCM-VEH-76080 | 2020 Chevrolet Silverado 3500 - Vehicle Unit# 76080 | FAC-YCM-VEH | Vehicle,Licensed | Vehicle |  | VEH | http://www.toronto.ca/TWONTO#pickup_truck
9563 | DOS-YCM-VEH-76081 | 2020 Chevrolet Silverado 3500 - Vehicle Unit# 76081 | FAC-YCM-VEH | Vehicle,Licensed | Vehicle |  | VEH | http://www.toronto.ca/TWONTO#pickup_truck
13710 | FCL-GRK-VEH-0001 | Vehicle Pickup Truck | FCL-MCS-7 | Vehicle,Licensed | Vehicle |  | VEH | http://www.toronto.ca/TWONTO#pickup_truck
18804 | FHA-GRK-VEH-0101 | Vehicle, Pickup Truck, Plant | FHA-GRK-PRTY-0002 | Groundskeeping | Vehicle |  | VEH | http://www.toronto.ca/TWONTO#pickup_truck
18805 | FHA-GRK-VEH-0101 | Vehicle, Pickup Truck, Plant | FHA-MCS-VEH | Groundskeeping | Vehicle |  | VEH | http://www.toronto.ca/TWONTO#pickup_truck
26222 | COL-YKP-VEH-0002S | Vehicle, Truck #080046 (Ford F550) | COL-YKP | Vehicle,Licensed | Vehicle | 41243 | VEH | http://www.toronto.ca/TWONTO#pickup_truck
26223 | COL-YKP-VEH-0003S | Vehicle, Truck #080079 (Ford F550) | COL-W-OBSOLETE | Vehicle,Licensed | Vehicle | 43621 | VEH | http://www.toronto.ca/TWONTO#pickup_truck
26224 | COL-YKP-VEH-0004 | Vehicle, Truck #064160 (F250) | COL-YKP | Vehicle,Licensed | Vehicle |  | VEH | http://www.toronto.ca/TWONTO#pickup_truck
26225 | COL-YKP-VEH-0005S | Vehicle, Truck #067019 (RAM 2500) | COL-W-OBSOLETE | Vehicle,Licensed | Vehicle | 41050 | VEH | http://www.toronto.ca/TWONTO#pickup_truck
26226 | COL-YKP-VEH-0006 | Vehicle, Truck #112522 (FORD TRANSIT 250) | COL-YKP | Vehicle,Licensed | Vehicle |  | VEH | http://www.toronto.ca/TWONTO#pickup_truck
26227 | COL-YKP-VEH-0006S | Vehicle, Truck #043191 (Sierra 1500) | COL-YKP | Vehicle,Licensed | Vehicle | 38008 | VEH | http://www.toronto.ca/TWONTO#pickup_truck
26228 | COL-YKP-VEH-0007S | Vehicle, Truck #080055 (F550) | COL-W-OBSOLETE | Vehicle,Licensed | Vehicle | 41252 | VEH | http://www.toronto.ca/TWONTO#pickup_truck
26229 | COL-YKP-VEH-0007S | Vehicle, Truck #080055 (F550) | COL-YKP | Vehicle,Licensed | Vehicle | 41252 | VEH | http://www.toronto.ca/TWONTO#pickup_truck
26230 | COL-YKP-VEH-0008S | Vehicle, Truck #080048 (F550) | COL-YKP | Vehicle,Licensed | Vehicle | 39331 | VEH | http://www.toronto.ca/TWONTO#pickup_truck
26231 | COL-YKP-VEH-0009S | Vehicle, Truck #080070 (F550 XL) | COL-YKP | Vehicle,Licensed | Vehicle | 41258 | VEH | http://www.toronto.ca/TWONTO#pickup_truck
26232 | COL-YKP-VEH-0010 | Vehicle, Truck # 076082 (SILVERADO 3500) | COL-YKP | Vehicle,Licensed | Vehicle |  | VEH | http://www.toronto.ca/TWONTO#pickup_truck
26233 | COL-YKP-VEH-0010S | Vehicle, Truck #064100 (RAM 2500) | COL-W-OBSOLETE | Vehicle,Licensed | Vehicle | 39138 | VEH | http://www.toronto.ca/TWONTO#pickup_truck
26234 | COL-YKP-VEH-0013S | Vehicle, Truck #064118 (F250) | COL-W-OBSOLETE | Vehicle,Licensed | Vehicle | 41255 | VEH | http://www.toronto.ca/TWONTO#pickup_truck
26235 | COL-YKP-VEH-0016S | Vehicle, Truck #080071 (F550) | COL-W-OBSOLETE | Vehicle,Licensed | Vehicle | 41246 | VEH | http://www.toronto.ca/TWONTO#pickup_truck
26236 | COL-YKP-VEH-0017S | Vehicle, Truck #067037 (F250) | COL-YKP | Vehicle,Licensed | Vehicle | 47514 | VEH | http://www.toronto.ca/TWONTO#pickup_truck
26237 | COL-YKP-VEH-0019(S) | Vehicle, Truck #062084 (RAM 2500) | COL-W-OBSOLETE | Vehicle,Licensed | Vehicle | 39044 | VEH | http://www.toronto.ca/TWONTO#pickup_truck
26238 | COL-YKP-VEH-0022 | Vehicle, Truck #196001 (M2 106) | COL-YKP | Vehicle,Licensed | Vehicle |  | VEH | http://www.toronto.ca/TWONTO#pickup_truck
26239 | COL-YKP-VEH-0023 | Vehicle, Truck #112523 (FORD TRANSIT250) | COL-YKP | Vehicle,Licensed | Vehicle |  | VEH | http://www.toronto.ca/TWONTO#pickup_truck
26240 | COL-YKP-VEH-0023S | Vehicle, Truck #080040 (F550) | COL-W-OBSOLETE | Vehicle,Licensed | Vehicle | 39587 | VEH | http://www.toronto.ca/TWONTO#pickup_truck
26241 | COL-YKP-VEH-0025S | Vehicle, Truck #189018 (M2 106) | COL-W-OBSOLETE | Vehicle,Licensed | Vehicle | 40242 | VEH | http://www.toronto.ca/TWONTO#pickup_truck
26338 | COL-YKP-VEH-0025S | Vehicle, Truck #189018 (M2 106) | COL-YKP | Vehicle,Licensed | Vehicle | 40242 | VEH | http://www.toronto.ca/TWONTO#pickup_truck
26339 | COL-YKP-VEH-0027 | Vehicle, Truck #067060 (F250 4x4) | COL-YKP | Vehicle,Licensed | Vehicle |  | VEH | http://www.toronto.ca/TWONTO#pickup_truck
26340 | COL-YKP-VEH-0029 | Vehicle, Truck #196000 (M2 106) | COL-YKP | Vehicle,Licensed | Vehicle |  | VEH | http://www.toronto.ca/TWONTO#pickup_truck
26341 | COL-YKP-VEH-0030 | Vehicle, Truck #065124 (F250) | COL-YKP | Vehicle,Licensed | Vehicle |  | VEH | http://www.toronto.ca/TWONTO#pickup_truck
26342 | COL-YKP-VEH-0032S | Vehicle, Truck #883622 (RAM 1500) | COL-YKP | Vehicle,Licensed | Vehicle | 39588 | VEH | http://www.toronto.ca/TWONTO#pickup_truck
26343 | COL-YKP-VEH-0033 | Vehicle, Truck #041188 (Escape) | COL-W-OBSOLETE | Vehicle,Licensed | Vehicle |  | VEH | http://www.toronto.ca/TWONTO#pickup_truck
26344 | COL-YKP-VEH-0033 | Vehicle, Truck #041188 (Escape) | COL-YKP | Vehicle,Licensed | Vehicle |  | VEH | http://www.toronto.ca/TWONTO#pickup_truck
26345 | COL-YKP-VEH-0034S | Vehicle, Truck #041121 (Escape Hybrid) | COL-YKP | Vehicle,Licensed | Vehicle | 41614 | VEH | http://www.toronto.ca/TWONTO#pickup_truck
26346 | COL-YKP-VEH-0035 | Vehicle, Truck #041189 (Escape) | COL-YKP | Vehicle,Licensed | Vehicle |  | VEH | http://www.toronto.ca/TWONTO#pickup_truck
26347 | COL-YKP-VEH-0038S | Vehicle, Truck #041152 (Escape) | COL-YKP | Vehicle,Licensed | Vehicle | 41615 | VEH | http://www.toronto.ca/TWONTO#pickup_truck
26348 | COL-YKP-VEH-0039S | Vehicle, Truck # 883932 (2019 Ford Transit 250) | COL-YKP |  | Vehicle | 41261 | VEH | http://www.toronto.ca/TWONTO#pickup_truck
26349 | COL-YKP-VEH-0040S | Vehicle Truck # 043195 Sierra ( Self pickup ) | COL-W-OBSOLETE |  | Vehicle | 43622 | VEH | http://www.toronto.ca/TWONTO#pickup_truck
26350 | COL-YKP-VEH-041226 | Vehicle, Truck #041226 (Escape) | COL-YKP | Vehicle,Licensed | Vehicle |  | VEH | http://www.toronto.ca/TWONTO#pickup_truck
26351 | COL-YKP-VEH-050163 | Vehicle, Truck #050163 (2022 DODGE RAM 1500) | COL-YKP | Vehicle,Licensed | Vehicle |  | VEH | http://www.toronto.ca/TWONTO#pickup_truck
26352 | COL-YKP-VEH-064161 | Vehicle, Truck #064161 (F250) | COL-YKP | Vehicle,Licensed | Vehicle |  | VEH | http://www.toronto.ca/TWONTO#pickup_truck
26353 | COL-YKP-VEH-067144 | Vehicle, Truck # 067144 (2023 DODGE RAM 2500) | COL-YKP | Vehicle,Licensed | Vehicle |  | VEH | http://www.toronto.ca/TWONTO#pickup_truck
26354 | COL-YKP-VEH-067149 | Vehicle, Truck #067149 (Dodge Ram 2500) | COL-YKP | Vehicle,Licensed | Vehicle |  | VEH | http://www.toronto.ca/TWONTO#pickup_truck
26355 | COL-YKP-VEH-080108 | Vehicle, Truck #080108 (2022 FORD F550) | COL-YKP | Vehicle,Licensed | Vehicle |  | VEH | http://www.toronto.ca/TWONTO#pickup_truck
26356 | COL-YKP-VEH-080118 | Vehicle, Truck #080118 (2022 FORD F550) | COL-YKP | Vehicle,Licensed | Vehicle |  | VEH | http://www.toronto.ca/TWONTO#pickup_truck
26357 | COL-YKP-VEH-080119 | Vehicle, Truck #080119 (2022 FORD F550) | COL-YKP | Vehicle,Licensed | Vehicle |  | VEH | http://www.toronto.ca/TWONTO#pickup_truck
26358 | COL-YKP-VEH-080120 | Vehicle, Truck #080120 (2022 FORD F550) | COL-YKP | Vehicle,Licensed | Vehicle |  | VEH | http://www.toronto.ca/TWONTO#pickup_truck
26359 | COL-YKP-VEH-080121 | Vehicle, Truck #080121 (2012 FORD F550) | COL-YKP | Vehicle,Licensed | Vehicle |  | VEH | http://www.toronto.ca/TWONTO#pickup_truck
26360 | COL-YKP-VEH-080123 | Vehicle, Truck #080123 (2022 FORD F550) | COL-YKP | Vehicle,Licensed | Vehicle |  | VEH | http://www.toronto.ca/TWONTO#pickup_truck
26361 | COL-YKP-VEH-095092S | Vehicle, Truck #095092 (Transit XL) | COL-W-OBSOLETE | Vehicle,Licensed | Vehicle | 46813 | VEH | http://www.toronto.ca/TWONTO#pickup_truck
26362 | COL-YKP-VEH-095092S | Vehicle, Truck #095092 (Transit XL) | COL-YKP | Vehicle,Licensed | Vehicle | 46813 | VEH | http://www.toronto.ca/TWONTO#pickup_truck
26363 | COL-YKP-VEH-112520 | Vehicle, Truck #112520 (FORD TRANSIT250) | COL-YKP | Vehicle,Licensed | Vehicle |  | VEH | http://www.toronto.ca/TWONTO#pickup_truck
26365 | COL-YKP-VEH-41118 | Vehicle, Truck #41118 (Ford Escape) | COL-YKP | Vehicle,Licensed | Vehicle |  | VEH | http://www.toronto.ca/TWONTO#pickup_truck
26366 | COL-YKP-VEH-67108 | Vehicle, Truck # 67108 (2022 CHEVROLET 2500HD) | COL-YKP | Vehicle,Licensed | Vehicle |  | VEH | http://www.toronto.ca/TWONTO#pickup_truck
26367 | COL-YKP-VEH-67134 | Vehicle, Truck # 67134 (2023 CHEVROLET 2500HD STANDARD) | COL-YKP | Vehicle,Licensed | Vehicle |  | VEH | http://www.toronto.ca/TWONTO#pickup_truck
27165 | DOS-YCM-VEH-076089 | 2021 Chevrolet Silverado 3500 - Vehicle Unit# 076089 | FAC-YCM-VEH | Vehicle,Licensed | Vehicle |  | VEH | http://www.toronto.ca/TWONTO#pickup_truck
27169 | DOS-YCM-VEH-177003 | 2012 FORD F650 - Vehicle Unit# 177003 | FAC-YCM-VEH | Vehicle,Licensed | Vehicle |  | VEH | http://www.toronto.ca/TWONTO#pickup_truck
27191 | DOS-YCM-VEH-67036 | 2013 FORD F250 - Vehicle Unit# 67036 | FAC-YCM-VEH | Vehicle,Licensed | Vehicle |  | VEH | http://www.toronto.ca/TWONTO#pickup_truck
27192 | DOS-YCM-VEH-67046 | 2013 FORD F250 4X4 - Vehicle Unit# 67046 | FAC-YCM-VEH | Vehicle,Licensed | Vehicle |  | VEH | http://www.toronto.ca/TWONTO#pickup_truck
27193 | DOS-YCM-VEH-67082 | 2020 Chevrolet 2500 - Vehicle Unit# 67082 | FAC-YCM-VEH | Vehicle,Licensed | Vehicle |  | VEH | http://www.toronto.ca/TWONTO#pickup_truck
44124 | FCL-GRK-VEH-0001 | Vehicle Pickup Truck | FCL-SES | Vehicle,Licensed | Vehicle |  | VEH | http://www.toronto.ca/TWONTO#pickup_truck
51617 | TAB-GRK-VEH-043275 | Truck, Dodge Ram 1500, Model RTR, 2018, | TAB-GRK-VEH1 | Vehicle,Licensed | Vehicle |  | VEH | http://www.toronto.ca/TWONTO#pickup_truck
51618 | TAB-GRK-VEH-043282 | Truck, Ford F 150 XL | TAB-GRK-VEH1 | Vehicle,Licensed | Vehicle |  | VEH | http://www.toronto.ca/TWONTO#pickup_truck
51620 | TAB-GRK-VEH-050228 | Truck, Ford 150 Pro Lightning EV, Solids Group | TAB-GRK-VEH1 | Vehicle,Licensed | Vehicle |  | VEH | http://www.toronto.ca/TWONTO#pickup_truck
51621 | TAB-GRK-VEH-067143 | Truck, Plow, Dodge RAM, WWPW | TAB-GRK-VEH1 | Vehicle,Licensed | Vehicle |  | VEH | http://www.toronto.ca/TWONTO#pickup_truck
51622 | TAB-GRK-VEH-076078 | Truck, GMC Sierra 3500 Pickup | TAB-GRK-VEH1 | Vehicle,Licensed | Vehicle |  | VEH | http://www.toronto.ca/TWONTO#pickup_truck
51623 | TAB-GRK-VEH-190002 | Truck, Boom Truck, Freightliner FM2 | TAB-GRK-VEH2 | Vehicle,Licensed | Vehicle |  | VEH | http://www.toronto.ca/TWONTO#pickup_truck
66847 | THC-GRK-VEH-003322 | Vehicle, 2022 Chevrolet Bolt EUV (WA2), Licence Plate GVEX 487 | THC-GRK-VEHICLES | Vehicle,Unlicensed | Vehicle |  | VEH | http://www.toronto.ca/TWONTO#pickup_truck
66848 | THC-GRK-VEH-003335 | Vehicle, 2022 Chevrolet Bolt EUV (WA2), Licence Plate GVEX 501 | THC-GRK-VEHICLES | Vehicle,Unlicensed | Vehicle |  | VEH | http://www.toronto.ca/TWONTO#pickup_truck
66850 | THC-GRK-VEH-047057 | Vehicle, 2009 Dodge Dakota Pick Up (WA3) | THC-GRK-VEHICLES | Vehicle,Licensed | Vehicle | 40952 | VEH | http://www.toronto.ca/TWONTO#pickup_truck
66851 | THC-GRK-VEH-076088 | Vehicle,2021 Chevrolet Silverado 3500HD 4WD (WA3) | THC-GRK-VEHICLES | Vehicle,Licensed | Vehicle |  | VEH | http://www.toronto.ca/TWONTO#pickup_truck
78987 | THR-GRK-VEH-076011 | Vehicle, Ford F-350 Pick Up Truck, Licensed 701 4XT | THR-GRK-GQ-WA4 | Vehicle,Licensed | Vehicle |  | VEH | http://www.toronto.ca/TWONTO#pickup_truck
78988 | THR-GRK-VEH-112404 | Vehicle, Passenger Van, Ford F-150 Licensed 180 5KW | THR-GRK-GQ-WA3 | Vehicle,Licensed | Vehicle |  | VEH | http://www.toronto.ca/TWONTO#pickup_truck
113516 | TAB-GRK-VEH-043231SUS | Truck, GMC Chevy Sierra, WA-5 | TAB-GRK-VEH1 | Vehicle,Licensed | Vehicle | 47531 | VEH | http://www.toronto.ca/TWONTO#pickup_truck
113517 | TAB-GRK-VEH-043231SUS | Truck, GMC Chevy Sierra, WA-5 | TAB-SUSPENDED ENTITY | Vehicle,Licensed | Vehicle | 47531 | VEH | http://www.toronto.ca/TWONTO#pickup_truck
113518 | TAB-GRK-VEH-043280 | Truck, Dodge Ram 1500 | TAB-GRK-VEH1 | Vehicle,Licensed | Vehicle |  | VEH | http://www.toronto.ca/TWONTO#pickup_truck
113519 | TAB-GRK-VEH-043281 | Truck, Dodge Ram 1500 | TAB-GRK-VEH1 | Vehicle,Licensed | Vehicle |  | VEH | http://www.toronto.ca/TWONTO#pickup_truck
113520 | TAB-GRK-VEH-064124 | Truck, Dodge RAM 2500 | TAB-GRK-VEH1 | Vehicle,Licensed | Vehicle |  | VEH | http://www.toronto.ca/TWONTO#pickup_truck
113554 | TAB-GRK-VEH1 | Trucks | TAB-VEH | Vehicle,Unlicensed | Vehicle |  |  | http://www.toronto.ca/TWONTO#pickup_truck
125875 | THC-GRK-VEH-047057 | Vehicle, 2009 Dodge Dakota Pick Up (WA3) | THC-SUSPENDED | Vehicle,Licensed | Vehicle | 40952 | VEH | http://www.toronto.ca/TWONTO#pickup_truck
125876 | THC-GRK-VEH-050031 | Vehicle, 2016 Dodge Ram 1500 4WD (WA1) | THC-GRK-VEHICLES | Vehicle,Licensed | Vehicle |  | VEH | http://www.toronto.ca/TWONTO#pickup_truck
125877 | THC-GRK-VEH-073106 | Vehicle, 2010 Dodge Ram 3500 4WD 1 ton Crew Cab pick-up with plow | THC-GRK-VEHICLES | Vehicle,Licensed | Vehicle | 39129 | VEH | http://www.toronto.ca/TWONTO#pickup_truck
125878 | THC-GRK-VEH-076005 | Vehicle, Ford F350 Pick-Up | THC-GRK-VEHICLES | Vehicle,Licensed | Vehicle | 40158 | VEH | http://www.toronto.ca/TWONTO#pickup_truck
129173 | THC-THK-LD-0001 | Vehicle, Lift Truck (WA2) | THC-GRK-VEHICLES | Forklift,Gas/Propane Dual Fuel | Vehicle |  | LD | http://www.toronto.ca/TWONTO#pickup_truck
136518 | THR-GRK-GQ-076011A | Salt Spreader, for Ford F-350 Crewcab, Licensed 701 4XT | THR-GRK-VEH-076011 | Vehicle,Licensed | Vehicle |  | GQ | http://www.toronto.ca/TWONTO#pickup_truck
136570 | THR-GRK-VEH-071002 | Vehicle,Dodge Ram 350 Pick Up Truck, Licensed AF 97750 | THR-GRK-GQ-WA4 | Vehicle,Licensed | Vehicle |  | VEH | http://www.toronto.ca/TWONTO#pickup_truck
9529 | DOS-YCM-VEH-267226 | 2019 J&J AT-2 - Vehicle Unit# 267226 | FAC-YCM-VEH | Vehicle,Licensed | Vehicle |  | VEH | http://www.toronto.ca/TWONTO#vehicle
9530 | DOS-YCM-VEH-287001 | 2019 GORMAN 84A2-3029D - Vehicle Unit# 287001 | FAC-YCM-VEH | Vehicle,Licensed | Vehicle |  | VEH | http://www.toronto.ca/TWONTO#vehicle
27176 | DOS-YCM-VEH-286001 | 2019T&T Power 50MDK-ART - Vehicle Unit# 286001 | FAC-YCM-VEH | Vehicle,Licensed | Vehicle |  | VEH | http://www.toronto.ca/TWONTO#vehicle
27177 | DOS-YCM-VEH-286002 | 2019T&T Power 50MDK-ART - Vehicle Unit# 286002 | FAC-YCM-VEH | Vehicle,Licensed | Vehicle |  | VEH | http://www.toronto.ca/TWONTO#vehicle
9531 | DOS-YCM-VEH-322065 | 2011 CASE 580SN - Vehicle Unit# 322065 | FAC-YCM-VEH | Vehicle,Licensed | Vehicle |  | VEH | power_mobile_equipment | backhoe
9532 | DOS-YCM-VEH-323087 | 2015 CASE 821F - Vehicle Unit# 323087 | FAC-YCM-VEH | Vehicle,Licensed | Vehicle |  | VEH | power_mobile_equipment
9533 | DOS-YCM-VEH-324015 | 2008 CASE 240 - Vehicle Unit# 324015 | FAC-YCM-VEH | Vehicle,Licensed | Vehicle |  | VEH | power_mobile_equipment
9537 | DOS-YCM-VEH-324027 | 2019 CASE SR130 - Vehicle Unit# 324027 | FAC-YCM-VEH | Vehicle,Licensed | Vehicle |  | VEH | power_mobile_equipment | backhoe
9538 | DOS-YCM-VEH-324028 | 2020 CASE TV450B - Vehicle Unit# 324028 | FAC-YCM-VEH | Vehicle,Licensed | Vehicle |  | VEH | power_mobile_equipment
9539 | DOS-YCM-VEH-325001 | 2008 CASE 327B - Vehicle Unit# 325001 | FAC-YCM-VEH | Vehicle,Licensed | Vehicle |  | VEH | power_mobile_equipment
9540 | DOS-YCM-VEH-327005 | 2019 CASE CX60C - Vehicle Unit# 327005 | FAC-YCM-VEH | Vehicle,Licensed | Vehicle |  | VEH | power_mobile_equipment
9543 | DOS-YCM-VEH-333022 | 2015 CAT D4K2 XL - Vehicle Unit# 3330022 | FAC-YCM-VEH | Vehicle,Licensed | Vehicle |  | VEH | power_mobile_equipment
9544 | DOS-YCM-VEH-333023 | 2020 CASE CX490D - Vehicle Unit# 333023 | FAC-YCM-VEH | Vehicle,Licensed | Vehicle |  | VEH | power_mobile_equipment
27180 | DOS-YCM-VEH-322057 | 2008 CASE 430 - Vehicle Unit# 322057 | FAC-YCM-VEH | Vehicle,Licensed | Vehicle |  | VEH | power_mobile_equipment
27181 | DOS-YCM-VEH-322062 | 2008 CASE 580SM - Vehicle Unit# 322062 | FAC-YCM-VEH | Vehicle,Licensed | Vehicle |  | VEH | power_mobile_equipment
27182 | DOS-YCM-VEH-322084 | 2017 CASE 580SN - Vehicle Unit# 322084 | FAC-YCM-VEH | Vehicle,Licensed | Vehicle |  | VEH | power_mobile_equipment
27183 | DOS-YCM-VEH-322094 | 2020 CASE 580SN - Vehicle Unit# 322094 | FAC-YCM-VEH | Vehicle,Licensed | Vehicle |  | VEH | power_mobile_equipment
27184 | DOS-YCM-VEH-323089 | 2015 CASE 580SN - Vehicle Unit# 323089 | FAC-YCM-VEH | Vehicle,Licensed | Vehicle |  | VEH | power_mobile_equipment
27185 | DOS-YCM-VEH-323090 | 2016 CASE 821F - Vehicle Unit# 323090 | FAC-YCM-VEH | Vehicle,Licensed | Vehicle |  | VEH | power_mobile_equipment
61786 | FHA-GRK-VEH-0301 | Vehicle, Genie Person Lifting, Plant | FHA-MCS-VEH | Groundskeeping | Vehicle |  | VEH | power_mobile_equipment
61788 | FHA-GRK-VEH-378252 | Vehicle, Bobcat Toolcat | FHA-MCS-VEH | Groundskeeping | Vehicle |  | VEH | power_mobile_equipment
66854 | THC-GRK-VEH-319174 | Vehicle, 2019 Case 570N EP Front End Loader (WA3) | THC-GRK-VEHICLES | Vehicle,Unlicensed | Vehicle |  | VEH | power_mobile_equipment
66884 | THC-GRK-VEH-396523 | Vehicle, 2019 Toro Groundsmaster 3280-D (WA3) | THC-GRK-VEHICLES | Vehicle,Licensed | Vehicle |  | VEH | power_mobile_equipment
113529 | TAB-GRK-VEH-378251 | Vehicle, Utility, Multi-Attachment, Propane, BobCat 5600, WA-7 | TAB-GRK-VEH2 | Forklift,Propane | Vehicle |  | VEH | power_mobile_equipment
113530 | TAB-GRK-VEH-378251 | Vehicle, Utility, Multi-Attachment, Propane, BobCat 5600, WA-7 | TAB-MCS-CRN | Forklift,Propane | Vehicle |  | VEH | power_mobile_equipment
125855 | THC-GRK-LD-0001 | Vehicle, Genie Articulate Boom Lift Type (WA3) | THC-GRK-VEHICLES | Forklift,Gas/Propane Dual Fuel | Vehicle |  | LD | power_mobile_equipment
55487 | TAB-PRS-VEH-1010SUS | Rail Car, Chemical Storage | TAB-SUSPENDED ENTITY | Storage,Removable Storage | Vehicle | 47515 | VEH | storage_container
55488 | TAB-PRS-VEH-1020SUS | Rail Car, Chemical Storage | TAB-SUSPENDED ENTITY | Storage,Removable Storage | Vehicle | 47516 | VEH | storage_container
55489 | TAB-PRS-VEH-1030SUS | Rail Car, Chemical Storage | TAB-PRS-C | Storage,Removable Storage | Vehicle | 47517 | VEH | storage_container
55490 | TAB-PRS-VEH-1030SUS | Rail Car, Chemical Storage | TAB-SUSPENDED ENTITY | Storage,Removable Storage | Vehicle | 47517 | VEH | storage_container
116477 | TAB-PRS-VEH-1010SUS | Rail Car, Chemical Storage | TAB-PRS-C | Storage,Removable Storage | Vehicle | 47515 | VEH | storage_container
116478 | TAB-PRS-VEH-1020SUS | Rail Car, Chemical Storage | TAB-PRS-C | Storage,Removable Storage | Vehicle | 47516 | VEH | storage_container
9512 | DOS-YCM-TRL-VEH067005 | 2001 JC Loader Trailer 16T DOW- Vehicle Unit# 267005 | FAC-YCM-VEH | Vehicle,Licensed | Vehicle |  |  | trailer
9513 | DOS-YCM-TRL-VEH266015 | 2002 EZ Loader Trailer - Vehicle Unit# 266015 | DOS-YCM-VEH-TRL | Vehicle,Licensed | Vehicle |  |  | trailer
9514 | DOS-YCM-TRL-VEH267016 | 2002 JC trailer - Vehicle Unit# 267016 | DOS-YCM-VEH-TRL | Vehicle,Licensed | Vehicle |  |  | trailer
9515 | DOS-YCM-TRL-VEH267016 | 2002 JC trailer - Vehicle Unit# 267016 | FAC-YCM-VEH | Vehicle,Licensed | Vehicle |  |  | trailer
9516 | DOS-YCM-TRL-VEH268011 | 2009 TITAN Trailer - Vehicle Unit# 268011 | DOS-YCM-VEH-TRL | Vehicle,Licensed | Vehicle |  |  | trailer
9517 | DOS-YCM-TRL-VEH270014 | 2019 ALANTRA LEASING 22X10 - Vehicle Trailer Unit# 270014 | DOS-YCM-VEH-TRL | Vehicle,Licensed | Vehicle |  |  | trailer
9518 | DOS-YCM-TRL-VEH270014 | 2019 ALANTRA LEASING 22X10 - Vehicle Trailer Unit# 270014 | FAC-YCM-VEH | Vehicle,Licensed | Vehicle |  |  | trailer
9519 | DOS-YCM-TRL-VEH270015 | 2019 ALANTRA LEASING 22X10 - Vehicle Trailer Unit# 270015 | DOS-YCM-VEH-TRL | Vehicle,Licensed | Vehicle |  |  | trailer
9520 | DOS-YCM-TRL-VEH270015 | 2019 ALANTRA LEASING 22X10 - Vehicle Trailer Unit# 270015 | FAC-YCM-VEH | Vehicle,Licensed | Vehicle |  |  | trailer
13861 | FCL-MCS-VEH-0005 | Vehicle, Aircraft Carrier, 4 wheel | FCL-MCS-7 | Groundskeeping | Vehicle |  | VEH | trailer
27146 | DOS-YCM-TRL-VEH067005 | 2001 JC Loader Trailer 16T DOW- Vehicle Unit# 267005 | DOS-YCM-VEH-TRL | Vehicle,Licensed | Vehicle |  |  | trailer
27147 | DOS-YCM-TRL-VEH266015 | 2002 EZ Loader Trailer - Vehicle Unit# 266015 | FAC-YCM-VEH | Vehicle,Licensed | Vehicle |  |  | trailer
27148 | DOS-YCM-TRL-VEH268010 | 2009 TITAN Trailer - Vehicle Unit# 268010 | DOS-YCM-VEH-TRL | Vehicle,Licensed | Vehicle |  |  | trailer
27149 | DOS-YCM-TRL-VEH268010 | 2009 TITAN Trailer - Vehicle Unit# 268010 | FAC-YCM-VEH | Vehicle,Licensed | Vehicle |  |  | trailer
27150 | DOS-YCM-TRL-VEH268011 | 2009 TITAN Trailer - Vehicle Unit# 268011 | FAC-YCM-VEH | Vehicle,Licensed | Vehicle |  |  | trailer
27151 | DOS-YCM-TRL-VEH270005 | 2008 Homemade Modular - Vehicle Trailer Unit# 270005 | DOS-YCM-VEH-TRL | Vehicle,Licensed | Vehicle |  |  | trailer
27152 | DOS-YCM-TRL-VEH270005 | 2008 Homemade Modular - Vehicle Trailer Unit# 270005 | FAC-YCM-VEH | Vehicle,Licensed | Vehicle |  |  | trailer
27153 | DOS-YCM-TRL-VEH270007 | 2008 Homemade Modular - Vehicle Trailer Unit# 270007 | DOS-YCM-VEH-TRL | Vehicle,Licensed | Vehicle |  |  | trailer
27154 | DOS-YCM-TRL-VEH270007 | 2008 Homemade Modular - Vehicle Trailer Unit# 270007 | FAC-YCM-VEH | Vehicle,Licensed | Vehicle |  |  | trailer
27155 | DOS-YCM-TRL-VEH270008 | 2008 Homemade Modular - Vehicle Trailer Unit# 270008 | DOS-YCM-VEH-TRL | Vehicle,Licensed | Vehicle |  |  | trailer
27156 | DOS-YCM-TRL-VEH270008 | 2008 Homemade Modular - Vehicle Trailer Unit# 270008 | FAC-YCM-VEH | Vehicle,Licensed | Vehicle |  |  | trailer
27157 | DOS-YCM-TRL-VEH270009 | 2008 Homemade Modular - Vehicle Trailer Unit# 270009 | DOS-YCM-VEH-TRL | Vehicle,Licensed | Vehicle |  |  | trailer
27158 | DOS-YCM-TRL-VEH270009 | 2008 Homemade Modular - Vehicle Trailer Unit# 270009 | FAC-YCM-VEH | Vehicle,Licensed | Vehicle |  |  | trailer
27159 | DOS-YCM-TRL-VEH270012 | 2019 ALANTRA LEASING 22X10 - Vehicle Trailer Unit# 270012 | DOS-YCM-VEH-TRL | Vehicle,Licensed | Vehicle |  |  | trailer
27160 | DOS-YCM-TRL-VEH270012 | 2019 ALANTRA LEASING 22X10 - Vehicle Trailer Unit# 270012 | FAC-YCM-VEH | Vehicle,Licensed | Vehicle |  |  | trailer
27161 | DOS-YCM-TRL-VEH270013 | 2019 ALANTRA LEASING 22X10 - Vehicle Trailer Unit# 270013 | DOS-YCM-VEH-TRL | Vehicle,Licensed | Vehicle |  |  | trailer
27162 | DOS-YCM-TRL-VEH270013 | 2019 ALANTRA LEASING 22X10 - Vehicle Trailer Unit# 270013 | FAC-YCM-VEH | Vehicle,Licensed | Vehicle |  |  | trailer
27163 | DOS-YCM-TRL-VEH270017 | 2019 Haulmark trailer - Vehicle Unit# 270017 | DOS-YCM-VEH-TRL | Vehicle,Licensed | Vehicle |  |  | trailer
27164 | DOS-YCM-TRL-VEH270017 | 2019 Haulmark trailer - Vehicle Unit# 270017 | FAC-YCM-VEH | Vehicle,Licensed | Vehicle |  |  | trailer
27178 | DOS-YCM-VEH-286003 | 2019 SDMO JS60UC - Vehicle Unit# 286003 | FAC-YCM-VEH | Vehicle,Licensed | Vehicle |  | VEH | trailer
27179 | DOS-YCM-VEH-299001 | 2002 VAC-TRON PMD800sdte - Vehicle Unit# 299001 | FAC-YCM-VEH | Vehicle,Licensed | Vehicle |  | VEH | trailer
78985 | THR-GRK-VEH-0002 | Trailer, Trash Vehicle, Head House (For DOS) | THR-GQ-PLT | Vehicle,Licensed | Vehicle |  | VEH | trailer
136566 | THR-GRK-TRL-0001 | Trailer, Portable, RSPS Temporary Control Room | THR-GRK-GQ-WA4 | Vehicle,Unlicensed | Vehicle |  | TRL | trailer
136567 | THR-GRK-TRL-0002 | Trailer,Consultant, Portable, South Road | THR-GRK-GQ-WA3 | Vehicle,Unlicensed | Vehicle |  | TRL | trailer
136568 | THR-GRK-VEH-0002 | Trailer, Trash Vehicle, Head House (For DOS) | THR-GQ-WA2 | Vehicle,Licensed | Vehicle |  | VEH | trailer
77 | 37839 | Condensing Unit, Ductless Split System outdoor Unit, AT Electrical Bldg RPU Rm | THR-ACC-AC-4001 | H.V.A.C.,Air Conditioner | HVAC |  |  | http://www.toronto.ca/TWONTO#AC_condenser_unit |  | Fan Coil Unit, Ductless Split System Indoor Unit, AT Electrical Bldg RPU Rm
3210 | COL-PCF-D-0001 | Dehumidifier, Drywell | COL-PCF | H.V.A.C.,Dehumidifier | HVAC |  | D | http://www.toronto.ca/TWONTO#dehumidifier |  | Clark Pumping Station
3222 | COL-PCF-FN-0002 | Exhaust Fan, Wet Well | COL-PCF-MISC | Fan | HVAC |  | FN | http://www.toronto.ca/TWONTO#blower_or_fan_with_drive |  | Miscellaneous Equipment
3223 | COL-PCF-FN-0100 | Drywell Supply Fan, FN-0100 | COL-PCF-MISC | Fan | HVAC |  | FN | http://www.toronto.ca/TWONTO#blower_or_fan_with_drive |  | Miscellaneous Equipment
3224 | COL-PCF-FN-0200 | Wetwell Supply Fan, FN-0200 | COL-PCF-MISC | Fan | HVAC |  | FN | http://www.toronto.ca/TWONTO#blower_or_fan_with_drive |  | Miscellaneous Equipment
3351 | COL-PCU-CU-0101 | HVAC, Condensing Unit, Roof, Cumber PS | COL-PCU-AUX-MECH | Air Handling Unit | HVAC |  | CU | http://www.toronto.ca/TWONTO#AC_condenser_unit |  | Mechanical Equipment
3388 | COL-PCU-FN-0001 | HVAC, Fan, Centrifugal, Downblast, Two-speed Dry Well Roof Fan | COL-PCU | Fan,Centrifugal | HVAC |  | FN | http://www.toronto.ca/TWONTO#blower_or_fan_with_drive |  | Cumber Pumping Station
3389 | COL-PCU-FN-0001 | HVAC, Fan, Centrifugal, Downblast, Two-speed Dry Well Roof Fan | COL-PCU-AUX-MECH | Fan,Centrifugal | HVAC |  | FN | http://www.toronto.ca/TWONTO#blower_or_fan_with_drive |  | Mechanical Equipment
3390 | COL-PCU-FN-0002 | HVAC, Fan, FRP/Severe Duty Wet Well Roof Fan | COL-PCU | Fan | HVAC |  | FN | http://www.toronto.ca/TWONTO#blower_or_fan_with_drive |  | Cumber Pumping Station
3391 | COL-PCU-FN-0002 | HVAC, Fan, FRP/Severe Duty Wet Well Roof Fan | COL-PCU-AUX-MECH | Fan | HVAC |  | FN | http://www.toronto.ca/TWONTO#blower_or_fan_with_drive |  | Mechanical Equipment
3411 | COL-PCU-HTR-0001 | Heater, Electric Baseboard, Ground Floor, Cumber PS | COL-PCU | H.V.A.C.,Heater,Baseboard | HVAC |  | HTR | http://www.toronto.ca/TWONTO#heater |  | Cumber Pumping Station
3412 | COL-PCU-HTR-0001 | Heater, Electric Baseboard, Ground Floor, Cumber PS | COL-PCU-AUX-MECH | H.V.A.C.,Heater,Baseboard | HVAC |  | HTR | http://www.toronto.ca/TWONTO#heater |  | Mechanical Equipment
3413 | COL-PCU-HTR-0001 | Heater, Electric Baseboard, Ground Floor, Cumber PS | COL-PCU-MISC | H.V.A.C.,Heater,Baseboard | HVAC |  | HTR | http://www.toronto.ca/TWONTO#heater |  | Miscellaneous Equipment
3744 | COL-PGA-FN-0101 | Fan,Centrifugal,Exhaust,Wet Well | COL-PGA | Fan | HVAC |  | FN | http://www.toronto.ca/TWONTO#blower_or_fan_with_drive |  | Greyabbey Sewage Pumping Station
3745 | COL-PGA-FN-0101 | Fan,Centrifugal,Exhaust,Wet Well | COL-PGA-MISC | Fan | HVAC |  | FN | http://www.toronto.ca/TWONTO#blower_or_fan_with_drive |  | Miscellaneous Equipment
3746 | COL-PGA-FN-0102 | Fan,Centrifugal,IntakeWet Well | COL-PGA | Fan | HVAC |  | FN | http://www.toronto.ca/TWONTO#blower_or_fan_with_drive |  | Greyabbey Sewage Pumping Station
3747 | COL-PGA-FN-0102 | Fan,Centrifugal,IntakeWet Well | COL-PGA-MISC | Fan | HVAC |  | FN | http://www.toronto.ca/TWONTO#blower_or_fan_with_drive |  | Miscellaneous Equipment
4343 | COL-PLB-D-0100 | Dehumidifier, Motor Floor | COL-PLB | H.V.A.C.,Dehumidifier | HVAC |  | D | http://www.toronto.ca/TWONTO#dehumidifier |  | Long Branch Pumping Station
4344 | COL-PLB-D-0100 | Dehumidifier, Motor Floor | COL-PLB-AUX-MECH | H.V.A.C.,Dehumidifier | HVAC |  | D | http://www.toronto.ca/TWONTO#dehumidifier |  | Mechanical Equipment
4547 | COL-PLB-TIC-0100 | Thermostat | COL-PLB-AHU-0100 | Switch | HVAC |  | TIC | http://www.toronto.ca/TWONTO#thermostat_or_zone_controller_unit |  | Air Handling Unit
4755 | COL-PMM-D-0100 | Dehumidifier, Motor Floor | COL-PMM-AHU-0100 | H.V.A.C.,Dehumidifier | HVAC |  | D | http://www.toronto.ca/TWONTO#dehumidifier |  | Air Handling Unit
4756 | COL-PMM-D-0100 | Dehumidifier, Motor Floor | COL-PMM-MISC | H.V.A.C.,Dehumidifier | HVAC |  | D | http://www.toronto.ca/TWONTO#dehumidifier |  | Miscellaneous Equipment
4957 | COL-PMM-FN-0001 | Fan, Exhaust | COL-PMM-MISC | Fan | HVAC |  | FN | http://www.toronto.ca/TWONTO#blower_or_fan_with_drive |  | Miscellaneous Equipment
4958 | COL-PMM-FN-0004 | Fan, Exhaust | COL-PMM | Fan | HVAC |  | FN | http://www.toronto.ca/TWONTO#blower_or_fan_with_drive |  | Mimico Pumping Station
4959 | COL-PMM-FN-0004 | Fan, Exhaust | COL-PMM-CP-0100 | Fan | HVAC |  | FN | http://www.toronto.ca/TWONTO#blower_or_fan_with_drive |  | Ventillation control panel
4960 | COL-PMM-FN-0005 | Fan, Exhaust | COL-PMM | Fan | HVAC |  | FN | http://www.toronto.ca/TWONTO#blower_or_fan_with_drive |  | Mimico Pumping Station
4961 | COL-PMM-FN-0005 | Fan, Exhaust | COL-PMM-CP-0100 | Fan | HVAC |  | FN | http://www.toronto.ca/TWONTO#blower_or_fan_with_drive |  | Ventillation control panel
4962 | COL-PMM-FN-0005 | Fan, Exhaust | COL-PMM-MISC | Fan | HVAC |  | FN | http://www.toronto.ca/TWONTO#blower_or_fan_with_drive |  | Miscellaneous Equipment
4963 | COL-PMM-FN-0007 | Fan, Exhaust | COL-PMM | Fan | HVAC |  | FN | http://www.toronto.ca/TWONTO#blower_or_fan_with_drive |  | Mimico Pumping Station
4964 | COL-PMM-FN-0007 | Fan, Exhaust | COL-PMM-CP-0100 | Fan | HVAC |  | FN | http://www.toronto.ca/TWONTO#blower_or_fan_with_drive |  | Ventillation control panel
4965 | COL-PMM-FN-0007 | Fan, Exhaust | COL-PMM-MISC | Fan | HVAC |  | FN | http://www.toronto.ca/TWONTO#blower_or_fan_with_drive |  | Miscellaneous Equipment
4966 | COL-PMM-FN-0100 | Fan, Exhaust | COL-PMM-CP-0100 | Fan | HVAC |  | FN | http://www.toronto.ca/TWONTO#blower_or_fan_with_drive |  | Ventillation control panel
4967 | COL-PMM-FN-0100 | Fan, Exhaust | COL-PMM-MISC | Fan | HVAC |  | FN | http://www.toronto.ca/TWONTO#blower_or_fan_with_drive |  | Miscellaneous Equipment
4978 | COL-PMM-HIC-0100 | Humidistat | COL-PMM-MISC |  | HVAC |  | HIC | http://www.toronto.ca/TWONTO#thermostat_or_zone_controller_unit |  | Miscellaneous Equipment
5139 | COL-PMM-TIC-0100 | Thermostat | COL-PMM-AHU-0100 | Controller,Temperature | HVAC |  | TIC | http://www.toronto.ca/TWONTO#thermostat_or_zone_controller_unit |  | Air Handling Unit
5140 | COL-PMM-TIC-0100 | Thermostat | COL-PMM-MISC | Controller,Temperature | HVAC |  | TIC | http://www.toronto.ca/TWONTO#thermostat_or_zone_controller_unit |  | Miscellaneous Equipment
5433 | COL-PNT-FN-0002 | Fan, Exhaust | COL-PNT-CP-0100 | Fan | HVAC |  | FN | http://www.toronto.ca/TWONTO#blower_or_fan_with_drive |  | Ventilation control panel
5434 | COL-PNT-FN-0100 | Fan, Exhaust | COL-PNT-CP-0100 | Fan | HVAC |  | FN | http://www.toronto.ca/TWONTO#blower_or_fan_with_drive |  | Ventilation control panel
5537 | COL-PNT-HIC-0100 | Humidistat | COL-PNT-AHU-0100 |  | HVAC |  | HIC | http://www.toronto.ca/TWONTO#thermostat_or_zone_controller_unit |  | Air Handling Unit
5538 | COL-PNT-HIC-0100 | Humidistat | COL-PNT-MISC |  | HVAC |  | HIC | http://www.toronto.ca/TWONTO#thermostat_or_zone_controller_unit |  | Miscellaneous Equipment
5598 | COL-PNT-TIC-0100 | Thermostat | COL-PNT-MISC | Controller,Temperature | HVAC |  | TIC | http://www.toronto.ca/TWONTO#thermostat_or_zone_controller_unit |  | Miscellaneous Equipment
6738 | COL-PSW-FN-0001 | Fan, Exhaust | COL-PSW | Fan | HVAC |  | FN | http://www.toronto.ca/TWONTO#blower_or_fan_with_drive |  | Swansea Pumping Station
6739 | COL-PSW-FN-0001 | Fan, Exhaust | COL-PSW-CP-0100 | Fan | HVAC |  | FN | http://www.toronto.ca/TWONTO#blower_or_fan_with_drive |  | Ventillation control panel
6740 | COL-PSW-FN-0002 | Fan, Exhaust, Wet Well | COL-PSW-CP-0100 | Fan | HVAC |  | FN | http://www.toronto.ca/TWONTO#blower_or_fan_with_drive |  | Ventillation control panel
6741 | COL-PSW-FN-0003 | Fan, Exhaust | COL-PSW | Fan | HVAC |  | FN | http://www.toronto.ca/TWONTO#blower_or_fan_with_drive |  | Swansea Pumping Station
6742 | COL-PSW-FN-0003 | Fan, Exhaust | COL-PSW-MISC | Fan | HVAC |  | FN | http://www.toronto.ca/TWONTO#blower_or_fan_with_drive |  | Miscellaneous Equipment
6749 | COL-PSW-HIC-0100 | Humidistat | COL-PSW-AHU-0100 |  | HVAC |  | HIC | http://www.toronto.ca/TWONTO#thermostat_or_zone_controller_unit |  | Air Handling Unit
6795 | COL-PSW-TIC-0100 | Thermostat | COL-PSW-AHU-0100 | Controller,Temperature | HVAC |  | TIC | http://www.toronto.ca/TWONTO#thermostat_or_zone_controller_unit |  | Air Handling Unit
7137 | COL-PWR-CU-0101 | HVAC, Condensing Unit, Roof, West Rouge PS | COL-PWR-AHU-0100 | Air Handling Unit | HVAC |  | CU | http://www.toronto.ca/TWONTO#AC_condenser_unit |  | HVAC, Air Handling Unit, Control Room, West Rouge PS
7138 | COL-PWR-CU-0101 | HVAC, Condensing Unit, Roof, West Rouge PS | COL-PWR-AUX-MECH | Air Handling Unit | HVAC |  | CU | http://www.toronto.ca/TWONTO#AC_condenser_unit |  | Mechanical Equipment
7168 | COL-PWR-FN-0001 | HVAC, Fan, Centrifugal, Downblast, Two-speed Dry Well Roof Fan | COL-PWR-CP-0001 | Fan | HVAC |  | FN | http://www.toronto.ca/TWONTO#blower_or_fan_with_drive |  | Control Panel, HVAC, Ventilation Control, West Rouge PS
7192 | COL-PWR-HIC-0100 | HVAC, Switch, Humidistat, Pump Floor, West Rouge PS ( old tag COL-PWR-AIT-0103) | COL-PWR-AUX-MECH | Switch | HVAC |  | HIC | http://www.toronto.ca/TWONTO#thermostat_or_zone_controller_unit |  | Mechanical Equipment
8399 | DA0149A | Air Handling Unit -ECB3- Dew Bldg | TAB-ACC-AHU | Air Handling Unit | HVAC |  |  | http://www.toronto.ca/TWONTO#air_handler_unit |  | Air Handling Unit & Supply Fan
8400 | DA0149A | Air Handling Unit -ECB3- Dew Bldg | TAB-ACC-AHU-DEW | Air Handling Unit | HVAC |  |  | http://www.toronto.ca/TWONTO#air_handler_unit |  | AHUs/Supply Fans Dewater. Bldg.
8401 | DA0152A | SUSPENDED ENTITY | TAB-ACC-CI | H.V.A.C.,Air Conditioner | HVAC | 35634 |  | ? |  | Chiller and Air Coolers
8402 | DA0153A | Air Handling Unit, ECB 5-Dew.Bldg. | TAB-ACC-AHU-DEW | Air Handling Unit | HVAC |  |  | http://www.toronto.ca/TWONTO#air_handler_unit |  | AHUs/Supply Fans Dewater. Bldg.
8404 | DE1021A | Chiller, Liquid | TAB-ACC-CI | H.V.A.C.,Chiller | HVAC |  |  | http://www.toronto.ca/TWONTO#chiller |  | Chiller and Air Coolers
8405 | DE1022A | Chiller, Liquid | TAB-ACC-CI | H.V.A.C.,Chiller | HVAC |  |  | http://www.toronto.ca/TWONTO#chiller |  | Chiller and Air Coolers
8738 | DR8011A | Air, Handling Unit, AHU-1, (2.8 L/S), Digester Gas Control Building | TAB-ACC-AHU-GAS | Air Handling Unit | HVAC |  |  | http://www.toronto.ca/TWONTO#air_handler_unit |  | AHUs/Supply Fans Gas Control Bldg.
8739 | DR8013A | Air, Handling Unit, AHU-3, Digester Gas Control Build, Basement, North East Corner | TAB-ACC-AHU-GAS | Air Handling Unit | HVAC |  |  | http://www.toronto.ca/TWONTO#air_handler_unit |  | AHUs/Supply Fans Gas Control Bldg.
8805 | DX6666A | Conditioner, Air, Dig 19-22, Roof | TAB-ACC-CI | H.V.A.C.,Air Conditioner | HVAC |  |  | http://www.toronto.ca/TWONTO#air_condition |  | Chiller and Air Coolers
9043 | FCL-ACC-AHU-0901 | Air Handling unit, Centrifuge Building HVAC Room South | FCL-ACC | Air Handling Unit | HVAC |  | AHU | http://www.toronto.ca/TWONTO#air_handler_unit |  | Climate Control (HVAC)
9044 | FCL-ACC-AHU-0901 | Air Handling unit, Centrifuge Building HVAC Room South | FCL-ACC-RMF | Air Handling Unit | HVAC |  | AHU | http://www.toronto.ca/TWONTO#air_handler_unit |  | Residue Management HVAC Equipment
9046 | FCL-ACC-AHU-0903 | Air Handling Unit, Centrifuge Building HVAC Room North | FCL-ACC-RMF | Air Handling Unit | HVAC |  | AHU | http://www.toronto.ca/TWONTO#air_handler_unit |  | Residue Management HVAC Equipment
9136 | FCL-ACC-AHU-0903 | Air Handling Unit, Centrifuge Building HVAC Room North | FCL-WWW | Air Handling Unit | HVAC |  | AHU | http://www.toronto.ca/TWONTO#air_handler_unit |  | Residue Management
9139 | FCL-ACC-AHU-0904 | Air Handling unit, RMF Clarification Facility, Exit Corridor North | FCL-ACC | Air Handling Unit | HVAC |  | AHU | http://www.toronto.ca/TWONTO#air_handler_unit |  | Climate Control (HVAC)
9142 | FCL-ACC-AHU-0905 | Air Handling unit, RMF Clarification Facility, HVAC Room 1, Ground Floor, | FCL-ACC | Air Handling Unit | HVAC |  | AHU | http://www.toronto.ca/TWONTO#air_handler_unit |  | Climate Control (HVAC)
14428 | FCL-WWW-AHU-0101-SUS | Air Handling Unit - Screen Room | FCL-ACC-P-LL | Air Handling Unit | HVAC | 42193 | AHU | http://www.toronto.ca/TWONTO#air_handler_unit |  | Low Lift Pumping Station HVAC Equipment
14429 | FCL-WWW-AHU-0101-SUS | Air Handling Unit - Screen Room | FCL-SUSPENDED | Air Handling Unit | HVAC | 42193 | AHU | http://www.toronto.ca/TWONTO#air_handler_unit |  | Suspended entity
14776 | FHA-ACC-AC-0019-SU | Chiller, Server Room, Filter Bldg | FHA-SUSPENDED | H.V.A.C.,Air Conditioner | HVAC | 32964 | AC | http://www.toronto.ca/TWONTO#chiller |  | Suspended Obsolete entity for storage purpose
14777 | FHA-ACC-AC-0351 | FHA-ACC-AC-0001 - Air Conditioner | FHA-MCS-ACC | H.V.A.C.,Air Conditioner | HVAC |  | AC | http://www.toronto.ca/TWONTO#air_condition |  | HVAC
14778 | FHA-ACC-AC-0352 | FHA-ACC-AC-0002 - Air Conditioner | FHA-MCS-ACC | H.V.A.C.,Air Conditioner | HVAC |  | AC | http://www.toronto.ca/TWONTO#air_condition |  | HVAC
14779 | FHA-ACC-AC-0364 | FHA-ACC-AC-0014 - Air Conditioner | FHA-MCS-ACC | H.V.A.C.,Air Conditioner | HVAC |  | AC | http://www.toronto.ca/TWONTO#air_condition |  | HVAC
14780 | FHA-ACC-AC-0367 | FHA-ACC-AC-0017 - Air Conditioner | FHA-MCS-ACC | H.V.A.C.,Air Conditioner | HVAC |  | AC | http://www.toronto.ca/TWONTO#air_condition |  | HVAC
14781 | FHA-ACC-AC-0368 | FHA-ACC-AC-0018 - Air Conditioner | FHA-MCS-ACC | H.V.A.C.,Air Conditioner | HVAC |  | AC | http://www.toronto.ca/TWONTO#air_condition |  | HVAC
14782 | FHA-ACC-AC-6842 | FHA-WWW-AC-6842 -Air Conditioner, Wall Mounted | FHA-MCS-ACC | H.V.A.C.,Air Conditioner | HVAC |  | AC | http://www.toronto.ca/TWONTO#air_condition |  | HVAC
14783 | FHA-ACC-AHU-0003 | Air Handling Unit - Single Packaged - Self Contained | FHA-MCS-ACC | Air Handling Unit | HVAC |  | AHU | http://www.toronto.ca/TWONTO#air_handler_unit |  | HVAC
14784 | FHA-ACC-AHU-0005 | Cooling Unit Spot Cooler | FHA-MCS-ACC | Air Handling Unit | HVAC | 38792 | AHU | http://www.toronto.ca/TWONTO#air_condition |  | HVAC
14785 | FHA-ACC-AHU-6801 | Air Handling Unit, RMF | FHA-MCS-ACC | Air Handling Unit | HVAC |  | AHU | http://www.toronto.ca/TWONTO#air_handler_unit |  | HVAC
14786 | FHA-ACC-AHU-6802 | Air Handling Unit, RMF | FHA-MCS-ACC | Air Handling Unit | HVAC |  | AHU | http://www.toronto.ca/TWONTO#air_handler_unit |  | HVAC
14794 | FHA-ACC-FIT-0400 | FHA-ACC-FIT-0100 - Transmitter, Flow Indicating, For Dehumidifier FHA-ACC-D-0402 | FHA-MCS-ACC | H.V.A.C.,Air Conditioner | HVAC |  | FIT | http://www.toronto.ca/TWONTO#flow_transmitter |  | HVAC
14795 | FHA-ACC-FN-0007 | Fan, HVAC, Control room | FHA-MCS-ACC | Fan | HVAC |  | FN | http://www.toronto.ca/TWONTO#blower_or_fan_with_drive |  | HVAC
14810 | FHA-ACC-FN-0320 | Heater Exchanger | FHA-MCS-ACC | H.V.A.C.,Heater,Unit | HVAC |  | FN | http://www.toronto.ca/TWONTO#heat_exchanger |  | HVAC
14927 | FHA-AM-DM-6810 | Damper, Isolation, Ammonia Room | FHA-AM-SB-6810 |  | HVAC |  | DM | http://www.toronto.ca/TWONTO#air_damper |  | Scrubber, Ammonia
14928 | FHA-AM-DM-6815 | Damper, Fan, Exhaust, Ammonia Room | FHA-AM-FN-6815 |  | HVAC |  | DM | http://www.toronto.ca/TWONTO#air_damper |  | VFD, Fan, Exhaust, Ammonia Room
15228 | COL-PCF-D-0001 | Dehumidifier, Drywell | COL-PCF-MISC | H.V.A.C.,Dehumidifier | HVAC |  | D | http://www.toronto.ca/TWONTO#dehumidifier |  | Miscellaneous Equipment
15247 | COL-PCF-FN-0001 | Exhaust Fan, Dry Well | COL-PCF | Fan | HVAC |  | FN | http://www.toronto.ca/TWONTO#blower_or_fan_with_drive |  | Clark Pumping Station
15248 | COL-PCF-FN-0001 | Exhaust Fan, Dry Well | COL-PCF-MISC | Fan | HVAC |  | FN | http://www.toronto.ca/TWONTO#blower_or_fan_with_drive |  | Miscellaneous Equipment
15249 | COL-PCF-FN-0002 | Exhaust Fan, Wet Well | COL-PCF | Fan | HVAC |  | FN | http://www.toronto.ca/TWONTO#blower_or_fan_with_drive |  | Clark Pumping Station
15250 | COL-PCF-FN-0100 | Drywell Supply Fan, FN-0100 | COL-PCF | Fan | HVAC |  | FN | http://www.toronto.ca/TWONTO#blower_or_fan_with_drive |  | Clark Pumping Station
15251 | COL-PCF-FN-0200 | Wetwell Supply Fan, FN-0200 | COL-PCF | Fan | HVAC |  | FN | http://www.toronto.ca/TWONTO#blower_or_fan_with_drive |  | Clark Pumping Station
16644 | COL-PCU-AHU-0100 | HVAC, Air Handling Unit, Dry Well 2nd Floor, Cumber PS | COL-PCU | Air Handling Unit | HVAC |  | AHU | http://www.toronto.ca/TWONTO#air_handler_unit |  | Cumber Pumping Station
16645 | COL-PCU-AHU-0100 | HVAC, Air Handling Unit, Dry Well 2nd Floor, Cumber PS | COL-PCU-AUX-MECH | Air Handling Unit | HVAC |  | AHU | http://www.toronto.ca/TWONTO#air_handler_unit |  | Mechanical Equipment
16674 | COL-PCU-CU-0101 | HVAC, Condensing Unit, Roof, Cumber PS | COL-PCU-AHU-0100 | Air Handling Unit | HVAC |  | CU | http://www.toronto.ca/TWONTO#AC_condenser_unit |  | HVAC, Air Handling Unit, Dry Well 2nd Floor, Cumber PS
16798 | COL-PCU-FN-0001 | HVAC, Fan, Centrifugal, Downblast, Two-speed Dry Well Roof Fan | COL-PCU-MISC | Fan,Centrifugal | HVAC |  | FN | http://www.toronto.ca/TWONTO#blower_or_fan_with_drive |  | Miscellaneous Equipment
16799 | COL-PCU-FN-0002 | HVAC, Fan, FRP/Severe Duty Wet Well Roof Fan | COL-PCU-MISC | Fan | HVAC |  | FN | http://www.toronto.ca/TWONTO#blower_or_fan_with_drive |  | Miscellaneous Equipment
19014 | FHO-ACC-AC-0501 | Air Conditioner, Admin Building, L1, Control Room North West Office, Ceiling | FHO-MCS-HVAC |  | HVAC |  | AC | http://www.toronto.ca/TWONTO#air_condition |  | Plant HVAC
19015 | FHO-ACC-AC-0901 | Air Conditioner, Filter Building, S2, West of Pipe Gallery, HVAC Room | FHO-MCS-HVAC |  | HVAC |  | AC | http://www.toronto.ca/TWONTO#air_condition |  | Plant HVAC
19042 | FHO-ACC-CI-0104 | Chiller, Admin Building HVAC, Admin Building, L2, East Wing, Mechanical Room | FHO-ACC-AHU-0104 | H.V.A.C.,Air Conditioner | HVAC |  | CI | http://www.toronto.ca/TWONTO#chiller |  | Air Handling Unit, Admin Building, East Wing, Mechanical Room
19054 | FHO-ACC-CU-0201 | Condensing Unit, AHU-0201, Ammonia Area HVAC, Chemical Building, North Penthouse | FHO-ACC-AC-0501 | H.V.A.C.,Chiller | HVAC |  | CU | http://www.toronto.ca/TWONTO#AC_condenser_unit |  | Air Conditioner, Admin Building, L1, Control Room North West Office, Ceiling
19183 | FHO-ACC-FN-0147 | Fan, Exhaust, Admin Building, S2, Loading Bay Door 2 Air Curtain | FHO-ACC SECONDARY | Fan,Axial | HVAC |  | FN | http://www.toronto.ca/TWONTO#blower_or_fan_with_drive |  | Small Air Moving Equipment
19184 | FHO-ACC-FN-0147 | Fan, Exhaust, Admin Building, S2, Loading Bay Door 2 Air Curtain | FHO-MCS-HVAC | Fan,Axial | HVAC |  | FN | http://www.toronto.ca/TWONTO#blower_or_fan_with_drive |  | Plant HVAC
19299 | FHO-ACC-HE-0501 | Cooling Tower HE 0501; (New Tag HE-0101), Admin Building west HVAC room (AC CT 1) | FHO-ACC-AC-0501 | Heat Exchanger | HVAC |  | HE | heating_coil |  | Air Conditioner, Admin Building, L1, Control Room North West Office, Ceiling
22485 | COL-PLB-D-0100 | Dehumidifier, Motor Floor | COL-PLB-AHU-0100 | H.V.A.C.,Dehumidifier | HVAC |  | D | http://www.toronto.ca/TWONTO#dehumidifier |  | Air Handling Unit
23463 | COL-PLB-TIC-0100 | Thermostat | COL-PLB-AUX-INST | Switch | HVAC |  | TIC | http://www.toronto.ca/TWONTO#thermostat_or_zone_controller_unit |  | Instrumentation Equipment
23464 | COL-PLB-TIC-0100 | Thermostat | COL-PLB-AUX-MECH | Switch | HVAC |  | TIC | http://www.toronto.ca/TWONTO#thermostat_or_zone_controller_unit |  | Mechanical Equipment
23465 | COL-PLB-TIC-0100 | Thermostat | COL-PNT-MISC | Switch | HVAC |  | TIC | http://www.toronto.ca/TWONTO#thermostat_or_zone_controller_unit |  | Miscellaneous Equipment
24878 | COL-PMM-FN-0001 | Fan, Exhaust | COL-PMM | Fan | HVAC |  | FN | http://www.toronto.ca/TWONTO#blower_or_fan_with_drive |  | Mimico Pumping Station
24879 | COL-PMM-FN-0001 | Fan, Exhaust | COL-PMM-CP-0100 | Fan | HVAC |  | FN | http://www.toronto.ca/TWONTO#blower_or_fan_with_drive |  | Ventillation control panel
24880 | COL-PMM-FN-0002 | Fan, Exhaust | COL-PMM | Fan | HVAC |  | FN | http://www.toronto.ca/TWONTO#blower_or_fan_with_drive |  | Mimico Pumping Station
24881 | COL-PMM-FN-0002 | Fan, Exhaust | COL-PMM-CP-0100 | Fan | HVAC |  | FN | http://www.toronto.ca/TWONTO#blower_or_fan_with_drive |  | Ventillation control panel
24882 | COL-PMM-FN-0002 | Fan, Exhaust | COL-PMM-MISC | Fan | HVAC |  | FN | http://www.toronto.ca/TWONTO#blower_or_fan_with_drive |  | Miscellaneous Equipment
24883 | COL-PMM-FN-0003 | Fan, Exhaust | COL-PMM | Fan | HVAC |  | FN | http://www.toronto.ca/TWONTO#blower_or_fan_with_drive |  | Mimico Pumping Station
24884 | COL-PMM-FN-0003 | Fan, Exhaust | COL-PMM-CP-0100 | Fan | HVAC |  | FN | http://www.toronto.ca/TWONTO#blower_or_fan_with_drive |  | Ventillation control panel
24885 | COL-PMM-FN-0003 | Fan, Exhaust | COL-PMM-MISC | Fan | HVAC |  | FN | http://www.toronto.ca/TWONTO#blower_or_fan_with_drive |  | Miscellaneous Equipment
24886 | COL-PMM-FN-0004 | Fan, Exhaust | COL-PMM-MISC | Fan | HVAC |  | FN | http://www.toronto.ca/TWONTO#blower_or_fan_with_drive |  | Miscellaneous Equipment
24887 | COL-PMM-FN-0006 | Fan, Supply | COL-PMM | Fan | HVAC |  | FN | http://www.toronto.ca/TWONTO#blower_or_fan_with_drive |  | Mimico Pumping Station
24888 | COL-PMM-FN-0006 | Fan, Supply | COL-PMM-CP-0100 | Fan | HVAC |  | FN | http://www.toronto.ca/TWONTO#blower_or_fan_with_drive |  | Ventillation control panel
24889 | COL-PMM-FN-0006 | Fan, Supply | COL-PMM-MISC | Fan | HVAC |  | FN | http://www.toronto.ca/TWONTO#blower_or_fan_with_drive |  | Miscellaneous Equipment
24940 | COL-PMM-HIC-0100 | Humidistat | COL-PMM-AHU-0100 |  | HVAC |  | HIC | http://www.toronto.ca/TWONTO#thermostat_or_zone_controller_unit |  | Air Handling Unit
26026 | FIS-ACC-AC-3001 | Air Conditioner, Settling Basins 9 & 11, Access Building, PLC Room, N/E Corner | FIS-ACC-ADMIN BUILDING | H.V.A.C.,Air Conditioner | HVAC |  | AC | http://www.toronto.ca/TWONTO#air_condition |  | HVAC Admin Buliding
26027 | FIS-ACC-AHU-0101 | Air Handling Unit, Raw Water Building, S/W Unit | FIS-HVAC | Air Handling Unit | HVAC |  | AHU | http://www.toronto.ca/TWONTO#air_handler_unit |  | Climate Control
26028 | FIS-ACC-AHU-0201 | Air Handling Unit, Raw Water Building, N/W Unit | FIS-HVAC | Air Handling Unit | HVAC |  | AHU | http://www.toronto.ca/TWONTO#air_handler_unit |  | Climate Control
26029 | FIS-ACC-AHU-0401 | Air Handling Unit, Filter Complex, Basement Floor, Pump Room, North Unit | FIS-HVAC | Air Handling Unit | HVAC | 46012 | AHU | http://www.toronto.ca/TWONTO#air_handler_unit |  | Climate Control
26030 | FIS-ACC-AHU-0402 | Air Handling Unit, Filter Complex, Basement Floor, Pump Room, South Unit | FIS-HVAC | Air Handling Unit | HVAC |  | AHU | http://www.toronto.ca/TWONTO#air_handler_unit |  | Climate Control
26031 | FIS-ACC-AHU-0402 | Air Handling Unit, Filter Complex, Basement Floor, Pump Room, South Unit | FIS-SUSPENDED | Air Handling Unit | HVAC |  | AHU | http://www.toronto.ca/TWONTO#air_handler_unit |  | Obsolete Entities/Processes
26032 | FIS-ACC-AHU-0501 | Air Handling Unit, Filter Complex, Basement | FIS-SUSPENDED | Air Handling Unit | HVAC |  | AHU | http://www.toronto.ca/TWONTO#air_handler_unit |  | Obsolete Entities/Processes
26033 | FIS-ACC-AHU-0600 | Air Handling Unit, Filter Complex, Control Room, On Top of Roof | FIS-HVAC | Air Handling Unit | HVAC |  | AHU | http://www.toronto.ca/TWONTO#air_handler_unit |  | Climate Control
26034 | FIS-ACC-AHU-4001 | Air Handling Unit, Marine Yard Ventilation, Mechanical/Electrical Room | FIS-MARINE-BUILDING | Air Handling Unit | HVAC |  | AHU | http://www.toronto.ca/TWONTO#air_handler_unit |  | FIS Marine Yard Building
26035 | FIS-ACC-AHU-4500 | Air Handling Unit, Machine Shop Supply, North/West Side, Ground Level, Workshop Building | FIS-SUSPENDED | Air Handling Unit | HVAC |  | AHU | http://www.toronto.ca/TWONTO#air_handler_unit |  | Obsolete Entities/Processes
26036 | FIS-ACC-AHU-5000-SUS | Air Handling Unit, Ammonia Building Supply, Ammonia Storage Building Roof | FIS-HVAC | Air Handling Unit | HVAC | 38554 | AHU | http://www.toronto.ca/TWONTO#air_handler_unit |  | Climate Control
26046 | FIS-ACC-CP-4000 | Panel, Control, Building Automation System, Mechanical/Electrical Room | FIS-MARINE-M/ERM |  | HVAC |  | CP | http://www.toronto.ca/TWONTO#process_control_panel |  | Mechanical/ Electrical Room, Marine Yard Building
26047 | FIS-ACC-CU-0303 | Condensing Unit, Dehumidifier Intake Pre Cooling Coil HE-0302, Storage Building, Outside, West Wall | FIS-HVAC | Compressor | HVAC |  | CU | http://www.toronto.ca/TWONTO#AC_condenser_unit |  | Climate Control
26048 | FIS-ACC-CU-0305 | Condensing Unit, Dehumidifier Intake Pre Cooling Coil HE-0304, Storage Building, Outside, West Wall | FIS-HVAC | Compressor | HVAC |  | CU | http://www.toronto.ca/TWONTO#AC_condenser_unit |  | Climate Control
26049 | FIS-ACC-CU-0307 | Condensing Unit, Dehumidifier Intake Post Cooling Coil HE-0306, Storage Building, Outside, West Wall | FIS-HVAC | Compressor | HVAC |  | CU | http://www.toronto.ca/TWONTO#AC_condenser_unit |  | Climate Control
26071 | FIS-ACC-DM-3001 | Damper, Actuated, Air Intake to RMF Polymer Storage & Feeder Building, RMF Polymer Storage & Feeder Building, Polymer Storage Room, N/W Corner | FIS-POL-ROOM | Damper/Louver | HVAC |  | DM | http://www.toronto.ca/TWONTO#air_damper |  | FIS RMF Polymer Storage Room
26072 | FIS-ACC-DM-4001 | Damper, Motorized, Outside Air for AHU, Mechanical/Electrical Room | FIS-ACC-AHU-4001 |  | HVAC |  | DM | http://www.toronto.ca/TWONTO#air_damper |  | Air Handling Unit, Marine Yard Ventilation, Mechanical/Electrical Room
26073 | FIS-ACC-DM-4002 | Damper, Motorized, Exhaust Air for AHU, Mechanical/Electrical Room | FIS-ACC-AHU-4001 |  | HVAC |  | DM | http://www.toronto.ca/TWONTO#air_damper |  | Air Handling Unit, Marine Yard Ventilation, Mechanical/Electrical Room
26074 | FIS-ACC-DM-4005 | Damper, Motorized, Air to Outside, Mechanical/Electrical Room | FIS-ACC-CP-4000 |  | HVAC |  | DM | http://www.toronto.ca/TWONTO#air_damper |  | Panel, Control, Building Automation System, Mechanical/Electrical Room
26075 | FIS-ACC-DM-4005 | Damper, Motorized, Air to Outside, Mechanical/Electrical Room | FIS-MARINE-M/ERM |  | HVAC |  | DM | http://www.toronto.ca/TWONTO#air_damper |  | Mechanical/ Electrical Room, Marine Yard Building
26076 | FIS-ACC-DM-4007 | Damper, Variable Air Volume Box, Lunch Room/Meeting Room | FIS-ACC-CP-4000 |  | HVAC |  | DM | http://www.toronto.ca/TWONTO#air_damper |  | Panel, Control, Building Automation System, Mechanical/Electrical Room
26077 | FIS-ACC-DM-4007 | Damper, Variable Air Volume Box, Lunch Room/Meeting Room | FIS-MARINE-M/ERM |  | HVAC |  | DM | http://www.toronto.ca/TWONTO#air_damper |  | Mechanical/ Electrical Room, Marine Yard Building
26078 | FIS-ACC-DM-4008 | Damper,Variable Air Volume Box, Workstation | FIS-ACC-CP-4000 |  | HVAC |  | DM | http://www.toronto.ca/TWONTO#air_damper |  | Panel, Control, Building Automation System, Mechanical/Electrical Room
26079 | FIS-ACC-DM-4008 | Damper,Variable Air Volume Box, Workstation | FIS-MARINE-M/ERM |  | HVAC |  | DM | http://www.toronto.ca/TWONTO#air_damper |  | Mechanical/ Electrical Room, Marine Yard Building
26080 | FIS-ACC-DM-4009 | Damper, Variable Air Volume Box, Training Room | FIS-ACC-CP-4000 |  | HVAC |  | DM | http://www.toronto.ca/TWONTO#air_damper |  | Panel, Control, Building Automation System, Mechanical/Electrical Room
26081 | FIS-ACC-DM-4009 | Damper, Variable Air Volume Box, Training Room | FIS-MARINE-M/ERM |  | HVAC |  | DM | http://www.toronto.ca/TWONTO#air_damper |  | Mechanical/ Electrical Room, Marine Yard Building
26100 | FIS-ACC-FN-3001 | Fan, Exhaust, Polymer Storage & Feeder Building, RMF Polymer Storage & Feeder Building, Polymer Storage Room, N/W Corner,S/E Corner | FIS-ACC-CHEMICAL BUILDING | Fan | HVAC |  | FN | http://www.toronto.ca/TWONTO#blower_or_fan_with_drive |  | HVAC Chemical Building
26103 | FIS-ACC-FN-4001 | Fan, Celing mounted, Marine Yard Building, Mechanical/Electrical Room | FIS-ACC-AHU-4001 |  | HVAC |  | FN | http://www.toronto.ca/TWONTO#blower_or_fan_with_drive |  | Air Handling Unit, Marine Yard Ventilation, Mechanical/Electrical Room
26104 | FIS-ACC-FN-4002 | Fan, Celing mounted, Marine Yard Building, Mechanical/Electrical Room | FIS-ACC-AHU-4001 |  | HVAC |  | FN | http://www.toronto.ca/TWONTO#blower_or_fan_with_drive |  | Air Handling Unit, Marine Yard Ventilation, Mechanical/Electrical Room
26105 | FIS-ACC-FN-4003 | Fan, Celing mounted, Marine Yard Building, Mechanical/Electrical Room | FIS-ACC-MARINEYARD |  | HVAC |  | FN | http://www.toronto.ca/TWONTO#blower_or_fan_with_drive |  | HVAC Marine Yard Building
26106 | FIS-ACC-FN-4003 | Fan, Celing mounted, Marine Yard Building, Mechanical/Electrical Room | FIS-MARINE-BUILDING |  | HVAC |  | FN | http://www.toronto.ca/TWONTO#blower_or_fan_with_drive |  | FIS Marine Yard Building
26107 | FIS-ACC-FN-4004 | Fan, Celing mounted, Marine Yard Building, Mechanical/Electrical Room | FIS-ACC-MARINEYARD |  | HVAC |  | FN | http://www.toronto.ca/TWONTO#blower_or_fan_with_drive |  | HVAC Marine Yard Building
26108 | FIS-ACC-FN-4005 | Fan, Exhaust Air, Janitor Room Exhaust, Janitor's Room | FIS-MARINE-M/ERM |  | HVAC |  | FN | http://www.toronto.ca/TWONTO#blower_or_fan_with_drive |  | Mechanical/ Electrical Room, Marine Yard Building
26120 | FIS-ACC-HTR-0101-SUS | Intake Building Heating | FIS-GRK-0001 | H.V.A.C.,Heater | HVAC | 38120 | HTR | http://www.toronto.ca/TWONTO#collection_of_assets |  | FIS, Building Maintenance
26121 | FIS-ACC-HTR-0101-SUS | Intake Building Heating | FIS-HVAC | H.V.A.C.,Heater | HVAC | 38120 | HTR | http://www.toronto.ca/TWONTO#collection_of_assets |  | Climate Control
26122 | FIS-ACC-HTR-0101-SUS | Intake Building Heating | FIS-SUSPENDED | H.V.A.C.,Heater | HVAC | 38120 | HTR | http://www.toronto.ca/TWONTO#collection_of_assets |  | Obsolete Entities/Processes
26170 | FIS-ACC-HTR-3004 | Heater, Unit, Settling Basins 5 & 7 Access Building, S/E Corner | FIS-ACC-CHEMICAL BUILDING | H.V.A.C.,Heater,Unit | HVAC |  | HTR | http://www.toronto.ca/TWONTO#heater |  | HVAC Chemical Building
26171 | FIS-ACC-HTR-3004 | Heater, Unit, Settling Basins 5 & 7 Access Building, S/E Corner | FIS-RMF 5&7 ACCESS-BLDG | H.V.A.C.,Heater,Unit | HVAC |  | HTR | http://www.toronto.ca/TWONTO#heater |  | FIS RMF Basin 5&7 Access Building
26209 | FIS-ACC-OIT-4000 | Terminal, Operator Interface, Building Automation System, Lunch Room/Meeting Room | FIS-ACC-CP-4000 |  | HVAC |  | OIT | http://www.toronto.ca/TWONTO#operator_interface_terminal |  | Panel, Control, Building Automation System, Mechanical/Electrical Room
26393 | COL-PNT-FN-0001 | Fan, Exhaust | COL-PNT | Fan | HVAC |  | FN | http://www.toronto.ca/TWONTO#blower_or_fan_with_drive |  | New Toronto Pumping Station
26394 | COL-PNT-FN-0001 | Fan, Exhaust | COL-PNT-CP-0100 | Fan | HVAC |  | FN | http://www.toronto.ca/TWONTO#blower_or_fan_with_drive |  | Ventilation control panel
26395 | COL-PNT-FN-0001 | Fan, Exhaust | COL-PNT-MISC | Fan | HVAC |  | FN | http://www.toronto.ca/TWONTO#blower_or_fan_with_drive |  | Miscellaneous Equipment
26396 | COL-PNT-FN-0002 | Fan, Exhaust | COL-PNT | Fan | HVAC |  | FN | http://www.toronto.ca/TWONTO#blower_or_fan_with_drive |  | New Toronto Pumping Station
26397 | COL-PNT-FN-0002 | Fan, Exhaust | COL-PNT-MISC | Fan | HVAC |  | FN | http://www.toronto.ca/TWONTO#blower_or_fan_with_drive |  | Miscellaneous Equipment
26398 | COL-PNT-FN-0100 | Fan, Exhaust | COL-PNT-MISC | Fan | HVAC |  | FN | http://www.toronto.ca/TWONTO#blower_or_fan_with_drive |  | Miscellaneous Equipment
26399 | COL-PNT-FN-0101 | Fan, Exhaust | COL-PNT-CP-0100 | Fan | HVAC |  | FN | http://www.toronto.ca/TWONTO#blower_or_fan_with_drive |  | Ventilation control panel
26400 | COL-PNT-FN-0101 | Fan, Exhaust | COL-PNT-MISC | Fan | HVAC |  | FN | http://www.toronto.ca/TWONTO#blower_or_fan_with_drive |  | Miscellaneous Equipment
26500 | COL-PNT-TIC-0100 | Thermostat | COL-PNT-AHU-0100 | Controller,Temperature | HVAC |  | TIC | http://www.toronto.ca/TWONTO#thermostat_or_zone_controller_unit |  | Air Handling Unit
31457 | COL-PSW-D-0100 | Dehumidifier | COL-PSW-AHU-0100 | H.V.A.C.,Dehumidifier | HVAC |  | D | http://www.toronto.ca/TWONTO#dehumidifier |  | Air Handling Unit
31458 | COL-PSW-D-0100 | Dehumidifier | COL-PSW-MISC | H.V.A.C.,Dehumidifier | HVAC |  | D | http://www.toronto.ca/TWONTO#dehumidifier |  | Miscellaneous Equipment
31479 | COL-PSW-FN-0001 | Fan, Exhaust | COL-PSW-MISC | Fan | HVAC |  | FN | http://www.toronto.ca/TWONTO#blower_or_fan_with_drive |  | Miscellaneous Equipment
31480 | COL-PSW-FN-0002 | Fan, Exhaust, Wet Well | COL-PSW | Fan | HVAC |  | FN | http://www.toronto.ca/TWONTO#blower_or_fan_with_drive |  | Swansea Pumping Station
31481 | COL-PSW-FN-0002 | Fan, Exhaust, Wet Well | COL-PSW-MISC | Fan | HVAC |  | FN | http://www.toronto.ca/TWONTO#blower_or_fan_with_drive |  | Miscellaneous Equipment
31482 | COL-PSW-FN-0003 | Fan, Exhaust | COL-PSW-CP-0100 | Fan | HVAC |  | FN | http://www.toronto.ca/TWONTO#blower_or_fan_with_drive |  | Ventillation control panel
31483 | COL-PSW-FN-0100 | Fan, Exhaust | COL-PNT-MISC | Fan | HVAC |  | FN | http://www.toronto.ca/TWONTO#blower_or_fan_with_drive |  | Miscellaneous Equipment
31484 | COL-PSW-FN-0100 | Fan, Exhaust | COL-PSW-CP-0100 | Fan | HVAC |  | FN | http://www.toronto.ca/TWONTO#blower_or_fan_with_drive |  | Ventillation control panel
31485 | COL-PSW-FN-0100 | Fan, Exhaust | COL-PSW-MISC | Fan | HVAC |  | FN | http://www.toronto.ca/TWONTO#blower_or_fan_with_drive |  | Miscellaneous Equipment
32238 | COL-PSW-HIC-0100 | Humidistat | COL-PSW-MISC |  | HVAC |  | HIC | http://www.toronto.ca/TWONTO#thermostat_or_zone_controller_unit |  | Miscellaneous Equipment
32287 | COL-PSW-TIC-0100 | Thermostat | COL-PSW-MISC | Controller,Temperature | HVAC |  | TIC | http://www.toronto.ca/TWONTO#thermostat_or_zone_controller_unit |  | Miscellaneous Equipment
32965 | KR2202A | Unit Heater, Silo #1, Basement, Silo Building | TAB-ACC-HTR | H.V.A.C.,Heater | HVAC |  |  | http://www.toronto.ca/TWONTO#heater |  | Heaters- Convection,
32966 | KR2202A | Unit Heater, Silo #1, Basement, Silo Building | TAB-ACC-HTR-SLO | H.V.A.C.,Heater | HVAC |  |  | http://www.toronto.ca/TWONTO#heater |  | Unit Heaters- Silo Bldg
32967 | KR2203A | Unit Heater, Silo #3, Basement, Silo Building | TAB-ACC-HTR | H.V.A.C.,Heater | HVAC |  |  | http://www.toronto.ca/TWONTO#heater |  | Heaters- Convection,
32968 | KR2204A | Unit Heater, Silo #3, Basement, Silo Building | TAB-ACC-HTR | H.V.A.C.,Heater | HVAC |  |  | http://www.toronto.ca/TWONTO#heater |  | Heaters- Convection,
32969 | KR2204A | Unit Heater, Silo #3, Basement, Silo Building | TAB-ACC-HTR-SLO | H.V.A.C.,Heater | HVAC |  |  | http://www.toronto.ca/TWONTO#heater |  | Unit Heaters- Silo Bldg
32970 | KR2211A | Unit Heater, Silo #1, Main Floor, Silo Building | TAB-ACC-HTR | H.V.A.C.,Heater | HVAC |  |  | http://www.toronto.ca/TWONTO#heater |  | Heaters- Convection,
32971 | KR2211A | Unit Heater, Silo #1, Main Floor, Silo Building | TAB-ACC-HTR-SLO | H.V.A.C.,Heater | HVAC |  |  | http://www.toronto.ca/TWONTO#heater |  | Unit Heaters- Silo Bldg
32972 | KR2213A | Unit Heater, Silo #3, Main Floor, Silo Building | TAB-ACC-HTR | H.V.A.C.,Heater | HVAC |  |  | http://www.toronto.ca/TWONTO#heater |  | Heaters- Convection,
32973 | KR2213A | Unit Heater, Silo #3, Main Floor, Silo Building | TAB-ACC-HTR-SLO | H.V.A.C.,Heater | HVAC |  |  | http://www.toronto.ca/TWONTO#heater |  | Unit Heaters- Silo Bldg
32974 | KR2214A | Unit Heater, Silo #3, Main Floor, Silo Building | TAB-ACC-HTR | H.V.A.C.,Heater | HVAC |  |  | http://www.toronto.ca/TWONTO#heater |  | Heaters- Convection,
32975 | KR2214A | Unit Heater, Silo #3, Main Floor, Silo Building | TAB-ACC-HTR-SLO | H.V.A.C.,Heater | HVAC |  |  | http://www.toronto.ca/TWONTO#heater |  | Unit Heaters- Silo Bldg
32976 | KR2221A | Unit Heater, Silo #1, 2nd Floor, Silo Building | TAB-ACC-HTR-SLO | H.V.A.C.,Heater | HVAC |  |  | http://www.toronto.ca/TWONTO#heater |  | Unit Heaters- Silo Bldg
32977 | KR2222A | Unit Heater, Silo #1, 2nd Floor, Silo Building | TAB-ACC-HTR | H.V.A.C.,Heater | HVAC |  |  | http://www.toronto.ca/TWONTO#heater |  | Heaters- Convection,
32978 | KR2224A | Unit Heater, Silo #3, 2nd Floor, Silo Building | TAB-ACC-HTR-SLO | H.V.A.C.,Heater | HVAC |  |  | http://www.toronto.ca/TWONTO#heater |  | Unit Heaters- Silo Bldg
32979 | KR2231A | Unit Heater, Silo #1, 3rd Floor, Silo Building | TAB-ACC-HTR | H.V.A.C.,Heater | HVAC |  |  | http://www.toronto.ca/TWONTO#heater |  | Heaters- Convection,
32980 | KR2231A | Unit Heater, Silo #1, 3rd Floor, Silo Building | TAB-ACC-HTR-SLO | H.V.A.C.,Heater | HVAC |  |  | http://www.toronto.ca/TWONTO#heater |  | Unit Heaters- Silo Bldg
32981 | KR2233A | Unit Heater, Silo #3, 3rd Floor, Silo Building | TAB-ACC-HTR | H.V.A.C.,Heater | HVAC |  |  | http://www.toronto.ca/TWONTO#heater |  | Heaters- Convection,
32982 | KR2233A | Unit Heater, Silo #3, 3rd Floor, Silo Building | TAB-ACC-HTR-SLO | H.V.A.C.,Heater | HVAC |  |  | http://www.toronto.ca/TWONTO#heater |  | Unit Heaters- Silo Bldg
32983 | KR2234A | Unit Heater, Silo #3, 3rd Floor, Silo Building | TAB-ACC-HTR | H.V.A.C.,Heater | HVAC |  |  | http://www.toronto.ca/TWONTO#heater |  | Heaters- Convection,
32984 | KR2234A | Unit Heater, Silo #3, 3rd Floor, Silo Building | TAB-ACC-HTR-SLO | H.V.A.C.,Heater | HVAC |  |  | http://www.toronto.ca/TWONTO#heater |  | Unit Heaters- Silo Bldg
32985 | KR2241A | Unit Heater, Silo #1, 4th Floor, Silo Building | TAB-ACC-HTR | H.V.A.C.,Heater | HVAC |  |  | http://www.toronto.ca/TWONTO#heater |  | Heaters- Convection,
32986 | KR2241A | Unit Heater, Silo #1, 4th Floor, Silo Building | TAB-ACC-HTR-SLO | H.V.A.C.,Heater | HVAC |  |  | http://www.toronto.ca/TWONTO#heater |  | Unit Heaters- Silo Bldg
32987 | KR2244A | Unit Heater, Silo #3, 4th Floor, Silo Building | TAB-ACC-HTR-SLO | H.V.A.C.,Heater | HVAC |  |  | http://www.toronto.ca/TWONTO#heater |  | Unit Heaters- Silo Bldg
32988 | KR2251A | Unit Heater, Silo #1, 5th Floor, Silo Building | TAB-ACC-HTR-SLO | H.V.A.C.,Heater | HVAC |  |  | http://www.toronto.ca/TWONTO#heater |  | Unit Heaters- Silo Bldg
32989 | KR2252A | Unit Heater, Silo #1, 5th Floor, Silo Building | TAB-ACC-HTR-SLO | H.V.A.C.,Heater | HVAC |  |  | http://www.toronto.ca/TWONTO#heater |  | Unit Heaters- Silo Bldg
32990 | KR2253A | Unit Heater, Silo #3, 5th Floor, Silo Building | TAB-ACC-HTR | H.V.A.C.,Heater | HVAC |  |  | http://www.toronto.ca/TWONTO#heater |  | Heaters- Convection,
32991 | KR2253A | Unit Heater, Silo #3, 5th Floor, Silo Building | TAB-ACC-HTR-SLO | H.V.A.C.,Heater | HVAC |  |  | http://www.toronto.ca/TWONTO#heater |  | Unit Heaters- Silo Bldg
34598 | COL-PWR-AHU-0100 | HVAC, Air Handling Unit, Control Room, West Rouge PS | COL-PWR | Air Handling Unit | HVAC |  | AHU | http://www.toronto.ca/TWONTO#air_handler_unit |  | West Rouge Pumping Station
34599 | COL-PWR-AHU-0100 | HVAC, Air Handling Unit, Control Room, West Rouge PS | COL-PWR-AUX-MECH | Air Handling Unit | HVAC |  | AHU | http://www.toronto.ca/TWONTO#air_handler_unit |  | Mechanical Equipment
35239 | COL-PWR-FN-0001 | HVAC, Fan, Centrifugal, Downblast, Two-speed Dry Well Roof Fan | COL-PWR-AUX-MECH | Fan | HVAC |  | FN | http://www.toronto.ca/TWONTO#blower_or_fan_with_drive |  | Mechanical Equipment
35437 | COL-PWR-HIC-0100 | HVAC, Switch, Humidistat, Pump Floor, West Rouge PS ( old tag COL-PWR-AIT-0103) | COL-PWR-AHU-0100 | Switch | HVAC |  | HIC | http://www.toronto.ca/TWONTO#thermostat_or_zone_controller_unit |  | HVAC, Air Handling Unit, Control Room, West Rouge PS
37187 | NR3104E | Duct Heater, Electirc-P.W.P.S.H-1 | TAB-ACC-HTR | H.V.A.C.,Heater | HVAC |  |  | http://www.toronto.ca/TWONTO#heater |  | Heaters- Convection,
37194 | NR3109E | Unit Heater,Convection,P.W.P.S.-H-5 | TAB-ACC-HTR-PWPS | H.V.A.C.,Heater | HVAC |  |  | http://www.toronto.ca/TWONTO#heater |  | Unit Heaters- PWPS
37199 | NR3115E | Unit Heater,Convection,P.W.P.S.-H-7 | TAB-ACC-HTR-PWPS | H.V.A.C.,Heater | HVAC |  |  | http://www.toronto.ca/TWONTO#heater |  | Unit Heaters- PWPS
37200 | NR3116E | Unit Heater,Convection,P.W.P.S.-H-8 | TAB-ACC-HTR-PWPS | H.V.A.C.,Heater | HVAC |  |  | http://www.toronto.ca/TWONTO#heater |  | Unit Heaters- PWPS
37201 | NR3118E | Unit Heater,Convection,P.W.P.S.-H-11 | TAB-ACC-HTR-PWPS | H.V.A.C.,Heater | HVAC |  |  | http://www.toronto.ca/TWONTO#heater |  | Unit Heaters- PWPS
37202 | NR3120E | Unit Heater,Convection,P.W.P.S.-H-13 | TAB-ACC-HTR-PWPS | H.V.A.C.,Heater | HVAC |  |  | http://www.toronto.ca/TWONTO#heater |  | Unit Heaters- PWPS
37203 | NR3121E | Unit Heater,Convection,P.W.P.S.-H-14 | TAB-ACC-HTR-PWPS | H.V.A.C.,Heater | HVAC |  |  | http://www.toronto.ca/TWONTO#heater |  | Unit Heaters- PWPS
37228 | NX2038A | Conditioner, Air- Z Bldg M/C Shop office mezzanine,( TAB-PWA-CI-0090) | TAB-ACC-CI | H.V.A.C.,Air Conditioner | HVAC |  |  | http://www.toronto.ca/TWONTO#air_condition |  | Chiller and Air Coolers
37232 | NX2052A | Conditioner, Air, Blwr Bldg, 2nd Flr, 25 ton-Blwr Bldg | TAB-ACC-CI | H.V.A.C.,Air Conditioner | HVAC |  |  | http://www.toronto.ca/TWONTO#air_condition |  | Chiller and Air Coolers
37233 | NX2055A | Conditioner, Air, Blwr Bldg, Main Floor, Training Room, E Wall | TAB-ACC-CI | H.V.A.C.,Air Conditioner | HVAC |  |  | http://www.toronto.ca/TWONTO#air_condition |  | Chiller and Air Coolers
37234 | NX2057A | Fan, Exhaust, Blower Bldg. | TAB-ACC-FN-BL | Fan | HVAC |  |  | http://www.toronto.ca/TWONTO#blower_or_fan_with_drive |  | Exhaust Fans Blower Bldg.
37237 | NX2060A | Fan, Exhaust, Blower Bldg. | TAB-ACC-FN-BL | Fan | HVAC |  |  | http://www.toronto.ca/TWONTO#blower_or_fan_with_drive |  | Exhaust Fans Blower Bldg.
37251 | NX2080A | Fan, Air Intake Unit, Dewatering Bldg. | TAB-ACC-AHU | Fan | HVAC |  |  | http://www.toronto.ca/TWONTO#blower_or_fan_with_drive |  | Air Handling Unit & Supply Fan
37252 | NX2080A | Fan, Air Intake Unit, Dewatering Bldg. | TAB-ACC-AHU-DEW | Fan | HVAC |  |  | http://www.toronto.ca/TWONTO#blower_or_fan_with_drive |  | AHUs/Supply Fans Dewater. Bldg.
37253 | NX2081A | Fan, Air Intake Unit, Dewatering Bldg. | TAB-ACC-AHU | Fan | HVAC |  |  | http://www.toronto.ca/TWONTO#blower_or_fan_with_drive |  | Air Handling Unit & Supply Fan
37254 | NX2081A | Fan, Air Intake Unit, Dewatering Bldg. | TAB-ACC-AHU-DEW | Fan | HVAC |  |  | http://www.toronto.ca/TWONTO#blower_or_fan_with_drive |  | AHUs/Supply Fans Dewater. Bldg.
37255 | NX2082A | Fan, Air Intake Unit, Dewatering Bldg. | TAB-ACC-AHU | Fan | HVAC |  |  | http://www.toronto.ca/TWONTO#blower_or_fan_with_drive |  | Air Handling Unit & Supply Fan
37256 | NX2082A | Fan, Air Intake Unit, Dewatering Bldg. | TAB-ACC-AHU-DEW | Fan | HVAC |  |  | http://www.toronto.ca/TWONTO#blower_or_fan_with_drive |  | AHUs/Supply Fans Dewater. Bldg.
37263 | NX2090A | Fan, Air Supply Unit-Floatation Bldg | TAB-ACC-AHU | Fan | HVAC | 34571 |  | http://www.toronto.ca/TWONTO#blower_or_fan_with_drive |  | Air Handling Unit & Supply Fan
37264 | NX2090A | Fan, Air Supply Unit-Floatation Bldg | TAB-ACC-AHU-THK | Fan | HVAC | 34571 |  | http://www.toronto.ca/TWONTO#blower_or_fan_with_drive |  | AHUs/Supply Fans Float. Bldg.
37265 | NX2090A | Fan, Air Supply Unit-Floatation Bldg | TAB-SUSPENDED ENTITY | Fan | HVAC | 34571 |  | http://www.toronto.ca/TWONTO#blower_or_fan_with_drive |  | Suspended entities
37282 | NX2104A | Fan, Air Exhaust Unit- Z Bldg | TAB-ACC-FN | Fan | HVAC |  |  | http://www.toronto.ca/TWONTO#blower_or_fan_with_drive |  | Exhaust Fans
37286 | NX2159A | Conditioner, Air-Old Admin.Bldg., | TAB-ACC-CI | H.V.A.C.,Air Conditioner | HVAC |  |  | http://www.toronto.ca/TWONTO#air_condition |  | Chiller and Air Coolers
37290 | NX2164A | Conditioner, Air-Old Admin.Bldg., | TAB-ACC-CI | H.V.A.C.,Air Conditioner | HVAC |  |  | http://www.toronto.ca/TWONTO#air_condition |  | Chiller and Air Coolers
37291 | NX2167A | Conditioner, Air-Old Admin.Bldg., | TAB-ACC-CI | H.V.A.C.,Air Conditioner | HVAC |  |  | http://www.toronto.ca/TWONTO#air_condition |  | Chiller and Air Coolers
37292 | NX2169ASUS | Air Handling Unit, Old Admin Building | TAB-ACC-CI | H.V.A.C.,Air Conditioner | HVAC | 47528 |  | http://www.toronto.ca/TWONTO#air_handler_unit |  | Chiller and Air Coolers
37293 | NX2172 | Fan, Supply -Z Bldg, Air Supply Unit Room, Mezzanine | TAB-ACC-AHU-ZBLDG | Fan | HVAC | 36118 |  | http://www.toronto.ca/TWONTO#blower_or_fan_with_drive |  | AHUs/Supply Fans Z. Bldg.
37294 | NX2172 | Fan, Supply -Z Bldg, Air Supply Unit Room, Mezzanine | TAB-SUSPENDED ENTITY | Fan | HVAC | 36118 |  | http://www.toronto.ca/TWONTO#blower_or_fan_with_drive |  | Suspended entities
37295 | NX2173 | Fan, Supply -Z Bldg, Boiler room, Mezzanine Flr. | TAB-ACC-AHU-ZBLDG | Fan | HVAC | 36125 |  | http://www.toronto.ca/TWONTO#blower_or_fan_with_drive |  | AHUs/Supply Fans Z. Bldg.
37296 | NX2173 | Fan, Supply -Z Bldg, Boiler room, Mezzanine Flr. | TAB-SUSPENDED ENTITY | Fan | HVAC | 36125 |  | http://www.toronto.ca/TWONTO#blower_or_fan_with_drive |  | Suspended entities
37308 | NX2194A | Air Cooling Unit, Z Bldg | TAB-ACC-CI | H.V.A.C.,Air Conditioner | HVAC | 35626 |  | http://www.toronto.ca/TWONTO#collection_of_assets |  | Chiller and Air Coolers
37362 | NX2328A | Air Handling Unit, Aux., 2nd Flr, Electric RmE. | TAB-ACC-CI | H.V.A.C.,Air Conditioner | HVAC | 35290 |  | http://www.toronto.ca/TWONTO#air_handler_unit |  | Chiller and Air Coolers
37363 | NX2330A | Condenser, for Air Conditioner NX2328 | NX2328A | H.V.A.C.,Air Conditioner | HVAC | 34381 |  | http://www.toronto.ca/TWONTO#AC_condenser_unit |  | Air Handling Unit, Aux., 2nd Flr, Electric RmE.
37514 | NX2621A | Air /C Condensing Unit, Plant Water Pump Building, Roof | TAB-ACC-CI | H.V.A.C.,Air Conditioner | HVAC |  |  | http://www.toronto.ca/TWONTO#AC_condenser_unit |  | Chiller and Air Coolers
37515 | NX2622A | A/C Condensing Unit, PWPS- Roof West | TAB-ACC-CI | H.V.A.C.,Air Conditioner | HVAC |  |  | http://www.toronto.ca/TWONTO#AC_condenser_unit |  | Chiller and Air Coolers
37530 | NX2647A | Air Conditioner, Digester Tanks 13-16(5 Tons) | TAB-ACC-CI | H.V.A.C.,Air Conditioner | HVAC |  |  | http://www.toronto.ca/TWONTO#air_condition |  | Chiller and Air Coolers
37563 | NX3054 | AHU, Dewatering Bldg, Main Roof, West (S1) | TAB-ACC-AHU | Air Handling Unit | HVAC |  |  | http://www.toronto.ca/TWONTO#air_handler_unit |  | Air Handling Unit & Supply Fan
37564 | NX3055 | Air Handling Unit Dewater. Bldg.LowerRoof, North Side (S2) | TAB-ACC-AHU-DEW | Air Handling Unit | HVAC |  |  | http://www.toronto.ca/TWONTO#air_handler_unit |  | AHUs/Supply Fans Dewater. Bldg.
37565 | NX3055A | Fan, Air Intake Unit # 2, Dewater. Bldg.Lower Roof,North Side (S2) | NX3055 | Fan | HVAC |  |  | http://www.toronto.ca/TWONTO#blower_or_fan_with_drive |  | Air Handling Unit Dewater. Bldg.LowerRoof, North Side (S2)
37578 | NX3109A | Heater/Air Conditioner Primary Tnks 1-2, MCC Rm Roof | TAB-ACC-PRM | H.V.A.C.,Air Conditioner | HVAC |  |  | http://www.toronto.ca/TWONTO#air_condition |  | HVAC, Primary & Corrosion Control Units
37579 | NX3110A | Heater/Air Conditioner,Primary Tnks 3-4, MCC Rm Roof(2 Tons) | TAB-ACC-PRM | H.V.A.C.,Air Conditioner | HVAC |  |  | http://www.toronto.ca/TWONTO#air_condition |  | HVAC, Primary & Corrosion Control Units
37580 | NX3111A | Heater/Air Conditioner,Primary Tnks 5-6, MCC Rm Roof(2 Tons) | TAB-ACC-PRM | H.V.A.C.,Air Conditioner | HVAC |  |  | http://www.toronto.ca/TWONTO#air_condition |  | HVAC, Primary & Corrosion Control Units
37581 | NX4019 | AHU, WA7 Storage Facilities | TAB-ACC-AHU | Air Handling Unit | HVAC |  |  | http://www.toronto.ca/TWONTO#air_handler_unit |  | Air Handling Unit & Supply Fan
37582 | NX4019 | AHU, WA7 Storage Facilities | TAB-ACC-AHU-DEW | Air Handling Unit | HVAC |  |  | http://www.toronto.ca/TWONTO#air_handler_unit |  | AHUs/Supply Fans Dewater. Bldg.
37583 | NX4020A | Unit Heater,Ground Equipment Store | TAB-ACC-HTR-SLO | H.V.A.C.,Heater | HVAC |  |  | http://www.toronto.ca/TWONTO#heater |  | Unit Heaters- Silo Bldg
37586 | NX4038A | Fan, Makeup Air | TAB-ACC-AHU | Fan | HVAC |  |  | http://www.toronto.ca/TWONTO#blower_or_fan_with_drive |  | Air Handling Unit & Supply Fan
37588 | NX4041A | Conditioner, Air, P Building VFD Room(4 Tons) | TAB-ACC-CI | H.V.A.C.,Air Conditioner | HVAC |  |  | http://www.toronto.ca/TWONTO#air_condition |  | Chiller and Air Coolers
37593 | NX6106A | Conditioner, Air, Dig Gas Ctrl Bldg, ACU-1 | TAB-ACC-CI | H.V.A.C.,Air Conditioner | HVAC |  |  | http://www.toronto.ca/TWONTO#air_condition |  | Chiller and Air Coolers
37594 | NX6107A | Chiller, Dig Gas Ctrl Bldg, ACC-1- Gas Ctrl Bldg, | TAB-ACC-CI | H.V.A.C.,Chiller | HVAC |  |  | http://www.toronto.ca/TWONTO#chiller |  | Chiller and Air Coolers
37595 | NX6108A | Chiller, Dig Gas Ctrl Bldg, ACC-2- Gas Control Bldg. | TAB-ACC-CI | H.V.A.C.,Chiller | HVAC |  |  | http://www.toronto.ca/TWONTO#chiller |  | Chiller and Air Coolers
37596 | NX6201A | Air Conditioner, AHU, Polymer Bldg, Dewatering Building Roof | TAB-ACC-CI | H.V.A.C.,Air Conditioner | HVAC |  |  | http://www.toronto.ca/TWONTO#air_condition |  | Chiller and Air Coolers
37597 | NX6202A | Air Conditioner, AHU, Polymer Bldg, Dewatering | TAB-ACC-CI | H.V.A.C.,Air Conditioner | HVAC |  |  | http://www.toronto.ca/TWONTO#air_condition |  | Chiller and Air Coolers
37598 | NX6203A | Air Conditioner, AHU, Polymer Bldg, Dewatering Building Roof | TAB-ACC-CI | H.V.A.C.,Air Conditioner | HVAC |  |  | http://www.toronto.ca/TWONTO#air_condition |  | Chiller and Air Coolers
37786 | PX2522A | Corrosion Control Unit, Grease House #1 | TAB-ACC-PRM | H.V.A.C.,Air Conditioner | HVAC |  |  | ? |  | HVAC, Primary & Corrosion Control Units
38578 | TAB-ACC-0200 | Domestic H.W. System 1, Admin Bldg, Item 20 | TAB-ACC |  | HVAC |  | ACC | http://www.toronto.ca/TWONTO#collection_of_assets |  | Plant HVAC Equipment
38579 | TAB-ACC-0300 | Domestic H.W. System 2, Admin Bldg, Item 21 | TAB-ACC |  | HVAC |  | ACC | http://www.toronto.ca/TWONTO#collection_of_assets |  | Plant HVAC Equipment
38580 | TAB-ACC-1000 | Heating, Primary 10-12 & Grit Tanks 13-16 Process ( D Bldg) (Item #24) | TAB-ACC |  | HVAC |  | ACC | http://www.toronto.ca/TWONTO#collection_of_assets |  | Plant HVAC Equipment
38581 | TAB-ACC-1100 | HVAC Heating, P Bldg | TAB-ACC | H.V.A.C. | HVAC |  | ACC | http://www.toronto.ca/TWONTO#collection_of_assets |  | Plant HVAC Equipment
38582 | TAB-ACC-1200 | Heating, Floatation Bldg -Item #25 | TAB-ACC |  | HVAC |  | ACC | http://www.toronto.ca/TWONTO#collection_of_assets |  | Plant HVAC Equipment
38584 | TAB-ACC-1700 | Heating Process & Space ,(Item #19) O.P.S.Process | TAB-ACC |  | HVAC |  | ACC | http://www.toronto.ca/TWONTO#collection_of_assets |  | Plant HVAC Equipment
38585 | TAB-ACC-1800 | Heating ,Space ,Blower Bldg, | TAB-ACC |  | HVAC |  | ACC | http://www.toronto.ca/TWONTO#collection_of_assets |  | Plant HVAC Equipment
38586 | TAB-ACC-2100 | Heating ,Space ,H tunnel | TAB-ACC |  | HVAC |  | ACC | http://www.toronto.ca/TWONTO#collection_of_assets |  | Plant HVAC Equipment
38587 | TAB-ACC-2800 | Centrifuge Bldg. Space Heating,(Item #7) | TAB-ACC |  | HVAC |  | ACC | http://www.toronto.ca/TWONTO#collection_of_assets |  | Plant HVAC Equipment
38588 | TAB-ACC-3200 | Equalizing Tank Bldg. Space Heating, | TAB-ACC |  | HVAC |  | ACC | http://www.toronto.ca/TWONTO#collection_of_assets |  | Plant HVAC Equipment
38589 | TAB-ACC-3400 | Filter Bldg (Old Dewatering) S-6,S-7Space Heating,(Item #38) | TAB-ACC |  | HVAC |  | ACC | http://www.toronto.ca/TWONTO#collection_of_assets |  | Plant HVAC Equipment
38590 | TAB-ACC-4800 | Process Heating, ( Digester 19-22,Item #17) | TAB-ACC |  | HVAC |  | ACC | http://www.toronto.ca/TWONTO#collection_of_assets |  | Plant HVAC Equipment
38591 | TAB-ACC-4900 | Process Heating, HVAC Waste Gas Burner station | TAB-ACC | H.V.A.C. | HVAC |  | ACC | http://www.toronto.ca/TWONTO#collection_of_assets |  | Plant HVAC Equipment
38595 | TAB-ACC-6000 | (Item #14) Digester 13-16 Process Heating | TAB-ACC |  | HVAC |  | ACC | http://www.toronto.ca/TWONTO#collection_of_assets |  | Plant HVAC Equipment
38596 | TAB-ACC-6100 | Digester 5-8 Space Heating | TAB-ACC |  | HVAC |  | ACC | http://www.toronto.ca/TWONTO#collection_of_assets |  | Plant HVAC Equipment
38597 | TAB-ACC-AC-0301 | Conditioner, Air,Mogen, No. 1 | TAB-ACC-CI | H.V.A.C.,Air Conditioner | HVAC |  | AC | http://www.toronto.ca/TWONTO#air_condition |  | Chiller and Air Coolers
38598 | TAB-ACC-AC-0501 | Conditioner, Air,MCC Room South of Digester 5-8 | TAB-ACC-CI | H.V.A.C.,Air Conditioner | HVAC |  | AC | http://www.toronto.ca/TWONTO#air_condition |  | Chiller and Air Coolers
38599 | TAB-ACC-AC-0602 | Conditioner, Air, Digester 5-8 MCC Room South of Digester 9-12 South Wall(2 Tons) | TAB-ACC-ACC-0602 | H.V.A.C.,Air Conditioner | HVAC |  | AC | http://www.toronto.ca/TWONTO#air_condition |  | Conditioner, Air, Digester 5-8 MCC Room, South of Digester 9-12
38600 | TAB-ACC-AC-1002 | Conditioner, Air,MCC Room Basement, D Bldg | TAB-ACC-CI | H.V.A.C.,Air Conditioner | HVAC |  | AC | http://www.toronto.ca/TWONTO#air_condition |  | Chiller and Air Coolers
38601 | TAB-ACC-AC-1201 | Conditioner, Air,Electrical office in Z Bldg | TAB-ACC-CI | H.V.A.C.,Air Conditioner | HVAC |  | AC | http://www.toronto.ca/TWONTO#air_condition |  | Chiller and Air Coolers
38602 | TAB-ACC-AC-1210 | Conditioner, Air,WA5 Meeting Room, Floatation Bldg | TAB-ACC-CI | H.V.A.C.,Air Conditioner | HVAC |  | AC | http://www.toronto.ca/TWONTO#air_condition |  | Chiller and Air Coolers
38603 | TAB-ACC-AC-1301 | Conditioner, Air,New North Sub station- Battery Room | TAB-ACC-CI | H.V.A.C.,Air Conditioner | HVAC |  | AC | http://www.toronto.ca/TWONTO#air_condition |  | Chiller and Air Coolers
38604 | TAB-ACC-AC-1302 | Conditioner, Air,New North Sub station- Electrical Room | NRTH SUBSTN_ELE_CNTRL_RM | H.V.A.C.,Air Conditioner | HVAC |  | AC | http://www.toronto.ca/TWONTO#air_condition |  | MSA Substation,Electrical Control Room
38605 | TAB-ACC-AC-1303 | Conditioner, Air, Heater,North SubStation | NORTH SUBSTN_1ST FLR | H.V.A.C.,Air Conditioner | HVAC |  | AC | http://www.toronto.ca/TWONTO#air_condition |  | MSA Substation,1st Floor
38606 | TAB-ACC-AC-1303A | Air Delivery Unit-North SubStation | TAB-ACC-AC-1303 | H.V.A.C.,Air Conditioner | HVAC |  | AC | ? |  | Conditioner, Air, Heater,North SubStation
38607 | TAB-ACC-AC-1303B | Air Delivery Unit-North SubStation | TAB-ACC-AC-1303 | H.V.A.C.,Air Conditioner | HVAC |  | AC | ? |  | Conditioner, Air, Heater,North SubStation
38608 | TAB-ACC-AC-1303C | Air Delivery Unit-North SubStation | TAB-ACC-AC-1303 | H.V.A.C.,Air Conditioner | HVAC |  | AC | ? |  | Conditioner, Air, Heater,North SubStation
38654 | TAB-ACC-AC-1304 | Conditioner, Air, Heater,North SubStation | NORTH SUBSTN_1ST FLR | H.V.A.C.,Air Conditioner | HVAC |  | AC | http://www.toronto.ca/TWONTO#air_condition |  | MSA Substation,1st Floor
38655 | TAB-ACC-AC-1311 | Conditioner, Air,Aeration Hut No.1 East(2.5 Tons) | TAB-ACC-CI | H.V.A.C.,Air Conditioner | HVAC |  | AC | http://www.toronto.ca/TWONTO#air_condition |  | Chiller and Air Coolers
38656 | TAB-ACC-AC-1321 | Conditioner, Air,Aeration Hut No.2 East(2.5 Tons) | TAB-ACC-CI | H.V.A.C.,Air Conditioner | HVAC |  | AC | http://www.toronto.ca/TWONTO#air_condition |  | Chiller and Air Coolers
38658 | TAB-ACC-AC-1420 | Conditioner, Air,WA6 Meeting Room | TAB-ACC-CI | H.V.A.C.,Air Conditioner | HVAC |  | AC | http://www.toronto.ca/TWONTO#air_condition |  | Chiller and Air Coolers
38660 | TAB-ACC-AC-1601SUS | Conditioner, Air,MCC Room North of Primary Tank #9 | TAB-SUSPENDED ENTITY | H.V.A.C.,Air Conditioner | HVAC | 40945 | AC | http://www.toronto.ca/TWONTO#air_condition |  | Suspended entities
38661 | TAB-ACC-AC-1810 | Conditioner,Air, Shipping and Receiving Room, Blower Room | TAB-ACC-CI | H.V.A.C.,Air Conditioner | HVAC |  | AC | http://www.toronto.ca/TWONTO#air_condition |  | Chiller and Air Coolers
38662 | TAB-ACC-AC-2801 | Conditioner,Air , WA3 Meeting Room(2 Tons) | TAB-ACC-CI | H.V.A.C.,Air Conditioner | HVAC |  | AC | http://www.toronto.ca/TWONTO#air_condition |  | Chiller and Air Coolers
38663 | TAB-ACC-AC-3020 | Air Conditioner, Electrical Room, Loading Bay Rooftop | TAB-ACC-CI | H.V.A.C.,Air Conditioner | HVAC |  | AC | http://www.toronto.ca/TWONTO#air_condition |  | Chiller and Air Coolers
38664 | TAB-ACC-AC-3030 | Air Conditioner, D Bldg, New Electrical Room | TAB-ACC-CI | H.V.A.C.,Air Conditioner | HVAC |  | AC | http://www.toronto.ca/TWONTO#air_condition |  | Chiller and Air Coolers
38665 | TAB-ACC-AC-3610 | Conditioner, Air,Old Admin Bldg, Roof | TAB-ACC-CI | H.V.A.C.,Air Conditioner | HVAC |  | AC | http://www.toronto.ca/TWONTO#air_condition |  | Chiller and Air Coolers
38666 | TAB-ACC-AC-3901 | Conditioner, Air,Heat Recovery Bldg. Main Flr. WA3 Machine Shop(20Tons) | TAB-ACC-CI | H.V.A.C.,Air Conditioner | HVAC |  | AC | http://www.toronto.ca/TWONTO#air_condition |  | Chiller and Air Coolers
38667 | TAB-ACC-AC-4041 | Air Conditioning Unit,VFD Room,Grit Build,P Building | TAB-ACC-CI | H.V.A.C.,Air Conditioner | HVAC |  | AC | http://www.toronto.ca/TWONTO#air_condition |  | Chiller and Air Coolers
38668 | TAB-ACC-AC-4100 | Air conditioner, MCC Room ( Stack Strobe Control room) Main Stack | TAB-ACC-CI | H.V.A.C.,Air Conditioner | HVAC |  | AC | http://www.toronto.ca/TWONTO#air_condition |  | Chiller and Air Coolers
38669 | TAB-ACC-AC-5810 | Conditioner, Air,Computer Room Biosolid Bldg | TAB-ACC-CI | H.V.A.C.,Air Conditioner | HVAC |  | AC | http://www.toronto.ca/TWONTO#air_condition |  | Chiller and Air Coolers
38670 | TAB-ACC-AC-6412 | Air Conditioner, Indoor, Electrical Room, Old Screen Bldg., P Bldg. | TAB-ACC-CI | H.V.A.C.,Air Conditioner | HVAC |  | AC | http://www.toronto.ca/TWONTO#air_condition |  | Chiller and Air Coolers
38671 | TAB-ACC-AC-6511 | Air Conditioner, Indoor, Electrical Room No. 1, Screen Bldg., P Bldg. | TAB-ACC-CI | H.V.A.C.,Air Conditioner | HVAC |  | AC | http://www.toronto.ca/TWONTO#air_condition |  | Chiller and Air Coolers
38672 | TAB-ACC-AC-6521 | Air Conditioner, Indoor, Electrical Room No. 2, Screen Bldg., P Bldg. | TAB-ACC-CI | H.V.A.C.,Air Conditioner | HVAC |  | AC | http://www.toronto.ca/TWONTO#air_condition |  | Chiller and Air Coolers
38673 | TAB-ACC-AC-6531 | Air Conditioner, Indoor, Workshop Control Room, Screen Bldg., P Bldg. | TAB-ACC-CI | H.V.A.C.,Air Conditioner | HVAC |  | AC | http://www.toronto.ca/TWONTO#air_condition |  | Chiller and Air Coolers
38674 | TAB-ACC-AC-6532 | Air Conditioner, Indoor, Workshop electrical Room No. 3, Screen Bldg., P Bldg. | TAB-ACC-CI | H.V.A.C.,Air Conditioner | HVAC |  | AC | http://www.toronto.ca/TWONTO#air_condition |  | Chiller and Air Coolers
38675 | TAB-ACC-AC-6534 | Air Conditioner, Indoor, Workshop Corridor No. 3, Screen Bldg., P Bldg. | TAB-ACC-CI | H.V.A.C.,Air Conditioner | HVAC |  | AC | http://www.toronto.ca/TWONTO#air_condition |  | Chiller and Air Coolers
38676 | TAB-ACC-AC-6536 | Air Conditioner, Indoor, Workshop storage/future Office, Screen Bldg., P Bldg. | TAB-ACC-CI | H.V.A.C.,Air Conditioner | HVAC |  | AC | http://www.toronto.ca/TWONTO#air_condition |  | Chiller and Air Coolers
38677 | TAB-ACC-AC-8201 | Air Conditioner, (Evap) M Bldg | TAB-ACC-AHU-M&T |  | HVAC |  | AC | http://www.toronto.ca/TWONTO#air_condition |  | AHUs/Supply Fans, Dampers M&T Bldg.
38678 | TAB-ACC-AC-9201 | Condensing Unit, T Building Roof | TAB-ACC-AHU-M&T |  | HVAC |  | AC | http://www.toronto.ca/TWONTO#AC_condenser_unit |  | AHUs/Supply Fans, Dampers M&T Bldg.
38679 | TAB-ACC-ACC-0501 | Conditioner, Air, Digester 1-4 MCC Room South of Digester 5-8, Outside(2 Tons) | TAB-ACC-CI | H.V.A.C.,Air Conditioner | HVAC |  | ACC | http://www.toronto.ca/TWONTO#air_condition |  | Chiller and Air Coolers
38680 | TAB-ACC-ACC-0601 | Conditioner, Air, Digester 5-8 MCC Room South of Digester 9-12, Outside(2 Tons) | TAB-ACC-CI | H.V.A.C.,Air Conditioner | HVAC |  | ACC | http://www.toronto.ca/TWONTO#air_condition |  | Chiller and Air Coolers
38681 | TAB-ACC-ACC-0602 | Conditioner, Air, Digester 5-8 MCC Room, South of Digester 9-12 | TAB-ACC-CI | H.V.A.C.,Air Conditioner | HVAC |  | ACC | http://www.toronto.ca/TWONTO#air_condition |  | Chiller and Air Coolers
38682 | TAB-ACC-ACC-6101 | Conditioner, Air,MCC Room South of Digester 5-8, Outside | TAB-ACC-AC-6101 | H.V.A.C.,Air Conditioner | HVAC |  | ACC | http://www.toronto.ca/TWONTO#air_condition |  | Conditioner, Air, Digester 1-4, MCC Room South of Digester 5-8 South Wall
38694 | TAB-ACC-AHU-1235 | Heating Coil, Flotation Bldg | TAB-ACC-AHU | H.V.A.C.,Heater | HVAC |  | AHU | heating_coil |  | Air Handling Unit & Supply Fan
38695 | TAB-ACC-AHU-1235 | Heating Coil, Flotation Bldg | TAB-ACC-AHU-THK | H.V.A.C.,Heater | HVAC |  | AHU | heating_coil |  | AHUs/Supply Fans Float. Bldg.
38696 | TAB-ACC-AHU-1235 | Heating Coil, Flotation Bldg | TAB-ACC-HTR | H.V.A.C.,Heater | HVAC |  | AHU | heating_coil |  | Heaters- Convection,
38697 | TAB-ACC-AHU-1236 | Heating Coil, Flotation Bldg | TAB-ACC-AHU | H.V.A.C.,Heater | HVAC |  | AHU | heating_coil |  | Air Handling Unit & Supply Fan
38698 | TAB-ACC-AHU-1236 | Heating Coil, Flotation Bldg | TAB-ACC-AHU-THK | H.V.A.C.,Heater | HVAC |  | AHU | heating_coil |  | AHUs/Supply Fans Float. Bldg.
38699 | TAB-ACC-AHU-1244 | Air Handing unit,Flotation Bldg | TAB-ACC-AHU | H.V.A.C.,Heater | HVAC |  | AHU | http://www.toronto.ca/TWONTO#air_handler_unit |  | Air Handling Unit & Supply Fan
38740 | TAB-ACC-AHU-1247 | Air Handing unit,Flotation Bldg | TAB-ACC-AHU-THK | H.V.A.C.,Heater | HVAC |  | AHU | http://www.toronto.ca/TWONTO#air_handler_unit |  | AHUs/Supply Fans Float. Bldg.
38741 | TAB-ACC-AHU-1250 | Air Handing unit,Flotation Bldg | TAB-ACC-AHU | Air Handling Unit | HVAC |  | AHU | http://www.toronto.ca/TWONTO#air_handler_unit |  | Air Handling Unit & Supply Fan
38742 | TAB-ACC-AHU-1252 | Air Handing unit,Flotation Bldg | TAB-ACC-AHU-THK | H.V.A.C.,Heater | HVAC |  | AHU | http://www.toronto.ca/TWONTO#air_handler_unit |  | AHUs/Supply Fans Float. Bldg.
38747 | TAB-ACC-AHU-1407 | Air Handling Unit S-7(FOR BOILER ROOM) , Z Bldg | TAB-ACC-AHU |  | HVAC |  | AHU | http://www.toronto.ca/TWONTO#air_handler_unit |  | Air Handling Unit & Supply Fan
38748 | TAB-ACC-AHU-1407 | Air Handling Unit S-7(FOR BOILER ROOM) , Z Bldg | TAB-SUSPENDED ENTITY |  | HVAC |  | AHU | http://www.toronto.ca/TWONTO#air_handler_unit |  | Suspended entities
38749 | TAB-ACC-AHU-1408 | Air Handling Unit, Air Supply to Boiler Room, Z Bldg | TAB-ACC-AHU-ZBLDG | H.V.A.C. | HVAC | 38012 | AHU | http://www.toronto.ca/TWONTO#air_handler_unit |  | AHUs/Supply Fans Z. Bldg.
38750 | TAB-ACC-AHU-1409 | Air Handling Unit, Z Bldg, 3rd Flr | TAB-ACC-AHU | Fan | HVAC | 38013 | AHU | http://www.toronto.ca/TWONTO#air_handler_unit |  | Air Handling Unit & Supply Fan
38759 | TAB-ACC-AHU-1837 | AHU, Blower Bldg | TAB-ACC-AHU | Air Handling Unit | HVAC |  | AHU | http://www.toronto.ca/TWONTO#air_handler_unit |  | Air Handling Unit & Supply Fan
38760 | TAB-ACC-AHU-1837 | AHU, Blower Bldg | TAB-ACC-AHU-BL | Air Handling Unit | HVAC |  | AHU | http://www.toronto.ca/TWONTO#air_handler_unit |  | AHUs/Supply Fans Blower Bldg.
38761 | TAB-ACC-AHU-1840 | AHU, Blower Bldg | TAB-ACC-AHU-BL | Air Handling Unit | HVAC |  | AHU | http://www.toronto.ca/TWONTO#air_handler_unit |  | AHUs/Supply Fans Blower Bldg.
38762 | TAB-ACC-AHU-1845 | AHU, Blower Bldg | TAB-ACC-AHU | Air Handling Unit | HVAC |  | AHU | http://www.toronto.ca/TWONTO#air_handler_unit |  | Air Handling Unit & Supply Fan
38763 | TAB-ACC-AHU-1848 | AHU, Blower Bldg | TAB-ACC-AHU-BL | Air Handling Unit | HVAC |  | AHU | http://www.toronto.ca/TWONTO#air_handler_unit |  | AHUs/Supply Fans Blower Bldg.
38764 | TAB-ACC-AHU-1850 | AHU, Blower Bldg | TAB-ACC-AHU-BL | Air Handling Unit | HVAC |  | AHU | http://www.toronto.ca/TWONTO#air_handler_unit |  | AHUs/Supply Fans Blower Bldg.
38765 | TAB-ACC-AHU-1853 | AHU, Blower Bldg | TAB-ACC-AHU | Air Handling Unit | HVAC |  | AHU | http://www.toronto.ca/TWONTO#air_handler_unit |  | Air Handling Unit & Supply Fan
38767 | TAB-ACC-AHU-1904 | AHU, Server Room, Blower Bldg | TAB-ACC-AHU | Air Handling Unit | HVAC |  | AHU | http://www.toronto.ca/TWONTO#air_handler_unit |  | Air Handling Unit & Supply Fan
38768 | TAB-ACC-AHU-1917 | AHU, Blower Bldg, Electrician Room/Heating and A/C(3.5 Tons) | TAB-ACC-AHU | Air Handling Unit | HVAC |  | AHU | http://www.toronto.ca/TWONTO#air_handler_unit |  | Air Handling Unit & Supply Fan
38769 | TAB-ACC-AHU-2002 | AHU- New West Control Bldg | TAB-ACC-AHU | Air Handling Unit | HVAC |  | AHU | http://www.toronto.ca/TWONTO#air_handler_unit |  | Air Handling Unit & Supply Fan
38770 | TAB-ACC-AHU-2003 | AHU- New West Control Bldg | TAB-ACC-AHU | Air Handling Unit | HVAC |  | AHU | http://www.toronto.ca/TWONTO#air_handler_unit |  | Air Handling Unit & Supply Fan
38771 | TAB-ACC-AHU-2110 | AHU, 'H' Tunnel Supply Air | TAB-ACC-AHU | Air Handling Unit | HVAC |  | AHU | http://www.toronto.ca/TWONTO#air_handler_unit |  | Air Handling Unit & Supply Fan
38772 | TAB-ACC-AHU-2240 | AHU, PRS Building Supply air | TAB-ACC-AHU | Air Handling Unit | HVAC |  | AHU | http://www.toronto.ca/TWONTO#air_handler_unit |  | Air Handling Unit & Supply Fan
38773 | TAB-ACC-AHU-3435 | AHU (Supply Fan - S6), Filter Bldg (Old Dewatering) | TAB-ACC-AHU | Air Handling Unit | HVAC |  | AHU | http://www.toronto.ca/TWONTO#air_handler_unit |  | Air Handling Unit & Supply Fan
38775 | TAB-ACC-AHU-3894SUS | AHU,Incinerator Bldg | TAB-ACC-AHU | Air Handling Unit | HVAC | 41014 | AHU | http://www.toronto.ca/TWONTO#air_handler_unit |  | Air Handling Unit & Supply Fan
38776 | TAB-ACC-AHU-3918SUS | AHU, Heat Recovery Bldg | TAB-ACC-AHU | Air Handling Unit | HVAC | 34633 | AHU | http://www.toronto.ca/TWONTO#air_handler_unit |  | Air Handling Unit & Supply Fan
38777 | TAB-ACC-AHU-3918SUS | AHU, Heat Recovery Bldg | TAB-SUSPENDED ENTITY | Air Handling Unit | HVAC | 34633 | AHU | http://www.toronto.ca/TWONTO#air_handler_unit |  | Suspended entities
38778 | TAB-ACC-AHU-3922 | AHU, Old Dewatering Building Roof | TAB-ACC-AHU | Air Handling Unit | HVAC |  | AHU | http://www.toronto.ca/TWONTO#air_handler_unit |  | Air Handling Unit & Supply Fan
38779 | TAB-ACC-AHU-4455 | AHU, Aux. Bldg Basement | TAB-ACC-AHU | Air Handling Unit | HVAC |  | AHU | http://www.toronto.ca/TWONTO#air_handler_unit |  | Air Handling Unit & Supply Fan
38780 | TAB-ACC-AHU-4455 | AHU, Aux. Bldg Basement | TAB-ACC-AHU-AUX | Air Handling Unit | HVAC |  | AHU | http://www.toronto.ca/TWONTO#air_handler_unit |  | AHUs/Supply Fans Aux. Bldg
38781 | TAB-ACC-AHU-4476 | AHU, Aux Bldg | TAB-ACC-AHU-AUX | Air Handling Unit | HVAC |  | AHU | http://www.toronto.ca/TWONTO#air_handler_unit |  | AHUs/Supply Fans Aux. Bldg
38782 | TAB-ACC-AHU-4477 | AHU, Aux Bldg | TAB-ACC-AHU | Air Handling Unit | HVAC |  | AHU | http://www.toronto.ca/TWONTO#air_handler_unit |  | Air Handling Unit & Supply Fan
38783 | TAB-ACC-AHU-4501 | AHU, Digester 1-4, Drip Trap Room | TAB-ACC-AHU-DIG | Air Handling Unit | HVAC |  | AHU | http://www.toronto.ca/TWONTO#air_handler_unit |  | AHUs/Supply Fans Dig. Bldg.
38784 | TAB-ACC-AHU-4503 | AHU, Digester 1-4, Sludge Heater Room | TAB-ACC-AHU-DIG | Air Handling Unit | HVAC |  | AHU | http://www.toronto.ca/TWONTO#air_handler_unit |  | AHUs/Supply Fans Dig. Bldg.
38785 | TAB-ACC-AHU-4504? | AHU, Digester 1-4, Pump Room | TAB-ACC-AHU-DIG | Air Handling Unit | HVAC | 46311 | AHU | http://www.toronto.ca/TWONTO#air_handler_unit |  | AHUs/Supply Fans Dig. Bldg.
38786 | TAB-ACC-AHU-4504? | AHU, Digester 1-4, Pump Room | TAB-SUSPENDED ENTITY | Air Handling Unit | HVAC | 46311 | AHU | http://www.toronto.ca/TWONTO#air_handler_unit |  | Suspended entities
38787 | TAB-ACC-AHU-4901 | Air Handling Unit, Waste Gas Buner Station | TAB-ACC-AHU | Air Handling Unit | HVAC |  | AHU | http://www.toronto.ca/TWONTO#air_handler_unit |  | Air Handling Unit & Supply Fan
38788 | TAB-ACC-AHU-5301 | Air Handling Unit, Seawall Sub-Station | TAB-ACC-AHU | Air Handling Unit | HVAC |  | AHU | http://www.toronto.ca/TWONTO#air_handler_unit |  | Air Handling Unit & Supply Fan
38789 | TAB-ACC-AHU-5301 | Air Handling Unit, Seawall Sub-Station | TAB-ACC-AHU-SEAWL | Air Handling Unit | HVAC |  | AHU | http://www.toronto.ca/TWONTO#air_handler_unit |  | AHUs/Supply Fans Sea Wall Substation
38829 | TAB-ACC-AHU-6103 | AHU, Digester 5-8 Sludge Heat. Room | TAB-ACC-AHU-DIG | Air Handling Unit | HVAC |  | AHU | http://www.toronto.ca/TWONTO#air_handler_unit |  | AHUs/Supply Fans Dig. Bldg.
38830 | TAB-ACC-AHU-6104 | AHU, Digester 5-8 Pump Room | TAB-ACC-AHU-DIG | Air Handling Unit | HVAC |  | AHU | http://www.toronto.ca/TWONTO#air_handler_unit |  | AHUs/Supply Fans Dig. Bldg.
38834 | TAB-ACC-AHU-6410 | Air Handling Unit, Roof, Grit Bldg., P Bldg. | TAB-ACC-AHU-PBLDG | Air Handling Unit | HVAC |  | AHU | http://www.toronto.ca/TWONTO#air_handler_unit |  | AHUs/Supply Fans P. Bldg.
38835 | TAB-ACC-AHU-6440 | Air Handling Unit, Primary Tank Operating Gallery, Ground, West Side | TAB-SUSPENDED ENTITY | Air Handling Unit | HVAC | 46312 | AHU | http://www.toronto.ca/TWONTO#air_handler_unit |  | Suspended entities
38836 | TAB-ACC-AHU-6460 | Air Handling Unit, Existing Primary Tank Operating Gallery, Ground, West Side | TAB-ACC-AHU-PBLDG | Air Handling Unit | HVAC |  | AHU | http://www.toronto.ca/TWONTO#air_handler_unit |  | AHUs/Supply Fans P. Bldg.
38837 | TAB-ACC-AHU-6510 | Air Handling Unit, Mechanical Room no.1, Screen Bldg., P Bldg. | TAB-ACC-AHU-PBLDG | Air Handling Unit | HVAC |  | AHU | http://www.toronto.ca/TWONTO#air_handler_unit |  | AHUs/Supply Fans P. Bldg.
38838 | TAB-ACC-AHU-6520 | Air Handling Unit, Mechanical Room no.2, Screen Bldg., P Bldg. | TAB-ACC-AHU-PBLDG | Air Handling Unit | HVAC |  | AHU | http://www.toronto.ca/TWONTO#air_handler_unit |  | AHUs/Supply Fans P. Bldg.
38839 | TAB-ACC-AHU-6530 | Air Handling Unit, Mechanical Room no.3, Screen Bldg., P Bldg. | TAB-ACC-AHU-PBLDG | Air Handling Unit | HVAC |  | AHU | http://www.toronto.ca/TWONTO#air_handler_unit |  | AHUs/Supply Fans P. Bldg.
38840 | TAB-ACC-AHU-6540 | Air Handling Unit, Mechanical Room no.3, Screen Bldg., P Bldg. | TAB-ACC-AHU-PBLDG | Air Handling Unit | HVAC |  | AHU | http://www.toronto.ca/TWONTO#air_handler_unit |  | AHUs/Supply Fans P. Bldg.
38841 | TAB-ACC-AHU-6560 | Air Handling Unit, Mechanical Room no.3, Screen Bldg., P Bldg. | TAB-ACC-AHU-PBLDG | Air Handling Unit | HVAC |  | AHU | http://www.toronto.ca/TWONTO#air_handler_unit |  | AHUs/Supply Fans P. Bldg.
38842 | TAB-ACC-AHU-8232 | AHU,M Bldg | TAB-ACC-AHU | Air Handling Unit | HVAC |  | AHU | http://www.toronto.ca/TWONTO#air_handler_unit |  | Air Handling Unit & Supply Fan
38843 | TAB-ACC-AHU-8232 | AHU,M Bldg | TAB-ACC-AHU-M&T | Air Handling Unit | HVAC |  | AHU | http://www.toronto.ca/TWONTO#air_handler_unit |  | AHUs/Supply Fans, Dampers M&T Bldg.
38844 | TAB-ACC-AHU-8234 | AHU,M Bldg | TAB-ACC-AHU | Air Handling Unit | HVAC |  | AHU | http://www.toronto.ca/TWONTO#air_handler_unit |  | Air Handling Unit & Supply Fan
38845 | TAB-ACC-AHU-8234 | AHU,M Bldg | TAB-ACC-AHU-M&T | Air Handling Unit | HVAC |  | AHU | http://www.toronto.ca/TWONTO#air_handler_unit |  | AHUs/Supply Fans, Dampers M&T Bldg.
38846 | TAB-ACC-AHU-8300 | AHU, Make-up Air Unit, M Building, Roof | TAB-ACC-AHU-M&T | Air Handling Unit | HVAC |  | AHU | http://www.toronto.ca/TWONTO#air_handler_unit |  | AHUs/Supply Fans, Dampers M&T Bldg.
38938 | TAB-ACC-C-0001 | Cooler, Walk In, Lab, Water Cool | TAB-ACC-CI | H.V.A.C.,Air Conditioner | HVAC |  | C | walk_in_cooler |  | Chiller and Air Coolers
38947 | TAB-ACC-CP-4902 | Control Panel, Heating and Ventilation, Waste Gas Burner Station | TAB-ACC-AHU-4901 | Control Panel,HVAC | HVAC |  | CP | http://www.toronto.ca/TWONTO#process_control_panel |  | Air Handling Unit, Waste Gas Buner Station
38950 | TAB-ACC-CP-6500 | Panel, BAS Gateway Controller, Elect Room, New Screen Bldg, P Bldg. | TAB-ACC-AHU-PBLDG | Control Panel,HVAC | HVAC |  | CP | http://www.toronto.ca/TWONTO#process_control_panel |  | AHUs/Supply Fans P. Bldg.
38951 | TAB-ACC-CT-1404 | Control Panel, Zone Controller | TAB-ACC-VAV-1404 | Control Panel,HVAC | HVAC |  | CT | http://www.toronto.ca/TWONTO#thermostat_or_zone_controller_unit |  | Heater, Hot Water Reheat Coil, Variable air
38952 | TAB-ACC-CT-1405 | Control Panel, Zone Controller | TAB-ACC-VAV-1405 | Control Panel,HVAC | HVAC |  | CT | http://www.toronto.ca/TWONTO#thermostat_or_zone_controller_unit |  | Heater, Hot Water Reheat Coil, Variable air
38953 | TAB-ACC-CT-1419 | Control Panel, Zone Controller | TAB-ACC-VAV-1419 | Control Panel,HVAC | HVAC |  | CT | http://www.toronto.ca/TWONTO#thermostat_or_zone_controller_unit |  | Heater, Hot Water Reheat Coil, Variable air
38954 | TAB-ACC-CT-1420 | Control Panel, Zone Controller | TAB-ACC-VAV-1419 | Control Panel,HVAC | HVAC |  | CT | http://www.toronto.ca/TWONTO#thermostat_or_zone_controller_unit |  | Heater, Hot Water Reheat Coil, Variable air
38955 | TAB-ACC-CT-1433 | Control Panel, Zone Controller | TAB-ACC-HTR-1433 | Control Panel,HVAC | HVAC |  | CT | http://www.toronto.ca/TWONTO#thermostat_or_zone_controller_unit |  | Heater, Hot Water Reheat Coil
38956 | TAB-ACC-CT-1435 | Control Panel, Zone Controller | TAB-ACC-HTR-1435 | Control Panel,HVAC | HVAC |  | CT | http://www.toronto.ca/TWONTO#thermostat_or_zone_controller_unit |  | Heater, Hot Water Reheat Coil
38957 | TAB-ACC-CT-1437 | Control Panel, Zone Controller | TAB-ACC-HTR-1437 | Control Panel,HVAC | HVAC |  | CT | http://www.toronto.ca/TWONTO#thermostat_or_zone_controller_unit |  | Heater, Hot Water Reheat Coil
38958 | TAB-ACC-CT-1442 | Control Panel, Zone Controller | TAB-ACC-VAV-1442 | Control Panel,HVAC | HVAC |  | CT | http://www.toronto.ca/TWONTO#thermostat_or_zone_controller_unit |  | Heater, Hot Water Reheat Coil, Variable air
38959 | TAB-ACC-CT-1444 | Control Panel, Zone Controller | TAB-ACC-HTR-1444 | Control Panel,HVAC | HVAC |  | CT | http://www.toronto.ca/TWONTO#thermostat_or_zone_controller_unit |  | Heater, Hot Water Reheat Coil
38960 | TAB-ACC-CT-1447 | Control Panel, Zone Controller | TAB-ACC-HTR-1447 | Control Panel,HVAC | HVAC |  | CT | http://www.toronto.ca/TWONTO#thermostat_or_zone_controller_unit |  | Heater, Hot Water Reheat Coil
38961 | TAB-ACC-CT-1448 | Control Panel, Zone Controller | TAB-ACC-HTR-1448 | Control Panel,HVAC | HVAC |  | CT | http://www.toronto.ca/TWONTO#thermostat_or_zone_controller_unit |  | Heater, Hot Water Reheat Coil
38962 | TAB-ACC-CT-1450 | Control Panel, Zone Controller | TAB-ACC-VAV-1450 | Control Panel,HVAC | HVAC |  | CT | http://www.toronto.ca/TWONTO#thermostat_or_zone_controller_unit |  | Heater, Hot Water Reheat Coil, Variable air
38963 | TAB-ACC-CT-1455 | Control Panel, Zone Controller | TAB-ACC-HTR-1455 | Control Panel,HVAC | HVAC |  | CT | http://www.toronto.ca/TWONTO#thermostat_or_zone_controller_unit |  | Heater, Hot Water Reheat Coil
38964 | TAB-ACC-CT-1456 | Control Panel, Zone Controller | TAB-ACC-HTR-1499 | Control Panel,HVAC | HVAC |  | CT | http://www.toronto.ca/TWONTO#thermostat_or_zone_controller_unit |  | Heater, Hot Water Reheat Coil
38965 | TAB-ACC-CT-1457 | Control Panel, Zone Controller | TAB-ACC-VAV-1457 | Control Panel,HVAC | HVAC |  | CT | http://www.toronto.ca/TWONTO#thermostat_or_zone_controller_unit |  | Heater, Hot Water Reheat Coil, Variable air
38966 | TAB-ACC-CT-1458 | Control Panel, Zone Controller | TAB-ACC-VAV-1458 | Control Panel,HVAC | HVAC |  | CT | http://www.toronto.ca/TWONTO#thermostat_or_zone_controller_unit |  | Heater, Hot Water Reheat Coil, Variable air
38967 | TAB-ACC-CT-1461 | Control Panel, Zone Controller | TAB-ACC-HTR-1461 | Control Panel,HVAC | HVAC |  | CT | http://www.toronto.ca/TWONTO#thermostat_or_zone_controller_unit |  | Heater, Electric Reheat Coil
38968 | TAB-ACC-CT-1462 | Control Panel, Zone Controller | TAB-ACC-HTR-1462 | Control Panel,HVAC | HVAC |  | CT | http://www.toronto.ca/TWONTO#thermostat_or_zone_controller_unit |  | Heater unit, Z Bldg
38969 | TAB-ACC-CT-1484 | Control Panel, Zone Controller | TAB-ACC-VAV-1484 | Control Panel,HVAC | HVAC |  | CT | http://www.toronto.ca/TWONTO#thermostat_or_zone_controller_unit |  | Heater, Hot Water Reheat Coil, Variable air
38970 | TAB-ACC-CT-1485 | Control Panel, Zone Controller | TAB-ACC-VAV-1485 | Control Panel,HVAC | HVAC |  | CT | http://www.toronto.ca/TWONTO#thermostat_or_zone_controller_unit |  | Heater, Hot Water Reheat Coil, Variable air
38971 | TAB-ACC-CT-1488 | Control Panel, Zone Controller | TAB-ACC-VAV-1488 | Control Panel,HVAC | HVAC |  | CT | http://www.toronto.ca/TWONTO#thermostat_or_zone_controller_unit |  | Heater, Hot Water Reheat Coil, Variable air
38972 | TAB-ACC-CT-1489 | Control Panel, Zone Controller | TAB-ACC-VAV-1489 | Control Panel,HVAC | HVAC |  | CT | http://www.toronto.ca/TWONTO#thermostat_or_zone_controller_unit |  | Heater, Hot Water Reheat Coil, Variable air
38973 | TAB-ACC-CT-1490 | Control Panel, Zone Controller | TAB-ACC-HTR-1490 | Control Panel,HVAC | HVAC |  | CT | http://www.toronto.ca/TWONTO#thermostat_or_zone_controller_unit |  | Heater, Electric Reheat Coil
38974 | TAB-ACC-CT-1498 | Control Panel, Zone Controller | TAB-ACC-HTR-1498 | Control Panel,HVAC | HVAC |  | CT | http://www.toronto.ca/TWONTO#thermostat_or_zone_controller_unit |  | Heater, Hot Water Reheat Coil
38976 | TAB-ACC-CU-2187 | Fan, Exhaust, Z Bldg, Telephone Room | TAB-ACC-FN-ZBLDG | Fan | HVAC |  | CU | http://www.toronto.ca/TWONTO#blower_or_fan_with_drive |  | Exhaust Fans , Z Bldg
38977 | TAB-ACC-CU-2188 | Condensing Unit, Z Bldg | TAB-ACC-FN-ZBLDG | Fan | HVAC |  | CU | http://www.toronto.ca/TWONTO#AC_condenser_unit |  | Exhaust Fans , Z Bldg
38978 | TAB-ACC-CU-3600 | CONDENSING UNIT, AIR, WEST FACE ADMIN BUILDING | TAB-ADM-STRC | H.V.A.C.,Air Conditioner | HVAC |  | CU | http://www.toronto.ca/TWONTO#AC_condenser_unit |  | Old Admin Building - General
38979 | TAB-ACC-CU-6410 | Air Conditioner, Outdoor, Old Screen Bldg., P Bldg. | TAB-ACC-CI | H.V.A.C.,Air Conditioner | HVAC |  | CU | http://www.toronto.ca/TWONTO#AC_condenser_unit |  | Chiller and Air Coolers
38980 | TAB-ACC-CU-6510 | Condensing unit, Outdoor, lower Roof, Screen Bldg., P Bldg. | TAB-ACC-CI | H.V.A.C.,Air Conditioner | HVAC |  | CU | http://www.toronto.ca/TWONTO#AC_condenser_unit |  | Chiller and Air Coolers
38981 | TAB-ACC-CU-6520 | Condensing unit, Outdoor, lower Roof, Screen Bldg., P Bldg. | TAB-ACC-CI | H.V.A.C.,Air Conditioner | HVAC |  | CU | http://www.toronto.ca/TWONTO#AC_condenser_unit |  | Chiller and Air Coolers
38982 | TAB-ACC-CU-6530 | Condensing unit, Outdoor, Workshop Roof, Screen Bldg., P Bldg. | TAB-ACC-CI | H.V.A.C.,Air Conditioner | HVAC |  | CU | http://www.toronto.ca/TWONTO#AC_condenser_unit |  | Chiller and Air Coolers
38983 | TAB-ACC-CU-8201 | Condensing Unit, M Bldg Roof | TAB-ACC-AHU-M&T |  | HVAC |  | CU | http://www.toronto.ca/TWONTO#AC_condenser_unit |  | AHUs/Supply Fans, Dampers M&T Bldg.
39022 | TAB-ACC-DM-1404 | Damper, Actuated, Exhaust | TAB-ACC-VAV-1404 | Damper/Louver | HVAC |  | DM | http://www.toronto.ca/TWONTO#air_damper |  | Heater, Hot Water Reheat Coil, Variable air
39026 | TAB-ACC-DM-1417 | Damper, Actuated, Exhaust | TAB-ACC-VAV-1417 | Damper/Louver | HVAC |  | DM | http://www.toronto.ca/TWONTO#air_damper |  | Heater, Hot Water Reheat Coil, Variable air
39027 | TAB-ACC-DM-1418 | Damper, Actuated, Exhaust | TAB-ACC-VAV-1418 | Damper/Louver | HVAC |  | DM | http://www.toronto.ca/TWONTO#air_damper |  | Heater, Hot Water Reheat Coil, Variable air
39028 | TAB-ACC-DM-1419 | Damper, Actuated, Exhaust | TAB-ACC-VAV-1419 | Damper/Louver | HVAC |  | DM | http://www.toronto.ca/TWONTO#air_damper |  | Heater, Hot Water Reheat Coil, Variable air
39029 | TAB-ACC-DM-1420A | Damper, Actuated, Exhaust | TAB-ACC-VAV-1420 | Damper/Louver | HVAC |  | DM | http://www.toronto.ca/TWONTO#air_damper |  | Heater, Hot Water Reheat Coil, Variable air
39040 | TAB-ACC-DM-1440 | Damper, Actuated, Exhaust | TAB-ACC-VAV-1440 | Damper/Louver | HVAC |  | DM | http://www.toronto.ca/TWONTO#air_damper |  | Heater, Hot Water Reheat Coil, Variable air
39042 | TAB-ACC-DM-1442 | Damper, Actuated, Exhaust | TAB-ACC-VAV-1442 | Damper/Louver | HVAC |  | DM | http://www.toronto.ca/TWONTO#air_damper |  | Heater, Hot Water Reheat Coil, Variable air
39043 | TAB-ACC-DM-1450 | Damper, Actuated, Exhaust | TAB-ACC-VAV-1450 | Damper/Louver | HVAC |  | DM | http://www.toronto.ca/TWONTO#air_damper |  | Heater, Hot Water Reheat Coil, Variable air
39050 | TAB-ACC-DM-1485 | Damper, Actuated, Exhaust | TAB-ACC-VAV-1485 | Damper/Louver | HVAC |  | DM | http://www.toronto.ca/TWONTO#air_damper |  | Heater, Hot Water Reheat Coil, Variable air
39051 | TAB-ACC-DM-1487 | Damper, Actuated, Exhaust | TAB-ACC-VAV-1487 | Damper/Louver | HVAC |  | DM | http://www.toronto.ca/TWONTO#air_damper |  | Heater, Hot Water Reheat Coil, Variable air
39052 | TAB-ACC-DM-1488 | Damper, Actuated, Exhaust | TAB-ACC-VAV-1488 | Damper/Louver | HVAC |  | DM | http://www.toronto.ca/TWONTO#air_damper |  | Heater, Hot Water Reheat Coil, Variable air
39088 | TAB-ACC-DM-4902 | Damper, Manual, Waste Gas Burner Station | TAB-ACC-AHU-4901 | Damper/Louver | HVAC |  | DM | http://www.toronto.ca/TWONTO#air_damper |  | Air Handling Unit, Waste Gas Buner Station
39109 | TAB-ACC-DM-6411 | Damper, Motorized, Outside Air, AHU-6410, Roof, Existing Grit Bldg. | TAB-ACC-AHU-6410 | Damper/Louver | HVAC |  | DM | http://www.toronto.ca/TWONTO#air_damper |  | Air Handling Unit, Roof, Grit Bldg., P Bldg.
39110 | TAB-ACC-DM-6413 | Damper, Motorized, Supply Air, FN- 6412, Corridor Area of AHU-6410, Existing Grit Bldg. | TAB-ACC-AHU-6410 | Damper/Louver | HVAC |  | DM | http://www.toronto.ca/TWONTO#air_damper |  | Air Handling Unit, Roof, Grit Bldg., P Bldg.
39111 | TAB-ACC-DM-6414 | Damper, Motorized, Outside Air, Corridor Area of AHU-6410, Existing Grit Bldg. | TAB-ACC-AHU-6410 | Damper/Louver | HVAC |  | DM | http://www.toronto.ca/TWONTO#air_damper |  | Air Handling Unit, Roof, Grit Bldg., P Bldg.
39112 | TAB-ACC-DM-6416 | Damper, Motorized, Exhaust Air, FN- 6414, Roof, Existing Grit Bldg. | TAB-ACC-FN-6414 | Damper/Louver | HVAC |  | DM | http://www.toronto.ca/TWONTO#air_damper |  | Fan, Centrifugal, Exhaust Air, Roof, Grit Bldg., P Bldg.
39113 | TAB-ACC-DM-6417 | Damper, Motorized, Exhaust Air, FN- 6415, Roof, Existing Grit Bldg. | TAB-ACC-FN-6415 | Damper/Louver | HVAC |  | DM | http://www.toronto.ca/TWONTO#air_damper |  | Fan, Centrifugal, Exhaust Air, Roof, Grit Bldg., P Bldg.
39114 | TAB-ACC-DM-6420 | Damper, Motorized, Exhaust Air, FN- 6418, Roof, Existing Grit Bldg. | TAB-ACC-FN-6418 | Damper/Louver | HVAC |  | DM | http://www.toronto.ca/TWONTO#air_damper |  | Fan, Centrifugal, Exhaust Air, Roof, Grit Bldg., P Bldg.
39115 | TAB-ACC-DM-6423 | Damper, Motorized, Supply Air, FN- 6422, Corridor Area of AHU-6420, Existing Grit Bldg. | TAB-ACC-AHU-6420 | Damper/Louver | HVAC |  | DM | http://www.toronto.ca/TWONTO#air_damper |  | Air Handling Unit, Roof, Grit Bldg., P Bldg.
39116 | TAB-ACC-DM-6424 | Damper, Motorized, Outside Air, Corridor Area of AHU-6420, Existing Grit Bldg. | TAB-ACC-AHU-6420 | Damper/Louver | HVAC |  | DM | http://www.toronto.ca/TWONTO#air_damper |  | Air Handling Unit, Roof, Grit Bldg., P Bldg.
39117 | TAB-ACC-DM-6427 | Damper, Motorized, Outside Air, Grit Tank Area, Existing Grit Bldg. | TAB-ACC-AHU-6420 | Damper/Louver | HVAC |  | DM | http://www.toronto.ca/TWONTO#air_damper |  | Air Handling Unit, Roof, Grit Bldg., P Bldg.
39118 | TAB-ACC-DM-6431 | Damper, Motorized, Outside Air, AHU-6430, Roof, Existing Grit Bldg. | TAB-ACC-AHU-6430 | Damper/Louver | HVAC |  | DM | http://www.toronto.ca/TWONTO#air_damper |  | Air Handling Unit, Roof, Grit Bldg., P Bldg.
39119 | TAB-ACC-DM-6432 | Damper, Motorized, Supply Air, AHU-6430, Roof, Existing Grit Bldg. | TAB-ACC-AHU-6430 | Damper/Louver | HVAC |  | DM | http://www.toronto.ca/TWONTO#air_damper |  | Air Handling Unit, Roof, Grit Bldg., P Bldg.
39120 | TAB-ACC-DM-6434 | Damper, Motorized, Exhaust Air, FN- 6432, Corridor Area of AHU-6430, Existing Grit Bldg. | TAB-ACC-FN-6432 | Damper/Louver | HVAC |  | DM | http://www.toronto.ca/TWONTO#air_damper |  | Fan, Sidewall, Exhaust Air, AHU-6430, Roof, Grit Bldg., P Bldg.
39121 | TAB-ACC-DM-6453 | Damper, Motorized, Outside Air, FN- 6451, AHU-6450, Ground, East Operating Gallery | TAB-ACC-AHU-6450 | Damper/Louver | HVAC |  | DM | http://www.toronto.ca/TWONTO#air_damper |  | Air Handling Unit, Primary Tank Operating Gallery, Ground, East Side
39122 | TAB-ACC-DM-6455 | Damper, Motorized, Outside Air, Corridor Area of AHU-6450, East Operating Gallery | TAB-ACC-AHU-6450 | Damper/Louver | HVAC |  | DM | http://www.toronto.ca/TWONTO#air_damper |  | Air Handling Unit, Primary Tank Operating Gallery, Ground, East Side
39123 | TAB-ACC-DM-6456 | Damper, Motorized, Exhaust Air, FN- 6453, Corridor Area of AHU-6450, Exist. East Operating Gallery | TAB-ACC-FN-6453 | Damper/Louver | HVAC |  | DM | http://www.toronto.ca/TWONTO#air_damper |  | Fan, Sidewall, Exhaust Air, AHU-6450, Primary Tank Operating Gallery, Ground, East Side
39124 | TAB-ACC-DM-6457 | Damper, Motorized, Exhaust Air, FN- 6454, Ground, East Operating Gallery | TAB-ACC-FN-6454 | Damper/Louver | HVAC |  | DM | http://www.toronto.ca/TWONTO#air_damper |  | Fan, Centrifugal, Exhaust Air, Primary Tank Operating Gallery, Ground, East Side
39125 | TAB-ACC-DM-6462 | Damper, Motorized, Outside Air, FN- 6462,AHU-6460, Ground, Existing west operating gallery | TAB-ACC-FN-6462 | Damper/Louver | HVAC |  | DM | http://www.toronto.ca/TWONTO#air_damper |  | Fan, Centrifugal, Supply Air, AHU-6460, Primary Tank Operating Gallery, Ground, West Side
39126 | TAB-ACC-DM-6464 | Damper, Motorized, Supply Air, AHU-6460, Ground, Existing west operating gallery | TAB-ACC-AHU-6460 | Damper/Louver | HVAC |  | DM | http://www.toronto.ca/TWONTO#air_damper |  | Air Handling Unit, Existing Primary Tank Operating Gallery, Ground, West Side
39127 | TAB-ACC-DM-6473 | Damper, Motorized, Outside Air, FN- 6471, AHU-6470, Mechanical RM No. 6, Existing grit bldg. | TAB-ACC-AHU-6470 | Damper/Louver | HVAC |  | DM | http://www.toronto.ca/TWONTO#air_damper |  | Air Handling Unit, Mechanical Room no.6, Grit Bldg., P Bldg.
39128 | TAB-ACC-DM-6474 | Damper, Motorized, Supply Air, AHU-6470, Mechanical RM No. 6, Existing grit bldg. | TAB-ACC-AHU-6470 | Damper/Louver | HVAC |  | DM | http://www.toronto.ca/TWONTO#air_damper |  | Air Handling Unit, Mechanical Room no.6, Grit Bldg., P Bldg.
39129 | TAB-ACC-DM-6475 | Damper, Motorized, Supply Air, AHU-6470, Mechanical RM No. 6, Existing grit bldg. | TAB-ACC-AHU-6470 | Damper/Louver | HVAC |  | DM | http://www.toronto.ca/TWONTO#air_damper |  | Air Handling Unit, Mechanical Room no.6, Grit Bldg., P Bldg.
39130 | TAB-ACC-DM-6476 | Damper, Motorized, Exhaust Air, FN- 6464 & 6465, Mechanical RM No. 6, Existing grit bldg. | TAB-ACC-FN-6464 | Damper/Louver | HVAC |  | DM | http://www.toronto.ca/TWONTO#air_damper |  | Fan, Centrifugal, Exhaust Air, Roof, Old Screen Bldg., P Bldg.
39131 | TAB-ACC-DM-6478 | Damper, Motorized, Exhaust Air, FN- 6464, Roof, Existing Grit Bldg. | TAB-ACC-FN-6464 | Damper/Louver | HVAC |  | DM | http://www.toronto.ca/TWONTO#air_damper |  | Fan, Centrifugal, Exhaust Air, Roof, Old Screen Bldg., P Bldg.
39132 | TAB-ACC-DM-6481 | Damper, Motorized, Outside Air, FN- 6481, Pump RM, Existing Grit Bldg. | TAB-ACC-FN-6481 | Damper/Louver | HVAC |  | DM | http://www.toronto.ca/TWONTO#air_damper |  | Fan, Centrifugal, Supply Air, Pump Room, Grit Bldg., P Bldg.
39133 | TAB-ACC-DM-6485 | Damper, Motorized, Outside Air, FN- 6485, Grit Tank Area north, Existing Grit Bldg. | TAB-ACC-FN-6485 | Damper/Louver | HVAC |  | DM | http://www.toronto.ca/TWONTO#air_damper |  | Fan, Centrifugal, Supply Air, CEPT, Grit Bldg., P Bldg.
39134 | TAB-ACC-DM-6501 | Damper, Motorized, Outside Air, Heat Recovery Ventilator, 6501, Kitchen, Workshop Bldg. | TAB-ACC-MEQ-6501 | Damper/Louver | HVAC |  | DM | http://www.toronto.ca/TWONTO#air_damper |  | High Pressure Hot Water cleaning system, Mechanical Room No. 1, Screen Bldg., P Bldg.
39135 | TAB-ACC-DM-6525 | Damper, Motorized, Supply Air, AHU-6520, Mechanical RM No. 2, Screen Bldg., P Bldg. | TAB-ACC-AHU-6520 | Damper/Louver | HVAC |  | DM | http://www.toronto.ca/TWONTO#air_damper |  | Air Handling Unit, Mechanical Room no.2, Screen Bldg., P Bldg.
39136 | TAB-ACC-DM-6531 | Damper, Motorized, Outside Air, AHU-6530, Mechanical RM No. 3, Screen Bldg., P Bldg. | TAB-ACC-AHU-6530 | Damper/Louver | HVAC |  | DM | http://www.toronto.ca/TWONTO#air_damper |  | Air Handling Unit, Mechanical Room no.3, Screen Bldg., P Bldg.
39137 | TAB-ACC-DM-6534 | Damper, Motorized, Exhaust Air, FN- 6532, Mechanical RM No. 3, Screen Bldg., P Bldg. | TAB-ACC-FN-6532 | Damper/Louver | HVAC |  | DM | http://www.toronto.ca/TWONTO#air_damper |  | Fan, Centrifugal, Exhaust air, Mechanical Room No. 3, Screen Bldg., P Bldg.
39138 | TAB-ACC-DM-6535 | Damper, Motorized, Outside Air, AHU-6530,6540, 6550 & 6560, Mech. RM No. 3, Screen Bldg., P Bldg. | TAB-ACC-AHU-6530 | Damper/Louver | HVAC |  | DM | http://www.toronto.ca/TWONTO#air_damper |  | Air Handling Unit, Mechanical Room no.3, Screen Bldg., P Bldg.
39139 | TAB-ACC-DM-6541 | Damper, Motorized, Outside Air, AHU-6540, Mechanical RM No. 3, Screen Bldg., P Bldg. | TAB-ACC-AHU-6540 | Damper/Louver | HVAC |  | DM | http://www.toronto.ca/TWONTO#air_damper |  | Air Handling Unit, Mechanical Room no.3, Screen Bldg., P Bldg.
39140 | TAB-ACC-DM-6549 | Damper, Motorized, Supply Air, AHU-6530,6540, 6550 & 6560, Mech. RM No. 3, Screen Bldg., P Bldg. | TAB-ACC-AHU-6530 | Damper/Louver | HVAC |  | DM | http://www.toronto.ca/TWONTO#air_damper |  | Air Handling Unit, Mechanical Room no.3, Screen Bldg., P Bldg.
39141 | TAB-ACC-DM-6554 | Damper, Motorized, Exhaust Air, FN- 6552, Mechanical RM No. 3, Screen Bldg., P Bldg. | TAB-ACC-FN-6552 | Damper/Louver | HVAC |  | DM | http://www.toronto.ca/TWONTO#air_damper |  | Fan, Centrifugal, exhaust air, Mechanical Room No. 3, Screen Bldg., P Bldg.
39142 | TAB-ACC-DM-6556 | Damper, Motorized, Exhaust Air, FN- 6532,6542, 6552 & 6562, Mech. RM No. 3, Screen Bldg., P Bldg. | TAB-ACC-FN-6532 | Damper/Louver | HVAC |  | DM | http://www.toronto.ca/TWONTO#air_damper |  | Fan, Centrifugal, Exhaust air, Mechanical Room No. 3, Screen Bldg., P Bldg.
39143 | TAB-ACC-DM-6557 | Damper, Motorized, Exhaust Air, FN- 6532,6542, 6552 & 6562, Mech. RM No. 3, Screen Bldg., P Bldg. | TAB-ACC-FN-6532 | Damper/Louver | HVAC |  | DM | http://www.toronto.ca/TWONTO#air_damper |  | Fan, Centrifugal, Exhaust air, Mechanical Room No. 3, Screen Bldg., P Bldg.
39144 | TAB-ACC-DM-6558 | Damper, Motorized, Ambient Air, Mechanical RM No. 3, Screen Bldg., P Bldg. | TAB-ACC-AHU-6530 | Damper/Louver | HVAC |  | DM | http://www.toronto.ca/TWONTO#air_damper |  | Air Handling Unit, Mechanical Room no.3, Screen Bldg., P Bldg.
39145 | TAB-ACC-DM-6562 | Damper, Motorized, Supply Air, AHU-6560, Mechanical RM No. 3, Screen Bldg., P Bldg. | TAB-ACC-AHU-6560 | Damper/Louver | HVAC |  | DM | http://www.toronto.ca/TWONTO#air_damper |  | Air Handling Unit, Mechanical Room no.3, Screen Bldg., P Bldg.
39146 | TAB-ACC-DM-6564 | Damper, Motorized, Exhaust Air, FN- 6562, Mechanical RM No. 3, Screen Bldg., P Bldg. | TAB-ACC-FN-6562 | Damper/Louver | HVAC |  | DM | http://www.toronto.ca/TWONTO#air_damper |  | Fan, Centrifugal, exhaust air, Mechanical Room No. 3, Screen Bldg., P Bldg.
39147 | TAB-ACC-DM-6571 | Damper, Motorized, Outside Air, AHU-6570, Mechanical RM No. 3, Screen Bldg., P Bldg. | TAB-ACC-AHU-6570 | Damper/Louver | HVAC |  | DM | http://www.toronto.ca/TWONTO#air_damper |  | Air Handling Unit, Mechanical Room no.3, Screen Bldg., P Bldg.
39148 | TAB-ACC-DM-6572 | Damper, Motorized, Supply Air, FN- 6572,AHU-6570, Mechanical RM No. 3, Screen Bldg., P Bldg. | TAB-ACC-AHU-6570 | Damper/Louver | HVAC |  | DM | http://www.toronto.ca/TWONTO#air_damper |  | Air Handling Unit, Mechanical Room no.3, Screen Bldg., P Bldg.
39149 | TAB-ACC-DM-6573 | Damper, Motorized, Supply Air, FN- 6571, AHU-6570, Mechanical RM No. 3, Screen Bldg., P Bldg. | TAB-ACC-AHU-6570 | Damper/Louver | HVAC |  | DM | http://www.toronto.ca/TWONTO#air_damper |  | Air Handling Unit, Mechanical Room no.3, Screen Bldg., P Bldg.
39150 | TAB-ACC-DM-6574 | Damper, Motorized, Supply Air, AHU-6570, Mechanical RM No. 3, Screen Bldg., P Bldg. | TAB-ACC-AHU-6570 | Damper/Louver | HVAC |  | DM | http://www.toronto.ca/TWONTO#air_damper |  | Air Handling Unit, Mechanical Room no.3, Screen Bldg., P Bldg.
39151 | TAB-ACC-DM-6575 | Damper, Motorized, Return Air, AHU-6570, Mechanical RM No. 3, Screen Bldg., P Bldg. | TAB-ACC-AHU-6570 | Damper/Louver | HVAC |  | DM | http://www.toronto.ca/TWONTO#air_damper |  | Air Handling Unit, Mechanical Room no.3, Screen Bldg., P Bldg.
39152 | TAB-ACC-DM-6576 | Damper, Motorized, Return Air, FN- 6573, AHU-6570, Mechanical RM No. 3, Screen Bldg., P Bldg. | TAB-ACC-AHU-6570 | Damper/Louver | HVAC |  | DM | http://www.toronto.ca/TWONTO#air_damper |  | Air Handling Unit, Mechanical Room no.3, Screen Bldg., P Bldg.
39153 | TAB-ACC-DM-6577 | Damper, Motorized, Return Air, FN- 6574, AHU-6570, Mechanical RM No. 3, Screen Bldg., P Bldg. | TAB-ACC-AHU-6570 | Damper/Louver | HVAC |  | DM | http://www.toronto.ca/TWONTO#air_damper |  | Air Handling Unit, Mechanical Room no.3, Screen Bldg., P Bldg.
39154 | TAB-ACC-DM-6581 | Damper, Motorized, Outside Air, AHU-6580, Roof, Workshop Bldg. | TAB-ACC-AHU-6580 | Damper/Louver | HVAC |  | DM | http://www.toronto.ca/TWONTO#air_damper |  | Air Handling Unit, Workshop Roof, P Bldg.
39155 | TAB-ACC-DM-6592 | Damper, Motorized, Return Air, AHU-6590, Roof, Workshop Bldg. | TAB-ACC-AHU-6590 | Damper/Louver | HVAC |  | DM | http://www.toronto.ca/TWONTO#air_damper |  | Air Handling Unit, Workshop Roof, P Bldg.
39156 | TAB-ACC-DM-6594 | Damper, Motorized, Outside Air, Corridor Area of AHU-6580, Workshop Bldg. | TAB-ACC-AHU-6580 | Damper/Louver | HVAC |  | DM | http://www.toronto.ca/TWONTO#air_damper |  | Air Handling Unit, Workshop Roof, P Bldg.
39157 | TAB-ACC-DM-6597 | Damper, Motorized, Exhaust Air, FN- 6595, Mechanical RM No. 4, Workshop Bldg. | TAB-ACC-FN-6595 | Damper/Louver | HVAC |  | DM | http://www.toronto.ca/TWONTO#air_damper |  | Fan, Centrifugal, Exhaust Air, Workshop, Mechanical Room No. 4, Screen Bldg., P Bldg.
39158 | TAB-ACC-DM-6598 | Damper, Motorized, Outside Air, Mechanical RM No. 4, Workshop Bldg. | TAB-ACC-FN-6595 | Damper/Louver | HVAC |  | DM | http://www.toronto.ca/TWONTO#air_damper |  | Fan, Centrifugal, Exhaust Air, Workshop, Mechanical Room No. 4, Screen Bldg., P Bldg.
39193 | TAB-ACC-F-6412 | Filter, AHU-6410, Roof, Grit Bldg., P Bldg. | TAB-ACC-AHU-6410 | Filter | HVAC |  | F | http://www.toronto.ca/TWONTO#replaceable_air_filter |  | Air Handling Unit, Roof, Grit Bldg., P Bldg.
39194 | TAB-ACC-F-6422 | Filter, AHU-6420, Roof, Grit Bldg., P Bldg. | TAB-ACC-AHU-6420 | Filter | HVAC |  | F | http://www.toronto.ca/TWONTO#replaceable_air_filter |  | Air Handling Unit, Roof, Grit Bldg., P Bldg.
39195 | TAB-ACC-F-6431 | Filter, Prefilter, AHU-6430, Roof, Grit Bldg., P Bldg. | TAB-ACC-AHU-6430 | Filter | HVAC |  | F | http://www.toronto.ca/TWONTO#replaceable_air_filter |  | Air Handling Unit, Roof, Grit Bldg., P Bldg.
39196 | TAB-ACC-F-6452 | Filter, AHU-6450, Primary Tank Operating Gallery, Ground, East Side | TAB-ACC-AHU-6450 | Filter | HVAC |  | F | http://www.toronto.ca/TWONTO#replaceable_air_filter |  | Air Handling Unit, Primary Tank Operating Gallery, Ground, East Side
39197 | TAB-ACC-F-6461 | Filter, Prefilter, AHU-6460, Primary Tank Operating Gallery, Ground, West Side | TAB-ACC-AHU-6460 | Filter | HVAC |  | F | http://www.toronto.ca/TWONTO#replaceable_air_filter |  | Air Handling Unit, Existing Primary Tank Operating Gallery, Ground, West Side
39198 | TAB-ACC-F-6462 | Filter, AHU-6460, Primary Tank Operating Gallery, Ground, West Side | TAB-ACC-AHU-6460 | Filter | HVAC |  | F | http://www.toronto.ca/TWONTO#replaceable_air_filter |  | Air Handling Unit, Existing Primary Tank Operating Gallery, Ground, West Side
39199 | TAB-ACC-F-6511 | Filter, prefilter, AHU-6510, Mechanical room No. 1, Screen Bldg., P Bldg. | TAB-ACC-AHU-6510 | Filter | HVAC |  | F | http://www.toronto.ca/TWONTO#replaceable_air_filter |  | Air Handling Unit, Mechanical Room no.1, Screen Bldg., P Bldg.
39200 | TAB-ACC-F-6512 | Filter, AHU-6510, Mechanical room No. 1, Screen Bldg., P Bldg. | TAB-ACC-AHU-6510 | Filter | HVAC |  | F | http://www.toronto.ca/TWONTO#replaceable_air_filter |  | Air Handling Unit, Mechanical Room no.1, Screen Bldg., P Bldg.
39201 | TAB-ACC-F-6522 | Filter, AHU-6520, Mechanical Room No. 2, Screen Bldg., P Bldg. | TAB-ACC-AHU-6520 | Filter | HVAC |  | F | http://www.toronto.ca/TWONTO#replaceable_air_filter |  | Air Handling Unit, Mechanical Room no.2, Screen Bldg., P Bldg.
39202 | TAB-ACC-F-6531 | Filter, Prefilter, AHU-6530, Mechanical Room No. 3, Screen Bldg., P Bldg. | TAB-ACC-AHU-6530 | Filter | HVAC |  | F | http://www.toronto.ca/TWONTO#replaceable_air_filter |  | Air Handling Unit, Mechanical Room no.3, Screen Bldg., P Bldg.
39203 | TAB-ACC-F-6541 | Filter, Prefilter, AHU-6540, Mechanical Room No. 3, Screen Bldg., P Bldg. | TAB-ACC-AHU-6540 | Filter | HVAC |  | F | http://www.toronto.ca/TWONTO#replaceable_air_filter |  | Air Handling Unit, Mechanical Room no.3, Screen Bldg., P Bldg.
39204 | TAB-ACC-F-6542 | Filter, AHU-6540, Mechanical Room No. 3, Screen Bldg., P Bldg. | TAB-ACC-AHU-6540 | Filter | HVAC |  | F | http://www.toronto.ca/TWONTO#replaceable_air_filter |  | Air Handling Unit, Mechanical Room no.3, Screen Bldg., P Bldg.
39205 | TAB-ACC-F-6552 | Filter, AHU-6550, Mechanical Room No. 3, Screen Bldg., P Bldg. | TAB-ACC-AHU-6550 | Filter | HVAC |  | F | http://www.toronto.ca/TWONTO#replaceable_air_filter |  | Air Handling Unit, Mechanical Room no.3, Screen Bldg., P Bldg.
39206 | TAB-ACC-F-6561 | Filter, Prefilter, AHU-6560, Mechanical Room No. 3, Screen Bldg., P Bldg. | TAB-ACC-AHU-6560 | Filter | HVAC |  | F | http://www.toronto.ca/TWONTO#replaceable_air_filter |  | Air Handling Unit, Mechanical Room no.3, Screen Bldg., P Bldg.
39207 | TAB-ACC-F-6591 | Filter, Prefilter, AHU-6590, Workshop Roof, Screen Bldg., P Bldg. | TAB-ACC-AHU-6590 | Filter | HVAC |  | F | http://www.toronto.ca/TWONTO#replaceable_air_filter |  | Air Handling Unit, Workshop Roof, P Bldg.
39208 | TAB-ACC-F-6592 | Filter, AHU-6590, Workshop Roof, Screen Bldg., P Bldg. | TAB-ACC-AHU-6590 | Filter | HVAC |  | F | http://www.toronto.ca/TWONTO#replaceable_air_filter |  | Air Handling Unit, Workshop Roof, P Bldg.
39322 | TAB-ACC-FN-1405 | Fan, Supply -Z Bldg, Boiler room | TAB-ACC-AHU-ZBLDG | Fan | HVAC |  | FN | http://www.toronto.ca/TWONTO#blower_or_fan_with_drive |  | AHUs/Supply Fans Z. Bldg.
39362 | TAB-ACC-FN-1904 | Conditioner, Air, Blwr Bldg, Computer Rm-Blwr Bldg | TAB-ACC-CI | H.V.A.C.,Air Conditioner | HVAC |  | FN | http://www.toronto.ca/TWONTO#air_condition |  | Chiller and Air Coolers
39391 | TAB-ACC-FN-2841 | Fan, Supply Air, Dewatering Bldg. | TAB-ACC-AHU-DEW | Fan | HVAC |  | FN | http://www.toronto.ca/TWONTO#blower_or_fan_with_drive |  | AHUs/Supply Fans Dewater. Bldg.
39424 | TAB-ACC-FN-6412 | Fan, Centrifugal, Supply Air, AHU-6410, Grit Bldg. roof, P Bldg. | TAB-ACC-AHU-6410 | Fan | HVAC |  | FN | http://www.toronto.ca/TWONTO#blower_or_fan_with_drive |  | Air Handling Unit, Roof, Grit Bldg., P Bldg.
39425 | TAB-ACC-FN-6417 | Fan, Centrifugal, Exhaust Air, Roof, Grit Bldg., P Bldg. | TAB-ACC-FN-PBLDG | Fan,Centrifugal | HVAC |  | FN | http://www.toronto.ca/TWONTO#blower_or_fan_with_drive |  | Exhaust Fans , P Bldg
39426 | TAB-ACC-FN-6418 | Fan, Centrifugal, Exhaust Air, Roof, Grit Bldg., P Bldg. | TAB-ACC-FN-PBLDG | Fan,Centrifugal | HVAC |  | FN | http://www.toronto.ca/TWONTO#blower_or_fan_with_drive |  | Exhaust Fans , P Bldg
39427 | TAB-ACC-FN-6421 | Fan, Centrifugal, Supply Air, AHU-6420, Roof, Grit Bldg., P Bldg. | TAB-ACC-AHU-6420 | Fan,Centrifugal | HVAC |  | FN | http://www.toronto.ca/TWONTO#blower_or_fan_with_drive |  | Air Handling Unit, Roof, Grit Bldg., P Bldg.
39428 | TAB-ACC-FN-6422 | Fan, Sidewall, Exhaust Air, AHU-6420, Roof, Grit Bldg., P Bldg. | TAB-ACC-AHU-6420 | Fan | HVAC |  | FN | http://www.toronto.ca/TWONTO#blower_or_fan_with_drive |  | Air Handling Unit, Roof, Grit Bldg., P Bldg.
39429 | TAB-ACC-FN-6431 | Fan, Centrifugal, Supply Air, AHU-6430, Roof, Grit Bldg., P Bldg. | TAB-ACC-AHU-6430 | Fan,Centrifugal | HVAC |  | FN | http://www.toronto.ca/TWONTO#blower_or_fan_with_drive |  | Air Handling Unit, Roof, Grit Bldg., P Bldg.
39430 | TAB-ACC-FN-6433 | Fan, Centrifugal, Exhaust Air, Roof, Grit Bldg., P Bldg. | TAB-EL1-MCC-6634 | Fan,Centrifugal | HVAC |  | FN | http://www.toronto.ca/TWONTO#blower_or_fan_with_drive |  | Motor Control Centre 600V - Galery 9
39431 | TAB-ACC-FN-6451 | Fan, Centrifugal, Supply Air, AHU-6450, Primary Tank Operating Gallery, Ground, East Side | TAB-ACC-AHU-6450 | Fan,Centrifugal | HVAC |  | FN | http://www.toronto.ca/TWONTO#blower_or_fan_with_drive |  | Air Handling Unit, Primary Tank Operating Gallery, Ground, East Side
39432 | TAB-ACC-FN-6452 | Fan, Centrifugal, Supply Air, AHU-6450, Primary Tank Operating Gallery, Ground, East Side | TAB-ACC-AHU-6450 | Fan,Centrifugal | HVAC |  | FN | http://www.toronto.ca/TWONTO#blower_or_fan_with_drive |  | Air Handling Unit, Primary Tank Operating Gallery, Ground, East Side
39433 | TAB-ACC-FN-6463 | Fan, Sidewall, Exhaust Air, AHU-6460, Primary Tank Operating Gallery, Ground, West Side | TAB-ACC-AHU-6460 | Fan | HVAC |  | FN | http://www.toronto.ca/TWONTO#blower_or_fan_with_drive |  | Air Handling Unit, Existing Primary Tank Operating Gallery, Ground, West Side
39434 | TAB-ACC-FN-6464 | Fan, Centrifugal, Exhaust Air, Roof, Old Screen Bldg., P Bldg. | TAB-ACC-FN-PBLDG | Fan,Centrifugal | HVAC |  | FN | http://www.toronto.ca/TWONTO#blower_or_fan_with_drive |  | Exhaust Fans , P Bldg
39435 | TAB-ACC-FN-6465 | Fan, Centrifugal, Exhaust Air, Roof, Old Screen Bldg., P Bldg. | TAB-ACC-FN-PBLDG | Fan,Centrifugal | HVAC |  | FN | http://www.toronto.ca/TWONTO#blower_or_fan_with_drive |  | Exhaust Fans , P Bldg
39436 | TAB-ACC-FN-6472 | Fan, Centrifugal, Supply Air, AHU-6470, Mech Room No. 6, Old Screen Bldg., P Bldg. | TAB-ACC-AHU-6470 | Fan,Centrifugal | HVAC |  | FN | http://www.toronto.ca/TWONTO#blower_or_fan_with_drive |  | Air Handling Unit, Mechanical Room no.6, Grit Bldg., P Bldg.
39437 | TAB-ACC-FN-6482 | Fan, Centrifugal, Supply Air, Mech Room No. 5, Old Screen Bldg., P Bldg. | TAB-ACC-AHU-PBLDG | Fan,Centrifugal | HVAC |  | FN | http://www.toronto.ca/TWONTO#blower_or_fan_with_drive |  | AHUs/Supply Fans P. Bldg.
39438 | TAB-ACC-FN-6502 | Fan, Ceiling type, Exhaust air, Janitor room, Screen Bldg., P Bldg. | TAB-ACC-FN-PBLDG | Fan | HVAC |  | FN | http://www.toronto.ca/TWONTO#blower_or_fan_with_drive |  | Exhaust Fans , P Bldg
39439 | TAB-ACC-FN-6511 | Fan, Centrifugal, Supply air, AHU-6510, Mechanical room No. 1, Screen Bldg., P Bldg. | TAB-ACC-AHU-6510 | Fan,Centrifugal | HVAC |  | FN | http://www.toronto.ca/TWONTO#blower_or_fan_with_drive |  | Air Handling Unit, Mechanical Room no.1, Screen Bldg., P Bldg.
39440 | TAB-ACC-FN-6521 | Fan, Centrifugal, Supply air, AHU-6520, Mechanical Room No. 2, Screen Bldg., P Bldg. | TAB-ACC-AHU-6520 | Fan,Centrifugal | HVAC |  | FN | http://www.toronto.ca/TWONTO#blower_or_fan_with_drive |  | Air Handling Unit, Mechanical Room no.2, Screen Bldg., P Bldg.
39441 | TAB-ACC-FN-6532 | Fan, Centrifugal, Exhaust air, Mechanical Room No. 3, Screen Bldg., P Bldg. | TAB-ACC-FN-PBLDG | Fan,Centrifugal | HVAC |  | FN | http://www.toronto.ca/TWONTO#blower_or_fan_with_drive |  | Exhaust Fans , P Bldg
39442 | TAB-ACC-FN-6561 | Fan, Centrifugal, Supply air, AHU-6560, Mechanical Room No. 3, Screen Bldg., P Bldg. | TAB-ACC-AHU-6560 | Fan,Centrifugal | HVAC |  | FN | http://www.toronto.ca/TWONTO#blower_or_fan_with_drive |  | Air Handling Unit, Mechanical Room no.3, Screen Bldg., P Bldg.
39443 | TAB-ACC-FN-6562 | Fan, Centrifugal, exhaust air, Mechanical Room No. 3, Screen Bldg., P Bldg. | TAB-ACC-FN-PBLDG | Fan,Centrifugal | HVAC |  | FN | http://www.toronto.ca/TWONTO#blower_or_fan_with_drive |  | Exhaust Fans , P Bldg
39444 | TAB-ACC-FN-6571 | Fan, Centrifugal, Supply air, AHU-6570, Mechanical Room No. 3, Screen Bldg., P Bldg. | TAB-ACC-AHU-6570 | Fan,Centrifugal | HVAC |  | FN | http://www.toronto.ca/TWONTO#blower_or_fan_with_drive |  | Air Handling Unit, Mechanical Room no.3, Screen Bldg., P Bldg.
39445 | TAB-ACC-FN-6573 | Fan, Centrifugal, Exhaust air, AHU-6570, Mechanical Room No. 3, Screen Bldg., P Bldg. | TAB-ACC-AHU-6570 | Fan,Centrifugal | HVAC |  | FN | http://www.toronto.ca/TWONTO#blower_or_fan_with_drive |  | Air Handling Unit, Mechanical Room no.3, Screen Bldg., P Bldg.
39446 | TAB-ACC-FN-6574 | Fan, Centrifugal, Exhaust air, AHU-6570, Mechanical Room No. 3, Screen Bldg., P Bldg. | TAB-ACC-AHU-6570 | Fan,Centrifugal | HVAC |  | FN | http://www.toronto.ca/TWONTO#blower_or_fan_with_drive |  | Air Handling Unit, Mechanical Room no.3, Screen Bldg., P Bldg.
39447 | TAB-ACC-FN-6584 | Fan, Centrifugal, Exhaust Air, AHU-6580, Workshop Roof, Screen Bldg., P Bldg. | TAB-ACC-AHU-6580 | Fan,Centrifugal | HVAC |  | FN | http://www.toronto.ca/TWONTO#blower_or_fan_with_drive |  | Air Handling Unit, Workshop Roof, P Bldg.
39448 | TAB-ACC-FN-6592 | Fan, Centrifugal, Exhaust Air, AHU-6590, Workshop Roof, Screen Bldg., P Bldg. | TAB-ACC-AHU-6590 | Fan,Centrifugal | HVAC |  | FN | http://www.toronto.ca/TWONTO#blower_or_fan_with_drive |  | Air Handling Unit, Workshop Roof, P Bldg.
39449 | TAB-ACC-FN-6595 | Fan, Centrifugal, Exhaust Air, Workshop, Mechanical Room No. 4, Screen Bldg., P Bldg. | TAB-ACC-FN-PBLDG | Fan,Centrifugal | HVAC |  | FN | http://www.toronto.ca/TWONTO#blower_or_fan_with_drive |  | Exhaust Fans , P Bldg
39595 | TAB-ACC-HC-9001 | Heating Coil, T Bldg | TAB-ACC-HTR-M&T | H.V.A.C.,Heater | HVAC |  | HC | heating_coil |  | Unit Heaters- M&T Bldg
39605 | TAB-ACC-HE-1400A | Heat Exchanger, Hot Water Reheat Coil | TAB-ACC-VAV-1400 | Heat Exchanger | HVAC |  | HE | http://www.toronto.ca/TWONTO#heat_exchanger |  | Heater, Hot Water Reheat Coil, Variable air
39607 | TAB-ACC-HE-1402 | Heat Exchanger, Hot Water Reheat Coil | TAB-ACC-VAV-1402 | Heat Exchanger | HVAC |  | HE | http://www.toronto.ca/TWONTO#heat_exchanger |  | Heater, Hot Water Reheat Coil, Variable air
39608 | TAB-ACC-HE-1404 | Heat Exchanger, Hot Water Reheat Coil | TAB-ACC-VAV-1404 | Heat Exchanger | HVAC |  | HE | http://www.toronto.ca/TWONTO#heat_exchanger |  | Heater, Hot Water Reheat Coil, Variable air
39610 | TAB-ACC-HE-1417 | Heat Exchange, Hot Water Reheat Coil | TAB-ACC-VAV-1417 | Heat Exchanger | HVAC |  | HE | http://www.toronto.ca/TWONTO#heat_exchanger |  | Heater, Hot Water Reheat Coil, Variable air
39611 | TAB-ACC-HE-1420A | Heater, Hot Water Reheat Coil | TAB-ACC-VAV-1420 | Heat Exchanger | HVAC |  | HE | http://www.toronto.ca/TWONTO#heater |  | Heater, Hot Water Reheat Coil, Variable air
39612 | TAB-ACC-HE-1438 | Heat Exchanger, Hot Water Reheat Coil | TAB-ACC-HTR-1437 | Heat Exchanger | HVAC |  | HE | http://www.toronto.ca/TWONTO#heat_exchanger |  | Heater, Hot Water Reheat Coil
39613 | TAB-ACC-HE-1439 | Heat Exchanger, Hot Water Reheat Coil | TAB-ACC-HTR-1439 | Heat Exchanger | HVAC |  | HE | http://www.toronto.ca/TWONTO#heat_exchanger |  | Heater, Hot Water Reheat Coil
39614 | TAB-ACC-HE-1440 | Heat Exchanger, Hot Water Reheat Coil | TAB-ACC-VAV-1440 | Heat Exchanger | HVAC |  | HE | http://www.toronto.ca/TWONTO#heat_exchanger |  | Heater, Hot Water Reheat Coil, Variable air
39615 | TAB-ACC-HE-1442 | Heat Exchanger, Hot Water Reheat Coil | TAB-ACC-VAV-1442 | Heat Exchanger | HVAC |  | HE | http://www.toronto.ca/TWONTO#heat_exchanger |  | Heater, Hot Water Reheat Coil, Variable air
39616 | TAB-ACC-HE-1444 | Heat Exchanger, Hot Water Reheat Coil | TAB-ACC-HTR-1444 | Heat Exchanger | HVAC |  | HE | http://www.toronto.ca/TWONTO#heat_exchanger |  | Heater, Hot Water Reheat Coil
39617 | TAB-ACC-HE-1445 | Heat Exchanger, Hot Water Reheat Coil | TAB-ACC-HTR-1445 | Heat Exchanger | HVAC |  | HE | http://www.toronto.ca/TWONTO#heat_exchanger |  | Heater, Hot Water Reheat Coil
39618 | TAB-ACC-HE-1446 | Heat Exchanger, Hot Water Reheat Coil | TAB-ACC-HTR-1446 | Heat Exchanger | HVAC |  | HE | http://www.toronto.ca/TWONTO#heat_exchanger |  | Heater, Hot Water Reheat Coil
39619 | TAB-ACC-HE-1447 | Heat Exchanger, Hot Water Reheat Coil | TAB-ACC-HTR-1447 | Heat Exchanger | HVAC |  | HE | http://www.toronto.ca/TWONTO#heat_exchanger |  | Heater, Hot Water Reheat Coil
39620 | TAB-ACC-HE-1449 | Heat Exchanger, Hot Water Reheat Coil | TAB-ACC-HTR-1449 | Heat Exchanger | HVAC |  | HE | http://www.toronto.ca/TWONTO#heat_exchanger |  | Heater, Hot Water Reheat Coil
39621 | TAB-ACC-HE-1450 | Heat Exchanger, Hot Water Reheat Coil | TAB-ACC-VAV-1450 | Heat Exchanger | HVAC |  | HE | http://www.toronto.ca/TWONTO#heat_exchanger |  | Heater, Hot Water Reheat Coil, Variable air
39622 | TAB-ACC-HE-1459 | Heat Exchanger, Hot Water Reheat Coil | TAB-ACC-VAV-1459 | Heat Exchanger | HVAC |  | HE | http://www.toronto.ca/TWONTO#heat_exchanger |  | Heater, Hot Water Reheat Coil, Variable air
39623 | TAB-ACC-HE-1464 | Heat Exchanger, Electric Reheat Coil | TAB-ACC-HTR-1462 | Heat Exchanger | HVAC |  | HE | http://www.toronto.ca/TWONTO#heat_exchanger |  | Heater unit, Z Bldg
39624 | TAB-ACC-HE-1469 | Heat Exchanger, Hot Water Reheat Coil | TAB-ACC-VAV-1469 | Heat Exchanger | HVAC |  | HE | http://www.toronto.ca/TWONTO#heat_exchanger |  | Heater, Hot Water Reheat Coil, Variable air
39625 | TAB-ACC-HE-1484 | Heat Exchanger, Hot Water Reheat Coil | TAB-ACC-VAV-1484 | Heat Exchanger | HVAC |  | HE | http://www.toronto.ca/TWONTO#heat_exchanger |  | Heater, Hot Water Reheat Coil, Variable air
39626 | TAB-ACC-HE-1486 | Heat Exchanger, Hot Water Reheat Coil | TAB-ACC-VAV-1486 | Heat Exchanger | HVAC |  | HE | http://www.toronto.ca/TWONTO#heat_exchanger |  | Heater, Hot Water Reheat Coil, Variable air
39627 | TAB-ACC-HE-1488 | Heat Exchanger, Hot Water Reheat Coil | TAB-ACC-VAV-1488 | Heat Exchanger | HVAC |  | HE | http://www.toronto.ca/TWONTO#heat_exchanger |  | Heater, Hot Water Reheat Coil, Variable air
39628 | TAB-ACC-HE-1490 | Heat Exchanger, Electric Reheat Coil | TAB-ACC-HTR-1456 | Heat Exchanger | HVAC |  | HE | http://www.toronto.ca/TWONTO#heat_exchanger |  | Heater, Hot Water Reheat Coil
39629 | TAB-ACC-HE-1490 | Heat Exchanger, Electric Reheat Coil | TAB-ACC-HTR-1490 | Heat Exchanger | HVAC |  | HE | http://www.toronto.ca/TWONTO#heat_exchanger |  | Heater, Electric Reheat Coil
39630 | TAB-ACC-HE-1498 | Heat Exchanger, Hot Water Reheat Coil | TAB-ACC-HTR-1498 | Heat Exchanger | HVAC |  | HE | http://www.toronto.ca/TWONTO#heat_exchanger |  | Heater, Hot Water Reheat Coil
39652 | TAB-ACC-HE-6402 | Heat Exchanger, Mechanical Room No.5, Old Screen Bldg., P Bldg. | TAB-ACC-1100 | Heat Exchanger | HVAC |  | HE | http://www.toronto.ca/TWONTO#heat_exchanger |  | HVAC Heating, P Bldg
39653 | TAB-ACC-HE-6404 | Heat Exchanger, Heating Coil box, Mechanical Room No.5, Old Screen Bldg., P Bldg. | TAB-ACC-HTR-PBLDG | Heat Exchanger | HVAC |  | HE | http://www.toronto.ca/TWONTO#heat_exchanger |  | Unit Heaters- P Bldg
39654 | TAB-ACC-HE-6411 | Heat Exchanger, AHU-6410, Roof, Grit Bldg., P Bldg. | TAB-ACC-AHU-6410 | Heat Exchanger | HVAC |  | HE | http://www.toronto.ca/TWONTO#heat_exchanger |  | Air Handling Unit, Roof, Grit Bldg., P Bldg.
39655 | TAB-ACC-HE-6421 | Heat Exchanger, AHU-6420, Roof, Grit Bldg., P Bldg. | TAB-ACC-AHU-6420 | Heat Exchanger | HVAC |  | HE | http://www.toronto.ca/TWONTO#heat_exchanger |  | Air Handling Unit, Roof, Grit Bldg., P Bldg.
39656 | TAB-ACC-HE-6431 | Heat Exchanger, AHU-6430, Roof, Grit Bldg., P Bldg. | TAB-ACC-AHU-6430 | Heat Exchanger | HVAC |  | HE | http://www.toronto.ca/TWONTO#heat_exchanger |  | Air Handling Unit, Roof, Grit Bldg., P Bldg.
39657 | TAB-ACC-HE-6451 | Heat Exchanger, Heating Coil, AHU-6450,Primary Tank Operating Gallery, Ground, East Side | TAB-ACC-AHU-6450 | Heat Exchanger | HVAC |  | HE | http://www.toronto.ca/TWONTO#heat_exchanger |  | Air Handling Unit, Primary Tank Operating Gallery, Ground, East Side
39658 | TAB-ACC-HE-6461 | Heat Exchanger, AHU-6460, Primary Tank Operating Gallery, Ground, West Side | TAB-ACC-AHU-6460 | Heat Exchanger | HVAC |  | HE | http://www.toronto.ca/TWONTO#heat_exchanger |  | Air Handling Unit, Existing Primary Tank Operating Gallery, Ground, West Side
39659 | TAB-ACC-HE-6511 | Heat Exchanger, AHU-6510, Mechanical Room No. 1, Screen Bldg., P Bldg. | TAB-ACC-AHU-6510 | Heat Exchanger | HVAC |  | HE | http://www.toronto.ca/TWONTO#heat_exchanger |  | Air Handling Unit, Mechanical Room no.1, Screen Bldg., P Bldg.
39660 | TAB-ACC-HE-6561 | Heat Exchanger, AHU-6560, Mechanical Room No. 3, Screen Bldg., P Bldg. | TAB-ACC-AHU-6560 | Heat Exchanger | HVAC |  | HE | http://www.toronto.ca/TWONTO#heat_exchanger |  | Air Handling Unit, Mechanical Room no.3, Screen Bldg., P Bldg.
39661 | TAB-ACC-HE-6581 | Heat Exchanger, AHU-6580, Workshop Roof, Screen Bldg., P Bldg. | TAB-ACC-AHU-6580 | Heat Exchanger | HVAC |  | HE | http://www.toronto.ca/TWONTO#heat_exchanger |  | Air Handling Unit, Workshop Roof, P Bldg.
39662 | TAB-ACC-HE-6582 | Heat Exchanger, AHU-6580, Workshop Roof, Screen Bldg., P Bldg. | TAB-ACC-AHU-6580 | Heat Exchanger | HVAC |  | HE | http://www.toronto.ca/TWONTO#heat_exchanger |  | Air Handling Unit, Workshop Roof, P Bldg.
39663 | TAB-ACC-HE-6583 | Heat Exchanger, Reheat coil, Workshop Workshop storage, Screen Bldg., P Bldg. | TAB-ACC-AHU-6580 | Heat Exchanger | HVAC |  | HE | http://www.toronto.ca/TWONTO#heat_exchanger |  | Air Handling Unit, Workshop Roof, P Bldg.
39664 | TAB-ACC-HE-6591 | Heat Exchanger, AHU-6590, Workshop Roof, Screen Bldg., P Bldg. | TAB-ACC-AHU-6590 | Heat Exchanger | HVAC |  | HE | http://www.toronto.ca/TWONTO#heat_exchanger |  | Air Handling Unit, Workshop Roof, P Bldg.
39727 | TAB-ACC-HTR-1435 | Heater, Hot Water Reheat Coil | TAB-ACC-1400 | H.V.A.C.,Heater | HVAC |  | HTR | http://www.toronto.ca/TWONTO#heater |  | Heating, Z Bldg -
39728 | TAB-ACC-HTR-1436 | Heater, Hot Water Reheat Coil | TAB-ACC-1400 | H.V.A.C.,Heater | HVAC |  | HTR | http://www.toronto.ca/TWONTO#heater |  | Heating, Z Bldg -
39729 | TAB-ACC-HTR-1437 | Heater, Hot Water Reheat Coil | TAB-ACC-1400 | H.V.A.C.,Heater | HVAC |  | HTR | http://www.toronto.ca/TWONTO#heater |  | Heating, Z Bldg -
39730 | TAB-ACC-HTR-1438 | Heater, Hot Water Reheat Coil | TAB-ACC-1400 | H.V.A.C.,Heater | HVAC |  | HTR | http://www.toronto.ca/TWONTO#heater |  | Heating, Z Bldg -
39731 | TAB-ACC-HTR-1447 | Heater, Hot Water Reheat Coil | TAB-ACC-1400 | H.V.A.C.,Heater | HVAC |  | HTR | http://www.toronto.ca/TWONTO#heater |  | Heating, Z Bldg -
39732 | TAB-ACC-HTR-1448 | Heater, Hot Water Reheat Coil | TAB-ACC-1400 | H.V.A.C.,Heater | HVAC |  | HTR | http://www.toronto.ca/TWONTO#heater |  | Heating, Z Bldg -
39733 | TAB-ACC-HTR-1449 | Heater, Hot Water Reheat Coil | TAB-ACC-1400 | H.V.A.C.,Heater | HVAC |  | HTR | http://www.toronto.ca/TWONTO#heater |  | Heating, Z Bldg -
39972 | TAB-ACC-HTR-6401 | Heater, Electric, Electrical Room, Old Screen Bldg., P Bldg. | TAB-ACC-HTR-PBLDG | H.V.A.C.,Heater | HVAC |  | HTR | http://www.toronto.ca/TWONTO#heater |  | Unit Heaters- P Bldg
39973 | TAB-ACC-HTR-6431 | Heater, Electric, AHU-6430, Roof, Grit Bldg., P Bldg. | TAB-ACC-AHU-6430 | H.V.A.C.,Heater | HVAC |  | HTR | http://www.toronto.ca/TWONTO#heater |  | Air Handling Unit, Roof, Grit Bldg., P Bldg.
39974 | TAB-ACC-HTR-6451 | Heater, Electric, AHU-6450, Primary Tank Operating Gallery, Ground, East Side | TAB-ACC-AHU-6450 | H.V.A.C.,Heater | HVAC |  | HTR | http://www.toronto.ca/TWONTO#heater |  | Air Handling Unit, Primary Tank Operating Gallery, Ground, East Side
39975 | TAB-ACC-HTR-6461 | Heater, Electric, AHU-6460, Primary Tank Operating Gallery, Ground, West Side | TAB-ACC-AHU-6460 | H.V.A.C.,Heater | HVAC |  | HTR | http://www.toronto.ca/TWONTO#heater |  | Air Handling Unit, Existing Primary Tank Operating Gallery, Ground, West Side
39976 | TAB-ACC-HTR-6472 | Heater, Unit, Hot Water, Ground Floor, North Side, Grit Bldg., P Bldg. | TAB-ACC-HTR-PBLDG | H.V.A.C.,Heater | HVAC |  | HTR | http://www.toronto.ca/TWONTO#heater |  | Unit Heaters- P Bldg
39977 | TAB-ACC-HTR-6474 | Heater, Unit, Hot Water, Ground Floor, North Side, Grit Bldg., P Bldg. | TAB-ACC-HTR-PBLDG | H.V.A.C.,Heater | HVAC |  | HTR | http://www.toronto.ca/TWONTO#heater |  | Unit Heaters- P Bldg
39978 | TAB-ACC-HTR-6475 | Heater, Unit, Hot Water, Ground Floor, North Side, Grit Bldg., P Bldg. | TAB-ACC-HTR-PBLDG | H.V.A.C.,Heater | HVAC |  | HTR | http://www.toronto.ca/TWONTO#heater |  | Unit Heaters- P Bldg
39979 | TAB-ACC-HTR-6477 | Heater, Unit, Hot Water, Old Screen Bldg, Eeast Side, P Bldg. | TAB-ACC-HTR-PBLDG | H.V.A.C.,Heater | HVAC |  | HTR | http://www.toronto.ca/TWONTO#heater |  | Unit Heaters- P Bldg
39980 | TAB-ACC-HTR-6478 | Heater, Unit, Hot Water, Ground Floor, North Side, Grit Bldg., P Bldg. | TAB-ACC-HTR-PBLDG | H.V.A.C.,Heater | HVAC |  | HTR | http://www.toronto.ca/TWONTO#heater |  | Unit Heaters- P Bldg
39981 | TAB-ACC-HTR-6505 | Heater, Unit, Hot Water, Workshop stAir 'D', Screen Bldg., P Bldg. | TAB-ACC-HTR-PBLDG | H.V.A.C.,Heater | HVAC |  | HTR | http://www.toronto.ca/TWONTO#heater |  | Unit Heaters- P Bldg
39982 | TAB-ACC-HTR-6506 | Heater, Unit, Hot Water, Workshop Laundry Room, Screen Bldg., P Bldg. | TAB-ACC-HTR-PBLDG | H.V.A.C.,Heater | HVAC |  | HTR | http://www.toronto.ca/TWONTO#heater |  | Unit Heaters- P Bldg
39983 | TAB-ACC-HTR-6507 | Heater, Unit, Hot Water, Workshop Janitor Room, Screen Bldg., P Bldg. | TAB-ACC-HTR-PBLDG | H.V.A.C.,Heater | HVAC |  | HTR | http://www.toronto.ca/TWONTO#heater |  | Unit Heaters- P Bldg
39984 | TAB-ACC-HTR-6508 | Heater, Unit, Hot Water, Workshop male washRoom, Screen Bldg., P Bldg. | TAB-ACC-HTR-PBLDG | H.V.A.C.,Heater | HVAC |  | HTR | http://www.toronto.ca/TWONTO#heater |  | Unit Heaters- P Bldg
39985 | TAB-ACC-HTR-6509 | Heater, Unit, Hot Water, Workshop Corridor no. 4, Screen Bldg., P Bldg. | TAB-ACC-HTR-PBLDG | H.V.A.C.,Heater | HVAC |  | HTR | http://www.toronto.ca/TWONTO#heater |  | Unit Heaters- P Bldg
39986 | TAB-ACC-HTR-6510 | Heater, Unit, Hot Water, Workshop Lunch/meeting Room, Screen Bldg., P Bldg. | TAB-ACC-HTR-PBLDG | H.V.A.C.,Heater | HVAC |  | HTR | http://www.toronto.ca/TWONTO#heater |  | Unit Heaters- P Bldg
39987 | TAB-ACC-HTR-6511 | Heater, Unit, Hot Water, Workshop Office, Screen Bldg., P Bldg. | TAB-ACC-HTR-PBLDG | H.V.A.C.,Heater | HVAC |  | HTR | http://www.toronto.ca/TWONTO#heater |  | Unit Heaters- P Bldg
39988 | TAB-ACC-HTR-6514 | Heater, Unit, Hot Water, Workshop female Change Room, Screen Bldg., P Bldg. | TAB-ACC-HTR-PBLDG | H.V.A.C.,Heater | HVAC |  | HTR | http://www.toronto.ca/TWONTO#heater |  | Unit Heaters- P Bldg
39989 | TAB-ACC-HTR-6521 | Heater, Electric Cabinet Unit Heater, stAir at Ground Floor, Screen Bldg., P Bldg. | TAB-ACC-HTR-PBLDG | H.V.A.C.,Heater | HVAC |  | HTR | http://www.toronto.ca/TWONTO#heater |  | Unit Heaters- P Bldg
39990 | TAB-ACC-HTR-6522 | Heater, Unit, Electric Cabinet, Vestibule at Ground Floor, Screen Bldg., P Bldg. | TAB-ACC-HTR-PBLDG | H.V.A.C.,Heater | HVAC |  | HTR | http://www.toronto.ca/TWONTO#heater |  | Unit Heaters- P Bldg
39991 | TAB-ACC-HTR-6534 | Heater, Unit, Electric, Electrical Room No. 2, Screen Bldg., P Bldg. | TAB-ACC-HTR-PBLDG | H.V.A.C.,Heater | HVAC |  | HTR | http://www.toronto.ca/TWONTO#heater |  | Unit Heaters- P Bldg
39992 | TAB-ACC-HTR-6546 | Heater, Unit, Hot Water, stair at penthouse, Screen Bldg., P Bldg. | TAB-ACC-HTR-PBLDG | H.V.A.C.,Heater | HVAC |  | HTR | http://www.toronto.ca/TWONTO#heater |  | Unit Heaters- P Bldg
39993 | TAB-ACC-HTR-6548 | Heater, Unit, Hot Water, basement, Screen Bldg., P Bldg. | TAB-ACC-HTR-PBLDG | H.V.A.C.,Heater | HVAC |  | HTR | http://www.toronto.ca/TWONTO#heater |  | Unit Heaters- P Bldg
39994 | TAB-ACC-HTR-6549 | Heater, Unit, Hot Water, truck loading bay, Screen Bldg., P Bldg. | TAB-ACC-HTR-PBLDG | H.V.A.C.,Heater | HVAC |  | HTR | http://www.toronto.ca/TWONTO#heater |  | Unit Heaters- P Bldg
39995 | TAB-ACC-HTR-6550 | Heater, Unit, Hot Water, truck loading bay, Screen Bldg., P Bldg. | TAB-ACC-HTR-PBLDG | H.V.A.C.,Heater | HVAC |  | HTR | http://www.toronto.ca/TWONTO#heater |  | Unit Heaters- P Bldg
39996 | TAB-ACC-HTR-6551 | Heater, Unit, Hot Water, Mechanical Room No. 1, Screen Bldg., P Bldg. | TAB-ACC-HTR-PBLDG | H.V.A.C.,Heater | HVAC |  | HTR | http://www.toronto.ca/TWONTO#heater |  | Unit Heaters- P Bldg
39997 | TAB-ACC-HTR-6552 | Heater, Unit, Hot Water, truck loading bay, Screen Bldg., P Bldg. | TAB-ACC-HTR-PBLDG | H.V.A.C.,Heater | HVAC |  | HTR | http://www.toronto.ca/TWONTO#heater |  | Unit Heaters- P Bldg
39998 | TAB-ACC-HTR-6553 | Heater, Unit, Hot Water, truck loading bay, Screen Bldg., P Bldg. | TAB-ACC-HTR-PBLDG | H.V.A.C.,Heater | HVAC |  | HTR | http://www.toronto.ca/TWONTO#heater |  | Unit Heaters- P Bldg
39999 | TAB-ACC-HTR-6556 | Heater, Unit, Hot Water, screen area, Screen Bldg., P Bldg. | TAB-ACC-HTR-PBLDG | H.V.A.C.,Heater | HVAC |  | HTR | http://www.toronto.ca/TWONTO#heater |  | Unit Heaters- P Bldg
40053 | DA0146A | Air Handling Unit, ECB 1-Dew.Bldg. | TAB-ACC-AHU-DEW | Air Handling Unit | HVAC |  |  | http://www.toronto.ca/TWONTO#air_handler_unit |  | AHUs/Supply Fans Dewater. Bldg.
40054 | DA0147A | Air Handling Unit, ECB 1-Dew.Bldg. | TAB-ACC-AHU | Air Handling Unit | HVAC |  |  | http://www.toronto.ca/TWONTO#air_handler_unit |  | Air Handling Unit & Supply Fan
40055 | TAB-ACC-HTR-6557 | Heater, Unit, Hot Water, screen area, Screen Bldg., P Bldg. | TAB-ACC-HTR-PBLDG | H.V.A.C.,Heater | HVAC |  | HTR | http://www.toronto.ca/TWONTO#heater |  | Unit Heaters- P Bldg
40056 | TAB-ACC-HTR-6558 | Heater, Unit, Hot Water, screen area, Screen Bldg., P Bldg. | TAB-ACC-HTR-PBLDG | H.V.A.C.,Heater | HVAC |  | HTR | http://www.toronto.ca/TWONTO#heater |  | Unit Heaters- P Bldg
40057 | TAB-ACC-HTR-6559 | Heater, Unit, Hot Water, Mechanical Room No. 2, Screen Bldg., P Bldg. | TAB-ACC-HTR-PBLDG | H.V.A.C.,Heater | HVAC |  | HTR | http://www.toronto.ca/TWONTO#heater |  | Unit Heaters- P Bldg
40058 | TAB-ACC-HTR-6561 | Heater, Unit, Hot Water, Mechanical Room No. 3, Screen Bldg., P Bldg. | TAB-ACC-HTR-PBLDG | H.V.A.C.,Heater | HVAC |  | HTR | http://www.toronto.ca/TWONTO#heater |  | Unit Heaters- P Bldg
40059 | TAB-ACC-HTR-6562 | Heater, Unit, Hot Water, Mechanical Room No. 3, Screen Bldg., P Bldg. | TAB-ACC-HTR-PBLDG | H.V.A.C.,Heater | HVAC |  | HTR | http://www.toronto.ca/TWONTO#heater |  | Unit Heaters- P Bldg
40060 | TAB-ACC-HTR-6591 | Heater, Electric Forced Air Heater ,AHU-6590, Workshop Roof, Screen Bldg., P Bldg. | TAB-ACC-AHU-6590 | H.V.A.C.,Heater | HVAC |  | HTR | http://www.toronto.ca/TWONTO#heater |  | Air Handling Unit, Workshop Roof, P Bldg.
40078 | TAB-ACC-HU-6501 | Humidifier, Workshop Janitors closet at Second Floor, Screen Bldg., P Bldg. | TAB-ACC-MEQ-6501 | H.V.A.C.,Humidifier | HVAC |  | HU | http://www.toronto.ca/TWONTO#humidier |  | High Pressure Hot Water cleaning system, Mechanical Room No. 1, Screen Bldg., P Bldg.
40106 | DA0147A | Air Handling Unit, ECB 1-Dew.Bldg. | TAB-ACC-AHU-DEW | Air Handling Unit | HVAC |  |  | http://www.toronto.ca/TWONTO#air_handler_unit |  | AHUs/Supply Fans Dewater. Bldg.
40107 | DA0150A | AC Unit, RC 5-Dew.Bldg. | TAB-ACC-CI | H.V.A.C.,Air Conditioner | HVAC |  |  | http://www.toronto.ca/TWONTO#air_condition |  | Chiller and Air Coolers
40108 | DA0151A | AC Unit, RC 2-Dew.Bldg. | TAB-ACC-CI | H.V.A.C.,Air Conditioner | HVAC | 34445 |  | http://www.toronto.ca/TWONTO#air_condition |  | Chiller and Air Coolers
40109 | DA0151A | AC Unit, RC 2-Dew.Bldg. | TAB-SUSPENDED ENTITY | H.V.A.C.,Air Conditioner | HVAC | 34445 |  | http://www.toronto.ca/TWONTO#air_condition |  | Suspended entities
40110 | DA0152A | SUSPENDED ENTITY | TAB-SUSPENDED ENTITY | H.V.A.C.,Air Conditioner | HVAC | 35634 |  | ? |  | Suspended entities
40111 | DA0153A | Air Handling Unit, ECB 5-Dew.Bldg. | TAB-ACC-AHU | Air Handling Unit | HVAC |  |  | http://www.toronto.ca/TWONTO#air_handler_unit |  | Air Handling Unit & Supply Fan
40112 | DA2001A | Dehumidifier Unit, Floatation Bldg | TAB-ACC-CI | H.V.A.C.,Air Conditioner | HVAC |  |  | http://www.toronto.ca/TWONTO#dehumidifier |  | Chiller and Air Coolers
40117 | DE1021A | Chiller, Liquid | TAB-DEW CENTRIFUGES | H.V.A.C.,Chiller | HVAC |  |  | http://www.toronto.ca/TWONTO#chiller |  | Centrifuge Systems
40118 | DE1022A | Chiller, Liquid | TAB-DEW CENTRIFUGES | H.V.A.C.,Chiller | HVAC |  |  | http://www.toronto.ca/TWONTO#chiller |  | Centrifuge Systems
40119 | DE1023A | Dry Cooler | TAB-DEW CENTRIFUGES | H.V.A.C. | HVAC |  |  | http://www.toronto.ca/TWONTO#air_condition |  | Centrifuge Systems
40357 | TAB-ACC-P-6403 | Pump, Heating Pump, Existing Screen Bldg Mechanical Room No.5 | TAB-ACC-HE-6402 | Pump | HVAC |  | P | http://www.toronto.ca/TWONTO#pump_set_-_with_drive |  | Heat Exchanger, Mechanical Room No.5, Old Screen Bldg., P Bldg.
40358 | TAB-ACC-P-6404 | Pump, Heating Pump, Existing Screen Bldg Mechanical Room No.5 | TAB-ACC-HE-6402 | Pump | HVAC |  | P | http://www.toronto.ca/TWONTO#pump_set_-_with_drive |  | Heat Exchanger, Mechanical Room No.5, Old Screen Bldg., P Bldg.
40359 | TAB-ACC-P-6412 | Pump, fire Pump, Pump Room, Grit Bldg., P Bldg. | TAB-PLT-SQ | Pump | HVAC |  | P | http://www.toronto.ca/TWONTO#pump_set_-_with_drive |  | P Building - Safety Equipment
40449 | TAB-ACC-PIP-1101 | Pipeline, Glycol, Space heating,., P Bldg. | TAB-ACC-1100 | Piping | HVAC |  | PIP | http://www.toronto.ca/TWONTO#piping_system |  | HVAC Heating, P Bldg
40450 | TAB-ACC-PIP-1102 | Pipeline, Hot water, Space heating,., P Bldg. | TAB-ACC-1100 | Piping | HVAC |  | PIP | http://www.toronto.ca/TWONTO#piping_system |  | HVAC Heating, P Bldg
40506 | TAB-ACC-RPU-6490 | RPU Panel, HVAC, BAS Controller, Mech RM, Existing Grit Bldg North, P Bldg. | TAB-PRM-INQ-P | Control Panel,HVAC | HVAC |  | RPU | http://www.toronto.ca/TWONTO#RPU_panel |  | P Building - Instrument Equipment
40507 | TAB-ACC-RPU-6500 | RPU Panel, Screen Room AHU, Mech Room, Penthouse, New Screen Bldg., P Bldg. | TAB-PRM-INQ-P | Control Panel,HVAC | HVAC |  | RPU | http://www.toronto.ca/TWONTO#RPU_panel |  | P Building - Instrument Equipment
40551 | TAB-ACC-RPU-6540 | RPU Panel, HVAC, BAS Controller, Mech Room, Penthouse, New Screen Bldg., P Bldg. | TAB-PRM-INQ-P | Control Panel,HVAC | HVAC |  | RPU | http://www.toronto.ca/TWONTO#RPU_panel |  | P Building - Instrument Equipment
40552 | TAB-ACC-RPU-6550 | RPU Panel, HVAC, BAS Controller, Mech Room, Penthouse, New Screen Bldg., P Bldg. | TAB-PRM-INQ-P | Control Panel,HVAC | HVAC |  | RPU | http://www.toronto.ca/TWONTO#RPU_panel |  | P Building - Instrument Equipment
40553 | TAB-ACC-RPU-6560 | RPU Panel, HVAC, BAS Controller, Mech Room, Penthouse, New Screen Bldg., P Bldg. | TAB-PRM-INQ-P | Control Panel,HVAC | HVAC |  | RPU | http://www.toronto.ca/TWONTO#RPU_panel |  | P Building - Instrument Equipment
40715 | DR8011A | Air, Handling Unit, AHU-1, (2.8 L/S), Digester Gas Control Building | TAB-ACC-AHU | Air Handling Unit | HVAC |  |  | http://www.toronto.ca/TWONTO#air_handler_unit |  | Air Handling Unit & Supply Fan
40716 | DR8012A | Air, Handling Unit, AHU-2, (2.8 L/S),, Digester Gas Control Building | TAB-ACC-AHU | Air Handling Unit | HVAC |  |  | http://www.toronto.ca/TWONTO#air_handler_unit |  | Air Handling Unit & Supply Fan
40717 | DR8012A | Air, Handling Unit, AHU-2, (2.8 L/S),, Digester Gas Control Building | TAB-ACC-AHU-GAS | Air Handling Unit | HVAC |  |  | http://www.toronto.ca/TWONTO#air_handler_unit |  | AHUs/Supply Fans Gas Control Bldg.
40718 | DR8013A | Air, Handling Unit, AHU-3, Digester Gas Control Build, Basement, North East Corner | TAB-ACC-AHU | Air Handling Unit | HVAC |  |  | http://www.toronto.ca/TWONTO#air_handler_unit |  | Air Handling Unit & Supply Fan
40719 | DR8014A | Air, Handling Unit, AHU-4, (1.9 L/S), Seawall Tunnel, below Dig Gas Ctrl Bldg | TAB-ACC-AHU | Air Handling Unit | HVAC |  |  | http://www.toronto.ca/TWONTO#air_handler_unit |  | Air Handling Unit & Supply Fan
40720 | DR8014A | Air, Handling Unit, AHU-4, (1.9 L/S), Seawall Tunnel, below Dig Gas Ctrl Bldg | TAB-ACC-AHU-TUN | Air Handling Unit | HVAC |  |  | http://www.toronto.ca/TWONTO#air_handler_unit |  | AHUs/Supply Fans, All tunnels
40767 | TAB-ACC-T-6402 | Tank, Expansion, Mechanical Room No.5, Old Screen Bldg., P Bldg. | TAB-ACC-HE-6401 | Tank | HVAC |  | T | expansion_tank |  | Heat Exchanger, Mechanical Room No.5, Old Screen Bldg., P Bldg.
40768 | TAB-ACC-T-6403 | Tank, Expansion, Mechanical Room No.5, Old Screen Bldg., P Bldg. | TAB-ACC-HE-6401 | Tank | HVAC |  | T | expansion_tank |  | Heat Exchanger, Mechanical Room No.5, Old Screen Bldg., P Bldg.
40769 | TAB-ACC-T-6404 | Tank, Expansion, Mechanical Room No.5, Old Screen Bldg., P Bldg. | TAB-ACC-HE-6402 | Tank | HVAC |  | T | expansion_tank |  | Heat Exchanger, Mechanical Room No.5, Old Screen Bldg., P Bldg.
40770 | TAB-ACC-T-6405 | Tank, Expansion, Mechanical Room No.5, Old Screen Bldg., P Bldg. | TAB-ACC-HE-6402 | Tank | HVAC |  | T | expansion_tank |  | Heat Exchanger, Mechanical Room No.5, Old Screen Bldg., P Bldg.
40771 | TAB-ACC-T-6406 | Tank, Pot Feeder, Mechanical Room No.5, Old Screen Bldg., P Bldg. | TAB-ACC-HE-6402 | Tank | HVAC |  | T | expansion_tank |  | Heat Exchanger, Mechanical Room No.5, Old Screen Bldg., P Bldg.
40772 | TAB-ACC-T-6408 | Tank, Heating, Domestic water | TAB-ACC | Tank | HVAC |  | T | http://www.toronto.ca/TWONTO#tanked_hot_water_heater |  | Plant HVAC Equipment
40773 | TAB-ACC-T-6410 | Tank, Domestic Hot Water, Pump Room, Grit Bldg., P Bldg. | TAB-ACC | Tank | HVAC |  | T | http://www.toronto.ca/TWONTO#tanked_hot_water_heater |  | Plant HVAC Equipment
40774 | TAB-ACC-T-6411 | Heater, Domestic Hot Water, Polymer Room, Old Screen Bldg., P Bldg. | TAB-PRM-SQ-P | Tank | HVAC |  | T | http://www.toronto.ca/TWONTO#hot_water_heater |  | Safety Equipment, P Building , Primarm
40775 | TAB-ACC-T-6501 | Tank, Domestic Hot Water, WashRoom, Screen Bldg., P Bldg. | TAB-ACC | Tank | HVAC |  | T | http://www.toronto.ca/TWONTO#tanked_hot_water_heater |  | Plant HVAC Equipment
40793 | TAB-ACC-TE-1402A | Temperature Element, Supply Air Temperature | TAB-ACC-VAV-1402 | Sensor,Temperature | HVAC |  | TE | http://www.toronto.ca/TWONTO#temperature_sensor_element |  | Heater, Hot Water Reheat Coil, Variable air
40794 | TAB-ACC-TE-1404A | Temperature Element, Supply Air Temperature | TAB-ACC-VAV-1404 | Sensor,Temperature | HVAC |  | TE | http://www.toronto.ca/TWONTO#temperature_sensor_element |  | Heater, Hot Water Reheat Coil, Variable air
40795 | TAB-ACC-TE-1404B | Temperature Element, Space Temperature | TAB-ACC-VAV-1404 | Sensor,Temperature | HVAC |  | TE | http://www.toronto.ca/TWONTO#temperature_sensor_element |  | Heater, Hot Water Reheat Coil, Variable air
40796 | TAB-ACC-TE-1405A | Temperature Element, Supply Air Temperature | TAB-ACC-VAV-1405 | Sensor,Temperature | HVAC |  | TE | http://www.toronto.ca/TWONTO#temperature_sensor_element |  | Heater, Hot Water Reheat Coil, Variable air
40797 | TAB-ACC-TE-1417B | Temperature Element, Space Temperature | TAB-ACC-VAV-1417 | Sensor,Temperature | HVAC |  | TE | http://www.toronto.ca/TWONTO#temperature_sensor_element |  | Heater, Hot Water Reheat Coil, Variable air
40798 | TAB-ACC-TE-1420B | Temperature Element, Space Temperature | TAB-ACC-VAV-1420 | Sensor,Temperature | HVAC |  | TE | http://www.toronto.ca/TWONTO#temperature_sensor_element |  | Heater, Hot Water Reheat Coil, Variable air
40799 | TAB-ACC-TE-1433B | Temperature Element, Space Temperature | TAB-ACC-HTR-1433 | Sensor,Temperature | HVAC |  | TE | http://www.toronto.ca/TWONTO#temperature_sensor_element |  | Heater, Hot Water Reheat Coil
40800 | TAB-ACC-TE-1434B | Temperature Element, Space Temperature | TAB-ACC-HTR-1434 | Sensor,Temperature | HVAC |  | TE | http://www.toronto.ca/TWONTO#temperature_sensor_element |  | Heater, Hot Water Reheat Coil
40801 | TAB-ACC-TE-1435A | Temperature Element, Supply Air Temperature | TAB-ACC-HTR-1435 | Sensor,Temperature | HVAC |  | TE | http://www.toronto.ca/TWONTO#temperature_sensor_element |  | Heater, Hot Water Reheat Coil
40802 | TAB-ACC-TE-1437A | Temperature Element, Supply Air Temperature | TAB-ACC-HTR-1437 | Sensor,Temperature | HVAC |  | TE | http://www.toronto.ca/TWONTO#temperature_sensor_element |  | Heater, Hot Water Reheat Coil
40803 | TAB-ACC-TE-1437B | Temperature Element, Space Temperature | TAB-ACC-HTR-1437 | Sensor,Temperature | HVAC |  | TE | http://www.toronto.ca/TWONTO#temperature_sensor_element |  | Heater, Hot Water Reheat Coil
40804 | TAB-ACC-TE-1438B | Temperature Element, Space Temperature | TAB-ACC-HTR-1438 | Sensor,Temperature | HVAC |  | TE | http://www.toronto.ca/TWONTO#temperature_sensor_element |  | Heater, Hot Water Reheat Coil
40805 | TAB-ACC-TE-1439A | Temperature Element, Supply Air Temperature | TAB-ACC-HTR-1439 | Sensor,Temperature | HVAC |  | TE | http://www.toronto.ca/TWONTO#temperature_sensor_element |  | Heater, Hot Water Reheat Coil
40806 | TAB-ACC-TE-1439B | Temperature Element, Space Temperature | TAB-ACC-HTR-1439 | Sensor,Temperature | HVAC |  | TE | http://www.toronto.ca/TWONTO#temperature_sensor_element |  | Heater, Hot Water Reheat Coil
40807 | TAB-ACC-TE-1442A | Temperature Element, Supply Air Temperature | TAB-ACC-VAV-1442 | Sensor,Temperature | HVAC |  | TE | http://www.toronto.ca/TWONTO#temperature_sensor_element |  | Heater, Hot Water Reheat Coil, Variable air
40808 | TAB-ACC-TE-1442B | Temperature Element, Space Temperature | TAB-ACC-VAV-1442 | Sensor,Temperature | HVAC |  | TE | http://www.toronto.ca/TWONTO#temperature_sensor_element |  | Heater, Hot Water Reheat Coil, Variable air
40809 | TAB-ACC-TE-1446A | Temperature Element, Supply Air Temperature | TAB-ACC-HTR-1446 | Sensor,Temperature | HVAC |  | TE | http://www.toronto.ca/TWONTO#temperature_sensor_element |  | Heater, Hot Water Reheat Coil
40810 | TAB-ACC-TE-1447B | Temperature Element, Space Temperature | TAB-ACC-HTR-1447 | Sensor,Temperature | HVAC |  | TE | http://www.toronto.ca/TWONTO#temperature_sensor_element |  | Heater, Hot Water Reheat Coil
40811 | TAB-ACC-TE-1448B | Temperature Element, Space Temperature | TAB-ACC-HTR-1448 | Sensor,Temperature | HVAC |  | TE | http://www.toronto.ca/TWONTO#temperature_sensor_element |  | Heater, Hot Water Reheat Coil
40812 | TAB-ACC-TE-1449B | Temperature Element, Space Temperature | TAB-ACC-HTR-1449 | Sensor,Temperature | HVAC |  | TE | http://www.toronto.ca/TWONTO#temperature_sensor_element |  | Heater, Hot Water Reheat Coil
40813 | TAB-ACC-TE-1450A | Temperature Element, Supply Air Temperature | TAB-ACC-VAV-1450 | Sensor,Temperature | HVAC |  | TE | http://www.toronto.ca/TWONTO#temperature_sensor_element |  | Heater, Hot Water Reheat Coil, Variable air
40814 | TAB-ACC-TE-1450B | Temperature Element, Space Temperature | TAB-ACC-VAV-1450 | Sensor,Temperature | HVAC |  | TE | http://www.toronto.ca/TWONTO#temperature_sensor_element |  | Heater, Hot Water Reheat Coil, Variable air
40815 | TAB-ACC-TE-1454A | Temperature Element, Supply Air Temperature | TAB-ACC-HTR-1454 | Sensor,Temperature | HVAC |  | TE | http://www.toronto.ca/TWONTO#temperature_sensor_element |  | Heater, Hot Water Reheat Coil
40816 | TAB-ACC-TE-1454B | Temperature Element, Space Temperature | TAB-ACC-HTR-1454 | Sensor,Temperature | HVAC |  | TE | http://www.toronto.ca/TWONTO#temperature_sensor_element |  | Heater, Hot Water Reheat Coil
40817 | TAB-ACC-TE-1456B | Temperature Element, Space Temperature | TAB-ACC-HTR-1456 | Sensor,Temperature | HVAC |  | TE | http://www.toronto.ca/TWONTO#temperature_sensor_element |  | Heater, Hot Water Reheat Coil
40818 | TAB-ACC-TE-1457A | Temperature Element, Supply Air Temperature | TAB-ACC-VAV-1457 | Sensor,Temperature | HVAC |  | TE | http://www.toronto.ca/TWONTO#temperature_sensor_element |  | Heater, Hot Water Reheat Coil, Variable air
40819 | TAB-ACC-TE-1458A | Temperature Element, Supply Air Temperature | TAB-ACC-VAV-1458 | Sensor,Temperature | HVAC |  | TE | http://www.toronto.ca/TWONTO#temperature_sensor_element |  | Heater, Hot Water Reheat Coil, Variable air
40820 | TAB-ACC-TE-1458B | Temperature Element, Space Temperature | TAB-ACC-VAV-1458 | Sensor,Temperature | HVAC |  | TE | http://www.toronto.ca/TWONTO#temperature_sensor_element |  | Heater, Hot Water Reheat Coil, Variable air
40821 | TAB-ACC-TE-1459A | Temperature Element, Supply Air Temperature | TAB-ACC-VAV-1459 | Sensor,Temperature | HVAC |  | TE | http://www.toronto.ca/TWONTO#temperature_sensor_element |  | Heater, Hot Water Reheat Coil, Variable air
40822 | TAB-ACC-TE-1459B | Temperature Element, Space Temperature | TAB-ACC-VAV-1459 | Sensor,Temperature | HVAC |  | TE | http://www.toronto.ca/TWONTO#temperature_sensor_element |  | Heater, Hot Water Reheat Coil, Variable air
40823 | TAB-ACC-TE-1462A | Temperature Element, Supply Air Temperature | TAB-ACC-HTR-1462 | Sensor,Temperature | HVAC |  | TE | http://www.toronto.ca/TWONTO#temperature_sensor_element |  | Heater unit, Z Bldg
40824 | TAB-ACC-TE-1463A | Temperature Element, Supply Air Temperature | TAB-ACC-HTR-1463 | Sensor,Temperature | HVAC |  | TE | http://www.toronto.ca/TWONTO#temperature_sensor_element |  | Heater unit, Z Bldg
40825 | TAB-ACC-TE-1463B | Temperature Element, Space Temperature | TAB-ACC-HTR-1463 | Sensor,Temperature | HVAC |  | TE | http://www.toronto.ca/TWONTO#temperature_sensor_element |  | Heater unit, Z Bldg
40826 | TAB-ACC-TE-1464B | Temperature Element, Space Temperature | TAB-ACC-HTR-1464 | Sensor,Temperature | HVAC |  | TE | http://www.toronto.ca/TWONTO#temperature_sensor_element |  | Heater unit, Z Bldg
40827 | TAB-ACC-TE-1469A | Temperature Element, Supply Air Temperature | TAB-ACC-VAV-1469 | Sensor,Temperature | HVAC |  | TE | http://www.toronto.ca/TWONTO#temperature_sensor_element |  | Heater, Hot Water Reheat Coil, Variable air
40828 | TAB-ACC-TE-1469B | Temperature Element, Space Temperature | TAB-ACC-VAV-1469 | Sensor,Temperature | HVAC |  | TE | http://www.toronto.ca/TWONTO#temperature_sensor_element |  | Heater, Hot Water Reheat Coil, Variable air
40829 | TAB-ACC-TE-1483A | Temperature Element, Supply Air Temperature | TAB-ACC-VAV-1483 | Sensor,Temperature | HVAC |  | TE | http://www.toronto.ca/TWONTO#temperature_sensor_element |  | Heater, Hot Water Reheat Coil, Variable air
40830 | TAB-ACC-TE-1483B | Temperature Element, Space Temperature | TAB-ACC-VAV-1483 | Sensor,Temperature | HVAC |  | TE | http://www.toronto.ca/TWONTO#temperature_sensor_element |  | Heater, Hot Water Reheat Coil, Variable air
40831 | TAB-ACC-TE-1484A | Temperature Element, Supply Air Temperature | TAB-ACC-VAV-1484 | Sensor,Temperature | HVAC |  | TE | http://www.toronto.ca/TWONTO#temperature_sensor_element |  | Heater, Hot Water Reheat Coil, Variable air
40832 | TAB-ACC-TE-1485A | Temperature Element, Supply Air Temperature | TAB-ACC-VAV-1485 | Sensor,Temperature | HVAC |  | TE | http://www.toronto.ca/TWONTO#temperature_sensor_element |  | Heater, Hot Water Reheat Coil, Variable air
40833 | TAB-ACC-TE-1486B | Temperature Element, Space Temperature | TAB-ACC-VAV-1486 | Sensor,Temperature | HVAC |  | TE | http://www.toronto.ca/TWONTO#temperature_sensor_element |  | Heater, Hot Water Reheat Coil, Variable air
40834 | TAB-ACC-TE-1487A | Temperature Element, Supply Air Temperature | TAB-ACC-VAV-1487 | Sensor,Temperature | HVAC |  | TE | http://www.toronto.ca/TWONTO#temperature_sensor_element |  | Heater, Hot Water Reheat Coil, Variable air
40835 | TAB-ACC-TE-1490A | Temperature Element, Supply Air Temperature | TAB-ACC-HTR-1490 | Sensor,Temperature | HVAC |  | TE | http://www.toronto.ca/TWONTO#temperature_sensor_element |  | Heater, Electric Reheat Coil
40836 | TAB-ACC-TE-1490B | Temperature Element, Space Temperature | TAB-ACC-HTR-1490 | Sensor,Temperature | HVAC |  | TE | http://www.toronto.ca/TWONTO#temperature_sensor_element |  | Heater, Electric Reheat Coil
40837 | TAB-ACC-TE-1498A | Temperature Element, Supply Air Temperature | TAB-ACC-HTR-1498 | Sensor,Temperature | HVAC |  | TE | http://www.toronto.ca/TWONTO#temperature_sensor_element |  | Heater, Hot Water Reheat Coil
40838 | TAB-ACC-TE-1498B | Temperature Element, Space Temperature | TAB-ACC-HTR-1498 | Sensor,Temperature | HVAC |  | TE | http://www.toronto.ca/TWONTO#temperature_sensor_element |  | Heater, Hot Water Reheat Coil
40839 | TAB-ACC-TE-1499B | Temperature Element, Space Temperature | TAB-ACC-HTR-1499 | Sensor,Temperature | HVAC |  | TE | http://www.toronto.ca/TWONTO#temperature_sensor_element |  | Heater, Hot Water Reheat Coil
40840 | TAB-ACC-TIC-1273 | Controller, Temperature Indicating, Thermostat, Stack | TAB-ACC-FN-1270 | Controller,Temperature | HVAC |  | TIC | http://www.toronto.ca/TWONTO#thermostat_or_zone_controller_unit |  | Fan, Exhaust, ,Stack
40841 | TAB-ACC-TIC-1283 | Controller, Temperature Indicating, Thermostat, Stack | TAB-ACC-FN-1280 | Controller,Temperature | HVAC |  | TIC | http://www.toronto.ca/TWONTO#thermostat_or_zone_controller_unit |  | Fan, Exhaust, ,Stack
40995 | TAB-ACC-TIT-6452 | Transmitter, Temperature, Outside Air, AHU-6450, Ground, East Operating Gallery | TAB-ACC-AHU-6450 | Transmitter,Temperature | HVAC |  | TIT | http://www.toronto.ca/TWONTO#temperature_transmitter |  | Air Handling Unit, Primary Tank Operating Gallery, Ground, East Side
40996 | TAB-ACC-TIT-6453 | Transmitter, Temperature, Exhaust Air, FN- 6453 & 6454, Ground, East Operating Gallery | TAB-ACC-AHU-6450 | Transmitter,Temperature | HVAC |  | TIT | http://www.toronto.ca/TWONTO#temperature_transmitter |  | Air Handling Unit, Primary Tank Operating Gallery, Ground, East Side
40997 | TAB-ACC-TIT-6454 | Transmitter, Temperature, Ambient Air, operating gallery, East Operating Gallery | TAB-ACC-AHU-6450 | Transmitter,Temperature | HVAC |  | TIT | http://www.toronto.ca/TWONTO#temperature_transmitter |  | Air Handling Unit, Primary Tank Operating Gallery, Ground, East Side
40998 | TAB-ACC-TIT-6455 | Transmitter, Temperature, Ambient Air, operating gallery, East Operating Gallery | TAB-ACC-AHU-6450 | Transmitter,Temperature | HVAC |  | TIT | http://www.toronto.ca/TWONTO#temperature_transmitter |  | Air Handling Unit, Primary Tank Operating Gallery, Ground, East Side
41014 | TAB-ACC-TSH-6451 | Switch, Temperature, High, Supply Air, AHU-6450, Ground, East Operating Gallery | TAB-ACC-AHU-6450 | Switch,Temperature-High | HVAC |  | TSH | http://www.toronto.ca/TWONTO#temperature_switch |  | Air Handling Unit, Primary Tank Operating Gallery, Ground, East Side
41046 | TAB-ACC-TSL-6302 | HVAC, Temperature Low Switch, AHU-6302, Mechanical Room, Dig 9-12 Control Building. | TAB-ACC-AHU-6302 | Switch,Temperature-Low | HVAC |  | TSL | http://www.toronto.ca/TWONTO#temperature_switch |  | Air Handling Unit, Gas Room Ventilation, Mechanical Room, Dig 9-12 Control Building.
41047 | TAB-ACC-TSL-6336 | HVAC, Temperature Low Switch, HTR-6336, Sludge Heating Room, Dig 9-12 Control Building. | TAB-ACC-HTR-6336 | Switch,Temperature-Low | HVAC |  | TSL | http://www.toronto.ca/TWONTO#temperature_switch |  | Heater, Unit Heater, Hot Water, Sludge Heating Room, Dig 9-12 Control Building.
41048 | TAB-ACC-TSL-6451 | Switch, Temperature, Low, Outside Air, AHU-6450, Ground, East Operating Gallery | TAB-ACC-AHU-6450 | Switch,Temperature-Low | HVAC |  | TSL | http://www.toronto.ca/TWONTO#temperature_switch |  | Air Handling Unit, Primary Tank Operating Gallery, Ground, East Side
41367 | TAB-ACC-V-1434A | Valve, Reheat, Modulating | TAB-ACC-HTR-1434 | Valve | HVAC |  | V | http://www.toronto.ca/TWONTO#valve |  | Heater, Hot Water Reheat Coil
41368 | TAB-ACC-V-1436 | Valve, Reheat, Modulating | TAB-ACC-HTR-1436 | Valve | HVAC |  | V | http://www.toronto.ca/TWONTO#valve |  | Heater, Hot Water Reheat Coil
41369 | TAB-ACC-V-1438 | Valve, Reheat, Modulating | TAB-ACC-HTR-1438 | Valve | HVAC |  | V | http://www.toronto.ca/TWONTO#valve |  | Heater, Hot Water Reheat Coil
41371 | TAB-ACC-V-1444 | Valve, Reheat, Modulating | TAB-ACC-HTR-1444 | Valve | HVAC |  | V | http://www.toronto.ca/TWONTO#valve |  | Heater, Hot Water Reheat Coil
41372 | TAB-ACC-V-1446 | Valve, Reheat, Modulating | TAB-ACC-HTR-1446 | Valve | HVAC |  | V | http://www.toronto.ca/TWONTO#valve |  | Heater, Hot Water Reheat Coil
41373 | TAB-ACC-V-1448 | Valve, Reheat, Modulating | TAB-ACC-HTR-1448 | Valve | HVAC |  | V | http://www.toronto.ca/TWONTO#valve |  | Heater, Hot Water Reheat Coil
41376 | TAB-ACC-V-1455 | Valve, Reheat, Modulating | TAB-ACC-HTR-1455 | Valve | HVAC |  | V | http://www.toronto.ca/TWONTO#valve |  | Heater, Hot Water Reheat Coil
41451 | TAB-ACC-V-1499 | Valve, Reheat, Modulating | TAB-ACC-HTR-1499 | Valve | HVAC |  | V | http://www.toronto.ca/TWONTO#valve |  | Heater, Hot Water Reheat Coil
41658 | FCL-ACC-AHU-0902 | Air Handling unit, RMF Clarification Facility, Electrical Room | FCL-ACC | Air Handling Unit | HVAC |  | AHU | http://www.toronto.ca/TWONTO#air_handler_unit |  | Climate Control (HVAC)
41659 | FCL-ACC-AHU-0902 | Air Handling unit, RMF Clarification Facility, Electrical Room | FCL-ACC-RMF | Air Handling Unit | HVAC |  | AHU | http://www.toronto.ca/TWONTO#air_handler_unit |  | Residue Management HVAC Equipment
41662 | FCL-ACC-AHU-0903 | Air Handling Unit, Centrifuge Building HVAC Room North | FCL-ACC | Air Handling Unit | HVAC |  | AHU | http://www.toronto.ca/TWONTO#air_handler_unit |  | Climate Control (HVAC)
41663 | FCL-ACC-AHU-0904 | Air Handling unit, RMF Clarification Facility, Exit Corridor North | FCL-ACC-RMF | Air Handling Unit | HVAC |  | AHU | http://www.toronto.ca/TWONTO#air_handler_unit |  | Residue Management HVAC Equipment
41664 | FCL-ACC-AHU-0905 | Air Handling unit, RMF Clarification Facility, HVAC Room 1, Ground Floor, | FCL-ACC-RMF | Air Handling Unit | HVAC |  | AHU | http://www.toronto.ca/TWONTO#air_handler_unit |  | Residue Management HVAC Equipment
41665 | FCL-ACC-AHU-0906 | Air Handling unit, RMF Clarification Facility, HVAC Room 2, Ground Floor, outside toward 23rd street | FCL-ACC | Air Handling Unit | HVAC |  | AHU | http://www.toronto.ca/TWONTO#air_handler_unit |  | Climate Control (HVAC)
41883 | FCL-ACC-AHU-0906 | Air Handling unit, RMF Clarification Facility, HVAC Room 2, Ground Floor, outside toward 23rd street | FCL-ACC-RMF | Air Handling Unit | HVAC |  | AHU | http://www.toronto.ca/TWONTO#air_handler_unit |  | Residue Management HVAC Equipment
41884 | FCL-ACC-AHU-0907 | Air Handling unit, RMF Clarification Facility, HVAC Room 2, Ground Floor, outside toward 23rd street. | FCL-ACC | Air Handling Unit | HVAC |  | AHU | http://www.toronto.ca/TWONTO#air_handler_unit |  | Climate Control (HVAC)
41885 | FCL-ACC-AHU-0907 | Air Handling unit, RMF Clarification Facility, HVAC Room 2, Ground Floor, outside toward 23rd street. | FCL-ACC-RMF | Air Handling Unit | HVAC |  | AHU | http://www.toronto.ca/TWONTO#air_handler_unit |  | Residue Management HVAC Equipment
42079 | TAB-ACC-V-6402 | Valve, Actuated, Fire Protection System, Pump Room, Grit Bldg., P Bldg. | TAB-ACC-P-6414 | Valve | HVAC |  | V | http://www.toronto.ca/TWONTO#valve |  | Pump, jockey Pump, Pump Room, Grit Bldg., P Bldg.
42080 | TAB-ACC-V-6403 | Valve, Actuated, Fire Protection System, Ground Floor, Old Screen Bldg., P Bldg. | TAB-ACC-P-6414 | Valve | HVAC |  | V | http://www.toronto.ca/TWONTO#valve |  | Pump, jockey Pump, Pump Room, Grit Bldg., P Bldg.
42081 | TAB-ACC-V-6404 | Valve, Actuated, Fire Protection System, Ground Floor, Old Screen Bldg., P Bldg. | TAB-ACC-P-6414 | Valve | HVAC |  | V | http://www.toronto.ca/TWONTO#valve |  | Pump, jockey Pump, Pump Room, Grit Bldg., P Bldg.
42082 | TAB-ACC-V-6405 | Valve, Actuated, Fire Protection System, Ground Floor, Old Screen Bldg., P Bldg. | TAB-ACC-P-6414 | Valve | HVAC |  | V | http://www.toronto.ca/TWONTO#valve |  | Pump, jockey Pump, Pump Room, Grit Bldg., P Bldg.
42083 | TAB-ACC-V-6406 | Valve, Actuated, Fire Protection System, Ground Floor, Old Screen Bldg., P Bldg. | TAB-ACC-P-6414 | Valve | HVAC |  | V | http://www.toronto.ca/TWONTO#valve |  | Pump, jockey Pump, Pump Room, Grit Bldg., P Bldg.
42084 | TAB-ACC-V-6409 | Valve, Actuated, Fire Protection System, Pump Room, Grit Bldg., P Bldg. | TAB-ACC-P-6412 | Valve | HVAC |  | V | http://www.toronto.ca/TWONTO#valve |  | Pump, fire Pump, Pump Room, Grit Bldg., P Bldg.
42085 | TAB-ACC-V-6410 | Valve, Actuated, Fire Protection System, Pump Room, Grit Bldg., P Bldg. | TAB-ACC-P-6412 | Valve | HVAC |  | V | http://www.toronto.ca/TWONTO#valve |  | Pump, fire Pump, Pump Room, Grit Bldg., P Bldg.
42086 | TAB-ACC-V-6413 | Valve, Butterfly Valve, Isolation, Hot Water System, existing north digesters tunnel | TAB-ACC-1100 | Valve | HVAC |  | V | http://www.toronto.ca/TWONTO#valve |  | HVAC Heating, P Bldg
42087 | TAB-ACC-V-6414 | Valve, Butterfly Valve, Isolation, Hot Water System, existing north digesters tunnel | TAB-ACC-1100 | Valve | HVAC |  | V | http://www.toronto.ca/TWONTO#valve |  | HVAC Heating, P Bldg
42088 | TAB-ACC-V-6415 | Valve, Butterfly Valve, Isolation, Hot Water System, existing north digesters tunnel | TAB-ACC-1100 | Valve | HVAC |  | V | http://www.toronto.ca/TWONTO#valve |  | HVAC Heating, P Bldg
42089 | TAB-ACC-V-6417 | Valve, Butterfly Valve, Isolation, Hot Water System, Mech. Room No.5, Old Screen Bldg., P Bldg. | TAB-ACC-P-6403 | Valve | HVAC |  | V | http://www.toronto.ca/TWONTO#valve |  | Pump, Heating Pump, Existing Screen Bldg Mechanical Room No.5
42090 | TAB-ACC-V-6418 | Valve, Check, Hot Water System, Mech. Room No.5, Old Screen Bldg., P Bldg. | TAB-ACC-P-6404 | Valve,Check | HVAC |  | V | http://www.toronto.ca/TWONTO#valve |  | Pump, Heating Pump, Existing Screen Bldg Mechanical Room No.5
42091 | TAB-ACC-V-6421 | Valve, Motorized, Hot Water System, Mech. Room No.5, Old Screen Bldg., P Bldg. | TAB-ACC-HE-6401 | Valve | HVAC |  | V | http://www.toronto.ca/TWONTO#valve |  | Heat Exchanger, Mechanical Room No.5, Old Screen Bldg., P Bldg.
42092 | TAB-ACC-V-6422 | Valve, Motorized, Hot Water System, Mech. Room No.5, Old Screen Bldg., P Bldg. | TAB-ACC-HE-6402 | Valve | HVAC |  | V | http://www.toronto.ca/TWONTO#valve |  | Heat Exchanger, Mechanical Room No.5, Old Screen Bldg., P Bldg.
42093 | TAB-ACC-V-6424 | Valve, Butterfly, Isolation, Mech. Room No.5, Old Screen Bldg., P Bldg. | TAB-ACC-P-6401 | Valve | HVAC |  | V | http://www.toronto.ca/TWONTO#valve |  | Pump, Heating Pump, VFD, Mech Room No. 5, Old Screen Bldg., P Bldg.
42094 | TAB-ACC-V-6425 | Valve, Butterfly, Isolation, Hot Water System, Mech. Room No.5, Old Screen Bldg., P Bldg. | TAB-ACC-P-6402 | Valve | HVAC |  | V | http://www.toronto.ca/TWONTO#valve |  | Pump, Heating Pump, VFD, Mech Room No. 5, Old Screen Bldg., P Bldg.
42095 | TAB-ACC-V-6426 | Valve, Check, Hot Water System, Mech. Room No.5, Old Screen Bldg., P Bldg. | TAB-ACC-P-6401 | Valve,Check | HVAC |  | V | http://www.toronto.ca/TWONTO#valve |  | Pump, Heating Pump, VFD, Mech Room No. 5, Old Screen Bldg., P Bldg.
42096 | TAB-ACC-V-6427 | Valve, Check, Hot Water System, Mech. Room No.5, Old Screen Bldg., P Bldg. | TAB-ACC-P-6402 | Valve,Check | HVAC |  | V | http://www.toronto.ca/TWONTO#valve |  | Pump, Heating Pump, VFD, Mech Room No. 5, Old Screen Bldg., P Bldg.
42097 | TAB-ACC-V-6429 | Valve, 2-Way Modulating, PreHeater Coil,AHU-6410, Roof, Existing Grit Bldg. | TAB-ACC-AHU-6410 | Valve | HVAC |  | V | http://www.toronto.ca/TWONTO#valve |  | Air Handling Unit, Roof, Grit Bldg., P Bldg.
42098 | TAB-ACC-V-6431 | Valve, 2-Way Modulating, PreHeater Coil,AHU-6420, Roof, Existing Grit Bldg. | TAB-ACC-AHU-6420 | Valve | HVAC |  | V | http://www.toronto.ca/TWONTO#valve |  | Air Handling Unit, Roof, Grit Bldg., P Bldg.
42099 | TAB-ACC-V-6451 | Valve, 2-Way Modulating, PreHeater Coil,AHU-6450, Ground, East Operating Gallery | TAB-ACC-AHU-6450 | Valve | HVAC |  | V | http://www.toronto.ca/TWONTO#valve |  | Air Handling Unit, Primary Tank Operating Gallery, Ground, East Side
42100 | TAB-ACC-V-6481 | Valve, 2-Way Modulating, heating Coil,6405, Pump RM, Existing Grit Bldg. | TAB-ACC-HE-6405 | Valve | HVAC |  | V | http://www.toronto.ca/TWONTO#valve |  | Heat Exchanger, Heating Coil box, Pump Room, Grit Bldg., P Bldg.
42101 | TAB-ACC-V-6483 | Valve, 2-Way Modulating, heating Coil,6403, Grit Tank Area north, Existing Grit Bldg. | TAB-ACC-HE-6403 | Valve | HVAC |  | V | http://www.toronto.ca/TWONTO#valve |  | Heat Exchanger, Heating Coil box, Ground Floor, North Side, Grit Bldg., P Bldg.
42102 | TAB-ACC-V-6484 | Valve, 2-Way Modulating, heating Coil,6404, Roof, Existing Grit Bldg. | TAB-ACC-HE-6404 | Valve | HVAC |  | V | http://www.toronto.ca/TWONTO#valve |  | Heat Exchanger, Heating Coil box, Mechanical Room No.5, Old Screen Bldg., P Bldg.
42103 | TAB-ACC-V-6511 | Valve, 2-Way Modulating, PreHeater Coil,AHU-6510, Mechanical RM No. 1, Screen Bldg., P Bldg. | TAB-ACC-AHU-6510 | Valve | HVAC |  | V | http://www.toronto.ca/TWONTO#valve |  | Air Handling Unit, Mechanical Room no.1, Screen Bldg., P Bldg.
42104 | TAB-ACC-V-6520 | Valve, 2-Way Modulating, PreHeater Coil,AHU-6520, Mechanical RM No. 2, Screen Bldg., P Bldg. | TAB-ACC-AHU-6520 | Valve | HVAC |  | V | http://www.toronto.ca/TWONTO#valve |  | Air Handling Unit, Mechanical Room no.2, Screen Bldg., P Bldg.
42105 | TAB-ACC-V-6521 | Valve, Actuated, Fire Protection System, Mechanical Room No. 1, Screen Bldg., P Bldg. | TAB-ACC-P-6511 | Valve | HVAC |  | V | http://www.toronto.ca/TWONTO#valve |  | Pump, Fire pump, Mechanical Room No. 1, Screen Bldg., P Bldg.
42106 | TAB-ACC-V-6525 | Valve, Actuated, Fire Protection System, Mechanical Room No. 1, Screen Bldg., P Bldg. | TAB-ACC-P-6513 | Valve | HVAC |  | V | http://www.toronto.ca/TWONTO#valve |  | Pump, Jockey pump, Mechanical Room No. 1, Screen Bldg., P Bldg.
42107 | TAB-ACC-V-6526 | Valve, Actuated, Fire Protection System, Mechanical Room No. 1, Screen Bldg., P Bldg. | TAB-ACC-P-6513 | Valve | HVAC |  | V | http://www.toronto.ca/TWONTO#valve |  | Pump, Jockey pump, Mechanical Room No. 1, Screen Bldg., P Bldg.
42108 | TAB-ACC-V-6527 | Valve, Actuated, Fire Protection System, Mechanical Room No. 1, Screen Bldg., P Bldg. | TAB-ACC-P-6511 | Valve | HVAC |  | V | http://www.toronto.ca/TWONTO#valve |  | Pump, Fire pump, Mechanical Room No. 1, Screen Bldg., P Bldg.
42109 | TAB-ACC-V-6528 | Valve, Actuated, Fire Protection System, Mechanical Room No. 1, Screen Bldg., P Bldg. | TAB-ACC-P-6511 | Valve | HVAC |  | V | http://www.toronto.ca/TWONTO#valve |  | Pump, Fire pump, Mechanical Room No. 1, Screen Bldg., P Bldg.
42110 | TAB-ACC-V-6529 | Valve, Actuated, Fire Protection System, Mechanical Room No. 1, Screen Bldg., P Bldg. | TAB-ACC-P-6511 | Valve | HVAC |  | V | http://www.toronto.ca/TWONTO#valve |  | Pump, Fire pump, Mechanical Room No. 1, Screen Bldg., P Bldg.
42111 | TAB-ACC-V-6531 | Valve, 2-Way Modulating, PreHeater Coil,AHU-6530, Mechanical RM No. 3, Screen Bldg., P Bldg. | TAB-ACC-AHU-6530 | Valve | HVAC |  | V | http://www.toronto.ca/TWONTO#valve |  | Air Handling Unit, Mechanical Room no.3, Screen Bldg., P Bldg.
42112 | TAB-ACC-V-6532 | Valve, 2-Way Modulating, PreHeater Coil,AHU-6530, Mechanical RM No. 3, Screen Bldg., P Bldg. | TAB-ACC-AHU-6530 | Valve | HVAC |  | V | http://www.toronto.ca/TWONTO#valve |  | Air Handling Unit, Mechanical Room no.3, Screen Bldg., P Bldg.
42113 | TAB-ACC-V-6541 | Valve, 2-Way Modulating, PreHeater Coil,AHU-6540, Mechanical RM No. 3, Screen Bldg., P Bldg. | TAB-ACC-AHU-6540 | Valve | HVAC |  | V | http://www.toronto.ca/TWONTO#valve |  | Air Handling Unit, Mechanical Room no.3, Screen Bldg., P Bldg.
42114 | TAB-ACC-V-6542 | Valve, 2-Way Modulating, PreHeater Coil,AHU-6540, Mechanical RM No. 3, Screen Bldg., P Bldg. | TAB-ACC-AHU-6540 | Valve | HVAC |  | V | http://www.toronto.ca/TWONTO#valve |  | Air Handling Unit, Mechanical Room no.3, Screen Bldg., P Bldg.
42115 | TAB-ACC-V-6551 | Valve, 3-Way Modulating, PreHeater Coil,AHU-6550, Mechanical RM No. 3, Screen Bldg., P Bldg. | TAB-ACC-AHU-6550 | Valve | HVAC |  | V | http://www.toronto.ca/TWONTO#valve |  | Air Handling Unit, Mechanical Room no.3, Screen Bldg., P Bldg.
42116 | TAB-ACC-V-6571 | Valve, 2-Way Modulating, PreHeater Coil,AHU-6570, Mechanical RM No. 3, Screen Bldg., P Bldg. | TAB-ACC-AHU-6570 | Valve | HVAC |  | V | http://www.toronto.ca/TWONTO#valve |  | Air Handling Unit, Mechanical Room no.3, Screen Bldg., P Bldg.
42117 | TAB-ACC-V-6572 | Valve, 2-Way Modulating, PreHeater Coil,AHU-6570, Mechanical RM No. 3, Screen Bldg., P Bldg. | TAB-ACC-AHU-6570 | Valve | HVAC |  | V | http://www.toronto.ca/TWONTO#valve |  | Air Handling Unit, Mechanical Room no.3, Screen Bldg., P Bldg.
42118 | TAB-ACC-V-6581 | Valve, 2-Way Modulating, PreHeater Coil,AHU-6580, Roof, Workshop Bldg. | TAB-ACC-AHU-6580 | Valve | HVAC |  | V | http://www.toronto.ca/TWONTO#valve |  | Air Handling Unit, Workshop Roof, P Bldg.
42119 | TAB-ACC-V-6582 | Valve, 2-Way Modulating, Heating Coil,HC-6582, Workshop Storage, Workshop Bldg. | TAB-ACC-AHU-6580 | Valve | HVAC |  | V | http://www.toronto.ca/TWONTO#valve |  | Air Handling Unit, Workshop Roof, P Bldg.
42120 | TAB-ACC-V-6591 | Valve, 2-Way Modulating, PreHeater Coil,AHU-6590, Roof, Workshop Bldg. | TAB-ACC-AHU-6590 | Valve | HVAC |  | V | http://www.toronto.ca/TWONTO#valve |  | Air Handling Unit, Workshop Roof, P Bldg.
42705 | TAB-CAP-PRJ-0019 | Z Building HVAC Upgrade Project | TAB-WA6 |  | HVAC |  | PRJ | project |  | Common to Projects, Bldg. Services, Z Building
44481 | TAB-DIG-CP-7101 | Control Station, Ventilation, Waste Gas Burner Station | TAB-DIG-CP-7100 | Control Panel | HVAC |  | CP | http://www.toronto.ca/TWONTO#process_control_panel |  | Control Panel, Combustible Gas Monitoring, Waste Gas Burner Station
44948 | TAB-DIG-HT-0002 | Heat Tracing, Chamber | TAB-DIG-T-1300 | Heater,Process | HVAC |  | HT | heat_trace |  | Digestion Tank 13
49890 | TAB-PLT-INQ-4040 | Corrosion Control Unit,VFD Room,Grit Build,P Building | TAB-EL1-MCC-6631 | H.V.A.C. | HVAC |  | INQ | ? |  | Control Panel, MCC,Electrical Room,Grit Build,P Building
52766 | FCL-MCS-BAS | Plant HVAC System | FCL-MCS |  | HVAC |  |  | http://www.toronto.ca/TWONTO#collection_of_assets |  | Mechanical Services
54945 | TAB-SLO-AHU-0201A | AHU- Silo Bldg (Make up air unit) - WX4501A and WX4502A | TAB-ACC-AHU | Air Handling Unit | HVAC |  | AHU | http://www.toronto.ca/TWONTO#air_handler_unit |  | Air Handling Unit & Supply Fan
54946 | TAB-SLO-AHU-0201B | AHU- Silo Bldg (Make up air unit) - WX4501A and WX4502A | TAB-ACC-AHU | Air Handling Unit | HVAC |  | AHU | http://www.toronto.ca/TWONTO#air_handler_unit |  | Air Handling Unit & Supply Fan
54947 | TAB-SLO-AHU-0401 | AHU- Bio-Solid Odour Control Building, Roof | TAB-ACC-AHU | Air Handling Unit | HVAC |  | AHU | http://www.toronto.ca/TWONTO#air_handler_unit |  | Air Handling Unit & Supply Fan
55898 | TAB-STR-HE-4011V | Heat exchanger | TAB-STR-BL-4011 | H.V.A.C.,Chiller | HVAC |  | HE | http://www.toronto.ca/TWONTO#heat_exchanger |  | Blower #4011
57439 | FCL-WWW-AHU-0101-SUS | Air Handling Unit - Screen Room | FCL-ACC | Air Handling Unit | HVAC | 42193 | AHU | http://www.toronto.ca/TWONTO#air_handler_unit |  | Climate Control (HVAC)
58042 | THC-ACC-AC-0052 | Air Conditioner, Indoor Unit, Telecom Room, Admin. Building Telecom Room | THC-ACC-BLDG K |  | HVAC |  | AC | http://www.toronto.ca/TWONTO#air_condition |  | Administration Building, HVAC
58043 | THC-ACC-AC-0053 | Air Conditioner, Outdoor Unit, Control Room, Admin. Building Roof | THC-ACC-BLDG K |  | HVAC |  | AC | http://www.toronto.ca/TWONTO#air_condition |  | Administration Building, HVAC
58044 | THC-ACC-AC-0058 | Air Conditioner, Outdoor Unit, Control Room, Admin. Building Roof | THC-ACC-BLDG K |  | HVAC |  | AC | http://www.toronto.ca/TWONTO#air_condition |  | Administration Building, HVAC
58045 | THC-ACC-AC-0059 | Air Conditioner, Outdoor Unit, Control Room, Admin. Building Roof | THC-ACC-BLDG K |  | HVAC |  | AC | http://www.toronto.ca/TWONTO#air_condition |  | Administration Building, HVAC
58046 | THC-ACC-AC-0122 | Air Conditioner,Elec RM,Aeration Building,Phase 4 | THC-ACC-BLDG O | Air Handling Unit | HVAC |  | AC | http://www.toronto.ca/TWONTO#air_condition |  | Phase IV , Building O HVAC
58047 | THC-ACC-AC-0201 | Air Conditioning, IT Room, WA2 Workshop, | THC-GRK-STRC-0200 | Air Handling Unit | HVAC |  | AC | http://www.toronto.ca/TWONTO#air_condition |  | Workshop, WA2, Building X
58048 | THC-ACC-AC-0224 | Air Conditioner Unit, Building S | THC-ACC-BLDG S | H.V.A.C.,Air Conditioner | HVAC |  | AC | http://www.toronto.ca/TWONTO#air_condition |  | Blower Building, HVAC
58049 | THC-ACC-AC-0240 | Air Conditioner Unit, Building K | THC-ACC-BLDG K | H.V.A.C.,Air Conditioner | HVAC |  | AC | http://www.toronto.ca/TWONTO#air_condition |  | Administration Building, HVAC
58050 | THC-ACC-AC-0441 | H.V.A.C.,Air Conditioning Evaporator Unit,Electrical Room,Building UU | THC-ACC-BLDG UU | H.V.A.C.,Air Conditioner | HVAC |  | AC | http://www.toronto.ca/TWONTO#AC_evaporator_unit |  | Waste Gas Burner Building HVAC
58051 | THC-ACC-AC-0702 | Air Conditioner,Thickening Building Library | THC-ACC-BLDG J | H.V.A.C.,Air Conditioner | HVAC |  | AC | http://www.toronto.ca/TWONTO#air_condition |  | TWAS Building, HVAC
58052 | THC-ACC-AC-0703 | Air Conditioner,Thickening Building Library | THC-ACC-BLDG J | H.V.A.C.,Air Conditioner | HVAC |  | AC | http://www.toronto.ca/TWONTO#air_condition |  | TWAS Building, HVAC
58053 | THC-ACC-AC-0705 | Air Conditioner,Thickening Building Electrical Room | THC-ACC-BLDG J | H.V.A.C.,Air Conditioner | HVAC |  | AC | http://www.toronto.ca/TWONTO#air_condition |  | TWAS Building, HVAC
58054 | THC-ACC-AC-0903 | Air Conditioning Unit,ATS Room,Solids Treatment,Biosolids Building East | THCSLDMNT |  | HVAC |  | AC | http://www.toronto.ca/TWONTO#air_condition |  | THC Solids Maintenance
58055 | THC-ACC-AC-0906 | Air Conditioning Unit,MCC Room,2nd Floor,Solids Treatment,Biosolids Building East | THC-ACC-BLDG M |  | HVAC |  | AC | http://www.toronto.ca/TWONTO#air_condition |  | Incineration Building, HVAC
58056 | THC-ACC-AC-0908 | Air Conditioning Unit,RPU Room,2nd Floor,Solids Treatment,Biosolids Building East | THC-ACC-BLDG M |  | HVAC |  | AC | http://www.toronto.ca/TWONTO#air_condition |  | Incineration Building, HVAC
58057 | THC-ACC-AC-5801 | Air Conditioning ,Plant Stores,Office | THC-ACC-BLDG B |  | HVAC |  | AC | http://www.toronto.ca/TWONTO#air_condition |  | Mechanical Shop (Chlorine) Building HVAC
58058 | THC-ACC-AC-6630 | Air-conditioning Unit, Indoor, Electrical Room, Ground floor, Headworks | THC-PLT-BLDG-0001 | H.V.A.C.,Air Conditioner | HVAC |  | AC | http://www.toronto.ca/TWONTO#air_condition |  | New Head House, preliminary process
58059 | THC-ACC-AHU BLDG M | Air Handling Units, Building M | THC-ACC-BLDG M |  | HVAC |  |  | http://www.toronto.ca/TWONTO#air_handler_unit |  | Incineration Building, HVAC
58060 | THC-ACC-AHU-0071 | Air handling Unit, Ground Floor West Zone(Administration), Admin Building Roof | THC-ACC-BLDG K | Air Handling Unit | HVAC |  | AHU | http://www.toronto.ca/TWONTO#air_handler_unit |  | Administration Building, HVAC
58061 | THC-ACC-AHU-0081 | Air handling Unit, Ground Floor South Zone(Project Management), Admin Building Roof | THC-ACC-BLDG K | Air Handling Unit | HVAC |  | AHU | http://www.toronto.ca/TWONTO#air_handler_unit |  | Administration Building, HVAC
58062 | THC-ACC-AHU-0120 | Air Handlling Unit,Roof,Scrubber Room,Phase 4 | THC-ACC-BLDG O | Air Handling Unit | HVAC |  | AHU | http://www.toronto.ca/TWONTO#air_handler_unit |  | Phase IV , Building O HVAC
58064 | THC-ACC-AHU-0220 | Air Handling Unit, Building K | THC-ACC-BLDG K | H.V.A.C.,Air Conditioner | HVAC | 35458 | AHU | http://www.toronto.ca/TWONTO#air_handler_unit |  | Administration Building, HVAC
58066 | THC-ACC-AHU-0253 | Air Handling Unit, Admin Bldg K | THC-ACC-BLDG K | Air Handling Unit | HVAC | 35459 | AHU | http://www.toronto.ca/TWONTO#air_handler_unit |  | Administration Building, HVAC
58105 | THC-ACC-AHU-0261 | Air Conditioner Unit, Building R | THC-ACC-BLDG K | H.V.A.C.,Air Conditioner | HVAC | 35750 | AHU | http://www.toronto.ca/TWONTO#air_condition |  | Administration Building, HVAC
58106 | THC-ACC-AHU-0262 | Air Conditioner Unit, Building R | THC-SUSPENDED | H.V.A.C.,Air Conditioner | HVAC | 35751 | AHU | http://www.toronto.ca/TWONTO#air_condition |  | Suspended entity
58107 | THC-ACC-AHU-0263 | Air Conditioner Unit, Building R | THC-ACC-BLDG K | H.V.A.C.,Air Conditioner | HVAC | 35752 | AHU | http://www.toronto.ca/TWONTO#air_condition |  | Administration Building, HVAC
58108 | THC-ACC-AHU-0265 | Air Handling Unit, Building A | THC-ACC-BLDG A | Fan | HVAC |  | AHU | http://www.toronto.ca/TWONTO#air_handler_unit |  | Old Plant Blower Building HVAC
58109 | THC-ACC-AHU-0266 | Air Handling Unit, Building A | THC-ACC-BLDG A | Air Handling Unit | HVAC |  | AHU | http://www.toronto.ca/TWONTO#air_handler_unit |  | Old Plant Blower Building HVAC
58110 | THC-ACC-AHU-0268 | Air Handling Unit, Building A | THC-ACC-BLDG A | Fan,Axial | HVAC |  | AHU | http://www.toronto.ca/TWONTO#air_handler_unit |  | Old Plant Blower Building HVAC
58111 | THC-ACC-AHU-0321 | HVAC Unit, Building M, 2nd floor | THC-ACC-AHU BLDG M | Air Handling Unit | HVAC |  | AHU | http://www.toronto.ca/TWONTO#air_handler_unit |  | Air Handling Units, Building M
58113 | THC-ACC-AHU-0400 | Air Handling Unit, Digester Building, bldg. U | THC-ACC-BLDG J | Air Handling Unit | HVAC | 35915 | AHU | http://www.toronto.ca/TWONTO#air_handler_unit |  | TWAS Building, HVAC
58114 | THC-ACC-AHU-0440 | Air Handling Unit,Drip Trap Room,Building UU | THC-ACC-BLDG U | Air Handling Unit | HVAC |  | AHU | http://www.toronto.ca/TWONTO#air_handler_unit |  | New Digesters Building HVAC
58115 | THC-ACC-AHU-0440 | Air Handling Unit,Drip Trap Room,Building UU | THC-ACC-CP-0445 | Air Handling Unit | HVAC |  | AHU | http://www.toronto.ca/TWONTO#air_handler_unit |  | Control Panel,HVAC,Electrical Room,Building UU
58116 | THC-ACC-AHU-0502 | Air Handling Unit,Old Steam Generator Room, Building M | THC-ACC-AHU BLDG M | Air Handling Unit | HVAC | 40178 | AHU | http://www.toronto.ca/TWONTO#air_handler_unit |  | Air Handling Units, Building M
58117 | THC-ACC-AHU-0556 | Air Handling Unit,Basement,Decant Area | THC-ACC-AHU BLDG M | Air Handling Unit | HVAC | 33153 | AHU | http://www.toronto.ca/TWONTO#air_handler_unit |  | Air Handling Units, Building M
58118 | THC-ACC-AHU-0710 | Air Handling Unit,Outdoor,Centrifuge Area,Thickening Building | THC-ACC-BLDG J | Air Handling Unit | HVAC |  | AHU | http://www.toronto.ca/TWONTO#air_handler_unit |  | TWAS Building, HVAC
58119 | THC-ACC-AHU-0720 | Air Handling Unit,Basement/Sub-basement Area,Thickening Building | THC-ACC-BLDG J | Air Handling Unit | HVAC |  | AHU | http://www.toronto.ca/TWONTO#air_handler_unit |  | TWAS Building, HVAC
58120 | THC-ACC-AHU-2170 | Air Handling Unit, Tunnel T19, Phase IV Secondary | THC-ACC-TUNNEL | Air Handling Unit | HVAC |  | AHU | http://www.toronto.ca/TWONTO#air_handler_unit |  | Plant Tunnels, HVAC
58121 | THC-ACC-AHU-5900 | Air Handling Unit,Disinfection Bldg | THC-ACC-BLDG G |  | HVAC |  | AHU | http://www.toronto.ca/TWONTO#air_handler_unit |  | Air Treatment Building HVAC
58122 | THC-ACC-AHU-6100 | Air Handling Unit, Truck Loading Bay, Mech Room #2, Headworks | THC-PLT-BLDG-0001 | Air Handling Unit | HVAC |  | AHU | http://www.toronto.ca/TWONTO#air_handler_unit |  | New Head House, preliminary process
58123 | THC-ACC-AHU-6200 | Air Handling Unit, Blower Room, 2nd Floor Mech Room #2, Headworks | THC-PLT-BLDG-0001 | Air Handling Unit | HVAC |  | AHU | http://www.toronto.ca/TWONTO#air_handler_unit |  | New Head House, preliminary process
58124 | THC-ACC-AHU-6500 | Air Handling Unit, Pipe Gallery, 2nd Floor Mech Room #1, Headworks | THC-PLT-BLDG-0001 | Air Handling Unit | HVAC |  | AHU | http://www.toronto.ca/TWONTO#air_handler_unit |  | New Head House, preliminary process
58130 | THC-ACC-AIT-6101 | Transmitter, Smoke Detection, Truck Loading Bay, 2nd Floor Mech Room #2, Headworks | THC-ACC-AHU-6100 | Analyzer | HVAC |  | AIT | http://www.toronto.ca/TWONTO#flame_or_combustion_sensing_instrument |  | Air Handling Unit, Truck Loading Bay, Mech Room #2, Headworks
58131 | THC-ACC-AIT-6201 | Transmitter, Smoke Detection, S/A Duct, Blower Room, 2nd Floor Mech Room #2, Headworks | THC-ACC-AHU-6200 | Analyzer | HVAC | 45959 | AIT | http://www.toronto.ca/TWONTO#flame_or_combustion_sensing_instrument |  | Air Handling Unit, Blower Room, 2nd Floor Mech Room #2, Headworks
58132 | THC-ACC-AIT-6401 | Transmitter, Smoke Detection, S/A, Screen Room/Conveyor Areas, 2nd Floor Mech Room #1, Headworks | THC-ACC-AHU-6400 | Analyzer | HVAC | 45962 | AIT | http://www.toronto.ca/TWONTO#flame_or_combustion_sensing_instrument |  | Air Handling Unit, Screen Room/Conveyor Areas, 2nd Floor Mech Room #1, Headworks
58133 | THC-ACC-AIT-6501 | Transmitter, Smoke Detection, S/A, Pipe Gallery, 2nd Floor Mech Room #1, Headworks | THC-ACC-AHU-6500 | Analyzer | HVAC | 45963 | AIT | http://www.toronto.ca/TWONTO#flame_or_combustion_sensing_instrument |  | Air Handling Unit, Pipe Gallery, 2nd Floor Mech Room #1, Headworks
58144 | THC-ACC-BLDG B | Mechanical Shop (Chlorine) Building HVAC | THC-MCS-HVAC |  | HVAC |  |  | http://www.toronto.ca/TWONTO#collection_of_assets |  | Mechanical Services, HVAC
58145 | THC-ACC-BLDG DCL | Disinfection Process Building, HVAC | THC-MCS-HVAC |  | HVAC |  |  | http://www.toronto.ca/TWONTO#collection_of_assets |  | Mechanical Services, HVAC
58188 | THC-ACC-BLDG E | Boiler House, HVAC | THC-MCS-HVAC |  | HVAC |  |  | http://www.toronto.ca/TWONTO#collection_of_assets |  | Mechanical Services, HVAC
58189 | THC-ACC-BLDG J | TWAS Building, HVAC | THC-MCS-HVAC |  | HVAC |  |  | http://www.toronto.ca/TWONTO#collection_of_assets |  | Mechanical Services, HVAC
58190 | THC-ACC-BLDG K | Administration Building, HVAC | THC-MCS-HVAC |  | HVAC |  |  | http://www.toronto.ca/TWONTO#collection_of_assets |  | Mechanical Services, HVAC
58191 | THC-ACC-BLDG M | Incineration Building, HVAC | THC-MCS-HVAC |  | HVAC |  |  | http://www.toronto.ca/TWONTO#collection_of_assets |  | Mechanical Services, HVAC
58192 | THC-ACC-BLDG O | Phase IV , Building O HVAC | THC-MCS-HVAC |  | HVAC |  |  | http://www.toronto.ca/TWONTO#collection_of_assets |  | Mechanical Services, HVAC
58193 | THC-ACC-BLDG S | Blower Building, HVAC | THC-MCS-HVAC |  | HVAC |  |  | http://www.toronto.ca/TWONTO#collection_of_assets |  | Mechanical Services, HVAC
58197 | THC-ACC-COM-0010 | Communication, HVAC, Admin Building | THC-ACC-BLDG K |  | HVAC |  | COM | http://www.toronto.ca/TWONTO#collection_of_assets |  | Administration Building, HVAC
58198 | THC-ACC-CP-0019 | Control Panel, Server/Equipment Room Cooling, Admin Building Ground Floor | THC-ACC-BLDG K |  | HVAC |  | CP | http://www.toronto.ca/TWONTO#process_control_panel |  | Administration Building, HVAC
58209 | THC-ACC-CP-6010 | Control Panel, Alarm Annunciator, HVAC System, Main Entrance, Headworks | THC-ACC-RPU-3012 | Control Panel,HVAC | HVAC |  | CP | http://www.toronto.ca/TWONTO#process_control_panel |  | RPU, HVAC, Mech Room #2, Headworks
58213 | THC-ACC-CPU-0010 | Work Station, HVAC, Admin Building | THC-ACC-BLDG K |  | HVAC |  | CPU | http://www.toronto.ca/TWONTO#operator_interface_terminal |  | Administration Building, HVAC
58215 | THC-ACC-CT-0001 | Rainbird system control, Irigation System, Admin. Bldg, K | THC-GRK-IRG-0001 |  | HVAC |  | CT | http://www.toronto.ca/TWONTO#controller |  | Irigation System, Admin. Bldg, K
58216 | THC-ACC-CT-0002 | Controller, Heating System, Admin Building, Mechanical Room B104 | THC-ACC-BLDG K |  | HVAC |  | CT | http://www.toronto.ca/TWONTO#thermostat_or_zone_controller_unit |  | Administration Building, HVAC
58217 | THC-ACC-CT-0004 | Controller, Snow Melting System, Admin Building, Mechanical Room B104 | THC-ACC-BLDG K |  | HVAC |  | CT | http://www.toronto.ca/TWONTO#thermostat_or_zone_controller_unit |  | Administration Building, HVAC
58218 | THC-ACC-CT-0010 | Controller, HVAC, BACnet Interface, Admin Building, Ground Floor | THC-ACC-BLDG K |  | HVAC |  | CT | http://www.toronto.ca/TWONTO#thermostat_or_zone_controller_unit |  | Administration Building, HVAC
58219 | THC-ACC-CT-0011 | Controller, AHU-0011, Admin Building, Roof | THC-ACC-AHU-0011 |  | HVAC |  | CT | http://www.toronto.ca/TWONTO#thermostat_or_zone_controller_unit |  | Air handling Unit, Basement North Zone Locker Area, Admin Building Roof
58220 | THC-ACC-CT-0012 | Controller, Mechanical Room Heating, Admin Building, Basement, Mechanical Room B104 | THC-ACC-HTR-0011 |  | HVAC |  | CT | http://www.toronto.ca/TWONTO#thermostat_or_zone_controller_unit |  | Heater, Unit, Electric, 6.3kW, Admin. Building Basement, Mechanical Room B104, North/West
58221 | THC-ACC-CT-0012 | Controller, Mechanical Room Heating, Admin Building, Basement, Mechanical Room B104 | THC-ACC-HTR-0012 |  | HVAC |  | CT | http://www.toronto.ca/TWONTO#thermostat_or_zone_controller_unit |  | Heater, Unit, Electric, 6.3kW, Admin. Building Basement, Mechanical Room B104, North
58222 | THC-ACC-CT-0013 | Controller, Heating System, Admin Building, Basement, Storage Room West B107 | THC-ACC-HTR-0011 |  | HVAC |  | CT | http://www.toronto.ca/TWONTO#thermostat_or_zone_controller_unit |  | Heater, Unit, Electric, 6.3kW, Admin. Building Basement, Mechanical Room B104, North/West
58223 | THC-ACC-CT-0013 | Controller, Heating System, Admin Building, Basement, Storage Room West B107 | THC-ACC-HTR-0013 |  | HVAC |  | CT | http://www.toronto.ca/TWONTO#thermostat_or_zone_controller_unit |  | Heater, Unit, Electric, 6.3kW, Admin. Building Basement, Storage Room B107 South/West
58224 | THC-ACC-CT-0015 | Controller, Heating System, Admin Building, Basement, Storagr Room East B107 | THC-ACC-HTR-0011 |  | HVAC |  | CT | http://www.toronto.ca/TWONTO#thermostat_or_zone_controller_unit |  | Heater, Unit, Electric, 6.3kW, Admin. Building Basement, Mechanical Room B104, North/West
58225 | THC-ACC-CT-0016 | Controller, HTR-0016, Admin Building, Basement, Womens W.C & Locker Room B121 | THC-ACC-HTR-0016 |  | HVAC |  | CT | http://www.toronto.ca/TWONTO#thermostat_or_zone_controller_unit |  | Heater, Hot Water Heating Coil, Women's Locker Room B121, Admin. Building Basement
58227 | THC-ACC-CT-0051 | Controller, Mechanical Room Ventilation, Admin Building, Mechanical Room 138 | THC-ACC-BLDG K |  | HVAC |  | CT | http://www.toronto.ca/TWONTO#thermostat_or_zone_controller_unit |  | Administration Building, HVAC
58242 | FHA-ACC-AC-0019 | Chiller, Server Room, Filter Bldg | FHA-MCS-ACC | H.V.A.C.,Air Conditioner | HVAC |  | AC | http://www.toronto.ca/TWONTO#chiller |  | HVAC
58243 | FHA-ACC-AC-0019-SU | Chiller, Server Room, Filter Bldg | FHA-MCS-ACC | H.V.A.C.,Air Conditioner | HVAC | 32964 | AC | http://www.toronto.ca/TWONTO#chiller |  | HVAC
58244 | FHA-ACC-AC-0020 | Air Conditioner | FHA-MCS-ACC | H.V.A.C.,Air Conditioner | HVAC |  | AC | http://www.toronto.ca/TWONTO#air_condition |  | HVAC
58245 | FHA-ACC-AC-0021 | Air Conditioner, Ceiling Mounted, Lab | FHA-MCS-ACC | H.V.A.C.,Air Conditioner | HVAC |  | AC | http://www.toronto.ca/TWONTO#air_condition |  | HVAC
58246 | FHA-ACC-AC-0022 | Chiller, Server Room, Filter Bldg | FHA-MCS-ACC | H.V.A.C.,Air Conditioner | HVAC |  | AC | http://www.toronto.ca/TWONTO#chiller |  | HVAC
58247 | FHA-ACC-AC-0353 | FHA-ACC-AC-0003 - Air Conditioner | FHA-MCS-ACC | H.V.A.C.,Air Conditioner | HVAC |  | AC | http://www.toronto.ca/TWONTO#air_condition |  | HVAC
58248 | FHA-ACC-AC-0354 | FHA-ACC-AC-0004 - Air Conditioner | FHA-MCS-ACC | H.V.A.C.,Air Conditioner | HVAC |  | AC | http://www.toronto.ca/TWONTO#air_condition |  | HVAC
58249 | FHA-ACC-AC-0355 | FHA-ACC-AC-0005 - Air Conditioner | FHA-MCS-ACC | H.V.A.C.,Air Conditioner | HVAC |  | AC | http://www.toronto.ca/TWONTO#air_condition |  | HVAC
58250 | FHA-ACC-AC-0356 | FHA-ACC-AC-0006 - Air Conditioner | FHA-MCS-ACC | H.V.A.C.,Air Conditioner | HVAC |  | AC | http://www.toronto.ca/TWONTO#air_condition |  | HVAC
58251 | FHA-ACC-AC-0357 | FHA-ACC-AC-0007 - Air Conditioner | FHA-MCS-ACC | H.V.A.C.,Air Conditioner | HVAC |  | AC | http://www.toronto.ca/TWONTO#air_condition |  | HVAC
58252 | FHA-ACC-AC-0358 | FHA-ACC-AC-0008 - Air Conditioner | FHA-MCS-ACC | H.V.A.C.,Air Conditioner | HVAC |  | AC | http://www.toronto.ca/TWONTO#air_condition |  | HVAC
58253 | FHA-ACC-AC-0359 | FHA-ACC-AC-0009 - Air Conditioner | FHA-MCS-ACC | H.V.A.C.,Air Conditioner | HVAC |  | AC | http://www.toronto.ca/TWONTO#air_condition |  | HVAC
58254 | FHA-ACC-AC-0360 | FHA-ACC-AC-0010 - Air Conditioner | FHA-MCS-ACC | H.V.A.C.,Air Conditioner | HVAC |  | AC | http://www.toronto.ca/TWONTO#air_condition |  | HVAC
58255 | FHA-ACC-AC-0361 | FHA-ACC-AC-0011 - Air Conditioner | FHA-MCS-ACC | H.V.A.C.,Air Conditioner | HVAC |  | AC | http://www.toronto.ca/TWONTO#air_condition |  | HVAC
58256 | FHA-ACC-AC-0362 | FHA-ACC-AC-0012 - Air Conditioner | FHA-MCS-ACC | H.V.A.C.,Air Conditioner | HVAC |  | AC | http://www.toronto.ca/TWONTO#air_condition |  | HVAC
58257 | FHA-ACC-AC-0363 | FHA-ACC-AC-0013 - Air Conditioner | FHA-MCS-ACC | H.V.A.C.,Air Conditioner | HVAC |  | AC | http://www.toronto.ca/TWONTO#air_condition |  | HVAC
58258 | FHA-ACC-AC-0365 | FHA-ACC-AC-0015 - Air Conditioner | FHA-MCS-ACC | H.V.A.C.,Air Conditioner | HVAC |  | AC | http://www.toronto.ca/TWONTO#air_condition |  | HVAC
58259 | FHA-ACC-AC-0366 | FHA-ACC-AC-0016 - Air Conditioner | FHA-MCS-ACC | H.V.A.C.,Air Conditioner | HVAC |  | AC | http://www.toronto.ca/TWONTO#air_condition |  | HVAC
58260 | FHA-ACC-AC-6843 | FHA-WWW-AC-6843 - Air Conditioner, Ceiling Mounted | FHA-MCS-ACC | H.V.A.C.,Air Conditioner | HVAC |  | AC | http://www.toronto.ca/TWONTO#air_condition |  | HVAC
58261 | FHA-ACC-AHU-0002 | Air Handling Unit - Single Packaged - Self Contained | FHA-MCS-ACC | Air Handling Unit | HVAC | 38790 | AHU | http://www.toronto.ca/TWONTO#air_handler_unit |  | HVAC
58262 | FHA-ACC-AHU-0004 | Cooling Unit Spot Cooler | FHA-MCS-ACC | Air Handling Unit | HVAC | 38791 | AHU | http://www.toronto.ca/TWONTO#air_condition |  | HVAC
58263 | FHA-ACC-AHU-0006 | Air Handling Unit - Single Packaged - Self Contained -WMS Room Ceiling | FHA-MCS-ACC | Air Handling Unit | HVAC |  | AHU | http://www.toronto.ca/TWONTO#air_handler_unit |  | HVAC
58264 | FHA-ACC-AHU-6803 | Air Handling Unit, RMF | FHA-MCS-ACC | Air Handling Unit | HVAC |  | AHU | http://www.toronto.ca/TWONTO#air_handler_unit |  | HVAC
58276 | FHA-ACC-FIT-0400 | FHA-ACC-FIT-0100 - Transmitter, Flow Indicating, For Dehumidifier FHA-ACC-D-0402 | FHA-ACC-D-0402 | H.V.A.C.,Air Conditioner | HVAC |  | FIT | http://www.toronto.ca/TWONTO#flow_transmitter |  | Dehumidification Unit, Filter Pipe Gallery
58286 | FHA-ACC-FN-0319 | Heater Exchanger | FHA-MCS-ACC | H.V.A.C.,Heater,Unit | HVAC |  | FN | http://www.toronto.ca/TWONTO#heat_exchanger |  | HVAC
58326 | THC-ACC-CU-0051 | Condensing Unit, Equipment Room,Admin Building Roof | THC-ACC-BLDG K | Air Handling Unit | HVAC |  | CU | http://www.toronto.ca/TWONTO#AC_condenser_unit |  | Administration Building, HVAC
58327 | THC-ACC-CU-0053 | Condensing Unit, Equipment Room,Admin Building Roof | THC-ACC-BLDG K |  | HVAC |  | CU | http://www.toronto.ca/TWONTO#AC_condenser_unit |  | Administration Building, HVAC
58328 | THC-ACC-CU-0054 | Condensing Unit, Sequirity Equipment Area, Admin Building Roof | THC-ACC-BLDG K |  | HVAC |  | CU | http://www.toronto.ca/TWONTO#AC_condenser_unit |  | Administration Building, HVAC
58388 | THC-ACC-CU-0055 | Condensing Unit, Entrance Facility, Admin Building Roof | THC-ACC-BLDG K |  | HVAC |  | CU | http://www.toronto.ca/TWONTO#AC_condenser_unit |  | Administration Building, HVAC
58389 | THC-ACC-CU-0121 | Condenser for AC units | THC-ACC-AC-0121 | Fan,Axial | HVAC |  | CU | http://www.toronto.ca/TWONTO#AC_condenser_unit |  | Air Conditioner,Elec RM,Aeration Building,Phase 4
58390 | THC-ACC-CU-0201 | Condensing Unit, IT Room, WA2 Workshop, | THC-ACC-AC-0201 | Air Handling Unit | HVAC |  | CU | http://www.toronto.ca/TWONTO#AC_condenser_unit |  | Air Conditioning, IT Room, WA2 Workshop,
58391 | THC-ACC-CU-0269 | Cooling Unit, Lab Roof, Building A | THC-ACC-AHU-0268 | Fan,Axial | HVAC |  | CU | http://www.toronto.ca/TWONTO#AC_condenser_unit |  | Air Handling Unit, Building A
58392 | THC-ACC-CU-0441 | H.V.A.C.,Air Conditioning Condensor Unit,Electrical Room,Building UU | THC-ACC-BLDG U | H.V.A.C.,Air Conditioner | HVAC |  | CU | http://www.toronto.ca/TWONTO#AC_condenser_unit |  | New Digesters Building HVAC
58393 | THC-ACC-CU-0566 | Condenser,AC units,Electrical Room,Blower Building,Lower Plant | THC-ACC-AC-0566 | Air Handling Unit | HVAC |  | CU | http://www.toronto.ca/TWONTO#AC_condenser_unit |  | Air Conditioner,Electrical Room,Blower Building,Lower Plant
58394 | THC-ACC-CU-0903 | Condensing Unit,ATS Room,Solids Treatment,Outdoor,Biosolids Building East | THC-ACC-BLDG M |  | HVAC |  | CU | http://www.toronto.ca/TWONTO#AC_condenser_unit |  | Incineration Building, HVAC
58395 | THC-ACC-CU-0904 | Condensing Unit,MCC Room,2nd Floor, Solids Treatment,Outdoor,Biosolids Building East | THC-ACC-BLDG M |  | HVAC |  | CU | http://www.toronto.ca/TWONTO#AC_condenser_unit |  | Incineration Building, HVAC
58396 | THC-ACC-CU-0905 | Condensing Unit,MCC Room,2nd Floor, Solids Treatment,Outdoor,Biosolids Building East | THC-ACC-BLDG M |  | HVAC |  | CU | http://www.toronto.ca/TWONTO#AC_condenser_unit |  | Incineration Building, HVAC
58397 | THC-ACC-CU-5201 | Air Conditioning, Condensing unit, IT room | THC-ACC-AC-5201 | Air Handling Unit | HVAC |  | CU | http://www.toronto.ca/TWONTO#AC_condenser_unit |  | Air Conditioning, Split, IT room
58398 | THC-ACC-CU-5201 | Air Conditioning, Condensing unit, IT room | THC-ACC-BLDG X | Air Handling Unit | HVAC |  | CU | http://www.toronto.ca/TWONTO#AC_condenser_unit |  | New Workshop WA2 Building HVAC
58399 | THC-ACC-CU-5801 | Air Condensing ,Plant Stores,Outdoor,South | THC-ACC-BLDG B |  | HVAC |  | CU | http://www.toronto.ca/TWONTO#AC_condenser_unit |  | Mechanical Shop (Chlorine) Building HVAC
58400 | THC-ACC-CU-6610 | Condensing Unit, Outdoor, Electrical Room, High roof #1, Headworks | THC-ACC-AC-6610 | H.V.A.C.,Air Conditioner | HVAC |  | CU | http://www.toronto.ca/TWONTO#AC_condenser_unit |  | Air-conditioning Unit, Indoor, Electrical Room, Ground floor, Headworks
58401 | THC-ACC-CU-6630 | Condensing Unit, Outdoor, Electrical Room, High roof #1, Headworks | THC-ACC-AC-6630 | H.V.A.C.,Air Conditioner | HVAC |  | CU | http://www.toronto.ca/TWONTO#AC_condenser_unit |  | Air-conditioning Unit, Indoor, Electrical Room, Ground floor, Headworks
58404 | THC-ACC-DM-0056 | Damper, Motorized, Exhaust FN-0056, Admin Building, Ground Floor, Lunch Room 150 | THC-ACC-FN-0056 |  | HVAC |  | DM | http://www.toronto.ca/TWONTO#air_damper |  | Exhuast Fan, Admin. Building Ground Floor, Lunchroom 150
58405 | THC-ACC-DM-0060 | Damper, Motorized, Exhaust FN-0060, Admin Building, Ground Floor, Electrical Room 139 | THC-ACC-FN-0060 |  | HVAC |  | DM | http://www.toronto.ca/TWONTO#air_damper |  | Exhuast Fan, Admin. Building Ground Floor, Electrical Room 139, Middle
58406 | THC-ACC-DM-0061 | Damper, Motorized, Exhaust FN-0061, Admin Building, Ground Floor, Electrical Room 139 | THC-ACC-FN-0061 |  | HVAC |  | DM | http://www.toronto.ca/TWONTO#air_damper |  | Exhuast Fan, Admin. Building Ground Floor, Electrical Room 139, North
58407 | THC-ACC-DM-0068 | Damper, Motorized, Air Supply, Admin Building, Ground Floor, Electrical Room 139 | THC-ACC-FN-0060 |  | HVAC |  | DM | http://www.toronto.ca/TWONTO#air_damper |  | Exhuast Fan, Admin. Building Ground Floor, Electrical Room 139, Middle
58408 | THC-ACC-DM-0071 | VAV Box, Admin Building, Ground Floor, Office Room 107 | THC-ACC-AHU-0071 |  | HVAC |  | DM | http://www.toronto.ca/TWONTO#air_damper |  | Air handling Unit, Ground Floor West Zone(Administration), Admin Building Roof
58409 | THC-ACC-DM-0073 | VAV Box, Admin Building, Ground Floor, Office Room 110 | THC-ACC-AHU-0071 |  | HVAC |  | DM | http://www.toronto.ca/TWONTO#air_damper |  | Air handling Unit, Ground Floor West Zone(Administration), Admin Building Roof
58410 | THC-ACC-DM-0075 | VAV Box, Admin Building, Ground Floor, Lunch Room 150 | THC-ACC-AHU-0071 |  | HVAC |  | DM | http://www.toronto.ca/TWONTO#air_damper |  | Air handling Unit, Ground Floor West Zone(Administration), Admin Building Roof
58411 | THC-ACC-DM-0077 | VAV Box, Admin Building, Ground Floor, Office Room 112 | THC-ACC-AHU-0071 |  | HVAC |  | DM | http://www.toronto.ca/TWONTO#air_damper |  | Air handling Unit, Ground Floor West Zone(Administration), Admin Building Roof
58412 | THC-ACC-DM-0079 | VAV Box, Admin Building, Ground Floor, Office Room 114 | THC-ACC-AHU-0071 |  | HVAC |  | DM | http://www.toronto.ca/TWONTO#air_damper |  | Air handling Unit, Ground Floor West Zone(Administration), Admin Building Roof
58413 | THC-ACC-DM-0080 | VAV Box, Admin Building, Ground Floor, Office Room 115 | THC-ACC-AHU-0071 |  | HVAC |  | DM | http://www.toronto.ca/TWONTO#air_damper |  | Air handling Unit, Ground Floor West Zone(Administration), Admin Building Roof
58414 | THC-ACC-DM-0082 | VAV Box, Admin Building, Ground Floor, Office Room 119 | THC-ACC-AHU-0081 |  | HVAC |  | DM | http://www.toronto.ca/TWONTO#air_damper |  | Air handling Unit, Ground Floor South Zone(Project Management), Admin Building Roof
58415 | THC-ACC-DM-0085 | VAV Box, Admin Building, Ground Floor, Office Room 124 | THC-ACC-AHU-0081 |  | HVAC |  | DM | http://www.toronto.ca/TWONTO#air_damper |  | Air handling Unit, Ground Floor South Zone(Project Management), Admin Building Roof
58416 | THC-ACC-DM-0088 | VAV Box, Admin Building, Ground Floor, Telecomm Room 128 | THC-ACC-AHU-0081 |  | HVAC |  | DM | http://www.toronto.ca/TWONTO#air_damper |  | Air handling Unit, Ground Floor South Zone(Project Management), Admin Building Roof
58417 | THC-ACC-DM-0089 | VAV Box, Admin Building, Ground Floor, Project Management Corridor 117 | THC-ACC-AHU-0081 |  | HVAC |  | DM | http://www.toronto.ca/TWONTO#air_damper |  | Air handling Unit, Ground Floor South Zone(Project Management), Admin Building Roof
58418 | THC-ACC-DM-0091 | VAV Box, Admin Building, Ground Floor, Field Service Corridor B 130 | THC-ACC-AHU-0091 |  | HVAC |  | DM | http://www.toronto.ca/TWONTO#air_damper |  | Air handling Unit, Ground Floor East Zone(Field Services), Admin Building Roof
58419 | THC-ACC-DM-0092 | VAV Box, Admin Building, Ground Floor, Meeting Room 135 | THC-ACC-AHU-0091 |  | HVAC |  | DM | http://www.toronto.ca/TWONTO#air_damper |  | Air handling Unit, Ground Floor East Zone(Field Services), Admin Building Roof
58420 | THC-ACC-DM-0095 | VAV Box, Admin Building, Ground Floor, Storage Room 132 | THC-ACC-AHU-0091 |  | HVAC |  | DM | http://www.toronto.ca/TWONTO#air_damper |  | Air handling Unit, Ground Floor East Zone(Field Services), Admin Building Roof
58421 | THC-ACC-DM-0106 | Damper,Supply,Pressurization System,Access Building No.3,Phase 4 | THC-ACC-BLDG O | Air Handling Unit | HVAC |  | DM | http://www.toronto.ca/TWONTO#air_damper |  | Phase IV , Building O HVAC
58422 | THC-ACC-DM-0115 | Damper,Supply,Pressurization System,Access Building No.1,Phase 1 | THC-ACC-TUNNEL | Air Handling Unit | HVAC |  | DM | http://www.toronto.ca/TWONTO#air_damper |  | Plant Tunnels, HVAC
58423 | THC-ACC-DM-0119 | Damper,Exhaust,RAS Pump Room, Phase 4 | THC-ACC-BLDG O | Air Handling Unit | HVAC |  | DM | http://www.toronto.ca/TWONTO#air_damper |  | Phase IV , Building O HVAC
58424 | THC-ACC-DM-0120 | Damper,Supply,Pressurization System,Electrical Room,Aeration Building,Phase 4 | THC-ACC-BLDG O | Air Handling Unit | HVAC |  | DM | http://www.toronto.ca/TWONTO#air_damper |  | Phase IV , Building O HVAC
58425 | THC-ACC-DM-0121 | Fresh Air Intake Damper, Supply,Air Handling Unit 0120,Srubber Room,Phase 4 | THC-ACC-AHU-0120 | Air Handling Unit | HVAC |  | DM | http://www.toronto.ca/TWONTO#air_damper |  | Air Handlling Unit,Roof,Scrubber Room,Phase 4
58426 | THC-ACC-DM-0122 | Bubble Tight Damper Supply,Air Handling Unit 0120,Scrubber Room,Phase 4 | THC-ACC-AHU-0120 | Air Handling Unit | HVAC |  | DM | http://www.toronto.ca/TWONTO#air_damper |  | Air Handlling Unit,Roof,Scrubber Room,Phase 4
58477 | THC-ACC-DM-0124 | Damper,Bubble Tight,Return,Air Handling Unit 0120,Scrubber Room,Phase 4 | THC-ACC-AHU-0120 | Air Handling Unit | HVAC |  | DM | http://www.toronto.ca/TWONTO#air_damper |  | Air Handlling Unit,Roof,Scrubber Room,Phase 4
58478 | THC-ACC-DM-0130 | Damper,Motorized,Outdoor Air ,Boiler Building,South Zone 3 | THC-ACC-FN-0132 | Damper/Louver | HVAC |  | DM | http://www.toronto.ca/TWONTO#air_damper |  | Fan,Centrifugal,Boiler Building,South Zone 3
58479 | THC-ACC-DM-0130 | Damper,Motorized,Outdoor Air ,Boiler Building,South Zone 3 | THC-AI-D-7020 | Damper/Louver | HVAC |  | DM | http://www.toronto.ca/TWONTO#air_damper |  | Dryer,Compressed Air,Incinerator Building,2nd Floor
58480 | THC-ACC-DM-0131 | Damper,Motorized,Outdoor Air ,Boiler Building,South Zone 2 | THC-ACC-FN-0131 | Damper/Louver | HVAC |  | DM | http://www.toronto.ca/TWONTO#air_damper |  | Fan, Exhaust, Building B
58481 | THC-ACC-DM-0131 | Damper,Motorized,Outdoor Air ,Boiler Building,South Zone 2 | THC-ACC-FN-0133 | Damper/Louver | HVAC |  | DM | http://www.toronto.ca/TWONTO#air_damper |  | Fan,Centrifugal,Boiler Building,South Zone 2
58482 | THC-ACC-DM-0132 | Damper,Motorized,Exhaust Fan FN-0132,Boiler Building,South Zone 3 | THC-ACC-FN-0132 | Damper/Louver | HVAC |  | DM | http://www.toronto.ca/TWONTO#air_damper |  | Fan,Centrifugal,Boiler Building,South Zone 3
58483 | THC-ACC-DM-0133 | Damper,Motorized,Exhaust Fan FN-0133,Boiler Building,South Zone 2 | THC-ACC-FN-0133 | Damper/Louver | HVAC |  | DM | http://www.toronto.ca/TWONTO#air_damper |  | Fan,Centrifugal,Boiler Building,South Zone 2
58487 | THC-ACC-DM-0151 | Damper,Air Compressor 9040 Ventilation,Air Treatment Building | THC-AI-C-9040 | Air Handling Unit | HVAC |  | DM | http://www.toronto.ca/TWONTO#air_damper |  | Compressor, Instrument Air, Bldg. G
58490 | THC-ACC-DM-0157 | Damper,Fan,Supply,Air Treatment Building | THC-ACC-BLDG G | Air Handling Unit | HVAC |  | DM | http://www.toronto.ca/TWONTO#air_damper |  | Air Treatment Building HVAC
58492 | THC-ACC-DM-0161 | Damper,Compressed Air,Air Treatment Building | THC-ACC-BLDG G | Air Handling Unit | HVAC |  | DM | http://www.toronto.ca/TWONTO#air_damper |  | Air Treatment Building HVAC
58493 | THC-ACC-DM-0162 | Damper,Compressed Air,Air Treatment Building | THC-ACC-BLDG G | Air Handling Unit | HVAC |  | DM | http://www.toronto.ca/TWONTO#air_damper |  | Air Treatment Building HVAC
58494 | THC-ACC-DM-0163 | VAV Box, Admin Building, Ground Floor, First Aid Room 144 | THC-ACC-AHU-0061 |  | HVAC |  | DM | http://www.toronto.ca/TWONTO#air_damper |  | Air handling Unit, Ground Floor North Zone(Process Control), Admin Building Roof
58495 | THC-ACC-DM-0165 | VAV Box, Admin Building, Ground Floor, Process Corridor | THC-ACC-AHU-0061 |  | HVAC |  | DM | http://www.toronto.ca/TWONTO#air_damper |  | Air handling Unit, Ground Floor North Zone(Process Control), Admin Building Roof
58496 | THC-ACC-DM-0167 | VAV Box, Admin Building, Ground Floor, Lunch/Meeting Room 141 | THC-ACC-AHU-0061 |  | HVAC |  | DM | http://www.toronto.ca/TWONTO#air_damper |  | Air handling Unit, Ground Floor North Zone(Process Control), Admin Building Roof
58497 | THC-ACC-DM-0168 | VAV Box, Admin Building, Ground Floor, Vestibule 140 | THC-ACC-AHU-0061 |  | HVAC |  | DM | http://www.toronto.ca/TWONTO#air_damper |  | Air handling Unit, Ground Floor North Zone(Process Control), Admin Building Roof
58499 | THC-ACC-DM-0182 | Damper,Motorized,Outdoor Air,Boiler Building,North Zone 2 | THC-DIS | Damper/Louver | HVAC |  | DM | http://www.toronto.ca/TWONTO#air_damper |  | Disinfection (Chlorination) Process
58500 | THC-ACC-DM-0183 | Damper,Motorized,Outdoor Air,Boiler Building,North Zone 2 | THC-DIS | Damper/Louver | HVAC |  | DM | http://www.toronto.ca/TWONTO#air_damper |  | Disinfection (Chlorination) Process
58501 | THC-ACC-DM-0184 | Damper,Motorized,Outdoor Air,Boiler Building,North Zone 1 | THC-DIS | Damper/Louver | HVAC |  | DM | http://www.toronto.ca/TWONTO#air_damper |  | Disinfection (Chlorination) Process
58502 | THC-ACC-DM-0185 | Damper,Motorized,Outdoor Air,Boiler Building,North Zone 1 | THC-DIS | Damper/Louver | HVAC |  | DM | http://www.toronto.ca/TWONTO#air_damper |  | Disinfection (Chlorination) Process
58503 | THC-ACC-DM-0186 | Damper,Motorized,Exhaust Fan FN-0186,Boiler Building,North Zone 2 | THC-ACC-FN-0186 | Damper/Louver | HVAC |  | DM | http://www.toronto.ca/TWONTO#air_damper |  | Fan,Centrifugal,Boiler Building,North Zone 2
58504 | THC-ACC-DM-0187 | Damper,Motorized,Exhaust Fan FN-0188,Standby,Boiler Building,North Zones | THC-ACC-FN-0187 | Damper/Louver | HVAC |  | DM | http://www.toronto.ca/TWONTO#air_damper |  | Fan,Centrifugal,Exhuast,Standby,Boiler Building,North Zones
58505 | THC-ACC-DM-0188 | Damper,Motorized,Exhaust Fan FN-0188,Boiler Building,North Zone 1 | THC-ACC-FN-0188 | Damper/Louver | HVAC |  | DM | http://www.toronto.ca/TWONTO#air_damper |  | Fan,Centrifugal,Boiler Building,North Zone 1
58527 | THC-ACC-DM-0441 | Damper/Louver,FN-0441 Suction,AHU-0440,Building UU | THC-ACC-AHU-0440 | Damper/Louver | HVAC |  | DM | http://www.toronto.ca/TWONTO#air_damper |  | Air Handling Unit,Drip Trap Room,Building UU
58528 | THC-ACC-DM-0441 | Damper/Louver,FN-0441 Suction,AHU-0440,Building UU | THC-ACC-FN-0441 | Damper/Louver | HVAC |  | DM | http://www.toronto.ca/TWONTO#air_damper |  | Fan,Supply,AHU-0440,Drip Trap Room,Building UU
58529 | THC-ACC-DM-0442 | Damper/Louver,FN-0442 Suction,AHU-0440,Building UU | THC-ACC-FN-0442 | Damper/Louver | HVAC |  | DM | http://www.toronto.ca/TWONTO#air_damper |  | Fan,Supply,AHU-0440,Drip Trap Room,Building UU
58530 | THC-ACC-DM-0443 | Damper/Louver,FN-0443 Suction,Building UU | THC-ACC-AHU-0440 | Damper/Louver | HVAC |  | DM | http://www.toronto.ca/TWONTO#air_damper |  | Air Handling Unit,Drip Trap Room,Building UU
58531 | THC-ACC-DM-0444 | Damper/Louver,FN-0444 Suction,Building UU | THC-ACC-AHU-0440 | Damper/Louver | HVAC |  | DM | http://www.toronto.ca/TWONTO#air_damper |  | Air Handling Unit,Drip Trap Room,Building UU
58532 | THC-ACC-DM-0444 | Damper/Louver,FN-0444 Suction,Building UU | THC-ACC-FN-0444 | Damper/Louver | HVAC |  | DM | http://www.toronto.ca/TWONTO#air_damper |  | Fan,Exhaust,AHU-0440,Drip Trap Room,Building UU
58533 | THC-ACC-DM-0505 | Damper/Louver,Outside Air,Air Blower Room,Bldg M | THC-ACC-AHU BLDG M | Damper/Louver | HVAC |  | DM | http://www.toronto.ca/TWONTO#air_damper |  | Air Handling Units, Building M
58534 | THC-ACC-DM-0506 | Damper/Louver,FA,Old Generator Room,Bldg M | THC-ACC-AHU BLDG M | Damper/Louver | HVAC |  | DM | http://www.toronto.ca/TWONTO#air_damper |  | Air Handling Units, Building M
58535 | THC-ACC-DM-0566 | Damper,Supply,Elec RM,Pressurization System,Electrical Room,Blower Building,Lower Plant | THC-ACC-BLDG A | Air Handling Unit | HVAC |  | DM | http://www.toronto.ca/TWONTO#air_damper |  | Old Plant Blower Building HVAC
58536 | THC-ACC-DM-0581 | Damper,Actuated,Inlet,Fan 0581,Temporary Centrifuge Room,3rd Floor,Biosolids Building East | THC-ACC-FN-0581 | Damper/Louver | HVAC |  | DM | http://www.toronto.ca/TWONTO#air_damper |  | Fan,Centrifugal,Temporary Centrifuge Room, 3rd Floor,Biosolids Building East
58537 | THC-ACC-DM-0582 | Damper,Actuated,Outlet,Fan 0581,Temporary Centrifuge Room,3rd Floor,Biosolids Building East | THC-ACC-FN-0581 | Damper/Louver | HVAC |  | DM | http://www.toronto.ca/TWONTO#air_damper |  | Fan,Centrifugal,Temporary Centrifuge Room, 3rd Floor,Biosolids Building East
58538 | THC-ACC-DM-0584 | Damper,Actuated,Outlet,Fan 0583,Temporary Centrifuge Room,3rd Floor,Biosolids Building East | THC-ACC-FN-0583 | Damper/Louver | HVAC |  | DM | http://www.toronto.ca/TWONTO#air_damper |  | Fan,Centrifugal,Temporary Centrifuge Room, 3rd Floor,Biosolids Building East
58539 | THC-ACC-DM-0585 | Damper,Actuated,Inlet,Fan 0585,Compress.Room,3rd Floor,Biosolids Building West | THC-ACC-FN-0585 | Damper/Louver | HVAC |  | DM | http://www.toronto.ca/TWONTO#air_damper |  | Fan,Centrifugal,Compress. Room,3rd Floor,Biosolids Building West
58540 | THC-ACC-DM-0586 | Damper,Actuated,Outlet,Fan 0585,Compress. Room, 3rd Floor,Biosolids Building West | THC-ACC-FN-0585 | Damper/Louver | HVAC |  | DM | http://www.toronto.ca/TWONTO#air_damper |  | Fan,Centrifugal,Compress. Room,3rd Floor,Biosolids Building West
58541 | THC-ACC-DM-0611 | Damper,Motorized,Exhaust Fan FN-0610,South Pumping Station,Plenum Shaft,Intermediate Level | THC-ACC-FN-0610 |  | HVAC |  | DM | http://www.toronto.ca/TWONTO#air_damper |  | Fan,Centrifugal,Exhaust,South Pumping Station,Plenum Wall,Ground Level
58542 | THC-ACC-DM-0621 | Damper,Motorized,Exhaust Fan FN-0620,South Pumping Station,Electrical Room,Ground Level | THC-ACC-FN-0620 |  | HVAC |  | DM | http://www.toronto.ca/TWONTO#air_damper |  | Fan,Centrifugal,Exhaust,South Pumping Station,Electrical Room Roof
58543 | THC-ACC-DM-0631 | Damper,Motorized,Exhaust Fan FN-0630,South Pumping Station,Sampling Room,Ground Level | THC-ACC-FN-0630 |  | HVAC |  | DM | http://www.toronto.ca/TWONTO#air_damper |  | Fan,Centrifugal,Exhaust,South Pumping Station,Sampling Room Roof
58544 | THC-ACC-DM-0632 | Damper,Motorized,Outdoor Air to Sampling Room,South Pumping Station,Sampling Room,Ground Level | THC-ACC-BLDG L |  | HVAC |  | DM | http://www.toronto.ca/TWONTO#air_damper |  | Plant Effluent Pumping Station, HVAC
58545 | THC-ACC-DM-0701 | Damper,Actuated,Outside Air,Thickening Building Office Area Air Conditioning | THC-ACC-AC-0701 | Damper/Louver | HVAC |  | DM | http://www.toronto.ca/TWONTO#air_damper |  | Air Conditioner,Thickening Building Office Area
58546 | THC-ACC-DM-0702 | Damper,Actuated,Outside Air,Thickening Building Electrical Room Air Conditioning | THC-ACC-AC-0704 | Damper/Louver | HVAC |  | DM | http://www.toronto.ca/TWONTO#air_damper |  | Air Conditioner,Thickening Building Electrical Room
58547 | THC-ACC-DM-0715 | Damper,Actuated,Outside Air,AHU-0710,Thickening Centrifuge Area | THC-ACC-AHU-0710 | Damper/Louver | HVAC |  | DM | http://www.toronto.ca/TWONTO#air_damper |  | Air Handling Unit,Outdoor,Centrifuge Area,Thickening Building
58548 | THC-ACC-DM-0722 | Damper,Actuated,Exhaust Air,AHU-0720,Thickening Building Basement/Sub-basement Area | THC-ACC-AHU-0720 | Damper/Louver | HVAC |  | DM | http://www.toronto.ca/TWONTO#air_damper |  | Air Handling Unit,Basement/Sub-basement Area,Thickening Building
58549 | THC-ACC-DM-0732 | Damper,Actuated,Return Air,AHU-0730,Thickening Building Polymer Room | THC-ACC-AHU-0730 | Damper/Louver | HVAC |  | DM | http://www.toronto.ca/TWONTO#air_damper |  | Air handling Unit,Polymer Room,Thickening Building
58550 | THC-ACC-DM-0742 | Damper,Actuated,Oultet,Exhaust Fan FN-0701,Thickening Building Mechanical Room Ventilation | THC-ACC-FN-0701 | Damper/Louver | HVAC |  | DM | http://www.toronto.ca/TWONTO#air_damper |  | Fan,Centrifugal,Exhaust,Thickening Building Mechanical Room Ventilation
58551 | THC-ACC-DM-0751 | Damper,Actuated,Outlet,Exhaust Fan FN-0702,Thickening Building Washroom Ventilation | THC-ACC-FN-0702 | Damper/Louver | HVAC |  | DM | http://www.toronto.ca/TWONTO#air_damper |  | Fan,Centrifugal,Exhaust,Thickening Building Washroom Ventilation
58552 | THC-ACC-DM-0811 | Damper,Actuated,Outside Air,AHU-0810,Sludge Storage Building | THC-ACC-AHU-0810 | Damper/Louver | HVAC |  | DM | http://www.toronto.ca/TWONTO#air_damper |  | Air Handling Unit,Roof,Sludge Storage Building
58553 | THC-ACC-DM-0910 | Damper, AHU-0910, Dechlorination Building | THC-ACC-AHU-0910 |  | HVAC |  | DM | http://www.toronto.ca/TWONTO#air_damper |  | Air Handling Unit, Dechlorination Building
58558 | THC-ACC-DM-1141 | Damper,Motorized | THC-PRM-BLDG-HPU1100 |  | HVAC |  | DM | http://www.toronto.ca/TWONTO#air_damper |  | HPU Building 11
58559 | THC-ACC-DM-1142 | Damper,Motorized | THC-PRM-BLDG-HPU1100 |  | HVAC |  | DM | http://www.toronto.ca/TWONTO#air_damper |  | HPU Building 11
58560 | THC-ACC-DM-1151 | Damper,Motorized | THC-PRM-BLDG-HPU1100 |  | HVAC |  | DM | http://www.toronto.ca/TWONTO#air_damper |  | HPU Building 11
58562 | THC-ACC-DM-1181A | Damper,Motorized | THC-PRM-BLDG-HPU1100 | Fan | HVAC |  | DM | http://www.toronto.ca/TWONTO#air_damper |  | HPU Building 11
58565 | THC-ACC-DM-3041 | Damper,Motorized,Boiler Combustion Air,Boiler BO-3041,Boiler Building | THC-ACC-BLDG E |  | HVAC | 33802 | DM | http://www.toronto.ca/TWONTO#air_damper |  | Boiler House, HVAC
58566 | THC-ACC-DM-3041 | Damper,Motorized,Boiler Combustion Air,Boiler BO-3041,Boiler Building | THC-SUSPENDED |  | HVAC | 33802 | DM | http://www.toronto.ca/TWONTO#air_damper |  | Suspended entity
58567 | THC-ACC-DM-3043 | Damper/Louver,Vent Header,Hot Water Boiler 3041,Boiler Building | THC-ACC-BO-3041 | Damper/Louver | HVAC |  | DM | http://www.toronto.ca/TWONTO#air_damper |  | Boiler, Hot Water, Boiler Building
58568 | THC-ACC-DM-3051 | Damper,Motorized,Boiler Combustion Air,Boiler BO-3051,Boiler Building | THC-ACC-BO-3051 |  | HVAC | 33803 | DM | http://www.toronto.ca/TWONTO#air_damper |  | Boiler, Hot Water, Boiler Building
58569 | THC-ACC-DM-3051 | Damper,Motorized,Boiler Combustion Air,Boiler BO-3051,Boiler Building | THC-SUSPENDED |  | HVAC | 33803 | DM | http://www.toronto.ca/TWONTO#air_damper |  | Suspended entity
58570 | THC-ACC-DM-3063 | Damper/Louver,Vent Header,Hot Water Boiler 3061,Boiler Building | THC-ACC-BO-3061 | Damper/Louver | HVAC |  | DM | http://www.toronto.ca/TWONTO#air_damper |  | Boiler, Hot Water, Boiler Building
58571 | THC-ACC-DM-3071 | Damper,Motorized,Boiler Combustion Air,Boiler BO-3071,Boiler Building | THC-ACC-BLDG E |  | HVAC | 33805 | DM | http://www.toronto.ca/TWONTO#air_damper |  | Boiler House, HVAC
58572 | THC-ACC-DM-3071 | Damper,Motorized,Boiler Combustion Air,Boiler BO-3071,Boiler Building | THC-ACC-BO-3071 |  | HVAC | 33805 | DM | http://www.toronto.ca/TWONTO#air_damper |  | Boiler, Hot Water, Boiler Building
58573 | THC-ACC-DM-3071 | Damper,Motorized,Boiler Combustion Air,Boiler BO-3071,Boiler Building | THC-SUSPENDED |  | HVAC | 33805 | DM | http://www.toronto.ca/TWONTO#air_damper |  | Suspended entity
58574 | THC-ACC-DM-3073 | Damper/Louver,Vent Header,Hot Water Boiler 3071,Boiler Building | THC-ACC-BO-3071 | Damper/Louver | HVAC |  | DM | http://www.toronto.ca/TWONTO#air_damper |  | Boiler, Hot Water, Boiler Building
58575 | THC-ACC-DM-3081 | Damper,Motorized,Boiler Combustion Air,Boiler BO-3081,Boiler Building | THC-SUSPENDED |  | HVAC | 33806 | DM | http://www.toronto.ca/TWONTO#air_damper |  | Suspended entity
58576 | THC-ACC-DM-3083 | Damper/Louver,Vent Header,Hot Water Boiler 3081,Boiler Building | THC-ACC-BO-3081 | Damper/Louver | HVAC |  | DM | http://www.toronto.ca/TWONTO#air_damper |  | Boiler, Hot Water, Boiler Building
58577 | THC-ACC-DM-4004 | Damper,Motorized | THC-ACC-FN-4004 |  | HVAC |  | DM | http://www.toronto.ca/TWONTO#air_damper |  | Fan, Supply, to NW Tunnel T12
58578 | THC-ACC-DM-4005 | Damper,Motorized | THC-ACC-FN-4005 |  | HVAC |  | DM | http://www.toronto.ca/TWONTO#air_damper |  | Fan, Supply, to NW Tunnel T12
58582 | THC-ACC-DM-5811 | Damper,Motorized,Exhaust Fan FN-5810,Plant Stores | THC-ACC-FN-5810 |  | HVAC |  | DM | http://www.toronto.ca/TWONTO#air_damper |  | Fan,Centrifugal,Exhuast,Plant Stores
58583 | THC-ACC-DM-5812 | Damper,Motorized,Outdoor Air,Plant Stores | THC-ACC-BLDG B |  | HVAC |  | DM | http://www.toronto.ca/TWONTO#air_damper |  | Mechanical Shop (Chlorine) Building HVAC
58584 | THC-ACC-DM-5822 | Damper,Motorized,Outdoor Air,Plant Stores | THC-ACC-BLDG B |  | HVAC |  | DM | http://www.toronto.ca/TWONTO#air_damper |  | Mechanical Shop (Chlorine) Building HVAC
58585 | THC-ACC-DM-5902 | Louver,Disinfection Bldg,Roof | THC-ACC-BLDG G |  | HVAC |  | DM | http://www.toronto.ca/TWONTO#air_damper |  | Air Treatment Building HVAC
58586 | THC-ACC-DM-5911 | Damper,Motorized,Supply Fan FN-5910,AHU-5910,Disinfection Bldg | THC-ACC-FN-5910 |  | HVAC |  | DM | http://www.toronto.ca/TWONTO#air_damper |  | Fan,Centrifugal,Supply ,AHU-5910,Disinfection Bldg
58587 | THC-ACC-DM-5931 | Damper,Motorized,Exhaust Fan FN-5930,Disinfection Bldg,Tank Storage Room,East Wall | THC-ACC-FN-5930 |  | HVAC |  | DM | http://www.toronto.ca/TWONTO#air_damper |  | Fan,Centrifugal,Exhaust,Disinfection Bldg,Tank Storage Room,East Wall
58588 | THC-ACC-DM-6103 | Damper, Outdoor Air Inlet to AHU-6100, 2nd Floor Mech Room #2, Headworks | THC-ACC-AHU-6100 | Damper/Louver | HVAC |  | DM | http://www.toronto.ca/TWONTO#air_damper |  | Air Handling Unit, Truck Loading Bay, Mech Room #2, Headworks
58589 | THC-ACC-DM-6104 | Damper, Outdoor Air Inlet to AHU-6100, 2nd Floor Mech Room #2, Headworks | THC-ACC-AHU-6100 | Damper/Louver | HVAC |  | DM | http://www.toronto.ca/TWONTO#air_damper |  | Air Handling Unit, Truck Loading Bay, Mech Room #2, Headworks
58590 | THC-ACC-DM-6110 | Damper, Supply Air to Truck Loading Bay, 2nd Floor Mech Room #2, Headworks | THC-ACC-AHU-6100 | Damper/Louver | HVAC |  | DM | http://www.toronto.ca/TWONTO#air_damper |  | Air Handling Unit, Truck Loading Bay, Mech Room #2, Headworks
58591 | THC-ACC-DM-6141 | Damper, Motorized, Inlet, Supply Fan FN-6140, 2nd Floor Mech Room #2, Headworks | THC-ACC-AHU-6100 | Damper/Louver | HVAC |  | DM | http://www.toronto.ca/TWONTO#air_damper |  | Air Handling Unit, Truck Loading Bay, Mech Room #2, Headworks
58592 | THC-ACC-DM-6182 | Damper, Outlet, Exhaust Fan FN-6180, Ground Floor Storage Room, Headworks | THC-ACC-FN-6180 | Damper/Louver | HVAC |  | DM | http://www.toronto.ca/TWONTO#air_damper |  | Fan, Exhaust, Ground Floor, Storage Room, Headworks
58593 | THC-ACC-DM-6205 | Damper, Isolation, Exhaust Duct, AHU-6200, 2nd Floor Mech Room #2, Headworks | THC-ACC-AHU-6200 | Damper/Louver | HVAC |  | DM | http://www.toronto.ca/TWONTO#air_damper |  | Air Handling Unit, Blower Room, 2nd Floor Mech Room #2, Headworks
58594 | THC-ACC-DM-6207 | Damper, Bypass Duct, AHU-6200, 2nd Floor Mech Room #2, Headworks | THC-ACC-AHU-6200 | Damper/Louver | HVAC |  | DM | http://www.toronto.ca/TWONTO#air_damper |  | Air Handling Unit, Blower Room, 2nd Floor Mech Room #2, Headworks
58595 | THC-ACC-DM-6211 | Damper, Bubble, Supply Air, Blower Room, 2nd Floor Mech Room #2, Headworks | THC-ACC-AHU-6200 | Damper/Louver | HVAC |  | DM | http://www.toronto.ca/TWONTO#air_damper |  | Air Handling Unit, Blower Room, 2nd Floor Mech Room #2, Headworks
58596 | THC-ACC-DM-6213 | Damper, Bubble, Return Air, Blower Room, 2nd Floor Mech Room #2, Headworks | THC-ACC-AHU-6200 | Damper/Louver | HVAC |  | DM | http://www.toronto.ca/TWONTO#air_damper |  | Air Handling Unit, Blower Room, 2nd Floor Mech Room #2, Headworks
58597 | THC-ACC-DM-6292 | Damper, Inlet, Exhaust Fan FN-6290, 2nd Floor Mech Room #2, Headworks | THC-ACC-FN-6290 | Damper/Louver | HVAC |  | DM | http://www.toronto.ca/TWONTO#air_damper |  | Fan, Exhaust, Mechanical Room #2, Roof, Headworks
58598 | THC-ACC-DM-6301 | Damper, Inlet, Outdoor Air, AHU-6300, 2nd Floor Mech Room #1, Headworks | THC-ACC-AHU-6300 | Damper/Louver | HVAC |  | DM | http://www.toronto.ca/TWONTO#air_damper |  | Air Handling Unit, Screen Room/Conveyor Areas, 2nd Floor Mech Room #1, Headworks
58599 | THC-ACC-DM-6305 | Damper, Inlet, Outdoor Air, AHU-6300, 2nd Floor Mech Room #1, Headworks | THC-ACC-AHU-6300 | Damper/Louver | HVAC |  | DM | http://www.toronto.ca/TWONTO#air_damper |  | Air Handling Unit, Screen Room/Conveyor Areas, 2nd Floor Mech Room #1, Headworks
58600 | THC-ACC-DM-6306 | Damper, Inlet, Outdoor Air, AHU-6300, 2nd Floor Mech Room #1, Headworks | THC-ACC-AHU-6300 | Damper/Louver | HVAC |  | DM | http://www.toronto.ca/TWONTO#air_damper |  | Air Handling Unit, Screen Room/Conveyor Areas, 2nd Floor Mech Room #1, Headworks
58640 | THC-ACC-DM-6307 | Damper, Inlet, Outdoor Air, AHU-6300, 2nd Floor Mech Room #1, Headworks | THC-ACC-AHU-6300 | Damper/Louver | HVAC |  | DM | http://www.toronto.ca/TWONTO#air_damper |  | Air Handling Unit, Screen Room/Conveyor Areas, 2nd Floor Mech Room #1, Headworks
58641 | THC-ACC-DM-6308 | Damper, Relief, Conveyor Area, Headworks | THC-ACC-AHU-6300 | Damper/Louver | HVAC |  | DM | http://www.toronto.ca/TWONTO#air_damper |  | Air Handling Unit, Screen Room/Conveyor Areas, 2nd Floor Mech Room #1, Headworks
58642 | THC-ACC-DM-6311 | Damper, Isol., Supply Air Duct, AHU-6300, 2nd Floor Mech Room #1, Headworks | THC-ACC-AHU-6300 | Damper/Louver | HVAC |  | DM | http://www.toronto.ca/TWONTO#air_damper |  | Air Handling Unit, Screen Room/Conveyor Areas, 2nd Floor Mech Room #1, Headworks
58643 | THC-ACC-DM-6312 | Damper, Bubble, S/A, AHU-6300 & 6400, To Scr. Room/Conv. Area, 2nd Fl. Mech Room #1, Headworks | THC-ACC-AHU-6300 | Damper/Louver | HVAC |  | DM | http://www.toronto.ca/TWONTO#air_damper |  | Air Handling Unit, Screen Room/Conveyor Areas, 2nd Floor Mech Room #1, Headworks
58644 | THC-ACC-DM-6401 | Damper, Isolation, Mixed O/A & O/A, Solar Wall Air Duct, 2nd Floor Mech Room #1, Headworks | THC-ACC-AHU-6400 | Damper/Louver | HVAC |  | DM | http://www.toronto.ca/TWONTO#air_damper |  | Air Handling Unit, Screen Room/Conveyor Areas, 2nd Floor Mech Room #1, Headworks
58645 | THC-ACC-DM-6506 | Damper, Isolation, Mixed O/A & O/A From Solar Wall, 2nd Floor Mech Room #1, Headworks | THC-ACC-AHU-6500 | Damper/Louver | HVAC |  | DM | http://www.toronto.ca/TWONTO#air_damper |  | Air Handling Unit, Pipe Gallery, 2nd Floor Mech Room #1, Headworks
58646 | THC-ACC-DM-6507 | Damper, By-Pass, By-Pass, S/A & R/A Ducts, AHU-6500, 2nd Floor Mech Room #1, Headworks | THC-ACC-AHU-6500 | Damper/Louver | HVAC |  | DM | http://www.toronto.ca/TWONTO#air_damper |  | Air Handling Unit, Pipe Gallery, 2nd Floor Mech Room #1, Headworks
58647 | THC-ACC-DM-6508 | Damper, Isolation, Supp Air Duct, Pipe Gallery & Elec. Room, 2nd Floor Mech Room #1, Headworks | THC-ACC-AHU-6500 | Damper/Louver | HVAC |  | DM | http://www.toronto.ca/TWONTO#air_damper |  | Air Handling Unit, Pipe Gallery, 2nd Floor Mech Room #1, Headworks
58648 | THC-ACC-DM-6811 | Damper,Motorized, Exhaust Fan, Ferrous Chloride Building | THC-ACC-FN-6811 |  | HVAC |  | DM | http://www.toronto.ca/TWONTO#air_damper |  | Fan, Centrifugal, Exhaust, Ferrous Chloride Building
58649 | THC-ACC-DM-6822 | Damper,Motorized, Supply, Outdoor Air, Ferrous Chloride Building | THC-ACC-FN-6821 |  | HVAC |  | DM | http://www.toronto.ca/TWONTO#air_damper |  | Fan,Centrifugal, Exhaust, Ferrous Chloride Building
58674 | THC-ACC-F-0440 | Filter,AHU-0440 Outside Air Inlet,Building UU | THC-ACC-AHU-0440 | Filter | HVAC |  | F | http://www.toronto.ca/TWONTO#replaceable_air_filter |  | Air Handling Unit,Drip Trap Room,Building UU
58677 | THC-ACC-F-0712 | Filter,Supply Air,AHU-0710,Thickening Centrifuge Area | THC-ACC-AHU-0710 | Filter | HVAC |  | F | http://www.toronto.ca/TWONTO#replaceable_air_filter |  | Air Handling Unit,Outdoor,Centrifuge Area,Thickening Building
58678 | THC-ACC-F-0721 | Filter,Supply Air,AHU-0720,Thickening Building Basement/Sub-basement Area | THC-ACC-AHU-0720 | Filter | HVAC |  | F | http://www.toronto.ca/TWONTO#replaceable_air_filter |  | Air Handling Unit,Basement/Sub-basement Area,Thickening Building
58679 | THC-ACC-F-0722 | Filter,Supply Air,AHU-0720,Thickening Building Basement/Sub-basement Area | THC-ACC-AHU-0720 | Filter | HVAC |  | F | http://www.toronto.ca/TWONTO#replaceable_air_filter |  | Air Handling Unit,Basement/Sub-basement Area,Thickening Building
58725 | THC-ACC-F-6201 | Filter, Blower Room, AHU-6200, 2nd Floor Mech Room #2, Headworks | THC-ACC-AHU-6200 | Filter | HVAC |  | F | http://www.toronto.ca/TWONTO#replaceable_air_filter |  | Air Handling Unit, Blower Room, 2nd Floor Mech Room #2, Headworks
58726 | THC-ACC-F-6202 | Filter, Blower Room, AHU-6200, 2nd Floor Mech Room #2, Headworks | THC-ACC-AHU-6200 | Filter | HVAC |  | F | http://www.toronto.ca/TWONTO#replaceable_air_filter |  | Air Handling Unit, Blower Room, 2nd Floor Mech Room #2, Headworks
58727 | THC-ACC-F-6291 | Filter, Outdoor Air Plenum, 2nd Floor, Mech Room #2, Headworks | THC-ACC-DM-6291 | Filter | HVAC |  | F | http://www.toronto.ca/TWONTO#replaceable_air_filter |  | Damper, Outdoor Air, Plenum, 2nd Floor Mech Room #2, Headworks
58728 | THC-ACC-F-6401 | Filter, Screen Room/Conveyor Areas, AHU-6400, 2nd Floor Mech Room #1, Headworks | THC-ACC-AHU-6400 | Filter | HVAC |  | F | http://www.toronto.ca/TWONTO#replaceable_air_filter |  | Air Handling Unit, Screen Room/Conveyor Areas, 2nd Floor Mech Room #1, Headworks
58729 | THC-ACC-F-6402 | Filter, Screen Room/Conveyor Areas, AHU-6400, 2nd Floor Mech Room #1, Headworks | THC-ACC-AHU-6400 | Filter | HVAC |  | F | http://www.toronto.ca/TWONTO#replaceable_air_filter |  | Air Handling Unit, Screen Room/Conveyor Areas, 2nd Floor Mech Room #1, Headworks
58730 | THC-ACC-F-6501 | Filter, AHU-6500 Pipe Gallery, 2nd Floor Mech Room #1, Headworks | THC-ACC-AHU-6500 | Filter | HVAC |  | F | http://www.toronto.ca/TWONTO#replaceable_air_filter |  | Air Handling Unit, Pipe Gallery, 2nd Floor Mech Room #1, Headworks
58731 | THC-ACC-F-6502 | Filter, AHU-6500 Pipe Gallery, 2nd Floor Mech Room #1, Headworks | THC-ACC-AHU-6500 | Filter | HVAC |  | F | http://www.toronto.ca/TWONTO#replaceable_air_filter |  | Air Handling Unit, Pipe Gallery, 2nd Floor Mech Room #1, Headworks
58733 | THC-ACC-FAN | Fans, Building M | THC-ACC-BLDG M |  | HVAC |  |  | http://www.toronto.ca/TWONTO#blower_or_fan_with_drive |  | Incineration Building, HVAC
58738 | THC-ACC-FIT-6221 | Transmitter, Flow, Outlet, Supply Fan FN-6220, 2nd Floor Mech Room #2, Headworks | THC-ACC-AHU-6200 | Meter,Flow,Mass | HVAC |  | FIT | http://www.toronto.ca/TWONTO#flow_transmitter |  | Air Handling Unit, Blower Room, 2nd Floor Mech Room #2, Headworks
58739 | THC-ACC-FIT-6281 | Transmitter, Flow, Outlet, Supply Fan FN-6280, 2nd Floor Mech Room #2, Headworks | THC-ACC-AHU-6200 | Meter,Flow,Mass | HVAC |  | FIT | http://www.toronto.ca/TWONTO#flow_transmitter |  | Air Handling Unit, Blower Room, 2nd Floor Mech Room #2, Headworks
58740 | THC-ACC-FIT-6321 | Transmitter, Flow, Outlet, Supply Fan FN-6320, 2nd Floor Mech Room #1, Headworks | THC-ACC-AHU-6300 | Meter,Flow,Mass | HVAC |  | FIT | http://www.toronto.ca/TWONTO#flow_transmitter |  | Air Handling Unit, Screen Room/Conveyor Areas, 2nd Floor Mech Room #1, Headworks
58741 | THC-ACC-FIT-6341 | Transmitter, Flow, Outlet, Supply Fan FN-6340, East Roof, Headworks | THC-ACC-FN-6340 | Meter,Flow,Mass | HVAC |  | FIT | http://www.toronto.ca/TWONTO#flow_transmitter |  | Fan, Exhaust, Screen/Conveyor Areas, Roof, Headworks
58742 | THC-ACC-FIT-6421 | Transmitter, Flow, Outlet, Supply Fan FN-6420, 2nd Floor Mech Room #1, Headworks | THC-ACC-AHU-6400 | Meter,Flow,Mass | HVAC |  | FIT | http://www.toronto.ca/TWONTO#flow_transmitter |  | Air Handling Unit, Screen Room/Conveyor Areas, 2nd Floor Mech Room #1, Headworks
58743 | THC-ACC-FIT-6521 | Transmitter, Flow, Outlet, Supply fan FN-6520, 2nd Floor Mech Room #1, Headworks | THC-ACC-AHU-6500 | Meter,Flow,Mass | HVAC |  | FIT | http://www.toronto.ca/TWONTO#flow_transmitter |  | Air Handling Unit, Pipe Gallery, 2nd Floor Mech Room #1, Headworks
58744 | THC-ACC-FIT-6581 | Transmitter, Flow, Outlet, Return Fan FN-6580, 2nd Floor Mech Room #1, Headworks | THC-ACC-AHU-6500 | Meter,Flow,Mass | HVAC |  | FIT | http://www.toronto.ca/TWONTO#flow_transmitter |  | Air Handling Unit, Pipe Gallery, 2nd Floor Mech Room #1, Headworks
58752 | THC-ACC-FN-0106 | Fan,Centrifugal,Supply,Pressurization System,Access Building No.3,Phase 4 | THC-ACC-BLDG O | Air Handling Unit | HVAC |  | FN | http://www.toronto.ca/TWONTO#blower_or_fan_with_drive |  | Phase IV , Building O HVAC
58757 | THC-ACC-FN-0121 | Fan,Supply,Air Handling Unit 0120,Srubber Room,Phase 4 | THC-ACC-AHU-0120 | Air Handling Unit | HVAC |  | FN | http://www.toronto.ca/TWONTO#blower_or_fan_with_drive |  | Air Handlling Unit,Roof,Scrubber Room,Phase 4
58759 | THC-ACC-FN-0138 | Air Heater | THC-ACC-TUNNEL | H.V.A.C.,Heater,Unit | HVAC |  | FN | http://www.toronto.ca/TWONTO#heater |  | Plant Tunnels, HVAC
58775 | THC-ACC-FN-0187 | Fan,Centrifugal,Exhuast,Standby,Boiler Building,North Zones | THC-ACC-BLDG E | Fan | HVAC |  | FN | http://www.toronto.ca/TWONTO#blower_or_fan_with_drive |  | Boiler House, HVAC
58776 | THC-ACC-FN-0188 | Fan,Centrifugal,Boiler Building,North Zone 1 | THC-ACC-BLDG E | Fan | HVAC |  | FN | http://www.toronto.ca/TWONTO#blower_or_fan_with_drive |  | Boiler House, HVAC
58802 | THC-ACC-FN-0267 | Air Handling Unit, Building A | THC-ACC-AHU-0267 | Air Handling Unit | HVAC |  | FN | http://www.toronto.ca/TWONTO#air_handler_unit |  | Air Handling Unit, Building A
58803 | THC-ACC-FN-0267 | Air Handling Unit, Building A | THC-ACC-BLDG A | Air Handling Unit | HVAC |  | FN | http://www.toronto.ca/TWONTO#air_handler_unit |  | Old Plant Blower Building HVAC
58804 | THC-ACC-FN-0268 | Air Handling Unit, Building A | THC-ACC-AHU-0268 | Fan,Axial | HVAC |  | FN | http://www.toronto.ca/TWONTO#air_handler_unit |  | Air Handling Unit, Building A
58805 | THC-ACC-FN-0268 | Air Handling Unit, Building A | THC-ACC-BLDG A | Fan,Axial | HVAC |  | FN | http://www.toronto.ca/TWONTO#air_handler_unit |  | Old Plant Blower Building HVAC
58814 | THC-ACC-FN-0321 | Fan,Return,Lower Basement,B2,Bldg M | THC-ACC-FAN | H.V.A.C.,Air Conditioner | HVAC |  | FN | http://www.toronto.ca/TWONTO#blower_or_fan_with_drive |  | Fans, Building M
58887 | THC-ACC-FN-0441 | Fan,Supply,AHU-0440,Drip Trap Room,Building UU | THC-ACC-AHU-0440 | Fan | HVAC |  | FN | http://www.toronto.ca/TWONTO#blower_or_fan_with_drive |  | Air Handling Unit,Drip Trap Room,Building UU
58888 | THC-ACC-FN-0442 | Fan,Supply,AHU-0440,Drip Trap Room,Building UU | THC-ACC-AHU-0440 | Fan | HVAC |  | FN | http://www.toronto.ca/TWONTO#blower_or_fan_with_drive |  | Air Handling Unit,Drip Trap Room,Building UU
58889 | THC-ACC-FN-0443 | Fan,Exhaust,AHU-0440,Drip Trap Room,Building UU | THC-ACC-BLDG UU | Fan | HVAC |  | FN | http://www.toronto.ca/TWONTO#blower_or_fan_with_drive |  | Waste Gas Burner Building HVAC
58890 | THC-ACC-FN-0444 | Fan,Exhaust,AHU-0440,Drip Trap Room,Building UU | THC-ACC-BLDG UU | Fan | HVAC |  | FN | http://www.toronto.ca/TWONTO#blower_or_fan_with_drive |  | Waste Gas Burner Building HVAC
58897 | THC-ACC-FN-0581 | Fan,Centrifugal,Temporary Centrifuge Room, 3rd Floor,Biosolids Building East | THC-ACC-BLDG M | Fan,Centrifugal | HVAC |  | FN | http://www.toronto.ca/TWONTO#blower_or_fan_with_drive |  | Incineration Building, HVAC
58898 | THC-ACC-FN-0581 | Fan,Centrifugal,Temporary Centrifuge Room, 3rd Floor,Biosolids Building East | THC-ACC-FAN | Fan,Centrifugal | HVAC |  | FN | http://www.toronto.ca/TWONTO#blower_or_fan_with_drive |  | Fans, Building M
58899 | THC-ACC-FN-0585 | Fan,Centrifugal,Compress. Room,3rd Floor,Biosolids Building West | THC-ACC-FAN | Fan,Centrifugal | HVAC |  | FN | http://www.toronto.ca/TWONTO#blower_or_fan_with_drive |  | Fans, Building M
58900 | THC-ACC-FN-0592 | Fan,Centrifugal,Fire Pump Room,Basement B2,Biosolids Building East | THC-ACC-BLDG M | Fire Prevention,Pump | HVAC | 43250 | FN | http://www.toronto.ca/TWONTO#blower_or_fan_with_drive |  | Incineration Building, HVAC
58901 | THC-ACC-FN-0701 | Fan,Centrifugal,Exhaust,Thickening Building Mechanical Room Ventilation | THC-ACC-BLDG J | Fan,Centrifugal | HVAC |  | FN | http://www.toronto.ca/TWONTO#blower_or_fan_with_drive |  | TWAS Building, HVAC
58902 | THC-ACC-FN-0702 | Fan,Centrifugal,Exhaust,Thickening Building Washroom Ventilation | THC-ACC-BLDG J | Fan,Centrifugal | HVAC |  | FN | http://www.toronto.ca/TWONTO#blower_or_fan_with_drive |  | TWAS Building, HVAC
58903 | THC-ACC-FN-0711A | Fan,Centrifugal,Supply Air,AHU-0710,Thickening Centrifuge Area | THC-ACC-AHU-0710 | Fan,Centrifugal | HVAC |  | FN | http://www.toronto.ca/TWONTO#blower_or_fan_with_drive |  | Air Handling Unit,Outdoor,Centrifuge Area,Thickening Building
58904 | THC-ACC-FN-0711B | Fan,Centrifugal,Supply Air,AHU-0710,Thickening Centrifuge Area | THC-ACC-BLDG J | Fan,Centrifugal | HVAC |  | FN | http://www.toronto.ca/TWONTO#blower_or_fan_with_drive |  | TWAS Building, HVAC
58905 | THC-ACC-FN-0712A | Fan,Centrifugal,Return Air,AHU-0710,Thickening Centrifuge Area | THC-ACC-AHU-0710 | Fan,Centrifugal | HVAC |  | FN | http://www.toronto.ca/TWONTO#blower_or_fan_with_drive |  | Air Handling Unit,Outdoor,Centrifuge Area,Thickening Building
58906 | THC-ACC-FN-0721 | Fan,Centrifugal,Supply Air,AHU-0720,Thickening Building Basement/Sub-basement Area | THC-ACC-AHU-0720 | Fan,Centrifugal | HVAC |  | FN | http://www.toronto.ca/TWONTO#blower_or_fan_with_drive |  | Air Handling Unit,Basement/Sub-basement Area,Thickening Building
58907 | THC-ACC-FN-0721 | Fan,Centrifugal,Supply Air,AHU-0720,Thickening Building Basement/Sub-basement Area | THC-ACC-BLDG J | Fan,Centrifugal | HVAC |  | FN | http://www.toronto.ca/TWONTO#blower_or_fan_with_drive |  | TWAS Building, HVAC
58908 | THC-ACC-FN-0722 | Fan,Centrifugal,Exhaust Air,AHU-0720,Thickening Building Basement/Sub-basement Area | THC-ACC-AHU-0720 | Fan,Centrifugal | HVAC |  | FN | http://www.toronto.ca/TWONTO#blower_or_fan_with_drive |  | Air Handling Unit,Basement/Sub-basement Area,Thickening Building
58909 | THC-ACC-FN-0731 | Fan,Centrifugal,Supply Air,AHU-0730,Thickening Building Polymer Room | THC-ACC-AHU-0730 | Fan,Centrifugal | HVAC |  | FN | http://www.toronto.ca/TWONTO#blower_or_fan_with_drive |  | Air handling Unit,Polymer Room,Thickening Building
58910 | THC-ACC-FN-0812 | Fan,Centrifugal,Exhaust Air,AHU-0810,Sludge Storage Building | THC-ACC-AHU-0810 | Fan,Centrifugal | HVAC |  | FN | http://www.toronto.ca/TWONTO#blower_or_fan_with_drive |  | Air Handling Unit,Roof,Sludge Storage Building
58911 | THC-ACC-FN-0912 | Fan, Cntr Room, Washroom, Dechlorination Bldg. | THC-ACC-AHU-0910 |  | HVAC |  | FN | http://www.toronto.ca/TWONTO#blower_or_fan_with_drive |  | Air Handling Unit, Dechlorination Building
58915 | THC-ACC-FN-2170 | Air Handling Unit, (new tunnel ventilation ECAP-01) | THC-ACC-TUNNEL | Air Handling Unit | HVAC |  | FN | http://www.toronto.ca/TWONTO#air_handler_unit |  | Plant Tunnels, HVAC
58916 | THC-ACC-FN-2170B | Fan B, Air Handling System, Tunnel T19, Phase IV Secondary | THC-ACC-AHU-2170 |  | HVAC |  | FN | http://www.toronto.ca/TWONTO#blower_or_fan_with_drive |  | Air Handling Unit, Tunnel T19, Phase IV Secondary
58917 | THC-ACC-FN-2172 | Fan, Exhaust, Access Building T19A, Phase IV Secondary | THC-ACC-FN-2170 | Air Handling Unit | HVAC |  | FN | http://www.toronto.ca/TWONTO#blower_or_fan_with_drive |  | Air Handling Unit, (new tunnel ventilation ECAP-01)
58918 | THC-ACC-FN-2173 | Fan, Exhaust, Access Building T15A, Phase I Secondary | THC-ACC-FN-2170 | Air Handling Unit | HVAC |  | FN | http://www.toronto.ca/TWONTO#blower_or_fan_with_drive |  | Air Handling Unit, (new tunnel ventilation ECAP-01)
58919 | THC-ACC-FN-2173 | Fan, Exhaust, Access Building T15A, Phase I Secondary | THC-ACC-TUNNEL | Air Handling Unit | HVAC |  | FN | http://www.toronto.ca/TWONTO#blower_or_fan_with_drive |  | Plant Tunnels, HVAC
58920 | THC-ACC-FN-2175 | Fan, Recirculation Fan, Tunnel T15, Phase I Primary | THC-ACC-FN-2170 | Air Handling Unit | HVAC |  | FN | http://www.toronto.ca/TWONTO#blower_or_fan_with_drive |  | Air Handling Unit, (new tunnel ventilation ECAP-01)
58931 | THC-ACC-FN-5820 | Fan,Centrifugal,Exhuast,Plant Stores | THC-ACC-BLDG B |  | HVAC |  | FN | http://www.toronto.ca/TWONTO#blower_or_fan_with_drive |  | Mechanical Shop (Chlorine) Building HVAC
58932 | THC-ACC-FN-5831 | Fan,Propeller,Circulating,Plant Stores | THC-ACC-BLDG B |  | HVAC |  | FN | http://www.toronto.ca/TWONTO#blower_or_fan_with_drive |  | Mechanical Shop (Chlorine) Building HVAC
58933 | THC-ACC-FN-5833 | Fan,Propeller,Circulating,Plant Stores | THC-ACC-BLDG B |  | HVAC |  | FN | http://www.toronto.ca/TWONTO#blower_or_fan_with_drive |  | Mechanical Shop (Chlorine) Building HVAC
58934 | THC-ACC-FN-5834 | Fan,Propeller,Circulating,Plant Stores | THC-ACC-BLDG B |  | HVAC |  | FN | http://www.toronto.ca/TWONTO#blower_or_fan_with_drive |  | Mechanical Shop (Chlorine) Building HVAC
58935 | THC-ACC-FN-5837 | Fan,Exhaust,Inline,Plant Stores,Utility Room | THC-ACC-BLDG B |  | HVAC |  | FN | http://www.toronto.ca/TWONTO#blower_or_fan_with_drive |  | Mechanical Shop (Chlorine) Building HVAC
58936 | THC-ACC-FN-5838 | Fan,Exhaust,Inline,Plant Stores,Printer Room | THC-ACC-BLDG B |  | HVAC |  | FN | http://www.toronto.ca/TWONTO#blower_or_fan_with_drive |  | Mechanical Shop (Chlorine) Building HVAC
58937 | THC-ACC-FN-5930 | Fan,Centrifugal,Exhaust,Disinfection Bldg,Tank Storage Room,East Wall | THC-ACC-BLDG G |  | HVAC |  | FN | http://www.toronto.ca/TWONTO#blower_or_fan_with_drive |  | Air Treatment Building HVAC
58938 | THC-ACC-FN-6120 | Fan, Supply, Truck Loading Bay, 2nd Floor Mech Room #2, Headworks | THC-ACC-AHU-6100 | Fan | HVAC |  | FN | http://www.toronto.ca/TWONTO#blower_or_fan_with_drive |  | Air Handling Unit, Truck Loading Bay, Mech Room #2, Headworks
58939 | THC-ACC-FN-6160 | Fan, Exhaust, Lower Level 1, Serving Sump Storage Room, Headworks | THC-PLT-BLDG-0001 | Fan | HVAC |  | FN | http://www.toronto.ca/TWONTO#blower_or_fan_with_drive |  | New Head House, preliminary process
58940 | THC-ACC-FN-6260 | Fan, Return, Blower Room, 2nd Floor Mech Room #2, Headworks | THC-ACC-AHU-6200 | Fan | HVAC |  | FN | http://www.toronto.ca/TWONTO#blower_or_fan_with_drive |  | Air Handling Unit, Blower Room, 2nd Floor Mech Room #2, Headworks
58941 | THC-ACC-FN-6290 | Fan, Exhaust, Mechanical Room #2, Roof, Headworks | THC-ACC-AHU-6100 | Fan | HVAC |  | FN | http://www.toronto.ca/TWONTO#blower_or_fan_with_drive |  | Air Handling Unit, Truck Loading Bay, Mech Room #2, Headworks
58942 | THC-ACC-FN-6320 | Fan, Supply, Screen Room/Conveyor Areas, AHU-6300, 2nd Floor Mech Room #1, Headworks | THC-ACC-AHU-6300 | Fan | HVAC |  | FN | http://www.toronto.ca/TWONTO#blower_or_fan_with_drive |  | Air Handling Unit, Screen Room/Conveyor Areas, 2nd Floor Mech Room #1, Headworks
58943 | THC-ACC-FN-6340 | Fan, Exhaust, Screen/Conveyor Areas, Roof, Headworks | THC-ACC-AHU-6300 | Fan | HVAC |  | FN | http://www.toronto.ca/TWONTO#blower_or_fan_with_drive |  | Air Handling Unit, Screen Room/Conveyor Areas, 2nd Floor Mech Room #1, Headworks
58944 | THC-ACC-FN-6420 | Fan, Supply, Screen Room/Conveyor Areas, AHU-6400, 2nd Floor Mech Room #1, Headworks | THC-ACC-AHU-6400 | Fan | HVAC |  | FN | http://www.toronto.ca/TWONTO#blower_or_fan_with_drive |  | Air Handling Unit, Screen Room/Conveyor Areas, 2nd Floor Mech Room #1, Headworks
58945 | THC-ACC-FN-6540 | Fan, Supply, Pipe Gallery, 2nd Floor Mech Room #1, Headworks | THC-ACC-AHU-6500 | Fan | HVAC |  | FN | http://www.toronto.ca/TWONTO#blower_or_fan_with_drive |  | Air Handling Unit, Pipe Gallery, 2nd Floor Mech Room #1, Headworks
58946 | THC-ACC-FN-6560 | Fan, Return, Pipe Gallery, 2nd Floor Mech Room #1, Headworks | THC-ACC-AHU-6500 | Fan | HVAC |  | FN | http://www.toronto.ca/TWONTO#blower_or_fan_with_drive |  | Air Handling Unit, Pipe Gallery, 2nd Floor Mech Room #1, Headworks
58947 | THC-ACC-FN-6590 | Fan, Exhaust, Mechanical Room #1, Roof, Headworks | THC-ACC-AHU-6300 | Fan | HVAC |  | FN | http://www.toronto.ca/TWONTO#blower_or_fan_with_drive |  | Air Handling Unit, Screen Room/Conveyor Areas, 2nd Floor Mech Room #1, Headworks
58948 | THC-ACC-FN-6811 | Fan, Centrifugal, Exhaust, Ferrous Chloride Building | THC-PRS-BLDG |  | HVAC |  | FN | http://www.toronto.ca/TWONTO#blower_or_fan_with_drive |  | Phosphorous removal system, Building and Storage
58949 | THC-ACC-FN-6821 | Fan,Centrifugal, Exhaust, Ferrous Chloride Building | THC-PRS-BLDG |  | HVAC |  | FN | http://www.toronto.ca/TWONTO#blower_or_fan_with_drive |  | Phosphorous removal system, Building and Storage
58970 | THC-ACC-HE-0011 | Heat Exchanger, Snow-Melting, Admin Building Basement, Mechanical Room | THC-ACC-BLDG K |  | HVAC |  | HE | http://www.toronto.ca/TWONTO#heat_exchanger |  | Administration Building, HVAC
58978 | THC-ACC-HE-6001 | Heat Exchanger, Heating Glycol System, Lower Level 2 Blower Room, Headworks | THC-ACC-P-6001 | Heat Exchanger | HVAC |  | HE | http://www.toronto.ca/TWONTO#heat_exchanger |  | Pump, Hot Water System, Lower Level 2 operating gallery
58979 | THC-ACC-HEAT PUMPS | Pumps, Heating System, Building M | THC-ACC-BLDG M |  | HVAC |  |  | http://www.toronto.ca/TWONTO#collection_of_assets |  | Incineration Building, HVAC
58984 | THC-ACC-HTR-0011 | Heater, Unit, Electric, 6.3kW, Admin. Building Basement, Mechanical Room B104, North/West | THC-ACC-BLDG K |  | HVAC |  | HTR | http://www.toronto.ca/TWONTO#heater |  | Administration Building, HVAC
58985 | THC-ACC-HTR-0013 | Heater, Unit, Electric, 6.3kW, Admin. Building Basement, Storage Room B107 South/West | THC-ACC-BLDG K |  | HVAC |  | HTR | http://www.toronto.ca/TWONTO#heater |  | Administration Building, HVAC
58986 | THC-ACC-HTR-0014 | Heater, Unit, Electric, 6.3kW, Admin. Building Basement, Storage Room B107, South | THC-ACC-BLDG K |  | HVAC |  | HTR | http://www.toronto.ca/TWONTO#heater |  | Administration Building, HVAC
58987 | THC-ACC-HTR-0016 | Heater, Hot Water Heating Coil, Women's Locker Room B121, Admin. Building Basement | THC-ACC-BLDG K |  | HVAC |  | HTR | http://www.toronto.ca/TWONTO#heater |  | Administration Building, HVAC
58988 | THC-ACC-HTR-0017 | Heater, Hot Water Heating Coil, Supervisor's Locker Room B120, Admin. Building Basement | THC-ACC-BLDG K |  | HVAC |  | HTR | http://www.toronto.ca/TWONTO#heater |  | Administration Building, HVAC
58989 | THC-ACC-HTR-0018 | Heater, Hot Water Heating Coil, Men's Locker Room B117, Admin. Building Basement | THC-ACC-BLDG K |  | HVAC |  | HTR | http://www.toronto.ca/TWONTO#heater |  | Administration Building, HVAC
58990 | THC-ACC-HTR-0053 | Heater, Forced Flow, 4.7kW, Admin. Building Ground Floor, Vestibule 142, East | THC-ACC-BLDG K |  | HVAC |  | HTR | http://www.toronto.ca/TWONTO#heater |  | Administration Building, HVAC
58991 | THC-ACC-HTR-0055 | Heater, Forced Flow, 9.4kW, Admin. Building Ground Floor, Stair S03 | THC-ACC-BLDG K |  | HVAC |  | HTR | http://www.toronto.ca/TWONTO#heater |  | Administration Building, HVAC
58992 | THC-ACC-HTR-0080 | Heater, Perimeter, Admin Building Ground Floor, Women`s Washroom 106 | THC-ACC-BLDG K |  | HVAC |  | HTR | http://www.toronto.ca/TWONTO#heater |  | Administration Building, HVAC
58993 | THC-ACC-HTR-0082 | Heater, Perimeter, Admin Building Ground Floor, Unisex Shower 123 | THC-ACC-BLDG K |  | HVAC |  | HTR | http://www.toronto.ca/TWONTO#heater |  | Administration Building, HVAC
58994 | THC-ACC-HTR-0083 | Heater, Towel Radiator, Admin Building Ground Floor, Unisex Shower 123 | THC-ACC-BLDG K |  | HVAC |  | HTR | http://www.toronto.ca/TWONTO#heater |  | Administration Building, HVAC
58996 | THC-ACC-HTR-0104 | Heater,Electric,Elec RM Access Building No.3,Phase 4, bldg.O | THC-ACC-BLDG O | Air Handling Unit | HVAC |  | HTR | http://www.toronto.ca/TWONTO#heater |  | Phase IV , Building O HVAC
58997 | THC-ACC-HTR-0115 | Duct Heater,Pressurization System,Access Building No.1,Phase 1, bldg.H | THC-ACC-BLDG H | Air Handling Unit | HVAC |  | HTR | http://www.toronto.ca/TWONTO#heater |  | Phase I Aeration Building, HVAC
58998 | THC-ACC-HTR-0118 | Unit Heater,Pump House,Aeration Building,Phase 4 | THC-ACC-BLDG O | Air Handling Unit | HVAC |  | HTR | http://www.toronto.ca/TWONTO#heater |  | Phase IV , Building O HVAC
58999 | THC-ACC-HTR-0119 | Unit Heater,Pump House,Aeration Building,Phase 4 | THC-ACC-BLDG O | Air Handling Unit | HVAC |  | HTR | http://www.toronto.ca/TWONTO#heater |  | Phase IV , Building O HVAC
59000 | THC-ACC-HTR-0120 | Duct Heater,Pressurization System,Electrical Room,Phase 4, bldg.O | THC-ACC-BLDG O | Air Handling Unit | HVAC |  | HTR | http://www.toronto.ca/TWONTO#heater |  | Phase IV , Building O HVAC
59001 | THC-ACC-HTR-0122 | Unit Heater,Scrubber Room,Phase 4, bldg.O | THC-ACC-BLDG O | Air Handling Unit | HVAC |  | HTR | http://www.toronto.ca/TWONTO#heater |  | Phase IV , Building O HVAC
59002 | THC-ACC-HTR-0123 | Unit Heater,Scrubber Room,Phase 4, bldg.O | THC-ACC-BLDG O | Air Handling Unit | HVAC |  | HTR | http://www.toronto.ca/TWONTO#heater |  | Phase IV , Building O HVAC
59003 | THC-ACC-HTR-0124 | Unit Heater,Scrubber Room,Phase 4, bldg.O | THC-ACC-BLDG O | Air Handling Unit | HVAC |  | HTR | http://www.toronto.ca/TWONTO#heater |  | Phase IV , Building O HVAC
59004 | THC-ACC-HTR-0127 | Unit Heater,Ozonator Room,Phase 4, bldg.O | THC-ACC-BLDG O | Air Handling Unit | HVAC |  | HTR | http://www.toronto.ca/TWONTO#heater |  | Phase IV , Building O HVAC
59005 | THC-ACC-HTR-0128 | Unit Heater,Ozonator Room,Phase 4, bldg.O | THC-ACC-BLDG O | Air Handling Unit | HVAC |  | HTR | http://www.toronto.ca/TWONTO#heater |  | Phase IV , Building O HVAC
59011 | THC-ACC-HTR-0203 | Heater, Perimeter. Admin Building | THC-ACC-BLDG K |  | HVAC |  | HTR | http://www.toronto.ca/TWONTO#heater |  | Administration Building, HVAC
59012 | THC-ACC-HTR-0209 | Heater, Perimeter. Admin Building | THC-ACC-BLDG K |  | HVAC |  | HTR | http://www.toronto.ca/TWONTO#heater |  | Administration Building, HVAC
59013 | THC-ACC-HTR-0211 | Heater, Perimeter. Admin Building | THC-ACC-BLDG K |  | HVAC |  | HTR | http://www.toronto.ca/TWONTO#heater |  | Administration Building, HVAC
59014 | THC-ACC-HTR-0212 | Heater, Perimeter. Admin Building | THC-ACC-BLDG K |  | HVAC |  | HTR | http://www.toronto.ca/TWONTO#heater |  | Administration Building, HVAC
59015 | THC-ACC-HTR-0213 | Heater, Perimeter. Admin Building | THC-ACC-BLDG K |  | HVAC |  | HTR | http://www.toronto.ca/TWONTO#heater |  | Administration Building, HVAC
59016 | THC-ACC-HTR-0214 | Heater, Perimeter. Admin Building | THC-ACC-BLDG K |  | HVAC |  | HTR | http://www.toronto.ca/TWONTO#heater |  | Administration Building, HVAC
59017 | THC-ACC-HTR-0216 | Heater, Perimeter. Admin Building, Ground Floor, Office 108 | THC-ACC-AHU-0071 |  | HVAC |  | HTR | http://www.toronto.ca/TWONTO#heater |  | Air handling Unit, Ground Floor West Zone(Administration), Admin Building Roof
59018 | THC-ACC-HTR-0217 | Heater, Perimeter. Admin Building, Ground Floor, Office 109 | THC-ACC-AHU-0071 |  | HVAC |  | HTR | http://www.toronto.ca/TWONTO#heater |  | Air handling Unit, Ground Floor West Zone(Administration), Admin Building Roof
59019 | THC-ACC-HTR-0218 | Heater, Hot Water,Tunnel T19, Phase IV Secondary | THC-ACC-TUNNEL |  | HVAC |  | HTR | http://www.toronto.ca/TWONTO#heater |  | Plant Tunnels, HVAC
59020 | THC-ACC-HTR-0222 | Heater, Perimeter. Admin Building, Ground Floor, Process Corridor 143 | THC-ACC-AHU-0061 |  | HVAC |  | HTR | http://www.toronto.ca/TWONTO#heater |  | Air handling Unit, Ground Floor North Zone(Process Control), Admin Building Roof
59021 | THC-ACC-HTR-0223 | Heater, Perimeter. Admin Building | THC-ACC-BLDG K |  | HVAC |  | HTR | http://www.toronto.ca/TWONTO#heater |  | Administration Building, HVAC
59022 | THC-ACC-HTR-0224 | Heater, Perimeter. Admin Building | THC-ACC-BLDG K |  | HVAC |  | HTR | http://www.toronto.ca/TWONTO#heater |  | Administration Building, HVAC
59023 | THC-ACC-HTR-0230 | Heater, Perimeter. Admin Building, Ground Floor, Process Corridor 143 | THC-ACC-AHU-0061 |  | HVAC |  | HTR | http://www.toronto.ca/TWONTO#heater |  | Air handling Unit, Ground Floor North Zone(Process Control), Admin Building Roof
59024 | THC-ACC-HTR-0231 | Heater, Perimeter. Admin Building, Ground Floor, Process Corridor 143 | THC-ACC-AHU-0061 |  | HVAC |  | HTR | http://www.toronto.ca/TWONTO#heater |  | Air handling Unit, Ground Floor North Zone(Process Control), Admin Building Roof
59025 | THC-ACC-HTR-0235 | Heater, Perimeter. Admin Building, Ground Floor, Office 113 | THC-ACC-AHU-0071 |  | HVAC |  | HTR | http://www.toronto.ca/TWONTO#heater |  | Air handling Unit, Ground Floor West Zone(Administration), Admin Building Roof
59026 | THC-ACC-HTR-0237 | Heater, Perimeter. Admin Building, Ground Floor, Office 115 | THC-ACC-AHU-0071 |  | HVAC |  | HTR | http://www.toronto.ca/TWONTO#heater |  | Air handling Unit, Ground Floor West Zone(Administration), Admin Building Roof
59027 | THC-ACC-HTR-0250 | Heater, Perimeter. Admin Building, Ground Floor, Office 121 | THC-ACC-AHU-0081 |  | HVAC |  | HTR | http://www.toronto.ca/TWONTO#heater |  | Air handling Unit, Ground Floor South Zone(Project Management), Admin Building Roof
59028 | THC-ACC-HTR-0255 | Heater, Perimeter. Admin Building | THC-ACC-BLDG K |  | HVAC |  | HTR | http://www.toronto.ca/TWONTO#heater |  | Administration Building, HVAC
59029 | THC-ACC-HTR-0256 | Heater, Perimeter. Admin Building | THC-ACC-BLDG K |  | HVAC |  | HTR | http://www.toronto.ca/TWONTO#heater |  | Administration Building, HVAC
59030 | THC-ACC-HTR-0257 | Heater, Perimeter. Admin Building | THC-ACC-BLDG K |  | HVAC |  | HTR | http://www.toronto.ca/TWONTO#heater |  | Administration Building, HVAC
59031 | THC-ACC-HTR-0260 | Heater, Perimeter. Admin Building | THC-ACC-BLDG K |  | HVAC |  | HTR | http://www.toronto.ca/TWONTO#heater |  | Administration Building, HVAC
59032 | THC-ACC-HTR-0261 | Heater, Perimeter. Admin Building | THC-ACC-BLDG K |  | HVAC |  | HTR | http://www.toronto.ca/TWONTO#heater |  | Administration Building, HVAC
59033 | THC-ACC-HTR-0262 | Heater, Perimeter. Admin Building | THC-ACC-BLDG K |  | HVAC |  | HTR | http://www.toronto.ca/TWONTO#heater |  | Administration Building, HVAC
59034 | THC-ACC-HTR-0263 | Heater, Perimeter. Admin Building | THC-ACC-BLDG K |  | HVAC |  | HTR | http://www.toronto.ca/TWONTO#heater |  | Administration Building, HVAC
59035 | THC-ACC-HTR-0265 | Heater, Perimeter. Admin Building, Ground Floor, Field Service Corridor 129 | THC-ACC-AHU-0091 |  | HVAC |  | HTR | http://www.toronto.ca/TWONTO#heater |  | Air handling Unit, Ground Floor East Zone(Field Services), Admin Building Roof
59036 | THC-ACC-HTR-0268 | Heater, Perimeter. Admin Building | THC-ACC-BLDG K |  | HVAC |  | HTR | http://www.toronto.ca/TWONTO#heater |  | Administration Building, HVAC
59037 | THC-ACC-HTR-0269 | Heater, Perimeter. Admin Building | THC-ACC-BLDG K |  | HVAC |  | HTR | http://www.toronto.ca/TWONTO#heater |  | Administration Building, HVAC
59038 | THC-ACC-HTR-0275 | Heater, Perimeter. Admin Building | THC-ACC-BLDG K |  | HVAC |  | HTR | http://www.toronto.ca/TWONTO#heater |  | Administration Building, HVAC
59039 | THC-ACC-HTR-0276 | Heater, Perimeter. Admin Building | THC-ACC-BLDG K |  | HVAC |  | HTR | http://www.toronto.ca/TWONTO#heater |  | Administration Building, HVAC
59040 | THC-ACC-HTR-0277 | Heater, Perimeter. Admin Building | THC-ACC-BLDG K |  | HVAC |  | HTR | http://www.toronto.ca/TWONTO#heater |  | Administration Building, HVAC
59041 | THC-ACC-HTR-0279 | Heater, Perimeter. Admin Building, Ground Floor, Meeting Room 133 | THC-ACC-AHU-0091 |  | HVAC |  | HTR | http://www.toronto.ca/TWONTO#heater |  | Air handling Unit, Ground Floor East Zone(Field Services), Admin Building Roof
59042 | THC-ACC-HTR-0282 | Heater, Perimeter. Admin Building, Ground Floor, Meeting Room 134 | THC-ACC-AHU-0091 |  | HVAC |  | HTR | http://www.toronto.ca/TWONTO#heater |  | Air handling Unit, Ground Floor East Zone(Field Services), Admin Building Roof
59043 | THC-ACC-HTR-0284 | Heater, Perimeter. Admin Building, Ground Floor, Meeting Room 135 | THC-ACC-AHU-0091 |  | HVAC |  | HTR | http://www.toronto.ca/TWONTO#heater |  | Air handling Unit, Ground Floor East Zone(Field Services), Admin Building Roof
59044 | THC-ACC-HTR-0286 | Heater, Perimeter. Admin Building, Ground Floor, Storage Room 132 | THC-ACC-AHU-0091 |  | HVAC |  | HTR | http://www.toronto.ca/TWONTO#heater |  | Air handling Unit, Ground Floor East Zone(Field Services), Admin Building Roof
59045 | THC-ACC-HTR-0289 | Heater, Perimeter. Admin Building | THC-ACC-BLDG K |  | HVAC |  | HTR | http://www.toronto.ca/TWONTO#heater |  | Administration Building, HVAC
59046 | THC-ACC-HTR-0298 | Heater, Perimeter. Admin Building, Ground Floor, First Aid Room 144 | THC-ACC-AHU-0061 |  | HVAC |  | HTR | http://www.toronto.ca/TWONTO#heater |  | Air handling Unit, Ground Floor North Zone(Process Control), Admin Building Roof
59047 | THC-ACC-HTR-0304 | Air Heater, Convector, Building M | THC-ACC-HEATERS | H.V.A.C.,Heater,Unit | HVAC |  | HTR | http://www.toronto.ca/TWONTO#heater |  | Air Heaters, Building M
59048 | THC-ACC-HTR-0306 | Air Heater, Convector, Building M | THC-ACC-HEATERS | H.V.A.C.,Heater,Unit | HVAC |  | HTR | http://www.toronto.ca/TWONTO#heater |  | Air Heaters, Building M
59049 | THC-ACC-HTR-0307 | Air Heater, Convector, Building M | THC-ACC-HEATERS | H.V.A.C.,Heater,Unit | HVAC |  | HTR | http://www.toronto.ca/TWONTO#heater |  | Air Heaters, Building M
59050 | THC-ACC-HTR-0310 | Air Heater, Convector, Building M | THC-ACC-HEATERS | H.V.A.C.,Heater,Unit | HVAC |  | HTR | http://www.toronto.ca/TWONTO#heater |  | Air Heaters, Building M
59051 | THC-ACC-HTR-0312 | Air Heater, Convector, Building M | THC-ACC-HEATERS | H.V.A.C.,Heater,Unit | HVAC |  | HTR | http://www.toronto.ca/TWONTO#heater |  | Air Heaters, Building M
59052 | THC-ACC-HTR-0317 | Air Heater, Convector, Building M | THC-ACC-HEATERS | H.V.A.C.,Heater,Unit | HVAC |  | HTR | http://www.toronto.ca/TWONTO#heater |  | Air Heaters, Building M
59053 | THC-ACC-HTR-0318 | Air Heater, Convector, Building M | THC-ACC-HEATERS | H.V.A.C.,Heater,Unit | HVAC |  | HTR | http://www.toronto.ca/TWONTO#heater |  | Air Heaters, Building M
59054 | THC-ACC-HTR-0318U | Air Heater, Building M | THC-ACC-HEATERS | H.V.A.C.,Heater,Unit | HVAC |  | HTR | http://www.toronto.ca/TWONTO#heater |  | Air Heaters, Building M
59055 | THC-ACC-HTR-0320 | Air Heater, Convector, Building M | THC-ACC-HEATERS | H.V.A.C.,Heater,Unit | HVAC |  | HTR | http://www.toronto.ca/TWONTO#heater |  | Air Heaters, Building M
59056 | THC-ACC-HTR-0322 | Heater, Building M | THC-ACC-BLDG M | H.V.A.C.,Dehumidifier | HVAC |  | HTR | http://www.toronto.ca/TWONTO#heater |  | Incineration Building, HVAC
59057 | THC-ACC-HTR-0328 | Air Heater, Building M | THC-ACC-HEATERS | H.V.A.C.,Heater,Unit | HVAC |  | HTR | http://www.toronto.ca/TWONTO#heater |  | Air Heaters, Building M
59058 | THC-ACC-HTR-0335 | Air Heater, Building M | THC-ACC-HEATERS | H.V.A.C.,Heater,Unit | HVAC |  | HTR | http://www.toronto.ca/TWONTO#heater |  | Air Heaters, Building M
59059 | THC-ACC-HTR-0336 | Air Heater, Building M | THC-ACC-HEATERS | H.V.A.C.,Heater,Unit | HVAC |  | HTR | http://www.toronto.ca/TWONTO#heater |  | Air Heaters, Building M
59060 | THC-ACC-HTR-0337 | Air Heater, Building M | THC-ACC-HEATERS | H.V.A.C.,Heater,Unit | HVAC |  | HTR | http://www.toronto.ca/TWONTO#heater |  | Air Heaters, Building M
59061 | THC-ACC-HTR-0342 | Air Heater, Building M | THC-ACC-HEATERS | H.V.A.C.,Heater,Unit | HVAC |  | HTR | http://www.toronto.ca/TWONTO#heater |  | Air Heaters, Building M
59062 | THC-ACC-HTR-0345 | Air Heater, Building M | THC-ACC-HEATERS | H.V.A.C.,Heater,Unit | HVAC |  | HTR | http://www.toronto.ca/TWONTO#heater |  | Air Heaters, Building M
59063 | THC-ACC-HTR-0346 | Air Heater, Building M | THC-ACC-HEATERS | H.V.A.C.,Heater,Unit | HVAC |  | HTR | http://www.toronto.ca/TWONTO#heater |  | Air Heaters, Building M
59064 | THC-ACC-HTR-0347 | Air Heater, Building M | THC-ACC-HEATERS | H.V.A.C.,Heater,Unit | HVAC |  | HTR | http://www.toronto.ca/TWONTO#heater |  | Air Heaters, Building M
59065 | THC-ACC-HTR-0353 | Air Heater, Building M | THC-ACC-HEATERS | H.V.A.C.,Heater,Unit | HVAC |  | HTR | http://www.toronto.ca/TWONTO#heater |  | Air Heaters, Building M
59066 | THC-ACC-HTR-0356 | Air Heater, Building M | THC-ACC-HEATERS | H.V.A.C.,Heater,Unit | HVAC |  | HTR | http://www.toronto.ca/TWONTO#heater |  | Air Heaters, Building M
59067 | THC-ACC-HTR-0358 | Air Heater, Building M | THC-ACC-HEATERS | H.V.A.C.,Heater,Unit | HVAC |  | HTR | http://www.toronto.ca/TWONTO#heater |  | Air Heaters, Building M
59068 | THC-ACC-HTR-0359 | Air Heater, Building M | THC-ACC-HEATERS | H.V.A.C.,Heater,Unit | HVAC |  | HTR | http://www.toronto.ca/TWONTO#heater |  | Air Heaters, Building M
59069 | THC-ACC-HTR-0361 | Air Heater, Building M | THC-ACC-HEATERS | H.V.A.C.,Heater,Unit | HVAC |  | HTR | http://www.toronto.ca/TWONTO#heater |  | Air Heaters, Building M
59070 | THC-ACC-HTR-0362 | Air Heater, Building M | THC-ACC-HEATERS | H.V.A.C.,Heater,Unit | HVAC |  | HTR | http://www.toronto.ca/TWONTO#heater |  | Air Heaters, Building M
59071 | THC-ACC-HTR-0363 | Air Heater, Building M | THC-ACC-HEATERS | H.V.A.C.,Heater,Unit | HVAC |  | HTR | http://www.toronto.ca/TWONTO#heater |  | Air Heaters, Building M
59072 | THC-ACC-HTR-0365U | Air Heater, Building M | THC-ACC-HEATERS | H.V.A.C.,Heater,Unit | HVAC |  | HTR | http://www.toronto.ca/TWONTO#heater |  | Air Heaters, Building M
59073 | THC-ACC-HTR-0366 | Air Heater, Convector, Building M | THC-ACC-HEATERS | H.V.A.C.,Heater,Unit | HVAC |  | HTR | http://www.toronto.ca/TWONTO#heater |  | Air Heaters, Building M
59074 | THC-ACC-HTR-0367 | Air Heater, Convector, Building M | THC-ACC-HEATERS | H.V.A.C.,Heater,Unit | HVAC |  | HTR | http://www.toronto.ca/TWONTO#heater |  | Air Heaters, Building M
59075 | THC-ACC-HTR-0368 | Air Heater, Building M | THC-ACC-HEATERS | H.V.A.C.,Heater,Unit | HVAC |  | HTR | http://www.toronto.ca/TWONTO#heater |  | Air Heaters, Building M
59076 | THC-ACC-HTR-0369 | Air Heater, Building M | THC-ACC-HEATERS | H.V.A.C.,Heater,Unit | HVAC |  | HTR | http://www.toronto.ca/TWONTO#heater |  | Air Heaters, Building M
59173 | THC-ACC-HTR-0567 | Unit Heater,Electric,Electrical Room,Blower Building,Lower Plant, bldg.A | THC-ACC-BLDG A | Air Handling Unit | HVAC |  | HTR | http://www.toronto.ca/TWONTO#heater |  | Old Plant Blower Building HVAC
59190 | THC-ACC-HTR-0904 | Heater, Dechlorination Building | THC-DCL |  | HVAC |  | HTR | http://www.toronto.ca/TWONTO#heater |  | Dechlorination Process
59191 | THC-ACC-HTR-0905 | Heater, Dechlorination Building | THC-DCL |  | HVAC |  | HTR | http://www.toronto.ca/TWONTO#heater |  | Dechlorination Process
59192 | THC-ACC-HTR-0910 | Heater, AHU-0910 Duct, Dechlorination Building | THC-ACC-AHU-0910 |  | HVAC |  | HTR | http://www.toronto.ca/TWONTO#heater |  | Air Handling Unit, Dechlorination Building
59205 | THC-ACC-HTR-4050 | H.V.A.C.,Heater,Glycol Heating,Basement,Building U | THC-ACC-AHU-0411 | H.V.A.C.,Heater | HVAC |  | HTR | http://www.toronto.ca/TWONTO#heater |  | Air Handling Unit,Basements,Roof,Building U
59206 | THC-ACC-HTR-4070 | H.V.A.C.,Heater,Glycol Heating,Basement,Building U | THC-ACC-AHU-0411 | H.V.A.C.,Heater | HVAC |  | HTR | http://www.toronto.ca/TWONTO#heater |  | Air Handling Unit,Basements,Roof,Building U
59207 | THC-ACC-HTR-4070 | H.V.A.C.,Heater,Glycol Heating,Basement,Building U | THC-ACC-BLDG U | H.V.A.C.,Heater | HVAC |  | HTR | http://www.toronto.ca/TWONTO#heater |  | New Digesters Building HVAC
59220 | THC-ACC-HTR-6002 | Heater, Unit, Glycol, Heating System, Ground Floor, Truck Loading Bay, Headworks | THC-ACC-P-6003 | H.V.A.C.,Heater,Unit | HVAC |  | HTR | http://www.toronto.ca/TWONTO#heater |  | Pump, Heating Glycol System, Lower Level 2 Blower Room, Headworks
59221 | THC-ACC-HTR-6003 | Heater, Unit, Glycol, Heating System, Ground Floor, Truck Loading Bay, Headworks | THC-ACC-P-6003 | H.V.A.C.,Heater,Unit | HVAC |  | HTR | http://www.toronto.ca/TWONTO#heater |  | Pump, Heating Glycol System, Lower Level 2 Blower Room, Headworks
59222 | THC-ACC-HTR-6004 | Heater, Unit, Glycol, Heating System, Ground Floor, Truck Loading Bay, Headworks | THC-ACC-P-6003 | H.V.A.C.,Heater,Unit | HVAC |  | HTR | http://www.toronto.ca/TWONTO#heater |  | Pump, Heating Glycol System, Lower Level 2 Blower Room, Headworks
59223 | THC-ACC-HTR-6005 | Heater, Unit, Glycol, Heating System, 2nd Floor, Mech Room #1, Headworks | THC-ACC-P-6003 | H.V.A.C.,Heater,Unit | HVAC |  | HTR | http://www.toronto.ca/TWONTO#heater |  | Pump, Heating Glycol System, Lower Level 2 Blower Room, Headworks
59224 | THC-ACC-HTR-6008 | Heater, Unit, Glycol, Heating System, Ground Floor, Screen Room, Headworks | THC-ACC-P-6003 | H.V.A.C.,Heater,Unit | HVAC |  | HTR | http://www.toronto.ca/TWONTO#heater |  | Pump, Heating Glycol System, Lower Level 2 Blower Room, Headworks
59225 | THC-ACC-HTR-6011 | Heater, Unit, Glycol, Heating System, Ground Floor, Conveyor area, Headworks | THC-ACC-P-6003 | H.V.A.C.,Heater,Unit | HVAC |  | HTR | http://www.toronto.ca/TWONTO#heater |  | Pump, Heating Glycol System, Lower Level 2 Blower Room, Headworks
59226 | THC-ACC-HTR-6012 | Heater, Unit, Glycol, Heating System, 2nd Floor, Conveyor area, Headworks | THC-ACC-P-6003 | H.V.A.C.,Heater,Unit | HVAC |  | HTR | http://www.toronto.ca/TWONTO#heater |  | Pump, Heating Glycol System, Lower Level 2 Blower Room, Headworks
59227 | THC-ACC-HTR-6013 | Heater, Unit, Glycol, Heating System, Ground Floor, Screen Room, Headworks | THC-ACC-P-6003 | H.V.A.C.,Heater,Unit | HVAC |  | HTR | http://www.toronto.ca/TWONTO#heater |  | Pump, Heating Glycol System, Lower Level 2 Blower Room, Headworks
59228 | THC-ACC-HTR-6016 | Heater, Unit, Glycol, Heating System, Lower Level 2, Pipe Gallery, Headworks | THC-ACC-P-6003 | H.V.A.C.,Heater,Unit | HVAC |  | HTR | http://www.toronto.ca/TWONTO#heater |  | Pump, Heating Glycol System, Lower Level 2 Blower Room, Headworks
59229 | THC-ACC-HTR-6017 | Heater, Unit, Glycol, Heating System, Lower Level 2, Pipe Gallery, Headworks | THC-ACC-P-6003 | H.V.A.C.,Heater,Unit | HVAC |  | HTR | http://www.toronto.ca/TWONTO#heater |  | Pump, Heating Glycol System, Lower Level 2 Blower Room, Headworks
59230 | THC-ACC-HTR-6019 | Heater, Unit, Glycol, Heating System, Lower Level 2, Vortex Pipe Gallery, Headworks | THC-ACC-P-6003 | H.V.A.C.,Heater,Unit | HVAC |  | HTR | http://www.toronto.ca/TWONTO#heater |  | Pump, Heating Glycol System, Lower Level 2 Blower Room, Headworks
59231 | THC-ACC-HTR-6024 | Heater, Unit, Electric, Heating System, Lower Level 2, Stair B, Headworks | THC-ELS-LP-4041A | H.V.A.C.,Heater,Unit | HVAC |  | HTR | http://www.toronto.ca/TWONTO#heater |  | Lighting Panel, Blower Room, Headworks
59232 | THC-ACC-HTR-6025 | Heater, Unit, Electric, Heating System, Lower Level 2, Stair C, Headworks | THC-ELS-LP-4042A | H.V.A.C.,Heater,Unit | HVAC |  | HTR | http://www.toronto.ca/TWONTO#heater |  | Lighting Panel, Vortex Gallery, Headworks
59233 | THC-ACC-HTR-6026 | Heater, Unit, Electric, Heating System, Lower Level 1, Stair B, Headworks | THC-ELS-LP-4041A | H.V.A.C.,Heater,Unit | HVAC |  | HTR | http://www.toronto.ca/TWONTO#heater |  | Lighting Panel, Blower Room, Headworks
59234 | THC-ACC-HTR-6028 | Heater, Unit, Electric, Heating System, Ground Floor, Washroom, Headworks | THC-ELS-LP-4024A | H.V.A.C.,Heater,Unit | HVAC |  | HTR | http://www.toronto.ca/TWONTO#heater |  | Lighting Panel, Electrical Room, Headworks
59235 | THC-ACC-HTR-6101 | Heating Coil, Glycol, Second floor mechanical room #2 | THC-ACC-AHU-6100 | Heater | HVAC |  | HTR | heating_coil |  | Air Handling Unit, Truck Loading Bay, Mech Room #2, Headworks
59236 | THC-ACC-HTR-6201 | Heating Coil, Glycol, Second floor mechanical room #2 | THC-ACC-AHU-6200 | Heater | HVAC |  | HTR | heating_coil |  | Air Handling Unit, Blower Room, 2nd Floor Mech Room #2, Headworks
59237 | THC-ACC-HTR-6301 | Heater, Heating Coil, Glycol, AHU-6300, 2nd Floor Mech Room #1, Headworks | THC-ACC-AHU-6300 | Heater | HVAC |  | HTR | heating_coil |  | Air Handling Unit, Screen Room/Conveyor Areas, 2nd Floor Mech Room #1, Headworks
59238 | THC-ACC-HTR-6401 | Heater, Heating Coil, Glycol, 2nd Floor Mech Room #1, Headworks | THC-ACC-AHU-6400 | Heater | HVAC |  | HTR | heating_coil |  | Air Handling Unit, Screen Room/Conveyor Areas, 2nd Floor Mech Room #1, Headworks
59239 | THC-ACC-HTR-6501 | Heater, Heating Coil, Glycol, 2nd Floor Mech Room #1, Headworks | THC-ACC-AHU-6500 | Heater | HVAC |  | HTR | heating_coil |  | Air Handling Unit, Pipe Gallery, 2nd Floor Mech Room #1, Headworks
59242 | THC-ACC-HU-0052 | Humidifier, Admin. Building, Ground Floor, Archive & Office Room 131 | THC-ACC-BLDG K |  | HVAC |  | HU | http://www.toronto.ca/TWONTO#humidier |  | Administration Building, HVAC
59244 | THC-ACC-HU-0272 | Humidifer, Building A | THC-ACC-BLDG A | H.V.A.C.,Humidifier | HVAC |  | HU | http://www.toronto.ca/TWONTO#humidier |  | Old Plant Blower Building HVAC
59245 | THC-ACC-HU-0273 | Humidifer, Building A | THC-ACC-BLDG A | H.V.A.C.,Humidifier | HVAC |  | HU | http://www.toronto.ca/TWONTO#humidier |  | Old Plant Blower Building HVAC
59246 | THC-ACC-LTG-6101 | Light, Warning, Ventilation/AHU System, Headworks | THC-ACC-AHU-6100 | Lighting | HVAC |  | LTG | http://www.toronto.ca/TWONTO#thermostat_or_zone_controller_unit |  | Air Handling Unit, Truck Loading Bay, Mech Room #2, Headworks
59247 | THC-ACC-LTG-6102 | Light, Warning, Ventilation/AHU System, Headworks | THC-ACC-AHU-6100 | Lighting | HVAC |  | LTG | http://www.toronto.ca/TWONTO#thermostat_or_zone_controller_unit |  | Air Handling Unit, Truck Loading Bay, Mech Room #2, Headworks
59248 | THC-ACC-MAN-0011 | Manifold, Snow Melting System, Zone #1, Admin Building, North/West Area | THC-ACC-BLDG K |  | HVAC |  | MAN | http://www.toronto.ca/TWONTO#pipe_manifold |  | Administration Building, HVAC
59249 | THC-ACC-MAN-0012 | Manifold, Snow Melting System, Zone #2, Admin Building, South/West Area | THC-ACC-BLDG K |  | HVAC |  | MAN | http://www.toronto.ca/TWONTO#pipe_manifold |  | Administration Building, HVAC
59250 | THC-ACC-MAN-0013 | Manifold, Snow Melting System, Zone #3, Admin Building, North/East Area | THC-ACC-BLDG K |  | HVAC |  | MAN | http://www.toronto.ca/TWONTO#pipe_manifold |  | Administration Building, HVAC
59251 | THC-ACC-MAN-0014 | Manifold, Snow Melting System, Zone #4, Admin Building, South/East Area | THC-ACC-BLDG K |  | HVAC |  | MAN | http://www.toronto.ca/TWONTO#pipe_manifold |  | Administration Building, HVAC
59252 | THC-ACC-MAN-0015 | Manifold, Snow Melting System, Zone #5, Admin Building, Courtyard Area | THC-ACC-BLDG K |  | HVAC |  | MAN | http://www.toronto.ca/TWONTO#pipe_manifold |  | Administration Building, HVAC
59253 | THC-ACC-MAN-0021 | Manifold, Snow Melting System, Zone #2, Admin Building | THC-ACC-BLDG K |  | HVAC |  | MAN | http://www.toronto.ca/TWONTO#pipe_manifold |  | Administration Building, HVAC
59254 | THC-ACC-MAN-0031 | Manifold, Snow Melting System, Zone #3, Admin Building | THC-ACC-BLDG K |  | HVAC |  | MAN | http://www.toronto.ca/TWONTO#pipe_manifold |  | Administration Building, HVAC
59255 | THC-ACC-MAN-0061 | Manifold, Snow Melting System, Zone #6, Admin Building | THC-ACC-BLDG K |  | HVAC |  | MAN | http://www.toronto.ca/TWONTO#pipe_manifold |  | Administration Building, HVAC
59256 | THC-ACC-MEQ-0901 | Pressure Wash System, Dechlorination Building | THC-DCL |  | HVAC |  | MEQ | http://www.toronto.ca/TWONTO#power_washer |  | Dechlorination Process
59257 | THC-ACC-MEQ-5900 | Heating Skid,Disinfection Bldg | THC-ACC-BLDG G |  | HVAC |  | MEQ | ? |  | Air Treatment Building HVAC
59298 | THC-ACC-MEQ-5902 | Penthouse,Louvered,Disinfection Bldg,Roof | THC-ACC-BLDG G |  | HVAC |  | MEQ | ? |  | Air Treatment Building HVAC
59299 | THC-ACC-MEQ-6002 | Separator, Air, Heating Water/Glycol System, Lower Level 2 Blower Room, Headworks | THC-ACC-HE-6001 | H.V.A.C. | HVAC |  | MEQ | ? |  | Heat Exchanger, Heating Glycol System, Lower Level 2 Blower Room, Headworks
59304 | THC-ACC-P-0012 | Pump, Centrifugal, Hydronic Heating, Hot Water, Admin. Building Basement Mechanical Room B104 | THC-ACC-BLDG K |  | HVAC |  | P | http://www.toronto.ca/TWONTO#pump_set_-_with_drive |  | Administration Building, HVAC
59305 | THC-ACC-P-0015 | Pump, Recirculation, Hot Water, Admin. Building Basement Mechanical Room B104 | THC-ACC-BLDG K |  | HVAC |  | P | http://www.toronto.ca/TWONTO#pump_set_-_with_drive |  | Administration Building, HVAC
59306 | THC-ACC-P-0016 | Pump, Recirculation, Hot Water, Admin. Building Basement Mechanical Room B104 | THC-ACC-BLDG K |  | HVAC |  | P | http://www.toronto.ca/TWONTO#pump_set_-_with_drive |  | Administration Building, HVAC
59307 | THC-ACC-P-0018 | Pump, Make up, Glycol Storage Tank, Snow Melting System, Admin Building | THC-ACC-BLDG K |  | HVAC |  | P | http://www.toronto.ca/TWONTO#pump_set_-_with_drive |  | Administration Building, HVAC
59310 | THC-ACC-P-0033 | Pump, Snow Melting System, Manifold MAN-0013, Zone #3, Admin Building, North/East Area | THC-ACC-MAN-0013 |  | HVAC |  | P | http://www.toronto.ca/TWONTO#pump_set_-_with_drive |  | Manifold, Snow Melting System, Zone #3, Admin Building, North/East Area
59311 | THC-ACC-P-0034 | Pump, Snow Melting System, Manifold MAN-0014, Zone #4, Admin Building, South/East Area | THC-ACC-MAN-0014 |  | HVAC |  | P | http://www.toronto.ca/TWONTO#pump_set_-_with_drive |  | Manifold, Snow Melting System, Zone #4, Admin Building, South/East Area
59355 | THC-ACC-P-6001 | Pump, Hot Water System, Lower Level 2 operating gallery | THC-ACC-AHU-6100 | Pump | HVAC |  | P | http://www.toronto.ca/TWONTO#pump_set_-_with_drive |  | Air Handling Unit, Truck Loading Bay, Mech Room #2, Headworks
59356 | THC-ACC-P-6002 | Pump, Hot Water System, Lower Level 2 Blower Room, Headworks | THC-ACC-AHU-6100 | Pump | HVAC |  | P | http://www.toronto.ca/TWONTO#pump_set_-_with_drive |  | Air Handling Unit, Truck Loading Bay, Mech Room #2, Headworks
59357 | THC-ACC-P-6004 | Pump, Heating Glycol System, Lower Level 2 Blower Room, Headworks | THC-ACC-AHU-6100 | Pump | HVAC |  | P | http://www.toronto.ca/TWONTO#pump_set_-_with_drive |  | Air Handling Unit, Truck Loading Bay, Mech Room #2, Headworks
59385 | THC-ACC-PDIT-6003 | Transmitter, Pressure Differential, Prim Loop, HE-6001, Lower Level 2 Blower Room, Headworks | THC-ACC-HE-6001 | Transmitter,Pressure | HVAC |  | PDIT | http://www.toronto.ca/TWONTO#pressure_transmitter |  | Heat Exchanger, Heating Glycol System, Lower Level 2 Blower Room, Headworks
59386 | THC-ACC-PDIT-6005 | Transmitter, Pressure Differential, Prim Loop, HE-6002, Lower Level 2 Blower Room, Headworks | THC-ACC-HE-6002 | Transmitter,Pressure | HVAC |  | PDIT | http://www.toronto.ca/TWONTO#pressure_transmitter |  | Heat Exchanger, Heating Glycol System, Lower Level 2 Blower Room, Headworks
59387 | THC-ACC-PDIT-6008 | Transmitter, Pressure Differential, Glycol Sys. By-Pass Valve, Lower Level 2 Blower Room, Headworks | THC-ACC-HE-6001 | Transmitter,Pressure | HVAC |  | PDIT | http://www.toronto.ca/TWONTO#pressure_transmitter |  | Heat Exchanger, Heating Glycol System, Lower Level 2 Blower Room, Headworks
59388 | THC-ACC-PDIT-6101 | Transmitter, Pressure Differential, Serving Filter, 2nd Floor Mech Room #2, Headworks | THC-ACC-AHU-6100 | Transmitter,Pressure,Differential | HVAC |  | PDIT | http://www.toronto.ca/TWONTO#pressure_transmitter |  | Air Handling Unit, Truck Loading Bay, Mech Room #2, Headworks
59389 | THC-ACC-PDIT-6102 | Transmitter, Pressure Differential, Serving Filter, 2nd Floor Mech Room #2, Headworks | THC-ACC-AHU-6100 | Transmitter,Pressure,Differential | HVAC |  | PDIT | http://www.toronto.ca/TWONTO#pressure_transmitter |  | Air Handling Unit, Truck Loading Bay, Mech Room #2, Headworks
59390 | THC-ACC-PDIT-6291 | Transmitter, Pressure Differential, Filter F-6291, 2nd Floor, Mech Room #2, Headworks | THC-ACC-F-6291 | Transmitter,Pressure | HVAC |  | PDIT | http://www.toronto.ca/TWONTO#pressure_transmitter |  | Filter, Outdoor Air Plenum, 2nd Floor, Mech Room #2, Headworks
59391 | THC-ACC-PDIT-6401 | Transmitter, Pressure Differential, Filter, 2nd Floor Mech Room #1, Headworks | THC-ACC-AHU-6400 | Transmitter,Pressure,Differential | HVAC |  | PDIT | http://www.toronto.ca/TWONTO#pressure_transmitter |  | Air Handling Unit, Screen Room/Conveyor Areas, 2nd Floor Mech Room #1, Headworks
59392 | THC-ACC-PDIT-6402 | Transmitter, Pressure Differential, Filter, 2nd Floor Mech Room #1, Headworks | THC-ACC-AHU-6400 | Transmitter,Pressure,Differential | HVAC |  | PDIT | http://www.toronto.ca/TWONTO#pressure_transmitter |  | Air Handling Unit, Screen Room/Conveyor Areas, 2nd Floor Mech Room #1, Headworks
59403 | THC-ACC-PIT-0013 | Transmitter,Pressure, Hot Water Return, Heat Exchanger, HE-0011, Admin Building | THC-ACC-HE-0011 |  | HVAC |  | PIT | http://www.toronto.ca/TWONTO#pressure_transmitter |  | Heat Exchanger, Snow-Melting, Admin Building Basement, Mechanical Room
59404 | THC-ACC-PIT-0020 | Transmitter,Pressure, Hot Water Supply, Discharge, ACC-P-0011/12, Admin Building | THC-ACC-P-0011 |  | HVAC |  | PIT | http://www.toronto.ca/TWONTO#pressure_transmitter |  | Pump, Centrifugal, Hydronic Heating, Hot Water, Admin. Building Basement Mechanical Room B104
59412 | THC-ACC-PIT-6001 | Transmitter, Pressure, Primary Loop, Hot Water Return Pipe, Lower Level 2 Blower Room, Headworks | THC-ACC-HE-6001 | Transmitter,Pressure | HVAC |  | PIT | http://www.toronto.ca/TWONTO#pressure_transmitter |  | Heat Exchanger, Heating Glycol System, Lower Level 2 Blower Room, Headworks
59415 | THC-ACC-PRTY-0001 | Glycol System, Administration Building, HVAC | THC-ACC-BLDG K |  | HVAC |  | PRTY | http://www.toronto.ca/TWONTO#collection_of_assets |  | Administration Building, HVAC
59420 | THC-ACC-PSH-6301 | Switch, Pressure, High, Discharge, Supply Fan FN-6320, 2nd Floor Mech Room #1, Headworks | THC-ACC-AHU-6300 | Switch,Pressure-High | HVAC |  | PSH | http://www.toronto.ca/TWONTO#pressure_switch |  | Air Handling Unit, Screen Room/Conveyor Areas, 2nd Floor Mech Room #1, Headworks
59421 | THC-ACC-PSH-6401 | Switch, Pressure, High, S/A, Screen Room/Conv. Areas, 2nd Floor Mech Room #1, Headworks | THC-ACC-AHU-6400 | Switch,Pressure-High | HVAC |  | PSH | http://www.toronto.ca/TWONTO#pressure_switch |  | Air Handling Unit, Screen Room/Conveyor Areas, 2nd Floor Mech Room #1, Headworks
59429 | THC-ACC-PSL-6101 | Switch, Pressure, Low, S/A Duct, Truck Loading Bay, 2nd Floor Mech Room #2, Headworks | THC-ACC-AHU-6100 | Switch,Pressure-Low | HVAC |  | PSL | http://www.toronto.ca/TWONTO#pressure_switch |  | Air Handling Unit, Truck Loading Bay, Mech Room #2, Headworks
59430 | THC-ACC-PSL-6201 | Switch, Pressure, Low, R/A Duct, Blower Room, 2nd Floor Mech Room #2, Headworks | THC-ACC-AHU-6200 | Switch,Pressure-Low | HVAC |  | PSL | http://www.toronto.ca/TWONTO#pressure_switch |  | Air Handling Unit, Blower Room, 2nd Floor Mech Room #2, Headworks
59431 | THC-ACC-PSL-6301 | Switch, Pressure, Low, Inlet, Supply Fan FN-6320, 2nd Floor Mech Room #1, Headworks | THC-ACC-AHU-6300 | Switch,Pressure-Low | HVAC |  | PSL | http://www.toronto.ca/TWONTO#pressure_switch |  | Air Handling Unit, Screen Room/Conveyor Areas, 2nd Floor Mech Room #1, Headworks
59432 | THC-ACC-PSL-6341 | Switch, Pressure, Low, Inlet, Exhaust Fan FN-6340, East Roof, Headworks | THC-ACC-FN-6340 | Switch,Pressure-Low | HVAC |  | PSL | http://www.toronto.ca/TWONTO#pressure_switch |  | Fan, Exhaust, Screen/Conveyor Areas, Roof, Headworks
59433 | THC-ACC-PSL-6501 | Switch, Pressure, Low, R/A, Pipe Gallery, 2nd Floor Mech Room #1, Headworks | THC-ACC-AHU-6500 | Switch,Pressure-Low | HVAC |  | PSL | http://www.toronto.ca/TWONTO#pressure_switch |  | Air Handling Unit, Pipe Gallery, 2nd Floor Mech Room #1, Headworks
59443 | THC-ACC-STR-3022 | Strainer,Suction,Plant Hot Water Supply Recirc Pump 3023,Boiler Building | THC-ACC-P-3023 | Strainer,Self Cleaning Motorized | HVAC |  | STR | http://www.toronto.ca/TWONTO#strainer |  | Pump,Centrifugal,Plant Hot Water Supply Recirc.,Boiler Building
59452 | THC-ACC-STR-6060 | Strainer, P-6003, Lower Level 2 Blower Room, Headworks | THC-ACC-P-6003 | Filter | HVAC |  | STR | http://www.toronto.ca/TWONTO#strainer |  | Pump, Heating Glycol System, Lower Level 2 Blower Room, Headworks
59453 | THC-ACC-STR-6210 | Strainer, AHU-6200, 2nd Floor Mech Room #2, Headworks | THC-ACC-AHU-6200 | Filter | HVAC |  | STR | http://www.toronto.ca/TWONTO#strainer |  | Air Handling Unit, Blower Room, 2nd Floor Mech Room #2, Headworks
59454 | THC-ACC-STR-6310 | Strainer, AHU-6300, 2nd Floor Mech Room #1, Headworks | THC-ACC-AHU-6300 | Filter | HVAC |  | STR | http://www.toronto.ca/TWONTO#strainer |  | Air Handling Unit, Screen Room/Conveyor Areas, 2nd Floor Mech Room #1, Headworks
59455 | THC-ACC-STR-6330 | Strainer, AHU-6300, 2nd Floor Mech Room #1, Headworks | THC-ACC-AHU-6300 | Filter | HVAC |  | STR | http://www.toronto.ca/TWONTO#strainer |  | Air Handling Unit, Screen Room/Conveyor Areas, 2nd Floor Mech Room #1, Headworks
59456 | THC-ACC-STR-6410 | Strainer, AHU-6400, 2nd Floor Mech Room #1, Headworks | THC-ACC-AHU-6400 | Filter | HVAC |  | STR | http://www.toronto.ca/TWONTO#strainer |  | Air Handling Unit, Screen Room/Conveyor Areas, 2nd Floor Mech Room #1, Headworks
59457 | THC-ACC-STR-6430 | Strainer, AHU-6400, 2nd Floor Mech Room #1, Headworks | THC-ACC-AHU-6400 | Filter | HVAC |  | STR | http://www.toronto.ca/TWONTO#strainer |  | Air Handling Unit, Screen Room/Conveyor Areas, 2nd Floor Mech Room #1, Headworks
59489 | THC-ACC-T-6006 | Heater, Instantaneous, Domestic Water, Washroom, Ground Floor Washroom, Headworks | THC-PLT-BLDG-0001 | Tank,Domestic Hot Water | HVAC |  | T | http://www.toronto.ca/TWONTO#heater |  | New Head House, preliminary process
59490 | THC-ACC-T-6008 | Heater, Instantaneous, Domestic Water, Ground Floor Shaft, Headworks | THC-PLT-BLDG-0001 | Tank,Domestic Hot Water | HVAC |  | T | http://www.toronto.ca/TWONTO#heater |  | New Head House, preliminary process
59496 | THC-ACC-TC-0115 | Low Limit Controller,Pressurization System,Electrical Room,Lower Plant, BLDG. A | THC-ACC-BLDG A | Air Handling Unit | HVAC |  | TC | http://www.toronto.ca/TWONTO#thermostat_or_zone_controller_unit |  | Old Plant Blower Building HVAC
59497 | THC-ACC-TC-0118 | Controller,Temperature,Heater 0118,Pump House,Phase 4 Aeration Building | THC-ACC-HTR-0118 | Air Handling Unit | HVAC |  | TC | http://www.toronto.ca/TWONTO#thermostat_or_zone_controller_unit |  | Unit Heater,Pump House,Aeration Building,Phase 4
59498 | THC-ACC-TC-0119 | Controller,Temperature,Heater 0119,Pump House,Phase 4 Aeration Building | THC-ACC-HTR-0119 | Air Handling Unit | HVAC |  | TC | http://www.toronto.ca/TWONTO#thermostat_or_zone_controller_unit |  | Unit Heater,Pump House,Aeration Building,Phase 4
59499 | THC-ACC-TC-0120 | Controller,Temperature,Heater 0120,Electrical Room,Phase 4 | THC-ACC-AHU-0120 | Air Handling Unit | HVAC |  | TC | http://www.toronto.ca/TWONTO#thermostat_or_zone_controller_unit |  | Air Handlling Unit,Roof,Scrubber Room,Phase 4
59500 | THC-ACC-TC-0122 | Controller,Temperature,Heater 0122,Scrubber Room,Phase 4 Aeration Building | THC-ACC-HTR-0122 | Air Handling Unit | HVAC |  | TC | http://www.toronto.ca/TWONTO#thermostat_or_zone_controller_unit |  | Unit Heater,Scrubber Room,Phase 4, bldg.O
59501 | THC-ACC-TC-0123 | Controller,Temperature,Heater 0123,Scrubber Room,Phase 4 Aeration Building | THC-ACC-AHU-0120 | Air Handling Unit | HVAC |  | TC | http://www.toronto.ca/TWONTO#thermostat_or_zone_controller_unit |  | Air Handlling Unit,Roof,Scrubber Room,Phase 4
59502 | THC-ACC-TC-0124 | Controller,Temperature,Heater 0124,Scrubber Room,Phase 4 Aeration Building | THC-ACC-HTR-0124 | Air Handling Unit | HVAC |  | TC | http://www.toronto.ca/TWONTO#thermostat_or_zone_controller_unit |  | Unit Heater,Scrubber Room,Phase 4, bldg.O
59503 | THC-ACC-TC-0125 | Controller,Temperature,Heater 0125,Scrubber Room,Phase 4 Aeration Building | THC-ACC-HTR-0125 | Air Handling Unit | HVAC |  | TC | http://www.toronto.ca/TWONTO#thermostat_or_zone_controller_unit |  | Unit Heater,Scrubber Room,Phase 4
59504 | THC-ACC-TC-0565 | Temperature Controller,Pressurization System | THC-ACC-BLDG A | Air Handling Unit | HVAC |  | TC | http://www.toronto.ca/TWONTO#thermostat_or_zone_controller_unit |  | Old Plant Blower Building HVAC
59505 | THC-ACC-TC-0567 | Controller,Temperature,Heater 0567,Electrical Room,Lower Plant Blower Building | THC-ACC-BLDG A | Air Handling Unit | HVAC |  | TC | http://www.toronto.ca/TWONTO#thermostat_or_zone_controller_unit |  | Old Plant Blower Building HVAC
59579 | THC-ACC-TIT-6005 | Transmitter, Temperature, Prim Loop, HWR After HE-6001, Lower Level 2 Blower Room, Headworks | THC-ACC-HE-6001 | Transmitter,Temperature | HVAC |  | TIT | http://www.toronto.ca/TWONTO#temperature_transmitter |  | Heat Exchanger, Heating Glycol System, Lower Level 2 Blower Room, Headworks
59580 | THC-ACC-TIT-6006 | Transmitter, Temperature, Sec Loop, Glycol Supply After HE-6001,Lower Level 2 Blower Room, Headworks | THC-ACC-HE-6001 | Transmitter,Temperature | HVAC |  | TIT | http://www.toronto.ca/TWONTO#temperature_transmitter |  | Heat Exchanger, Heating Glycol System, Lower Level 2 Blower Room, Headworks
59581 | THC-ACC-TIT-6007 | Transmitter, Temperature, Sec Loop, Glycol Supply After HE-6002,Lower Level 2 Blower Room, Headworks | THC-ACC-HE-6002 | Transmitter,Temperature | HVAC |  | TIT | http://www.toronto.ca/TWONTO#temperature_transmitter |  | Heat Exchanger, Heating Glycol System, Lower Level 2 Blower Room, Headworks
59582 | THC-ACC-TIT-6011 | Outdoor Air Temp, Headworks | THC-PLT-BLDG-0001 | Transmitter,Temperature | HVAC |  | TIT | http://www.toronto.ca/TWONTO#temperature_transmitter |  | New Head House, preliminary process
59583 | THC-ACC-TIT-6101 | Transmitter, Temperature, Space, Truck Loading Bay #1, Headworks | THC-ACC-AHU-6100 | Transmitter,Temperature | HVAC |  | TIT | http://www.toronto.ca/TWONTO#temperature_transmitter |  | Air Handling Unit, Truck Loading Bay, Mech Room #2, Headworks
59584 | THC-ACC-TIT-6103 | Transmitter, Temperature, Mixed O/A and O/A Solar Wall, 2nd Floor Mech Room #2, Headworks | THC-ACC-AHU-6100 | Transmitter,Temperature | HVAC |  | TIT | http://www.toronto.ca/TWONTO#temperature_transmitter |  | Air Handling Unit, Truck Loading Bay, Mech Room #2, Headworks
59585 | THC-ACC-TIT-6104 | Transmitter, Temperature, O/A from Solar Wall Air, 2nd Floor Mech Room #2, Headworks | THC-ACC-AHU-6100 | Transmitter,Temperature | HVAC |  | TIT | http://www.toronto.ca/TWONTO#temperature_transmitter |  | Air Handling Unit, Truck Loading Bay, Mech Room #2, Headworks
59586 | THC-ACC-TIT-6105 | Transmitter, Temperature, O/A from Solar Wall Air, 2nd Floor Mech Room #2, Headworks | THC-ACC-AHU-6100 | Transmitter,Temperature | HVAC |  | TIT | http://www.toronto.ca/TWONTO#temperature_transmitter |  | Air Handling Unit, Truck Loading Bay, Mech Room #2, Headworks
59587 | THC-ACC-TIT-6201 | Transmitter, Temperature, Mixed Outdoor and Return Air, 2nd Floor Mech Room #2, Headworks | THC-ACC-AHU-6200 | Transmitter,Temperature | HVAC |  | TIT | http://www.toronto.ca/TWONTO#temperature_transmitter |  | Air Handling Unit, Blower Room, 2nd Floor Mech Room #2, Headworks
59588 | THC-ACC-TIT-6204 | Transmitter, Temperature, Space, Blower Room, Headworks | THC-ACC-AHU-6200 | Transmitter,Temperature | HVAC |  | TIT | http://www.toronto.ca/TWONTO#temperature_transmitter |  | Air Handling Unit, Blower Room, 2nd Floor Mech Room #2, Headworks
59589 | THC-ACC-TIT-6205 | Transmitter, Temperature, Space, Blower Room, Headworks | THC-ACC-AHU-6200 | Transmitter,Temperature | HVAC |  | TIT | http://www.toronto.ca/TWONTO#temperature_transmitter |  | Air Handling Unit, Blower Room, 2nd Floor Mech Room #2, Headworks
59590 | THC-ACC-TIT-6302 | Transmitter, Temperature, O/A, Solar Wall, AHU-6300, 2nd Floor Mech Room #1, Headworks | THC-ACC-AHU-6300 | Transmitter,Temperature | HVAC |  | TIT | http://www.toronto.ca/TWONTO#temperature_transmitter |  | Air Handling Unit, Screen Room/Conveyor Areas, 2nd Floor Mech Room #1, Headworks
59591 | THC-ACC-TIT-6303 | Transmitter, Temperature, O/A, Solar Wall, AHU-6300, 2nd Floor Mech Room #1, Headworks | THC-ACC-AHU-6300 | Transmitter,Temperature | HVAC |  | TIT | http://www.toronto.ca/TWONTO#temperature_transmitter |  | Air Handling Unit, Screen Room/Conveyor Areas, 2nd Floor Mech Room #1, Headworks
59592 | THC-ACC-TIT-6305 | Transmitter, Temperature, O/A, Solar Wall, AHU-6400, 2nd Floor Mech Room #1, Headworks | THC-ACC-AHU-6300 | Transmitter,Temperature | HVAC |  | TIT | http://www.toronto.ca/TWONTO#temperature_transmitter |  | Air Handling Unit, Screen Room/Conveyor Areas, 2nd Floor Mech Room #1, Headworks
59627 | THC-ACC-TIT-6306 | Transmitter, Temperature, O/A, Solar Wall, AHU-6500, 2nd Floor Mech Room #1, Headworks | THC-ACC-AHU-6300 | Transmitter,Temperature | HVAC |  | TIT | http://www.toronto.ca/TWONTO#temperature_transmitter |  | Air Handling Unit, Screen Room/Conveyor Areas, 2nd Floor Mech Room #1, Headworks
59628 | THC-ACC-TIT-6307 | Transmitter, Temperature, O/A, Solar Wall, AHU-6500, 2nd Floor Mech Room #1, Headworks | THC-ACC-AHU-6300 | Transmitter,Temperature | HVAC |  | TIT | http://www.toronto.ca/TWONTO#temperature_transmitter |  | Air Handling Unit, Screen Room/Conveyor Areas, 2nd Floor Mech Room #1, Headworks
59629 | THC-ACC-TIT-6308 | Transmitter, Temperature, Space, Screen Room/Conveyor Areas, Headworks | THC-ACC-AHU-6300 | Transmitter,Temperature | HVAC |  | TIT | http://www.toronto.ca/TWONTO#temperature_transmitter |  | Air Handling Unit, Screen Room/Conveyor Areas, 2nd Floor Mech Room #1, Headworks
59630 | THC-ACC-TIT-6309 | Transmitter, Temperature, Mixed O/A & O/A From Solar Wall, 2nd Fl. Mech Room #1, Headworks | THC-ACC-AHU-6300 | Switch,Temperature-High | HVAC |  | TIT | http://www.toronto.ca/TWONTO#temperature_transmitter |  | Air Handling Unit, Screen Room/Conveyor Areas, 2nd Floor Mech Room #1, Headworks
59631 | THC-ACC-TIT-6310 | Transmitter, Temperature, S/A, Screen Room/Conveyor Areas, 2nd Fl. Mech Room #1, Headworks | THC-ACC-AHU-6300 | Transmitter,Temperature | HVAC |  | TIT | http://www.toronto.ca/TWONTO#temperature_transmitter |  | Air Handling Unit, Screen Room/Conveyor Areas, 2nd Floor Mech Room #1, Headworks
59632 | THC-ACC-TIT-6402 | Transmitter, Temperature, S/A, Screen Room/Conv. Areas, 2nd Floor Mech Room #1, Headworks | THC-ACC-AHU-6400 | Transmitter,Temperature | HVAC |  | TIT | http://www.toronto.ca/TWONTO#temperature_transmitter |  | Air Handling Unit, Screen Room/Conveyor Areas, 2nd Floor Mech Room #1, Headworks
59633 | THC-ACC-TIT-6501 | Transmitter, Temperature, Mixed O/A & R/A & From Solar Wall, 2nd Floor Mech Room #1, Headworks | THC-ACC-AHU-6500 | Transmitter,Temperature | HVAC |  | TIT | http://www.toronto.ca/TWONTO#temperature_transmitter |  | Air Handling Unit, Pipe Gallery, 2nd Floor Mech Room #1, Headworks
59634 | THC-ACC-TIT-6505 | Transmitter, Temperature, Space, Pipe Gallery, Lower level 2, Headworks | THC-ACC-AHU-6500 | Transmitter,Temperature | HVAC |  | TIT | http://www.toronto.ca/TWONTO#temperature_transmitter |  | Air Handling Unit, Pipe Gallery, 2nd Floor Mech Room #1, Headworks
59649 | THC-ACC-TSH-6202 | Switch, Temperature, High, S/A Duct, Blower Room, 2nd Floor Mech Room #2, Headworks | THC-ACC-AHU-6200 | Switch,Temperature-High | HVAC |  | TSH | http://www.toronto.ca/TWONTO#temperature_switch |  | Air Handling Unit, Blower Room, 2nd Floor Mech Room #2, Headworks
59650 | THC-ACC-TSH-6402 | Switch, Temperature, High, S/A, Screen Room/Conv. Areas, 2nd Floor Mech Room #1, Headworks | THC-ACC-AHU-6400 | Switch,Temperature-High | HVAC |  | TSH | http://www.toronto.ca/TWONTO#temperature_switch |  | Air Handling Unit, Screen Room/Conveyor Areas, 2nd Floor Mech Room #1, Headworks
59651 | THC-ACC-TSH-6502 | Switch, Temperature, High, S/A, Pipe Gallery, 2nd Floor Mech Room #1, Headworks | THC-ACC-AHU-6500 | Switch,Temperature-High | HVAC |  | TSH | http://www.toronto.ca/TWONTO#temperature_switch |  | Air Handling Unit, Pipe Gallery, 2nd Floor Mech Room #1, Headworks
59652 | THC-ACC-TSH-6503 | Switch, Temperature, High, R/A, Pipe Gallery, 2nd Floor Mech Room #1, Headworks | THC-ACC-AHU-6500 | Switch,Temperature-High | HVAC |  | TSH | http://www.toronto.ca/TWONTO#temperature_switch |  | Air Handling Unit, Pipe Gallery, 2nd Floor Mech Room #1, Headworks
59656 | THC-ACC-TSL-0011 | Switch, Temperature, Ice in Slab, Snow Melting System, Zone #1, Admin Building, North/West Area | THC-ACC-CT-0121 |  | HVAC |  | TSL | http://www.toronto.ca/TWONTO#temperature_switch |  | Controller, MAN-0011, Admin Building, Snow Melting, Zone #1
59657 | THC-ACC-TSL-0012 | Switch, Temperature, Ice in Slab, Snow Melting System, Zone #2, Admin Building, South/West Area | THC-ACC-CT-0122 |  | HVAC |  | TSL | http://www.toronto.ca/TWONTO#temperature_switch |  | Controller, MAN-0012, Admin Building, Snow Melting, Zone #2
59658 | THC-ACC-TSL-0014 | Switch, Temperature, Ice in Slab, Snow Melting System, Zone #4, Admin Building, South/East Area | THC-ACC-CT-0124 |  | HVAC |  | TSL | http://www.toronto.ca/TWONTO#temperature_switch |  | Controller, MAN-0014, Admin Building, Snow Melting, Zone #4
59659 | THC-ACC-TSL-0016 | Switch, Temperature, Ice in Slab, Snow Melting System, Zone #6 | THC-ACC-CT-0126 |  | HVAC |  | TSL | http://www.toronto.ca/TWONTO#temperature_switch |  | Controller, MAN-0016, Admin Building, Snow Melting, Zone #6
59667 | THC-ACC-TSL-6101 | Switch, Temperature, Low, Truck Loading Bay, 2nd Floor Mech Room #2, Headworks | THC-ACC-AHU-6100 | Switch,Temperature-Low | HVAC |  | TSL | http://www.toronto.ca/TWONTO#temperature_switch |  | Air Handling Unit, Truck Loading Bay, Mech Room #2, Headworks
59668 | THC-ACC-TSL-6201 | Switch, Temperature, Low, S/A Duct, Blower Room, 2nd Floor Mech Room #2, Headworks | THC-ACC-AHU-6200 | Switch,Temperature-Low | HVAC |  | TSL | http://www.toronto.ca/TWONTO#temperature_switch |  | Air Handling Unit, Blower Room, 2nd Floor Mech Room #2, Headworks
59669 | THC-ACC-TSL-6401 | Switch, Temperature, Low, S/A, Screen Room/Conv. Areas, 2nd Floor Mech Room #1, Headworks | THC-ACC-AHU-6400 | Switch,Temperature-Low | HVAC |  | TSL | http://www.toronto.ca/TWONTO#temperature_switch |  | Air Handling Unit, Screen Room/Conveyor Areas, 2nd Floor Mech Room #1, Headworks
60267 | THC-ACC-V-5207 | Valve, Motorized, Glycol System, Lunch room, Building X | THC-ACC-AC-5201 | Air Handling Unit | HVAC |  | V | http://www.toronto.ca/TWONTO#valve |  | Air Conditioning, Split, IT room
60268 | THC-ACC-V-5212 | Valve, Motorized, Glycol System, mechanical/Electrical room, Building X | THC-ACC-AC-5201 | Air Handling Unit | HVAC |  | V | http://www.toronto.ca/TWONTO#valve |  | Air Conditioning, Split, IT room
60299 | THC-ACC-V-6001 | Valve, Motorized, Heating Glycol Supply, HE-6001, Lower Level 2 Blower Room, Headworks | THC-ACC-HE-6001 | Valve,Ball | HVAC |  | V | http://www.toronto.ca/TWONTO#valve |  | Heat Exchanger, Heating Glycol System, Lower Level 2 Blower Room, Headworks
60300 | THC-ACC-V-6003 | Valve, Motorized, Heating Glycol Supply, HE-6002, Lower Level 2 Blower Room, Headworks | THC-ACC-HE-6002 | Valve,Ball | HVAC |  | V | http://www.toronto.ca/TWONTO#valve |  | Heat Exchanger, Heating Glycol System, Lower Level 2 Blower Room, Headworks
60301 | THC-ACC-V-6007 | Valve, Butterfly, Manual, Hot Water Supply, Lower Level 2 Blower Room, Headworks | THC-ACC-HE-6001 | Valve,Butterfly | HVAC |  | V | http://www.toronto.ca/TWONTO#valve |  | Heat Exchanger, Heating Glycol System, Lower Level 2 Blower Room, Headworks
60302 | THC-ACC-V-6008 | Valve, Butterfly, Manual, Hot Water Supply, Lower Level 2 Blower Room, Headworks | THC-ACC-HE-6001 | Valve,Butterfly | HVAC |  | V | http://www.toronto.ca/TWONTO#valve |  | Heat Exchanger, Heating Glycol System, Lower Level 2 Blower Room, Headworks
60303 | THC-ACC-V-6009 | Valve, Butterfly, Manual, Hot Water Supply, Lower Level 2 Blower Room, Headworks | THC-ACC-HE-6001 | Valve,Butterfly | HVAC |  | V | http://www.toronto.ca/TWONTO#valve |  | Heat Exchanger, Heating Glycol System, Lower Level 2 Blower Room, Headworks
60304 | THC-ACC-V-6014 | Valve, Butterfly, Manual, Hot Water Return, Lower Level 2 Blower Room, Headworks | THC-ACC-HE-6001 | Valve,Butterfly | HVAC |  | V | http://www.toronto.ca/TWONTO#valve |  | Heat Exchanger, Heating Glycol System, Lower Level 2 Blower Room, Headworks
60305 | THC-ACC-V-6021 | Valve, Butterfly, Manual, Hot Water, P-6001, Lower Level 2 Blower Room, Headworks | THC-ACC-P-6001 | Valve | HVAC |  | V | http://www.toronto.ca/TWONTO#valve |  | Pump, Hot Water System, Lower Level 2 operating gallery
60306 | THC-ACC-V-6024 | Valve, Ball, Manual, Hot Water, P-6001, Lower Level 2 Blower Room, Headworks | THC-ACC-P-6001 | Valve,Ball | HVAC |  | V | http://www.toronto.ca/TWONTO#valve |  | Pump, Hot Water System, Lower Level 2 operating gallery
60307 | THC-ACC-V-6025 | Valve, Ball, Manual, Hot Water, P-6001, Lower Level 2 Blower Room, Headworks | THC-ACC-P-6001 | Valve,Ball | HVAC |  | V | http://www.toronto.ca/TWONTO#valve |  | Pump, Hot Water System, Lower Level 2 operating gallery
60308 | THC-ACC-V-6026 | Valve, Butterfly, Manual, Hot Water, HE-6001, Lower Level 2 Blower Room, Headworks | THC-ACC-HE-6001 | Valve | HVAC |  | V | http://www.toronto.ca/TWONTO#valve |  | Heat Exchanger, Heating Glycol System, Lower Level 2 Blower Room, Headworks
60309 | THC-ACC-V-6028 | Valve, Ball, Manual, Hot Water, HE-6001, Lower Level 2 Blower Room, Headworks | THC-ACC-HE-6001 | Valve,Ball | HVAC |  | V | http://www.toronto.ca/TWONTO#valve |  | Heat Exchanger, Heating Glycol System, Lower Level 2 Blower Room, Headworks
60310 | THC-ACC-V-6031 | Valve, Butterfly, Manual, Hot Water, HE-6001, Lower Level 2 Blower Room, Headworks | THC-ACC-HE-6001 | Valve | HVAC |  | V | http://www.toronto.ca/TWONTO#valve |  | Heat Exchanger, Heating Glycol System, Lower Level 2 Blower Room, Headworks
60311 | THC-ACC-V-6032 | Valve, Butterfly, Manual, Glycol, HE-6001, Lower Level 2 Blower Room, Headworks | THC-ACC-HE-6001 | Valve | HVAC |  | V | http://www.toronto.ca/TWONTO#valve |  | Heat Exchanger, Heating Glycol System, Lower Level 2 Blower Room, Headworks
60312 | THC-ACC-V-6036 | Valve, Multi Function, Hot Water Supply, P-6002, Lower Level 2 Blower Room, Headworks | THC-ACC-P-6002 | Valve | HVAC |  | V | http://www.toronto.ca/TWONTO#valve |  | Pump, Hot Water System, Lower Level 2 Blower Room, Headworks
60313 | THC-ACC-V-6041 | Valve, Butterfly, Manual, Hot Water, P-6002, Lower Level 2 Blower Room, Headworks | THC-ACC-P-6002 | Valve | HVAC |  | V | http://www.toronto.ca/TWONTO#valve |  | Pump, Hot Water System, Lower Level 2 Blower Room, Headworks
60314 | THC-ACC-V-6042 | Valve, Ball, Manual, Hot Water, P-6002, Lower Level 2 Blower Room, Headworks | THC-ACC-P-6002 | Valve,Ball | HVAC |  | V | http://www.toronto.ca/TWONTO#valve |  | Pump, Hot Water System, Lower Level 2 Blower Room, Headworks
60315 | THC-ACC-V-6043 | Valve, Ball, Manual, Hot Water, P-6002, Lower Level 2 Blower Room, Headworks | THC-ACC-P-6002 | Valve,Ball | HVAC |  | V | http://www.toronto.ca/TWONTO#valve |  | Pump, Hot Water System, Lower Level 2 Blower Room, Headworks
60316 | THC-ACC-V-6045 | Valve, Ball, Manual, Hot Water, P-6002, Lower Level 2 Blower Room, Headworks | THC-ACC-P-6002 | Valve,Ball | HVAC |  | V | http://www.toronto.ca/TWONTO#valve |  | Pump, Hot Water System, Lower Level 2 Blower Room, Headworks
60317 | THC-ACC-V-6046 | Valve, Butterfly, Manual, Hot Water, HE-6002, Lower Level 2 Blower Room, Headworks | THC-ACC-HE-6002 | Valve | HVAC |  | V | http://www.toronto.ca/TWONTO#valve |  | Heat Exchanger, Heating Glycol System, Lower Level 2 Blower Room, Headworks
60318 | THC-ACC-V-6047 | Valve, Ball, Manual, Hot Water, HE-6002, Lower Level 2 Blower Room, Headworks | THC-ACC-HE-6002 | Valve,Ball | HVAC |  | V | http://www.toronto.ca/TWONTO#valve |  | Heat Exchanger, Heating Glycol System, Lower Level 2 Blower Room, Headworks
60319 | THC-ACC-V-6049 | Valve, Butterfly, Manual, Hot Water, HE-6002, Lower Level 2 Blower Room, Headworks | THC-ACC-HE-6002 | Valve | HVAC |  | V | http://www.toronto.ca/TWONTO#valve |  | Heat Exchanger, Heating Glycol System, Lower Level 2 Blower Room, Headworks
60320 | THC-ACC-V-6052 | Valve, Butterfly, Manual, Glycol, HE-6002, Lower Level 2 Blower Room, Headworks | THC-ACC-HE-6002 | Valve | HVAC |  | V | http://www.toronto.ca/TWONTO#valve |  | Heat Exchanger, Heating Glycol System, Lower Level 2 Blower Room, Headworks
60321 | THC-ACC-V-6053 | Valve, Ball, Manual, Glycol, HE-6002, Lower Level 2 Blower Room, Headworks | THC-ACC-HE-6002 | Valve,Ball | HVAC |  | V | http://www.toronto.ca/TWONTO#valve |  | Heat Exchanger, Heating Glycol System, Lower Level 2 Blower Room, Headworks
60322 | THC-ACC-V-6056 | Valve, Multi Function, Hot Water Supply, P-6004, Lower Level 2 Blower Room, Headworks | THC-ACC-P-6004 | Valve | HVAC |  | V | http://www.toronto.ca/TWONTO#valve |  | Pump, Heating Glycol System, Lower Level 2 Blower Room, Headworks
60323 | THC-ACC-V-6057 | Valve, Butterfly, Manual, Glycol, HE-6002, Lower Level 2 Blower Room, Headworks | THC-ACC-HE-6002 | Valve | HVAC |  | V | http://www.toronto.ca/TWONTO#valve |  | Heat Exchanger, Heating Glycol System, Lower Level 2 Blower Room, Headworks
60324 | THC-ACC-V-6061 | Valve, Butterfly, Manual, Glycol, P-6003, Lower Level 2 Blower Room, Headworks | THC-ACC-P-6003 | Valve | HVAC |  | V | http://www.toronto.ca/TWONTO#valve |  | Pump, Heating Glycol System, Lower Level 2 Blower Room, Headworks
60325 | THC-ACC-V-6063 | Valve, Ball, Manual, Glycol, P-6003, Lower Level 2 Blower Room, Headworks | THC-ACC-P-6003 | Valve,Ball | HVAC |  | V | http://www.toronto.ca/TWONTO#valve |  | Pump, Heating Glycol System, Lower Level 2 Blower Room, Headworks
60326 | THC-ACC-V-6064 | Valve, Ball, Manual, Glycol, P-6003, Lower Level 2 Blower Room, Headworks | THC-ACC-P-6003 | Valve,Ball | HVAC |  | V | http://www.toronto.ca/TWONTO#valve |  | Pump, Heating Glycol System, Lower Level 2 Blower Room, Headworks
60327 | THC-ACC-V-6065 | Valve, Ball, Manual, Glycol, P-6003, Lower Level 2 Blower Room, Headworks | THC-ACC-P-6003 | Valve,Ball | HVAC |  | V | http://www.toronto.ca/TWONTO#valve |  | Pump, Heating Glycol System, Lower Level 2 Blower Room, Headworks
60328 | THC-ACC-V-6081 | Valve, Butterfly, Manual, Glycol, P-6004, Lower Level 2 Blower Room, Headworks | THC-ACC-P-6004 | Valve | HVAC |  | V | http://www.toronto.ca/TWONTO#valve |  | Pump, Heating Glycol System, Lower Level 2 Blower Room, Headworks
60329 | THC-ACC-V-6085 | Valve, Ball, Manual, Glycol, P-6004, Lower Level 2 Blower Room, Headworks | THC-ACC-P-6004 | Valve,Ball | HVAC |  | V | http://www.toronto.ca/TWONTO#valve |  | Pump, Heating Glycol System, Lower Level 2 Blower Room, Headworks
60330 | THC-ACC-V-6089 | Valve, Butterfly, Manual, Glycol Supply, Lower Level 2 Blower Room, Headworks | THC-ACC-HE-6001 | Valve,Butterfly | HVAC |  | V | http://www.toronto.ca/TWONTO#valve |  | Heat Exchanger, Heating Glycol System, Lower Level 2 Blower Room, Headworks
60331 | THC-ACC-V-6090 | Valve, Butterfly, Manual, Glycol Return, Lower Level 2 Blower Room, Headworks | THC-ACC-HE-6001 | Valve,Butterfly | HVAC |  | V | http://www.toronto.ca/TWONTO#valve |  | Heat Exchanger, Heating Glycol System, Lower Level 2 Blower Room, Headworks
60332 | THC-ACC-V-6091 | Valve, Butterfly, Manual, Glycol Return, Lower Level 2 Blower Room, Headworks | THC-ACC-HE-6001 | Valve,Butterfly | HVAC |  | V | http://www.toronto.ca/TWONTO#valve |  | Heat Exchanger, Heating Glycol System, Lower Level 2 Blower Room, Headworks
60333 | THC-ACC-V-6093 | Valve, Circuit Balancing, Glycol Return, Lower Level 2 Blower Room, Headworks | THC-ACC-HE-6001 | Valve | HVAC |  | V | http://www.toronto.ca/TWONTO#valve |  | Heat Exchanger, Heating Glycol System, Lower Level 2 Blower Room, Headworks
60334 | THC-ACC-V-6112 | Valve, Ball, Manual, AHU-6100, 2nd Floor Mech Room #2, Headworks | THC-ACC-AHU-6100 | Valve,Ball | HVAC |  | V | http://www.toronto.ca/TWONTO#valve |  | Air Handling Unit, Truck Loading Bay, Mech Room #2, Headworks
60335 | THC-ACC-V-6115 | Valve, Ball, AHU-6100, 2nd Floor Mech Room #2, Headworks | THC-ACC-AHU-6100 | Valve,Ball | HVAC |  | V | http://www.toronto.ca/TWONTO#valve |  | Air Handling Unit, Truck Loading Bay, Mech Room #2, Headworks
60336 | THC-ACC-V-6116 | Valve, Circuit Balancing, AHU-6100, 2nd Floor Mech Room #2, Headworks | THC-ACC-AHU-6100 | Valve,Ball | HVAC |  | V | http://www.toronto.ca/TWONTO#valve |  | Air Handling Unit, Truck Loading Bay, Mech Room #2, Headworks
60337 | THC-ACC-V-6117 | Valve, Ball, AHU-6100, 2nd Floor Mech Room #2, Headworks | THC-ACC-AHU-6100 | Valve,Ball | HVAC |  | V | http://www.toronto.ca/TWONTO#valve |  | Air Handling Unit, Truck Loading Bay, Mech Room #2, Headworks
60338 | THC-ACC-V-6212 | Valve, Ball, Manual, AHU-6200, 2nd Floor Mech Room #2, Headworks | THC-ACC-AHU-6200 | Valve,Ball | HVAC |  | V | http://www.toronto.ca/TWONTO#valve |  | Air Handling Unit, Blower Room, 2nd Floor Mech Room #2, Headworks
60339 | THC-ACC-V-6213 | Valve, Circuit Balancing, AHU-6200, 2nd Floor Mech Room #2, Headworks | THC-ACC-AHU-6200 | Valve,Ball | HVAC |  | V | http://www.toronto.ca/TWONTO#valve |  | Air Handling Unit, Blower Room, 2nd Floor Mech Room #2, Headworks
60340 | THC-ACC-V-6214 | Valve, 2-Way Motorized, AHU-6200, 2nd Floor Mech Room #2, Headworks | THC-ACC-AHU-6200 | Valve,Ball | HVAC |  | V | http://www.toronto.ca/TWONTO#valve |  | Air Handling Unit, Blower Room, 2nd Floor Mech Room #2, Headworks
60341 | THC-ACC-V-6302 | Valve, Motorized, Glycol Heating Return Line, 2nd Floor Mech Room #1 | THC-ACC-AHU-6300 | Valve | HVAC |  | V | http://www.toronto.ca/TWONTO#valve |  | Air Handling Unit, Screen Room/Conveyor Areas, 2nd Floor Mech Room #1, Headworks
60342 | THC-ACC-V-6315 | Valve, Ball, Manual, AHU-6300, 2nd Floor Mech Room #1, Headworks | THC-ACC-AHU-6300 | Valve,Ball | HVAC |  | V | http://www.toronto.ca/TWONTO#valve |  | Air Handling Unit, Screen Room/Conveyor Areas, 2nd Floor Mech Room #1, Headworks
60343 | THC-ACC-V-6316 | Valve, Circuit Balancing, AHU-6300, 2nd Floor Mech Room #1, Headworks | THC-ACC-AHU-6300 | Valve,Ball | HVAC |  | V | http://www.toronto.ca/TWONTO#valve |  | Air Handling Unit, Screen Room/Conveyor Areas, 2nd Floor Mech Room #1, Headworks
60344 | THC-ACC-V-6317 | Valve, Ball, Manual, AHU-6300, 2nd Floor Mech Room #1, Headworks | THC-ACC-AHU-6300 | Valve,Ball | HVAC |  | V | http://www.toronto.ca/TWONTO#valve |  | Air Handling Unit, Screen Room/Conveyor Areas, 2nd Floor Mech Room #1, Headworks
60345 | THC-ACC-V-6334 | Valve, 3-Way Motorized, AHU-6300, 2nd Floor Mech Room #1, Headworks | THC-ACC-AHU-6300 | Valve | HVAC |  | V | http://www.toronto.ca/TWONTO#valve |  | Air Handling Unit, Screen Room/Conveyor Areas, 2nd Floor Mech Room #1, Headworks
60346 | THC-ACC-V-6335 | Valve, Ball, Manual, AHU-6300, 2nd Floor Mech Room #1, Headworks | THC-ACC-AHU-6300 | Valve,Ball | HVAC |  | V | http://www.toronto.ca/TWONTO#valve |  | Air Handling Unit, Screen Room/Conveyor Areas, 2nd Floor Mech Room #1, Headworks
60347 | THC-ACC-V-6336 | Valve, Circuit Balancing, AHU-6300, 2nd Floor Mech Room #1, Headworks | THC-ACC-AHU-6300 | Valve,Ball | HVAC |  | V | http://www.toronto.ca/TWONTO#valve |  | Air Handling Unit, Screen Room/Conveyor Areas, 2nd Floor Mech Room #1, Headworks
60348 | THC-ACC-V-6344 | Valve, Ball, Manual, AHU-6300, 2nd Floor Mech Room #1, Headworks | THC-ACC-AHU-6300 | Valve,Ball | HVAC |  | V | http://www.toronto.ca/TWONTO#valve |  | Air Handling Unit, Screen Room/Conveyor Areas, 2nd Floor Mech Room #1, Headworks
60349 | THC-ACC-V-6402 | Valve, Motorized, Glycol Heating Return Line, 2nd Floor Mech Room #1 | THC-ACC-AHU-6400 | Valve,Ball | HVAC |  | V | http://www.toronto.ca/TWONTO#valve |  | Air Handling Unit, Screen Room/Conveyor Areas, 2nd Floor Mech Room #1, Headworks
60350 | THC-ACC-V-6412 | Valve, Ball, Manual, AHU-6400, 2nd Floor Mech Room #1, Headworks | THC-ACC-AHU-6400 | Valve,Ball | HVAC |  | V | http://www.toronto.ca/TWONTO#valve |  | Air Handling Unit, Screen Room/Conveyor Areas, 2nd Floor Mech Room #1, Headworks
60351 | THC-ACC-V-6414 | Valve, 2-Way Motorized, AHU-6400, 2nd Floor Mech Room #1, Headworks | THC-ACC-AHU-6400 | Valve | HVAC |  | V | http://www.toronto.ca/TWONTO#valve |  | Air Handling Unit, Screen Room/Conveyor Areas, 2nd Floor Mech Room #1, Headworks
60352 | THC-ACC-V-6415 | Valve, Ball, Manual, AHU-6400, 2nd Floor Mech Room #1, Headworks | THC-ACC-AHU-6400 | Valve,Ball | HVAC |  | V | http://www.toronto.ca/TWONTO#valve |  | Air Handling Unit, Screen Room/Conveyor Areas, 2nd Floor Mech Room #1, Headworks
60353 | THC-ACC-V-6416 | Valve, Circuit Balancing, AHU-6400, 2nd Floor Mech Room #1, Headworks | THC-ACC-AHU-6400 | Valve | HVAC |  | V | http://www.toronto.ca/TWONTO#valve |  | Air Handling Unit, Screen Room/Conveyor Areas, 2nd Floor Mech Room #1, Headworks
60354 | THC-ACC-V-6433 | Valve, Circuit Balancing, AHU-6400, 2nd Floor Mech Room #1, Headworks | THC-ACC-AHU-6400 | Valve | HVAC |  | V | http://www.toronto.ca/TWONTO#valve |  | Air Handling Unit, Screen Room/Conveyor Areas, 2nd Floor Mech Room #1, Headworks
60355 | THC-ACC-V-6434 | Valve, 2-Way Motorized, AHU-6400, 2nd Floor Mech Room #1, Headworks | THC-ACC-AHU-6400 | Valve | HVAC |  | V | http://www.toronto.ca/TWONTO#valve |  | Air Handling Unit, Screen Room/Conveyor Areas, 2nd Floor Mech Room #1, Headworks
60356 | THC-ACC-V-6435 | Valve, Ball, Manual, AHU-6400, 2nd Floor Mech Room #1, Headworks | THC-ACC-AHU-6400 | Valve,Ball | HVAC |  | V | http://www.toronto.ca/TWONTO#valve |  | Air Handling Unit, Screen Room/Conveyor Areas, 2nd Floor Mech Room #1, Headworks
60357 | THC-ACC-V-6437 | Valve, Ball, Manual, AHU-6400, 2nd Floor Mech Room #1, Headworks | THC-ACC-AHU-6400 | Valve,Ball | HVAC |  | V | http://www.toronto.ca/TWONTO#valve |  | Air Handling Unit, Screen Room/Conveyor Areas, 2nd Floor Mech Room #1, Headworks
60358 | THC-ACC-V-6513 | Valve, Circuit Balancing, AHU-6500, 2nd Floor Mech Room #1, Headworks | THC-ACC-AHU-6500 | Valve | HVAC |  | V | http://www.toronto.ca/TWONTO#valve |  | Air Handling Unit, Pipe Gallery, 2nd Floor Mech Room #1, Headworks
60359 | THC-ACC-V-6515 | Valve, Ball, Manual, AHU-6500, 2nd Floor Mech Room #1, Headworks | THC-ACC-AHU-6500 | Valve,Ball | HVAC |  | V | http://www.toronto.ca/TWONTO#valve |  | Air Handling Unit, Pipe Gallery, 2nd Floor Mech Room #1, Headworks
60360 | THC-ACC-V-6517 | Valve, Ball, Manual, AHU-6500, 2nd Floor Mech Room #1, Headworks | THC-ACC-AHU-6500 | Valve,Ball | HVAC |  | V | http://www.toronto.ca/TWONTO#valve |  | Air Handling Unit, Pipe Gallery, 2nd Floor Mech Room #1, Headworks
60852 | THC-AI-D-7020 | Dryer,Compressed Air,Incinerator Building,2nd Floor | THC-MCS-AI/SA | Drier,Refrigerant | HVAC |  | D | http://www.toronto.ca/TWONTO#air_dryer |  | Instrument/service Air Plant Wide
61179 | THC-CW-T-0602 | Tank,Expansion,Domestic Hot Water,South Pumping Station,Intermediate Level | THC-GRK-L |  | HVAC |  | T | expansion_tank |  | Building L
61181 | THC-CW-TPD-0610 | Trap Primer Device,South Pumping Station,Ground Floor | THC-GRK-L |  | HVAC |  | TPD | http://www.toronto.ca/TWONTO#trap_priming_device |  | Building L
61182 | THC-CW-TPD-0620 | Trap Primer Device,South Pumping Station,Intermediate Level | THC-GRK-L |  | HVAC |  | TPD | http://www.toronto.ca/TWONTO#trap_priming_device |  | Building L
61262 | THC-DCL-AC-0001 | Air Conditioner, Dechlorination | THC-DCL-AHU-0001 | Piping | HVAC | 34139 | AC | http://www.toronto.ca/TWONTO#air_condition |  | Air Handling Unit, Dechlorination
61263 | THC-DCL-AC-0001 | Air Conditioner, Dechlorination | THC-SUSPENDED | Piping | HVAC | 34139 | AC | http://www.toronto.ca/TWONTO#air_condition |  | Suspended entity
61264 | THC-DCL-AHU-0001 | Air Handling Unit, Dechlorination | THC-DCL | Piping | HVAC |  | AHU | http://www.toronto.ca/TWONTO#air_handler_unit |  | Dechlorination Process
61619 | FHA-ELS-PDP-0406 | FHA-HF-1 - FHA Heating Panel 1 | FHA-ELS-PRIMARY | H.V.A.C. | HVAC |  | PDP | http://www.toronto.ca/TWONTO#electrical_panel_or_cabinet |  | Primary Electrical System
61620 | FHA-ELS-PDP-0407 | FHA-HF-2 - FHA Heating Panel 2 | FHA-ELS-PRIMARY | H.V.A.C. | HVAC |  | PDP | http://www.toronto.ca/TWONTO#electrical_panel_or_cabinet |  | Primary Electrical System
63137 | THC-DIG-HTR-4030 | Eliminated Role: H.V.A.C.,Heater,Heating,Roof,Digesters | THC-SUS | H.V.A.C.,Heater | HVAC | 40451 | HTR | http://www.toronto.ca/TWONTO#heater |  | THC records of assets and roles that are no longer in service or exists
63138 | THC-DIG-HTR-4040 | Eliminated Role: H.V.A.C.,Heater,Heating,Roof,Digesters | THC-SUS | H.V.A.C.,Heater | HVAC | 40450 | HTR | http://www.toronto.ca/TWONTO#heater |  | THC records of assets and roles that are no longer in service or exists
65024 | THC-ELS-HTR-5001 | Heater, Electric, Disinfection Bldg,Ex. Compressor Room | THC-ACC-BLDG G |  | HVAC |  | HTR | http://www.toronto.ca/TWONTO#heater |  | Air Treatment Building HVAC
65913 | THC-FEQ-DM-0012 | Fire Damper, Admin Building, Basement, North West | THC-FEQ-BLDG K |  | HVAC | 43301 | DM | http://www.toronto.ca/TWONTO#air_damper |  | Fire fighting protection equipment, Admin Building
65914 | THC-FEQ-DM-0013 | Fire Damper, Admin Building, Basement, North West | THC-FEQ-BLDG K |  | HVAC | 43300 | DM | http://www.toronto.ca/TWONTO#air_damper |  | Fire fighting protection equipment, Admin Building
65915 | THC-FEQ-DM-0015 | Fire Damper, Admin Building, Basement, East Stairs No.6 | THC-FEQ-BLDG K |  | HVAC | 43298 | DM | http://www.toronto.ca/TWONTO#air_damper |  | Fire fighting protection equipment, Admin Building
65916 | THC-FEQ-DM-0016 | Fire Damper, Admin Building, Basement, Electrical Room | THC-FEQ-BLDG K |  | HVAC | 43297 | DM | http://www.toronto.ca/TWONTO#air_damper |  | Fire fighting protection equipment, Admin Building
65917 | THC-FEQ-DM-0017 | Fire Damper, Admin Building, Basement, Storage Room, North East | THC-FEQ-BLDG K |  | HVAC | 43296 | DM | http://www.toronto.ca/TWONTO#air_damper |  | Fire fighting protection equipment, Admin Building
65918 | THC-FEQ-DM-0020 | Fire Damper, Admin Building, Basement, Men's Locker Room, North West | THC-FEQ-BLDG K |  | HVAC | 43293 | DM | http://www.toronto.ca/TWONTO#air_damper |  | Fire fighting protection equipment, Admin Building
65919 | THC-FEQ-DM-0024 | Fire Damper, Admin Building, Basement, Supervisor's Locker Room, South East | THC-FEQ-BLDG K |  | HVAC | 43289 | DM | http://www.toronto.ca/TWONTO#air_damper |  | Fire fighting protection equipment, Admin Building
65920 | THC-FEQ-DM-0025 | Fire Damper, Admin Building, Basement, Supervisor's Locker Room, South West | THC-FEQ-BLDG K |  | HVAC | 43288 | DM | http://www.toronto.ca/TWONTO#air_damper |  | Fire fighting protection equipment, Admin Building
65921 | THC-FEQ-DM-0026 | Fire Damper, Admin Building, Basement, Women's Locker Room, West | THC-FEQ-BLDG K |  | HVAC | 43287 | DM | http://www.toronto.ca/TWONTO#air_damper |  | Fire fighting protection equipment, Admin Building
65922 | THC-FEQ-DM-0051 | Fire Damper, Admin Building, Ground Floor, Near Janitor Room | THC-FEQ-BLDG K |  | HVAC | 43286 | DM | http://www.toronto.ca/TWONTO#air_damper |  | Fire fighting protection equipment, Admin Building
65923 | THC-FEQ-DM-0052 | Fire Damper, Admin Building, Ground Floor, Near IT Office | THC-FEQ-BLDG K |  | HVAC | 43285 | DM | http://www.toronto.ca/TWONTO#air_damper |  | Fire fighting protection equipment, Admin Building
65924 | THC-FEQ-DM-0055 | Fire/Smoke Damper, Admin Building, Ground Floor, Sequrity Equipment Area | THC-FEQ-BLDG K |  | HVAC | 43282 | DM | http://www.toronto.ca/TWONTO#air_damper |  | Fire fighting protection equipment, Admin Building
66778 | THC-GRK-IRG-0001 | Irigation System, Admin. Bldg, K | THC-GRK-K |  | HVAC |  | IRG | http://www.toronto.ca/TWONTO#collection_of_assets |  | Building K
66779 | THC-GRK-IRG-0002 | Irigation System, New workshop. Bldg, X | THC-GRK-X |  | HVAC |  | IRG | http://www.toronto.ca/TWONTO#collection_of_assets |  | Building X
68178 | THC-OCS-FN-3020 | Fan,Foul Air,3030,Storage Tanks Area,Solid Treatment | THC-OCS-FN-3020/3030 | Fan,Centrifugal | HVAC |  | FN | http://www.toronto.ca/TWONTO#blower_or_fan_with_drive |  | Fan, Odour Control System FN-3020/3030
68179 | THC-OCS-FN-3040 | Fan,Foul Air,Centrifuge Area,Solid Treatment | THC-OCS-FN-3040/3050 | Fan,Centrifugal | HVAC |  | FN | http://www.toronto.ca/TWONTO#blower_or_fan_with_drive |  | Fan, Odour Control System FN-3040/3050
68181 | THC-OCS-FN-3050 | Fan,Foul Air,Centrifuge Area,Solid Treatment | THC-OCS-BLDG M | Fan,Centrifugal | HVAC |  | FN | http://www.toronto.ca/TWONTO#blower_or_fan_with_drive |  | Incineration Building Odour Control Systems
68292 | FHO-ACC-AC-0304 | Air Conditioner, (RC 15), Chemical Building Feeder Room | FHO-MCS-HVAC | Air Handling Unit | HVAC |  | AC | http://www.toronto.ca/TWONTO#air_condition |  | Plant HVAC
68360 | FHO-ACC-CI-GROUP1 | Chiller, HVAC -Plant wide | FHO-ACC-AC-0501 | H.V.A.C.,Chiller | HVAC |  |  | http://www.toronto.ca/TWONTO#chiller |  | Air Conditioner, Admin Building, L1, Control Room North West Office, Ceiling
68377 | FHO-ACC-CU-0301 | Condensing Unit, Chlorine Machine Room A/C System, Chemical Bldg., L2, Between Penthouses | FHO-ACC-AC-0501 | H.V.A.C.,Chiller | HVAC |  | CU | http://www.toronto.ca/TWONTO#AC_condenser_unit |  | Air Conditioner, Admin Building, L1, Control Room North West Office, Ceiling
68629 | FHO-ACC-FN-0049 | Fan, Exhaust, Air Curtain, Chemical Building, S2, Storage Room, North West | FHO-ACC SECONDARY | Fan,Centrifugal | HVAC |  | FN | http://www.toronto.ca/TWONTO#blower_or_fan_with_drive |  | Small Air Moving Equipment
68682 | FHO-ACC-FN-0148 | Fan, Exhaust, Admin Building, S2, Loading Bay Door 3 Air Curtain | FHO-ACC SECONDARY | Fan,Axial | HVAC |  | FN | http://www.toronto.ca/TWONTO#blower_or_fan_with_drive |  | Small Air Moving Equipment
68692 | FHO-ACC-FN-0304 | Chlorine Feeder Room AC Unit(G6) | FHO-MCS-HVAC | Air Handling Unit | HVAC |  | FN | http://www.toronto.ca/TWONTO#blower_or_fan_with_drive |  | Plant HVAC
71268 | THC-SES-MEQ-5900 | Emergency Water Tempering System,Hot Water,Hot Water Supply,Disinfection Bldg | THC-SES-SQ-EYE |  | HVAC |  | MEQ | ? |  | Eyewash Stations THC (Virtual entity #)
72273 | THR -ACC-AC-0006 | Air Conditioning, Cooling & Fan Unit, Primary Station2, MCC Room | THR-ACC-PRM | H.V.A.C.,Air Conditioner | HVAC |  | AC | http://www.toronto.ca/TWONTO#air_condition |  | Heating, Ventilation and Air Conditioning, Primaries
72284 | THR-ACC-AC-0004 | Air Conditioning, Cooling & Fan Unit, South Primary Station 3, MCC Room | THR-ACC-PRM | H.V.A.C.,Air Conditioner | HVAC |  | AC | http://www.toronto.ca/TWONTO#air_condition |  | Heating, Ventilation and Air Conditioning, Primaries
72285 | THR-ACC-AC-0004 | Air Conditioning, Cooling & Fan Unit, South Primary Station 3, MCC Room | THR-PRM-CP-0010 | H.V.A.C.,Air Conditioner | HVAC |  | AC | http://www.toronto.ca/TWONTO#air_condition |  | Control Panel, Make-up Air Unit, South Primary Station 2, MCC Room
72286 | THR-ACC-AC-0100 | H.V.A.C.,Air Conditioner,Headhouse/Vortex Control Room | THR-ACC-MAINSUB |  | HVAC |  | AC | http://www.toronto.ca/TWONTO#air_condition |  | ACC Equipment Serving the Main Substation
72287 | THR-ACC-AC-0100A | Air Conditioner, New Electrical Room, Headhouse | THR-ACC-HH | H.V.A.C.,Air Conditioner | HVAC |  | AC | http://www.toronto.ca/TWONTO#air_condition |  | Heating, Ventilation and Air Conditioning, Head House
72288 | THR-ACC-AC-0110 | Air Conditioner, New Electrical Room, Headhouse | THR-ACC-HH | H.V.A.C.,Air Conditioner | HVAC |  | AC | http://www.toronto.ca/TWONTO#air_condition |  | Heating, Ventilation and Air Conditioning, Head House
72289 | THR-ACC-AC-0130 | Air Conditioner, Electrical Room, Headhouse | THR-ACC-HH | H.V.A.C.,Air Conditioner | HVAC |  | AC | http://www.toronto.ca/TWONTO#air_condition |  | Heating, Ventilation and Air Conditioning, Head House
72290 | THR-ACC-AC-0200 | Air Conditioner, New Electrical Room, North Grit Building | THR-ACC-GRIT | H.V.A.C.,Air Conditioner | HVAC |  | AC | http://www.toronto.ca/TWONTO#air_condition |  | Heating, Ventilation and Air Conditioning, Grit Building
72291 | THR-ACC-AC-0210 | Air Conditioner, New Electrical Room, North Grit Building | THR-ACC-GRIT | H.V.A.C.,Air Conditioner | HVAC |  | AC | http://www.toronto.ca/TWONTO#air_condition |  | Heating, Ventilation and Air Conditioning, Grit Building
72292 | THR-ACC-AC-0230 | Air Conditioner, New Elecrical Room, North Grit Building | THR-ACC-GRIT | H.V.A.C.,Air Conditioner | HVAC |  | AC | http://www.toronto.ca/TWONTO#air_condition |  | Heating, Ventilation and Air Conditioning, Grit Building
72293 | THR-ACC-AC-0320 | Air Conditioner (AC) Unit Mitsubishi | THR-ACC-RSPS |  | HVAC |  | AC | http://www.toronto.ca/TWONTO#air_condition |  | Air Conditioning, AHU, HVAC, Exhaust Fans,RSPS
72294 | THR-ACC-AC-0620 | Air Conditioning Unit LENNOX | THR-HVAC-HPBB | H.V.A.C.,Air Conditioner | HVAC |  | AC | http://www.toronto.ca/TWONTO#air_condition |  | Heating, Ventilation and Air Conditioning, High Pressure Blower Building
72295 | THR-ACC-AC-0700A | Air Conditioning, Cooling & Fan Unit, HTP Boardroom Ceiling, Admin Bldg. | THR-ACC-CU-0700 | H.V.A.C.,Air Conditioner | HVAC |  | AC | http://www.toronto.ca/TWONTO#air_condition |  | Air Conditioning, Condensing Unit, HTP Boardroom, Admin Bldg. Outside North Wall
72296 | THR-ACC-AC-0700B | Air Conditioning, Cooling & Fan Unit, HTP Boardroom Ceiling, Admin Bldg. | THR-ACC-CU-0700 | H.V.A.C.,Air Conditioner | HVAC |  | AC | http://www.toronto.ca/TWONTO#air_condition |  | Air Conditioning, Condensing Unit, HTP Boardroom, Admin Bldg. Outside North Wall
72297 | THR-ACC-AC-0750A | Air Conditioning, Cooling & Fan Unit, New Control Room Ceiling, Admin Bldg. | THR-ACC-CU-0750 | H.V.A.C.,Air Conditioner | HVAC |  | AC | http://www.toronto.ca/TWONTO#air_condition |  | Air Conditioning, Condensing Unit, New Control Room, Admin Bldg. Roof
72298 | THR-ACC-AC-0750C | Air Conditioning, Cooling & Fan Unit, New Control Room Ceiling, Admin Bldg. | THR-ACC-CU-0750 | H.V.A.C.,Air Conditioner | HVAC |  | AC | http://www.toronto.ca/TWONTO#air_condition |  | Air Conditioning, Condensing Unit, New Control Room, Admin Bldg. Roof
72299 | THR-ACC-AC-1009 | Air Conditioner, Bridge Kiosk Primary Tank#9 | THR-ACC-PRM | H.V.A.C.,Air Conditioner | HVAC |  | AC | http://www.toronto.ca/TWONTO#air_condition |  | Heating, Ventilation and Air Conditioning, Primaries
72300 | THR-ACC-AC-1011 | Air Conditioner, Bridge Kiosk Primary Tank11 | THR-ACC-PRM | H.V.A.C.,Air Conditioner | HVAC |  | AC | http://www.toronto.ca/TWONTO#air_condition |  | Heating, Ventilation and Air Conditioning, Primaries
72301 | THR-ACC-AC-2101 | HVAC, heating and cooling air, bard unit, ECS Office | THR-ACC-HVAC | H.V.A.C.,Air Conditioner | HVAC |  | AC | http://www.toronto.ca/TWONTO#air_condition |  | Air Conditioning, Heating, Ventilation & Air Conditioning
72302 | THR-ACC-AC-2110 | HVAC, heating and cooling air, bard unit, mounted on east face,BV Trailer | THR-ACC-HVAC | H.V.A.C.,Air Conditioner | HVAC |  | AC | http://www.toronto.ca/TWONTO#air_condition |  | Air Conditioning, Heating, Ventilation & Air Conditioning
72303 | THR-ACC-AC-2204 | Air Conditioner, HVAC, Admin Bldg (Temp),Trailer | THR-ACC-ADM | H.V.A.C.,Air Conditioner | HVAC |  | AC | http://www.toronto.ca/TWONTO#air_condition |  | Air Conditioning, HVAC, Admin Building
72304 | THR-ACC-AC-3500 | Fan Coil Unit, Ductless Split System Indoor Unit, Ferrous Chloride Fac Elec Rm | THR-ACC-WA4 | H.V.A.C.,Air Conditioner | HVAC |  | AC | http://www.toronto.ca/TWONTO#air_condition |  | Air Conditioning, AHU, HVAC,Work Area4
72305 | THR-ACC-AC-4001 | Fan Coil Unit, Ductless Split System Indoor Unit, AT Electrical Bldg RPU Rm | THR-ACC-WA4 | H.V.A.C.,Air Conditioner | HVAC |  | AC | http://www.toronto.ca/TWONTO#air_condition |  | Air Conditioning, AHU, HVAC,Work Area4
72306 | THR-ACC-AC-4002 | Fan Coil Unit, Ductless Split System Indoor Unit, AT Electrical Building, MCC Room | THR-ACC-WA4 | H.V.A.C.,Air Conditioner | HVAC |  | AC | http://www.toronto.ca/TWONTO#air_condition |  | Air Conditioning, AHU, HVAC,Work Area4
72307 | THR-ACC-AC-4500 | Fan Coil Unit, Ductless Split System Indoor Unit, SP RAS PS, MCC Rm | THR-ACC-WA4 | H.V.A.C.,Air Conditioner | HVAC |  | AC | http://www.toronto.ca/TWONTO#air_condition |  | Air Conditioning, AHU, HVAC,Work Area4
72308 | THR-ACC-AC-4501 | Fan Coil Unit, Ductless Split System Indoor Unit, SP RAS PS, RPU Rm | THR-ACC-WA4 | H.V.A.C.,Air Conditioner | HVAC |  | AC | http://www.toronto.ca/TWONTO#air_condition |  | Air Conditioning, AHU, HVAC,Work Area4
72309 | THR-ACC-AC-4504 | Fan Coil Unit, Ductless Split System Indoor Unit, Switchgear Bldg North | THR-ACC-WA4 | H.V.A.C.,Air Conditioner | HVAC |  | AC | http://www.toronto.ca/TWONTO#air_condition |  | Air Conditioning, AHU, HVAC,Work Area4
72310 | THR-ACC-AC-4509 | Fan Coil Unit, Ductless Split System Indoor Unit, Switchgear Bldg North | THR-ACC-WA4 | H.V.A.C.,Air Conditioner | HVAC |  | AC | http://www.toronto.ca/TWONTO#air_condition |  | Air Conditioning, AHU, HVAC,Work Area4
72311 | THR-ACC-AC-4510 | Fan Coil Unit, Ductless Split System Indoor Unit, Switchgear Bldg North | THR-ACC-WA4 | H.V.A.C.,Air Conditioner | HVAC |  | AC | http://www.toronto.ca/TWONTO#air_condition |  | Air Conditioning, AHU, HVAC,Work Area4
72312 | THR-ACC-AC-4702 | Fan Coil Unit, Ductless Split System Indoor Unit, Switchgear Bldg South | THR-ACC-WA4 | H.V.A.C.,Air Conditioner | HVAC |  | AC | http://www.toronto.ca/TWONTO#air_condition |  | Air Conditioning, AHU, HVAC,Work Area4
72313 | THR-ACC-AC-4703 | Fan Coil Unit, Ductless Split System Indoor Unit, Switchgear Bldg South | THR-ACC-WA4 | H.V.A.C.,Air Conditioner | HVAC |  | AC | http://www.toronto.ca/TWONTO#air_condition |  | Air Conditioning, AHU, HVAC,Work Area4
72314 | THR-ACC-AC-4704 | Fan Coil Unit, Ductless Split System Indoor Unit, Switchgear Bldg South | THR-ACC-WA4 | H.V.A.C.,Air Conditioner | HVAC |  | AC | http://www.toronto.ca/TWONTO#air_condition |  | Air Conditioning, AHU, HVAC,Work Area4
72315 | THR-ACC-AC-4705 | Fan Coil Unit, Ductless Split System Indoor Unit, Switchgear Bldg South | THR-ACC-WA4 | H.V.A.C.,Air Conditioner | HVAC |  | AC | http://www.toronto.ca/TWONTO#air_condition |  | Air Conditioning, AHU, HVAC,Work Area4
72316 | THR-ACC-AC-4707 | Fan Coil Unit, Ductless Split System Indoor Unit, Electrical Bldg Elec Rm | THR-ACC-WA4 | H.V.A.C.,Air Conditioner | HVAC |  | AC | http://www.toronto.ca/TWONTO#air_condition |  | Air Conditioning, AHU, HVAC,Work Area4
72317 | THR-ACC-AC-4710 | Fan Coil Unit, Ductless Split System Indoor Unit, Electrical Bldg RPU Rm | THR-ACC-WA4 | H.V.A.C.,Air Conditioner | HVAC |  | AC | http://www.toronto.ca/TWONTO#air_condition |  | Air Conditioning, AHU, HVAC,Work Area4
72318 | THR-ACC-AC-4711 | Fan Coil Unit, Ductless Split System Indoor Unit, Electrical Bldg MCC Room | THR-ACC-WA4 | H.V.A.C.,Air Conditioner | HVAC |  | AC | http://www.toronto.ca/TWONTO#air_condition |  | Air Conditioning, AHU, HVAC,Work Area4
72319 | THR-ACC-AC-4802 | Air Conditioning, Cooling & Fan Unit, Electric, Electrical Room, West Substation | THR-ACC-CU-4802 | H.V.A.C.,Air Conditioner | HVAC |  | AC | http://www.toronto.ca/TWONTO#air_condition |  | Condensing Unit, Air Conditioning, SE Roof, West Substation
72320 | THR-ACC-AC-4803 | Air Conditioning, Cooling & Fan Unit, Electric, Electrical Room, West Substation | THR-ACC-CU-4803 | H.V.A.C.,Air Conditioner | HVAC |  | AC | http://www.toronto.ca/TWONTO#air_condition |  | Condensing Unit, Air Conditioning, NE Roof, West Substation
72321 | THR-ACC-AC-5101 | Fan Coil Unit, Ductless Split System Indoor Unit, Plant Water Effluent PS | THR-ACC-FPW | H.V.A.C.,Air Conditioner | HVAC |  | AC | http://www.toronto.ca/TWONTO#air_condition |  | Air Conditioning, HVAC, Filtered Plant Water Building
72322 | THR-ACC-AC-8030 | Air Conditioning Unit, Digester Gas Compressor BLDG- Maintenance Shop | THR-ACC-DIG | H.V.A.C.,Air Conditioner | HVAC |  | AC | http://www.toronto.ca/TWONTO#air_condition |  | Air Conditioning, HVAC, Digesters
72323 | THR-ACC-ADM | Air Conditioning, HVAC, Admin Building | THR-ACC-WA3 | H.V.A.C.,Air Conditioner | HVAC |  |  | http://www.toronto.ca/TWONTO#collection_of_assets |  | Air Conditioning, Boiler, Fans & AHU
72357 | THR-ACC-ADM | Air Conditioning, HVAC, Admin Building | THR-OCS-NEW | H.V.A.C.,Air Conditioner | HVAC |  |  | http://www.toronto.ca/TWONTO#collection_of_assets |  | Odour Control, Biofilter
72366 | THR-ACC-AHU-0100A | Air Handling Unit, Headhouse Grit Area Air Supply, Headhouse Roof | THR-ACC-HH | Air Handling Unit | HVAC |  | AHU | http://www.toronto.ca/TWONTO#air_handler_unit |  | Heating, Ventilation and Air Conditioning, Head House
72367 | THR-ACC-AHU-0110 | Air Handling Unit, Headhouse Grit Area Air Supply, Headhouse Roof | THR-ACC-HH | Air Handling Unit | HVAC |  | AHU | http://www.toronto.ca/TWONTO#air_handler_unit |  | Heating, Ventilation and Air Conditioning, Head House
72368 | THR-ACC-AHU-0120 | Air Handling Unit, Headhouse Screen Area Air Supply, Headhouse Roof | THR-ACC-HH | Air Handling Unit | HVAC |  | AHU | http://www.toronto.ca/TWONTO#air_handler_unit |  | Heating, Ventilation and Air Conditioning, Head House
72514 | THR-ACC-COMP | Heating, Ventilation and Air Conditioning, Compressor Building | THR-ACC-WA3 |  | HVAC |  |  | http://www.toronto.ca/TWONTO#collection_of_assets |  | Air Conditioning, Boiler, Fans & AHU
72521 | THR-ACC-CU-0003 | Air Conditioning,Condensing unit,Electrical Room, Outdoor,Plant Water Bldg | THR-ACC-EV-0003 | H.V.A.C.,Air Conditioner | HVAC |  | CU | http://www.toronto.ca/TWONTO#AC_condenser_unit |  | Air Conditioning, Cooling & Fan Unit, Electrical Room,Plant Water Bldg
72522 | THR-ACC-CU-0130 | Condensing Unit, Electrical Room, Headhouse | THR-ACC-AC-0130 |  | HVAC |  | CU | http://www.toronto.ca/TWONTO#AC_condenser_unit |  | Air Conditioner, Electrical Room, Headhouse
72523 | THR-ACC-CU-0200 | Condensing Unit, New Electrical Room, North Grit Building | THR-RSPS-CR | H.V.A.C.,Air Conditioner | HVAC |  | CU | http://www.toronto.ca/TWONTO#AC_condenser_unit |  | New Returns Control Room
72524 | THR-ACC-CU-0200A | Air Conditioning, Condensing Unit,Final Tanks Control Room | THR-ACC-WA4 | H.V.A.C.,Air Conditioner | HVAC |  | CU | http://www.toronto.ca/TWONTO#AC_condenser_unit |  | Air Conditioning, AHU, HVAC,Work Area4
72525 | THR-ACC-CU-0220 | Condensing Unit, Electrical Room, Headhouse | THR-ACC-AC-0220 |  | HVAC |  | CU | http://www.toronto.ca/TWONTO#AC_condenser_unit |  | Air Conditioner, South Grit Electrical Room, Headhouse
72526 | THR-ACC-CU-0230 | Condensing Unit, South Grit Elecrical Room, North Grit Building | THR-ACC-AC-0230 |  | HVAC |  | CU | http://www.toronto.ca/TWONTO#AC_condenser_unit |  | Air Conditioner, New Elecrical Room, North Grit Building
72527 | THR-ACC-CU-0240 | Condensing Unit, Grit Building,Stores, North | THR-ACC-GRIT |  | HVAC |  | CU | http://www.toronto.ca/TWONTO#AC_condenser_unit |  | Heating, Ventilation and Air Conditioning, Grit Building
72528 | THR-ACC-CU-0250 | Condensing Unit, Grit Building,Electrical Room, North | THR-ACC-GRIT |  | HVAC |  | CU | http://www.toronto.ca/TWONTO#AC_condenser_unit |  | Heating, Ventilation and Air Conditioning, Grit Building
72529 | THR-ACC-CU-0610 | Air Conditioning, Condensing Unit, HPBB Roof | THR-ACC-AC-0610 | H.V.A.C.,Air Conditioner | HVAC |  | CU | http://www.toronto.ca/TWONTO#AC_condenser_unit |  | Air Cinditioning, Cooling & Fan Unit, MCC Room
72530 | THR-ACC-CU-0700 | Air Conditioning, Condensing Unit, HTP Boardroom, Admin Bldg. Outside North Wall | THR-ACC-ADM | H.V.A.C.,Air Conditioner | HVAC |  | CU | http://www.toronto.ca/TWONTO#AC_condenser_unit |  | Air Conditioning, HVAC, Admin Building
72532 | THR-ACC-CU-1103 | Condensing Unit, Grit Building, New Electrical Room | THR-ACC-AHU-1103 | H.V.A.C.,Air Conditioner | HVAC |  | CU | http://www.toronto.ca/TWONTO#AC_condenser_unit |  | Air Handling Unit, Grit Building, New Electrical Room
72533 | THR-ACC-CU-3500 | Condensing Unit, Ductless Split System outdoor Unit, Ferrous Chloride Fac Elec Rm | THR-ACC-AC-0210 |  | HVAC |  | CU | http://www.toronto.ca/TWONTO#AC_condenser_unit |  | Air Conditioner, New Electrical Room, North Grit Building
72534 | THR-ACC-CU-3601 | Air Conditioning, Condensing Unit, East Maintenance Building | THR-ACC-EMB | H.V.A.C.,Air Conditioner | HVAC |  | CU | http://www.toronto.ca/TWONTO#AC_condenser_unit |  | Air Conditioning, AHU, HVAC, East Maintenance Building
72535 | THR-ACC-CU-3601 | Air Conditioning, Condensing Unit, East Maintenance Building | THR-ACC-EV-3601 | H.V.A.C.,Air Conditioner | HVAC |  | CU | http://www.toronto.ca/TWONTO#AC_condenser_unit |  | Evaporator,1,Cooling,Electrical Room,East Workshop
72536 | THR-ACC-CU-3602 | Air Conditioning, Condensing Unit, East Maintenance Building | THR-ACC-EV-3602 | H.V.A.C.,Air Conditioner | HVAC |  | CU | http://www.toronto.ca/TWONTO#AC_condenser_unit |  | Evaporator,2,Cooling,Electrical Room,East Workshop
72537 | THR-ACC-CU-3610A | Air Conditioner,East Workshop | THR-ACC-EMB | H.V.A.C.,Air Conditioner | HVAC |  | CU | http://www.toronto.ca/TWONTO#AC_condenser_unit |  | Air Conditioning, AHU, HVAC, East Maintenance Building
72538 | THR-ACC-CU-3610B | Air Conditioner,East Workshop | THR-ACC-EMB | H.V.A.C.,Air Conditioner | HVAC |  | CU | http://www.toronto.ca/TWONTO#AC_condenser_unit |  | Air Conditioning, AHU, HVAC, East Maintenance Building
72539 | THR-ACC-CU-4000 | Condensing Unit, Ductless Split System outdoor Unit, AT Electrical Bldg Elec Rm | THR-ACC-AC-4000 | H.V.A.C.,Air Conditioner | HVAC |  | CU | http://www.toronto.ca/TWONTO#AC_condenser_unit |  | Fan Coil Unit, Ductless Split System Indoor Unit, AT Electrical Bldg MCC Rm
72540 | THR-ACC-CU-4002 | Condensing Unit, Ductless Split System outdoor Unit, AT Electrical Bldg, MCC Room | THR-ACC-WA4 | H.V.A.C.,Air Conditioner | HVAC |  | CU | http://www.toronto.ca/TWONTO#AC_condenser_unit |  | Air Conditioning, AHU, HVAC,Work Area4
72541 | THR-ACC-CU-4503 | Heat Pump Unit, Ductless Split System outdoor Unit, SP RAS PS Offices | THR-ACC-AC-4503 | H.V.A.C.,Air Conditioner | HVAC |  | CU | http://www.toronto.ca/TWONTO#AC_condenser_unit |  | Fan Coil Unit, Ducted Unit, SP RAS PS Offices
72542 | THR-ACC-CU-4504 | Condensing Unit, Ductless Split System outdoor Unit, Switchgear Bldg North | THR-ACC-AC-4504 | H.V.A.C.,Air Conditioner | HVAC |  | CU | http://www.toronto.ca/TWONTO#AC_condenser_unit |  | Fan Coil Unit, Ductless Split System Indoor Unit, Switchgear Bldg North
72543 | THR-ACC-CU-4505 | Condensing Unit, Ductless Split System outdoor Unit, Switchgear Bldg North | THR-ACC-AC-4504 | H.V.A.C.,Air Conditioner | HVAC |  | CU | http://www.toronto.ca/TWONTO#AC_condenser_unit |  | Fan Coil Unit, Ductless Split System Indoor Unit, Switchgear Bldg North
72544 | THR-ACC-CU-4506 | Condensing Unit, Ductless Split System outdoor Unit, Switchgear Bldg North | THR-ACC-AC-4504 | H.V.A.C.,Air Conditioner | HVAC |  | CU | http://www.toronto.ca/TWONTO#AC_condenser_unit |  | Fan Coil Unit, Ductless Split System Indoor Unit, Switchgear Bldg North
72545 | THR-ACC-CU-4701 | Condensing Unit, Ductless Split System outdoor Unit, Switchgear Bldg South | THR-ACC-AC-4701 | H.V.A.C.,Air Conditioner | HVAC |  | CU | http://www.toronto.ca/TWONTO#AC_condenser_unit |  | Fan Coil Unit, Ductless Split System Indoor Unit, Switchgear Bldg South
72546 | THR-ACC-CU-4702 | Condensing Unit, Ductless Split System outdoor Unit, Switchgear Bldg South | THR-ACC-AC-4702 | H.V.A.C.,Air Conditioner | HVAC |  | CU | http://www.toronto.ca/TWONTO#AC_condenser_unit |  | Fan Coil Unit, Ductless Split System Indoor Unit, Switchgear Bldg South
72547 | THR-ACC-CU-4705 | Condensing Unit, Ductless Split System outdoor Unit, Switchgear Bldg South | THR-ACC-AC-4705 | H.V.A.C.,Air Conditioner | HVAC |  | CU | http://www.toronto.ca/TWONTO#AC_condenser_unit |  | Fan Coil Unit, Ductless Split System Indoor Unit, Switchgear Bldg South
72548 | THR-ACC-CU-4706 | Condensing Unit, Ductless Split System outdoor Unit, Switchgear Bldg South | THR-ACC-AC-4706 | H.V.A.C.,Air Conditioner | HVAC |  | CU | http://www.toronto.ca/TWONTO#AC_condenser_unit |  | Fan Coil Unit, Ductless Split System Indoor Unit, Switchgear Bldg South
72549 | THR-ACC-CU-4707 | Condensing Unit, Ductless Split System outdoor Unit, Electrical Bldg Elec Rm | THR-ACC-AC-4707 | H.V.A.C.,Air Conditioner | HVAC |  | CU | http://www.toronto.ca/TWONTO#AC_condenser_unit |  | Fan Coil Unit, Ductless Split System Indoor Unit, Electrical Bldg Elec Rm
72550 | THR-ACC-CU-4708 | Condensing Unit, Ductless Split System outdoor Unit, Electrical Bldg Elec Rm | THR-ACC-AC-4708 | H.V.A.C.,Air Conditioner | HVAC |  | CU | http://www.toronto.ca/TWONTO#AC_condenser_unit |  | Fan Coil Unit, Ductless Split System Indoor Unit, Electrical Bldg Elec Rm
72551 | THR-ACC-CU-4711 | Condensing Unit, Ductless Split System outdoor Unit, SP RAS PS Electrical Building - MCC Room | THR-ACC-AC-4711 | H.V.A.C.,Air Conditioner | HVAC |  | CU | http://www.toronto.ca/TWONTO#AC_condenser_unit |  | Fan Coil Unit, Ductless Split System Indoor Unit, Electrical Bldg MCC Room
72552 | THR-ACC-CU-4802 | Condensing Unit, Air Conditioning, SE Roof, West Substation | THR-ACC-HVAC | H.V.A.C.,Air Conditioner | HVAC |  | CU | http://www.toronto.ca/TWONTO#AC_condenser_unit |  | Air Conditioning, Heating, Ventilation & Air Conditioning
72553 | THR-ACC-CU-4802 | Condensing Unit, Air Conditioning, SE Roof, West Substation | THR-HVAC-WS | H.V.A.C.,Air Conditioner | HVAC |  | CU | http://www.toronto.ca/TWONTO#AC_condenser_unit |  | Heating, Ventilation and Air Conditioning, West Substation
72554 | THR-ACC-CU-4803 | Condensing Unit, Air Conditioning, NE Roof, West Substation | THR-HVAC-WS | H.V.A.C.,Air Conditioner | HVAC |  | CU | http://www.toronto.ca/TWONTO#AC_condenser_unit |  | Heating, Ventilation and Air Conditioning, West Substation
72555 | THR-ACC-CU-5101 | Condensing Unit, Ductless Split System outdoor Unit, Plant Water Effluent PS | THR-ACC-FPW | H.V.A.C.,Air Conditioner | HVAC |  | CU | http://www.toronto.ca/TWONTO#AC_condenser_unit |  | Air Conditioning, HVAC, Filtered Plant Water Building
72556 | THR-ACC-D-4810 | H.V.A.C.,Dehumidifier | THR-ACC-MAINSUB |  | HVAC | 36313 | D | http://www.toronto.ca/TWONTO#dehumidifier |  | ACC Equipment Serving the Main Substation
72557 | THR-ACC-DIG | Air Conditioning, HVAC, Digesters | THR-ACC-HVAC | H.V.A.C.,Air Conditioner | HVAC |  |  | http://www.toronto.ca/TWONTO#collection_of_assets |  | Air Conditioning, Heating, Ventilation & Air Conditioning
72558 | THR-ACC-DIG | Air Conditioning, HVAC, Digesters | THR-ACC-WA1 | H.V.A.C.,Air Conditioner | HVAC |  |  | http://www.toronto.ca/TWONTO#collection_of_assets |  | Air Conditioning, AHU, HVAC,Work Area1
72559 | THR-ACC-DIG | Air Conditioning, HVAC, Digesters | THR-DIG | H.V.A.C.,Air Conditioner | HVAC |  |  | http://www.toronto.ca/TWONTO#collection_of_assets |  | Digester
72560 | THR-ACC-DIS | Air Conditioning, HVAC, Chlorine Building | THR-ACC-WA3 | H.V.A.C.,Air Conditioner | HVAC |  |  | http://www.toronto.ca/TWONTO#collection_of_assets |  | Air Conditioning, Boiler, Fans & AHU
72608 | THR-ACC-DM-0110 | Damper, Intake, Air Handling Unit AHU-0110, Headhouse Roof | THR-ACC-AHU-0110 | Damper/Louver | HVAC |  | DM | http://www.toronto.ca/TWONTO#air_damper |  | Air Handling Unit, Headhouse Grit Area Air Supply, Headhouse Roof
72609 | THR-ACC-DM-0111 | Damper, Discharge, Air Handling Unit AHU-0110, Headhouse Roof | THR-ACC-AHU-0110 | Damper/Louver | HVAC |  | DM | http://www.toronto.ca/TWONTO#air_damper |  | Air Handling Unit, Headhouse Grit Area Air Supply, Headhouse Roof
72610 | THR-ACC-DM-0112 | Damper, Intake, Exhaust Fan FN-0110,Headhouse Roof | THR-ACC-FN-0110 | Damper/Louver | HVAC |  | DM | http://www.toronto.ca/TWONTO#air_damper |  | Fan, Centrifugal, Exhaust Air, Headhouse Roof
72611 | THR-ACC-DM-0113 | Damper, Intake, Exhaust Fan FN-0110,Headhouse Roof | THR-ACC-FN-0110 | Damper/Louver | HVAC |  | DM | http://www.toronto.ca/TWONTO#air_damper |  | Fan, Centrifugal, Exhaust Air, Headhouse Roof
72612 | THR-ACC-DM-0120 | Damper, Intake, Air Handling Unit AHU-0120, Headhouse Roof | THR-ACC-AHU-0120 | Damper/Louver | HVAC |  | DM | http://www.toronto.ca/TWONTO#air_damper |  | Air Handling Unit, Headhouse Screen Area Air Supply, Headhouse Roof
72613 | THR-ACC-DM-0121 | Damper, Discharge, Air Handling Unit AHU-0120, Headhouse Roof | THR-ACC-AHU-0120 | Damper/Louver | HVAC |  | DM | http://www.toronto.ca/TWONTO#air_damper |  | Air Handling Unit, Headhouse Screen Area Air Supply, Headhouse Roof
72614 | THR-ACC-DM-0130 | Damper, Intake, Air Handling Unit AHU-0130, Headhouse Roof | THR-ACC-AHU-0130 | Damper/Louver | HVAC |  | DM | http://www.toronto.ca/TWONTO#air_damper |  | Air Handling Unit, Headhouse Screen Area Air Supply, Headhouse Roof
72615 | THR-ACC-DM-0140 | Damper, Intake, Air Handling Unit AHU-0140, Headhouse Loading Bay Roof | THR-ACC-AHU-0140 | Damper/Louver | HVAC |  | DM | http://www.toronto.ca/TWONTO#air_damper |  | Air Handling Unit, Headhouse Loading Bay Air Supply, Headhouse Roof
72616 | THR-ACC-DM-0150 | Damper, Intake, Air Handling Unit AHU-0150, Headhouse Loading Bay Roof | THR-ACC-AHU-0150 | Damper/Louver | HVAC |  | DM | http://www.toronto.ca/TWONTO#air_damper |  | Air Handling Unit, Headhouse Loading Bay Air Supply, Headhouse Roof
72617 | THR-ACC-DM-0200 | Damper, Intake, Air Handling Unit AHU-0200, North Grit South Fan Room | THR-ACC-AC-0200 | Damper/Louver | HVAC |  | DM | http://www.toronto.ca/TWONTO#air_damper |  | Air Conditioner, New Electrical Room, North Grit Building
72618 | THR-ACC-DM-0201A | Damper, Discharge, Air Handling Unit AHU-0200, North Grit South Fan Room | THR-ACC-AC-0200 | Damper/Louver | HVAC |  | DM | http://www.toronto.ca/TWONTO#air_damper |  | Air Conditioner, New Electrical Room, North Grit Building
72619 | THR-ACC-DM-0242 | Damper, Intake, Exhaust Fan FN-0222,North Grit | THR-ACC-FN-0222 | Damper/Louver | HVAC |  | DM | http://www.toronto.ca/TWONTO#air_damper |  | Fan, Centrifugal, Exhaust Air, North Grit Roof
72620 | THR-ACC-DM-0243 | Damper, Intake, Exhaust Fan FN-0222,North Grit | THR-ACC-FN-0222 | Damper/Louver | HVAC |  | DM | http://www.toronto.ca/TWONTO#air_damper |  | Fan, Centrifugal, Exhaust Air, North Grit Roof
72621 | THR-ACC-DM-0270 | Damper, Turbo Blower Room, North Grit | THR-ACC-GRIT | Damper/Louver | HVAC |  | DM | http://www.toronto.ca/TWONTO#air_damper |  | Heating, Ventilation and Air Conditioning, Grit Building
72626 | THR-ACC-DM-1009 | Louver,Kiosk, Bridge 0902, Primary Tank#9 | THR-ACC-AC-1009 | Damper/Louver | HVAC |  | DM | http://www.toronto.ca/TWONTO#air_damper |  | Air Conditioner, Bridge Kiosk Primary Tank#9
72627 | THR-ACC-DM-1010 | Louver,Kiosk, Bridge 1002, Primary Tank#10 | THR-ACC-AC-1010 | Damper/Louver | HVAC |  | DM | http://www.toronto.ca/TWONTO#air_damper |  | Air Conditioner, Bridge Kiosk Primary Tank10
72632 | THR-ACC-DM-1243 | Motorized Damper, Intake, Turbo Blower Room, North Grit | THR-ACC-GRIT | Damper/Louver | HVAC |  | DM | http://www.toronto.ca/TWONTO#air_damper |  | Heating, Ventilation and Air Conditioning, Grit Building
72657 | THR-ACC-DM-4800 | Damper, Intake, N Wall, Electrical Room, West Substation | THR-ACC-FN-4800 | Damper/Louver | HVAC |  | DM | http://www.toronto.ca/TWONTO#air_damper |  | Fan, Inline Centrifugal, Exhaust, S Wall, Electrical Room, West Substation
72658 | THR-ACC-DM-4801 | Damper, Discharge, S Wall, Electrical Room, West Substation | THR-ACC-FN-4801 | Damper/Louver | HVAC |  | DM | http://www.toronto.ca/TWONTO#air_damper |  | Fan, Inline Centrifugal, Exhaust, SE Wall, Control Room, West Substation
72677 | THR-ACC-EMB | Air Conditioning, AHU, HVAC, East Maintenance Building | THR-ACC-WA3 | H.V.A.C.,Air Conditioner | HVAC |  |  | http://www.toronto.ca/TWONTO#collection_of_assets |  | Air Conditioning, Boiler, Fans & AHU
72678 | THR-ACC-EMB | Air Conditioning, AHU, HVAC, East Maintenance Building | THR-ACC-WA4 | H.V.A.C.,Air Conditioner | HVAC |  |  | http://www.toronto.ca/TWONTO#collection_of_assets |  | Air Conditioning, AHU, HVAC,Work Area4
72679 | THR-ACC-EMB | Air Conditioning, AHU, HVAC, East Maintenance Building | THR-FT | H.V.A.C.,Air Conditioner | HVAC |  |  | http://www.toronto.ca/TWONTO#collection_of_assets |  | Final Tank
72680 | THR-ACC-EPS | Air Conditioning, HVAC, EPS | THR-ACC-HVAC | H.V.A.C.,Air Conditioner | HVAC |  |  | http://www.toronto.ca/TWONTO#collection_of_assets |  | Air Conditioning, Heating, Ventilation & Air Conditioning
72681 | THR-ACC-EPS | Air Conditioning, HVAC, EPS | THR-ACC-WA3 | H.V.A.C.,Air Conditioner | HVAC |  |  | http://www.toronto.ca/TWONTO#collection_of_assets |  | Air Conditioning, Boiler, Fans & AHU
72682 | THR-ACC-EPS | Air Conditioning, HVAC, EPS | THR-ACC-WA4 | H.V.A.C.,Air Conditioner | HVAC |  |  | http://www.toronto.ca/TWONTO#collection_of_assets |  | Air Conditioning, AHU, HVAC,Work Area4
72683 | THR-ACC-EPS | Air Conditioning, HVAC, EPS | THR-EPS | H.V.A.C.,Air Conditioner | HVAC |  |  | http://www.toronto.ca/TWONTO#collection_of_assets |  | Effluent Pumping Station
72684 | THR-ACC-ER | Air Conditioning, AHU, HVAC, Engine Room | THR-ACC-HVAC | H.V.A.C.,Air Conditioner | HVAC |  |  | http://www.toronto.ca/TWONTO#collection_of_assets |  | Air Conditioning, Heating, Ventilation & Air Conditioning
72724 | THR-ACC-ER | Air Conditioning, AHU, HVAC, Engine Room | THR-ACC-WA3 | H.V.A.C.,Air Conditioner | HVAC |  |  | http://www.toronto.ca/TWONTO#collection_of_assets |  | Air Conditioning, Boiler, Fans & AHU
72725 | THR-ACC-EV-0003 | Air Conditioning, Cooling & Fan Unit, Electrical Room,Plant Water Bldg | THR-ACC-CU-0003 | H.V.A.C.,Air Conditioner | HVAC |  | EV | http://www.toronto.ca/TWONTO#air_condition |  | Air Conditioning,Condensing unit,Electrical Room, Outdoor,Plant Water Bldg
72726 | THR-ACC-EV-3602 | Evaporator,2,Cooling,Electrical Room,East Workshop | THR-ACC-CU-3602 | H.V.A.C.,Air Conditioner | HVAC |  | EV | http://www.toronto.ca/TWONTO#AC_evaporator_unit |  | Air Conditioning, Condensing Unit, East Maintenance Building
72870 | THR-ACC-FN-4800 | Fan, Inline Centrifugal, Exhaust, S Wall, Electrical Room, West Substation | THR-ACC-FN | Fan,Centrifugal | HVAC |  | FN | http://www.toronto.ca/TWONTO#blower_or_fan_with_drive |  | Air Conditoning, Fans, Gallery Ventilation, Supply and Exhaust
72874 | THR-ACC-FPW | Air Conditioning, HVAC, Filtered Plant Water Building | THR-ACC-WA3 | H.V.A.C.,Air Conditioner | HVAC |  |  | http://www.toronto.ca/TWONTO#collection_of_assets |  | Air Conditioning, Boiler, Fans & AHU
72875 | THR-ACC-FPW | Air Conditioning, HVAC, Filtered Plant Water Building | THR-EPS | H.V.A.C.,Air Conditioner | HVAC |  |  | http://www.toronto.ca/TWONTO#collection_of_assets |  | Effluent Pumping Station
72876 | THR-ACC-FPW | Air Conditioning, HVAC, Filtered Plant Water Building | THR-PRS | H.V.A.C.,Air Conditioner | HVAC |  |  | http://www.toronto.ca/TWONTO#collection_of_assets |  | Phosphorous Removal System
72912 | THR-ACC-FT | Air Conditioning, Fans, Exhaust, Final Tanks & Galleries | THR-ACC-WA4 | H.V.A.C.,Air Conditioner | HVAC |  |  | http://www.toronto.ca/TWONTO#collection_of_assets |  | Air Conditioning, AHU, HVAC,Work Area4
72913 | THR-ACC-FT | Air Conditioning, Fans, Exhaust, Final Tanks & Galleries | THR-PRS | H.V.A.C.,Air Conditioner | HVAC |  |  | http://www.toronto.ca/TWONTO#collection_of_assets |  | Phosphorous Removal System
72917 | THR-ACC-GCB | Air Conditioning, HVAC, Gas Compressor Building | THR-ACC-WA3 | H.V.A.C.,Air Conditioner | HVAC |  |  | http://www.toronto.ca/TWONTO#collection_of_assets |  | Air Conditioning, Boiler, Fans & AHU
72918 | THR-ACC-GRIT | Heating, Ventilation and Air Conditioning, Grit Building | THR-ACC-HVAC |  | HVAC |  |  | http://www.toronto.ca/TWONTO#collection_of_assets |  | Air Conditioning, Heating, Ventilation & Air Conditioning
72919 | THR-ACC-GRIT | Heating, Ventilation and Air Conditioning, Grit Building | THR-OCS-NEW |  | HVAC |  |  | http://www.toronto.ca/TWONTO#collection_of_assets |  | Odour Control, Biofilter
72923 | THR-ACC-HCP2 | Heating and Cooling Pumps, WA2 | THR-ACC-AHU | Analyzer,ORP | HVAC |  |  | http://www.toronto.ca/TWONTO#collection_of_assets |  | Air Conditioning, Air Handling Unit, Gallery Ventilation
72924 | THR-ACC-HCP2 | Heating and Cooling Pumps, WA2 | THR-OCS-NEW | Analyzer,ORP | HVAC |  |  | http://www.toronto.ca/TWONTO#collection_of_assets |  | Odour Control, Biofilter
72925 | THR-ACC-HCP4 | Heating and Cooling Pumps, HVAC,WA4 | THR-ACC-WA4 | Analyzer,ORP | HVAC |  |  | http://www.toronto.ca/TWONTO#collection_of_assets |  | Air Conditioning, AHU, HVAC,Work Area4
72926 | THR-ACC-HCP4 | Heating and Cooling Pumps, HVAC,WA4 | THR-DCL | Analyzer,ORP | HVAC |  |  | http://www.toronto.ca/TWONTO#collection_of_assets |  | Dechlorination
72944 | THR-ACC-HH | Heating, Ventilation and Air Conditioning, Head House | THR-ACC-HVAC |  | HVAC |  |  | http://www.toronto.ca/TWONTO#collection_of_assets |  | Air Conditioning, Heating, Ventilation & Air Conditioning
72945 | THR-ACC-HH | Heating, Ventilation and Air Conditioning, Head House | THR-PLT |  | HVAC |  |  | http://www.toronto.ca/TWONTO#collection_of_assets |  | Preliminary Treatment
72948 | THR-ACC-HPBB | Air Conditioning, HVAC,Fans, High Pressure Blower Building | THR-ACC-WA3 | H.V.A.C.,Air Conditioner | HVAC |  |  | http://www.toronto.ca/TWONTO#collection_of_assets |  | Air Conditioning, Boiler, Fans & AHU
73130 | THR-ACC-NR-610 | Air Handling Unit, Engine Room Workshop | THR-ACC-ADM | H.V.A.C.,Heater,Unit | HVAC |  | NR | http://www.toronto.ca/TWONTO#air_handler_unit |  | Air Conditioning, HVAC, Admin Building
73131 | THR-ACC-NR-640 | HVAC Unit & Fan, West Maintenance Shop | THR-ACC-ADM | H.V.A.C.,Heater,Unit | HVAC |  | NR | http://www.toronto.ca/TWONTO#heater |  | Air Conditioning, HVAC, Admin Building
73132 | THR-ACC-NR-649 | HVAC Unit & Fan, Maintenance Planner Office | THR-ACC-HVAC | H.V.A.C.,Heater,Unit | HVAC |  | NR | http://www.toronto.ca/TWONTO#heater |  | Air Conditioning, Heating, Ventilation & Air Conditioning
73133 | THR-ACC-NR-654 | HVAC Unit & Fan, Kenis Cairo Office | THR-ACC-ADM | H.V.A.C.,Heater,Unit | HVAC |  | NR | http://www.toronto.ca/TWONTO#heater |  | Air Conditioning, HVAC, Admin Building
73134 | THR-ACC-NR-655 | HVAC Unit & Fan, Ground Floor, Machine Shop SW Ceiling | THR-ACC-ADM | H.V.A.C.,Heater,Unit | HVAC |  | NR | http://www.toronto.ca/TWONTO#heater |  | Air Conditioning, HVAC, Admin Building
73135 | THR-ACC-NR-656 | HVAC Unit & Fan, Ground Floor, Machine Shop SE Ceiling | THR-ACC-ADM | H.V.A.C.,Heater,Unit | HVAC |  | NR | http://www.toronto.ca/TWONTO#heater |  | Air Conditioning, HVAC, Admin Building
73136 | THR-ACC-NR-659 | HVAC Unit & Fan, Women Washroom | THR-ACC-ADM | H.V.A.C.,Heater,Unit | HVAC |  | NR | http://www.toronto.ca/TWONTO#heater |  | Air Conditioning, HVAC, Admin Building
73137 | THR-ACC-NR-663 | HVAC Unit & Fan, Ground Floor, Admin Stairs S to 2nd Floor | THR-ACC-ADM | H.V.A.C.,Heater,Unit | HVAC |  | NR | http://www.toronto.ca/TWONTO#heater |  | Air Conditioning, HVAC, Admin Building
73138 | THR-ACC-NR-666 | HVAC Unit & Fan, Admin Lunch Room | THR-ACC-ADM | H.V.A.C.,Heater,Unit | HVAC |  | NR | http://www.toronto.ca/TWONTO#heater |  | Air Conditioning, HVAC, Admin Building
73139 | THR-ACC-NR-667 | HVAC Unit & Fan, Admin Lunch Room | THR-ACC-ADM | H.V.A.C.,Heater,Unit | HVAC |  | NR | http://www.toronto.ca/TWONTO#heater |  | Air Conditioning, HVAC, Admin Building
73140 | THR-ACC-NR-670 | HVAC Unit & Fan, Across Admin Lunch Room | THR-ACC-WA3 | H.V.A.C.,Heater,Unit | HVAC |  | NR | http://www.toronto.ca/TWONTO#heater |  | Air Conditioning, Boiler, Fans & AHU
73141 | THR-ACC-NR-672 | HVAC Unit & Fan, Main Floor Hallway | THR-ACC-ADM | H.V.A.C.,Heater,Unit | HVAC |  | NR | http://www.toronto.ca/TWONTO#heater |  | Air Conditioning, HVAC, Admin Building
73142 | THR-ACC-NR-675 | HVAC Unit & Fan, Men's Wash Room | THR-ACC-ADM | H.V.A.C.,Heater,Unit | HVAC |  | NR | http://www.toronto.ca/TWONTO#heater |  | Air Conditioning, HVAC, Admin Building
73143 | THR-ACC-NR-677 | HVAC Unit & Fan, Main Floor Photocopy Room | THR-ACC-ADM | H.V.A.C.,Heater,Unit | HVAC |  | NR | http://www.toronto.ca/TWONTO#heater |  | Air Conditioning, HVAC, Admin Building
73144 | THR-ACC-NR-678 | HVAC Unit & Fan, Main Floor V. Wilson Office | THR-ACC-ADM | H.V.A.C.,Heater,Unit | HVAC |  | NR | http://www.toronto.ca/TWONTO#heater |  | Air Conditioning, HVAC, Admin Building
73145 | THR-ACC-NR-683 | HVAC Unit & Fan, Main Floor Voitek Office | THR-ACC-ADM | H.V.A.C.,Heater,Unit | HVAC |  | NR | http://www.toronto.ca/TWONTO#heater |  | Air Conditioning, HVAC, Admin Building
73146 | THR-ACC-NR-688 | HVAC Unit & Fan, Main Floor Library | THR-ACC-ADM | H.V.A.C.,Heater,Unit | HVAC |  | NR | http://www.toronto.ca/TWONTO#heater |  | Air Conditioning, HVAC, Admin Building
73147 | THR-ACC-NR-691 | HVAC Unit & Fan, Main Floor Board Room | THR-ACC-ADM | H.V.A.C.,Heater,Unit | HVAC |  | NR | http://www.toronto.ca/TWONTO#heater |  | Air Conditioning, HVAC, Admin Building
73148 | THR-ACC-NR-693 | HVAC Unit & Fan, Main Floor Near Board Room | THR-ACC-ADM | H.V.A.C.,Heater,Unit | HVAC |  | NR | http://www.toronto.ca/TWONTO#heater |  | Air Conditioning, HVAC, Admin Building
73149 | THR-ACC-NR-695 | HVAC Unit & Fan, Main Lobby Reception | THR-ACC-ADM | H.V.A.C.,Heater,Unit | HVAC |  | NR | http://www.toronto.ca/TWONTO#heater |  | Air Conditioning, HVAC, Admin Building
73150 | THR-ACC-NR-696 | HVAC Unit & Fan, Main Lobby Ceiling, Above Main Door | THR-ACC-ADM | H.V.A.C.,Heater,Unit | HVAC |  | NR | http://www.toronto.ca/TWONTO#heater |  | Air Conditioning, HVAC, Admin Building
73151 | THR-ACC-NR-697 | HVAC Unit & Fan, Main Floor Stairs E to 2nd Floor | THR-ACC-ADM | H.V.A.C.,Heater,Unit | HVAC |  | NR | http://www.toronto.ca/TWONTO#heater |  | Air Conditioning, HVAC, Admin Building
73152 | THR-ACC-NR-701 | HVAC Unit & Fan, Electrical Shop Office | THR-ACC-ADM | H.V.A.C.,Heater,Unit | HVAC |  | NR | http://www.toronto.ca/TWONTO#heater |  | Air Conditioning, HVAC, Admin Building
73153 | THR-ACC-NR-702 | HVAC Unit & Fan, Electrical Shop Office | THR-ACC-ADM | H.V.A.C.,Heater,Unit | HVAC |  | NR | http://www.toronto.ca/TWONTO#heater |  | Air Conditioning, HVAC, Admin Building
73154 | THR-ACC-NR-705 | HVAC Unit & Fan, Electrical Shop | THR-ACC-ADM | H.V.A.C.,Heater,Unit | HVAC |  | NR | http://www.toronto.ca/TWONTO#heater |  | Air Conditioning, HVAC, Admin Building
73155 | THR-ACC-NR-706 | HVAC Unit & Fan, Electrical Shop | THR-ACC-ADM | H.V.A.C.,Heater,Unit | HVAC |  | NR | http://www.toronto.ca/TWONTO#heater |  | Air Conditioning, HVAC, Admin Building
73156 | THR-ACC-NR-707 | HVAC Unit & Fan, Electrical Shop | THR-ACC-ADM | H.V.A.C.,Heater,Unit | HVAC |  | NR | http://www.toronto.ca/TWONTO#heater |  | Air Conditioning, HVAC, Admin Building
73157 | THR-ACC-NR-708 | HVAC Unit & Fan, Electrical Shop | THR-ACC-ADM | H.V.A.C.,Heater,Unit | HVAC |  | NR | http://www.toronto.ca/TWONTO#heater |  | Air Conditioning, HVAC, Admin Building
73158 | THR-ACC-NR-710 | HVAC Unit & Fan, Instrument Shop | THR-ACC-ADM | H.V.A.C.,Heater,Unit | HVAC |  | NR | http://www.toronto.ca/TWONTO#heater |  | Air Conditioning, HVAC, Admin Building
73159 | THR-ACC-NR-711 | HVAC Unit & Fan, Instrument Shop | THR-ACC-ADM | H.V.A.C.,Heater,Unit | HVAC |  | NR | http://www.toronto.ca/TWONTO#heater |  | Air Conditioning, HVAC, Admin Building
73160 | THR-ACC-NR-719 | HVAC Unit & Fan, Men's Wash Room Corridor | THR-ACC-ADM | H.V.A.C.,Heater,Unit | HVAC |  | NR | http://www.toronto.ca/TWONTO#heater |  | Air Conditioning, HVAC, Admin Building
73161 | THR-ACC-NR-720 | HVAC Unit & Fan, Men's Wash Room Corridor | THR-ACC-ADM | H.V.A.C.,Heater,Unit | HVAC |  | NR | http://www.toronto.ca/TWONTO#heater |  | Air Conditioning, HVAC, Admin Building
73162 | THR-ACC-NR-721 | HVAC Unit & Fan, Control Room Corridor | THR-ACC-HVAC | H.V.A.C.,Heater,Unit | HVAC |  | NR | http://www.toronto.ca/TWONTO#heater |  | Air Conditioning, Heating, Ventilation & Air Conditioning
73163 | THR-ACC-NR-727 | HVAC Unit & Fan, Lunch Room | THR-ACC-ADM | H.V.A.C.,Heater,Unit | HVAC |  | NR | http://www.toronto.ca/TWONTO#heater |  | Air Conditioning, HVAC, Admin Building
73164 | THR-ACC-NR-728 | HVAC Unit & Fan, Lunch Room | THR-ACC-ADM | H.V.A.C.,Heater,Unit | HVAC |  | NR | http://www.toronto.ca/TWONTO#heater |  | Air Conditioning, HVAC, Admin Building
73165 | THR-ACC-NR-730 | HVAC Unit & Fan, Lunch Room | THR-ACC-ADM | H.V.A.C.,Heater,Unit | HVAC |  | NR | http://www.toronto.ca/TWONTO#heater |  | Air Conditioning, HVAC, Admin Building
73166 | THR-ACC-NR-731 | HVAC Unit & Fan, 2nd Floor South End Stairs | THR-ACC-ADM | H.V.A.C.,Heater,Unit | HVAC |  | NR | http://www.toronto.ca/TWONTO#heater |  | Air Conditioning, HVAC, Admin Building
73167 | THR-ACC-NR-737 | HVAC Unit & Fan, 2nd Floor East Wall | THR-ACC-ADM | H.V.A.C.,Heater,Unit | HVAC |  | NR | http://www.toronto.ca/TWONTO#heater |  | Air Conditioning, HVAC, Admin Building
73168 | THR-ACC-NR-739 | HVAC Unit & Fan, Lab. East Wall | THR-ACC-ADM | H.V.A.C.,Heater,Unit | HVAC |  | NR | http://www.toronto.ca/TWONTO#heater |  | Air Conditioning, HVAC, Admin Building
73169 | THR-ACC-NR-740 | HVAC Unit & Fan, Lab. East Wall | THR-ACC-ADM | H.V.A.C.,Heater,Unit | HVAC |  | NR | http://www.toronto.ca/TWONTO#heater |  | Air Conditioning, HVAC, Admin Building
73170 | THR-ACC-NR-784 | HVAC, Heater, Baseboard,Chlorine Bldg | THR-ACC-DIS | H.V.A.C.,Heater,Unit | HVAC |  | NR | http://www.toronto.ca/TWONTO#heater |  | Air Conditioning, HVAC, Chlorine Building
73171 | THR-ACC-NR-785 | HVAC, Heater Unit and Fan, Dechlorination Bldg | THR-ACC-DIS | H.V.A.C.,Heater,Unit | HVAC |  | NR | http://www.toronto.ca/TWONTO#heater |  | Air Conditioning, HVAC, Chlorine Building
73172 | THR-ACC-NR-787 | HVAC, Heater Unit & Fan, Dechlorination Bldg | THR-ACC-DIS | H.V.A.C.,Heater,Unit | HVAC |  | NR | http://www.toronto.ca/TWONTO#heater |  | Air Conditioning, HVAC, Chlorine Building
73173 | THR-ACC-NR-789 | HVAC, Heater Unit & Fan,Chlorine Bldg | THR-ACC-DIS | H.V.A.C.,Heater,Unit | HVAC |  | NR | http://www.toronto.ca/TWONTO#heater |  | Air Conditioning, HVAC, Chlorine Building
73174 | THR-ACC-NR-791 | HVAC, Heater Unit & Fan (Removed from Service) | THR-ACC-DIS | H.V.A.C.,Heater,Unit | HVAC | 35147 | NR | http://www.toronto.ca/TWONTO#heater |  | Air Conditioning, HVAC, Chlorine Building
73175 | THR-ACC-NR-793 | HVAC, Heater Unit & Fan,Chlorine Bldg | THR-ACC-DIS | H.V.A.C.,Heater,Unit | HVAC |  | NR | http://www.toronto.ca/TWONTO#heater |  | Air Conditioning, HVAC, Chlorine Building
73176 | THR-ACC-NR-794 | HVAC, Heater Unit & Fan,Chlorine Bldg | THR-ACC-DIS | H.V.A.C.,Heater,Unit | HVAC |  | NR | http://www.toronto.ca/TWONTO#heater |  | Air Conditioning, HVAC, Chlorine Building
73177 | THR-ACC-NR-795 | HVAC, Heater Unit & Fan,Chlorine Bldg | THR-ACC-DIS | H.V.A.C.,Heater,Unit | HVAC |  | NR | http://www.toronto.ca/TWONTO#heater |  | Air Conditioning, HVAC, Chlorine Building
73178 | THR-ACC-NR-796 | HVAC, Heater Unit & Fan,Chlorine Bldg | THR-ACC-DIS | H.V.A.C.,Heater,Unit | HVAC |  | NR | http://www.toronto.ca/TWONTO#heater |  | Air Conditioning, HVAC, Chlorine Building
73189 | THR-ACC-NU-561 | Fan and Heating Coil Unit, Electric, Odour Control Bldg. Gallery | THR-ACC-OCS | Fan | HVAC |  | NU | http://www.toronto.ca/TWONTO#heater |  | Air Conditioning, HVAC, Odour Control Bldg.
73192 | THR-ACC-NU-567 | Ducted Heater Unit, Electric, Odour Control Bldg. Gallery | THR-ACC-OCS | Fan | HVAC |  | NU | http://www.toronto.ca/TWONTO#heater |  | Air Conditioning, HVAC, Odour Control Bldg.
73270 | THR-ACC-NX-645 | HVAC, Heating and Air Conditioing Unit, Consultant Bldg. | THR-ACC-ER | H.V.A.C. | HVAC |  | NX | http://www.toronto.ca/TWONTO#air_condition |  | Air Conditioning, AHU, HVAC, Engine Room
73271 | THR-ACC-NX-645 | HVAC, Heating and Air Conditioing Unit, Consultant Bldg. | THR-HVAC-CB | H.V.A.C. | HVAC |  | NX | http://www.toronto.ca/TWONTO#air_condition |  | Heating, Ventilation and Air Conditioning, Consultant Building
73272 | THR-ACC-NX-651 | A/C Unit, Instrument Shop, Admin Bldg. Roof | THR-ACC-ADM | H.V.A.C.,Air Conditioner | HVAC |  | NX | http://www.toronto.ca/TWONTO#air_condition |  | Air Conditioning, HVAC, Admin Building
73290 | THR-ACC-NX-716 | Heating and Cooling Unit for Training Room | THR-ACC-ADM | H.V.A.C. | HVAC |  | NX | http://www.toronto.ca/TWONTO#air_condition |  | Air Conditioning, HVAC, Admin Building
73308 | THR-ACC-NX-743S | HVAC, Air Conditioning Unit, Centralized AC,Chlorine Bldg | THR-ACC-DIS | H.V.A.C.,Air Conditioner | HVAC | 40231 | NX | http://www.toronto.ca/TWONTO#air_condition |  | Air Conditioning, HVAC, Chlorine Building
73309 | THR-ACC-NX-745 | HVAC, Air Conditioning Unit,,Chlorine Bldg,Roof | THR-ACC-DIS | H.V.A.C.,Air Conditioner | HVAC |  | NX | http://www.toronto.ca/TWONTO#air_condition |  | Air Conditioning, HVAC, Chlorine Building
73365 | THR-ACC-NX-793 | Air Handling Unit, Chlorine Bldg. | THR-ACC-DIS | Air Handling Unit | HVAC |  | NX | http://www.toronto.ca/TWONTO#air_handler_unit |  | Air Conditioning, HVAC, Chlorine Building
73377 | THR-ACC-OCS | Air Conditioning, HVAC, Odour Control Bldg. | THR-ACC-HVAC | H.V.A.C.,Air Conditioner | HVAC |  |  | http://www.toronto.ca/TWONTO#collection_of_assets |  | Air Conditioning, Heating, Ventilation & Air Conditioning
73378 | THR-ACC-OCS | Air Conditioning, HVAC, Odour Control Bldg. | THR-ACC-WA1 | H.V.A.C.,Air Conditioner | HVAC |  |  | http://www.toronto.ca/TWONTO#collection_of_assets |  | Air Conditioning, AHU, HVAC,Work Area1
73379 | THR-ACC-OCS | Air Conditioning, HVAC, Odour Control Bldg. | THR-OCS | H.V.A.C.,Air Conditioner | HVAC |  |  | http://www.toronto.ca/TWONTO#collection_of_assets |  | Odour Control System
73536 | THR-ACC-PRM | Heating, Ventilation and Air Conditioning, Primaries | THR-ACC-WA3 |  | HVAC |  |  | http://www.toronto.ca/TWONTO#collection_of_assets |  | Air Conditioning, Boiler, Fans & AHU
73537 | THR-ACC-PRM | Heating, Ventilation and Air Conditioning, Primaries | THR-PRM |  | HVAC |  |  | http://www.toronto.ca/TWONTO#collection_of_assets |  | Primary Treatment
73538 | THR-ACC-PRS | Heating, Ventilation and Air Conditioning, Ferrous Chloride Building | THR-ACC-HVAC |  | HVAC |  |  | http://www.toronto.ca/TWONTO#collection_of_assets |  | Air Conditioning, Heating, Ventilation & Air Conditioning
73539 | THR-ACC-PRS | Heating, Ventilation and Air Conditioning, Ferrous Chloride Building | THR-ACC-WA3 |  | HVAC |  |  | http://www.toronto.ca/TWONTO#collection_of_assets |  | Air Conditioning, Boiler, Fans & AHU
73579 | THR-ACC-RSPS | Air Conditioning, AHU, HVAC, Exhaust Fans,RSPS | THR-ACC-WA3 | H.V.A.C.,Air Conditioner | HVAC |  |  | http://www.toronto.ca/TWONTO#collection_of_assets |  | Air Conditioning, Boiler, Fans & AHU
73622 | THR-ACC-T&G | Air Conditioning, AHU, HVAC, Tunnels & Galleries | THR-ACC-WA4 | H.V.A.C.,Air Conditioner | HVAC |  |  | http://www.toronto.ca/TWONTO#collection_of_assets |  | Air Conditioning, AHU, HVAC,Work Area4
73623 | THR-ACC-T&G | Air Conditioning, AHU, HVAC, Tunnels & Galleries | THR-FT | H.V.A.C.,Air Conditioner | HVAC |  |  | http://www.toronto.ca/TWONTO#collection_of_assets |  | Final Tank
73656 | THR-ACC-THK | Air Conditioning, AHU, HVAC, STB | THR-ACC-WA3 | H.V.A.C.,Air Conditioner | HVAC |  |  | http://www.toronto.ca/TWONTO#collection_of_assets |  | Air Conditioning, Boiler, Fans & AHU
73657 | THR-ACC-THK | Air Conditioning, AHU, HVAC, STB | THR-THK | H.V.A.C.,Air Conditioner | HVAC |  |  | http://www.toronto.ca/TWONTO#collection_of_assets |  | Sludge Thickening
73832 | THR-ACC-TSL-4802 | Switch, Temperature, HTR-4802, S Wall, Control Room, West Substation | THR-ACC-HTR-4802 | Switch,Temperature-Low | HVAC |  | TSL | http://www.toronto.ca/TWONTO#temperature_switch |  | Heater, Cabinet Convection, Electric, S Wall, Control Room, West Substation
77678 | THR-DIS-FN-0200 | Fan, Washroom, Disinfection Building | THR-DIS | Fan | HVAC |  | FN | http://www.toronto.ca/TWONTO#blower_or_fan_with_drive |  | Disinfection
81320 | THR-HVAC-CB | Heating, Ventilation and Air Conditioning, Consultant Building | THR-ACC-HVAC |  | HVAC |  |  | http://www.toronto.ca/TWONTO#collection_of_assets |  | Air Conditioning, Heating, Ventilation & Air Conditioning
81321 | THR-HVAC-WS | Heating, Ventilation and Air Conditioning, West Substation | THR-ACC-HVAC |  | HVAC |  |  | http://www.toronto.ca/TWONTO#collection_of_assets |  | Air Conditioning, Heating, Ventilation & Air Conditioning
81812 | THR-OCS-DM-0061 | Damper, Butterfly, Suction, Fan 0060, Carbon System | THR-OCS-FN-0060 | Damper/Louver | HVAC |  | DM | http://www.toronto.ca/TWONTO#air_damper |  | Fan, Centrifugal, Odourous Air, Carbon System
81813 | THR-OCS-DM-0071 | Damper, Butterfly, Suction, Fan 0070, Carbon System | THR-OCS-FN-0070 | Damper/Louver | HVAC |  | DM | http://www.toronto.ca/TWONTO#air_damper |  | Fan, Centrifugal, Odourous Air, Carbon System
81814 | THR-OCS-DM-0072 | Damper, Butterfly, Discharge, Fan 0070, Carbon System - Omitted | THR-OCS-FN-0070 | Damper/Louver | HVAC |  | DM | http://www.toronto.ca/TWONTO#air_damper |  | Fan, Centrifugal, Odourous Air, Carbon System
81815 | THR-OCS-DM-2217 | Damper, Butterfly, Suction, Fan 2210, North Biofilter | THR-OCS-FN-2210 | Damper/Louver | HVAC |  | DM | http://www.toronto.ca/TWONTO#air_damper |  | Fan, Centrifugal, Odourous Air, North Biofilter
81816 | THR-OCS-DM-2218 | Damper, Butterfly, Discharge, Fan 2210, North Biofilter | THR-OCS-FN-2210 | Damper/Louver | HVAC |  | DM | http://www.toronto.ca/TWONTO#air_damper |  | Fan, Centrifugal, Odourous Air, North Biofilter
81817 | THR-OCS-DM-2228 | Damper, Butterfly, Discharge, Fan 2220, North Biofilter | THR-OCS-FN-2220 | Damper/Louver | HVAC |  | DM | http://www.toronto.ca/TWONTO#air_damper |  | Fan, Centrifugal, Odourous Air, North Biofilter
85628 | TNT-ACC-AC-2002A | Air Conditioner | TNT-ACC-AC | H.V.A.C.,Air Conditioner | HVAC |  | AC | http://www.toronto.ca/TWONTO#air_condition |  | HVAC- Air conditioner and cooling units
85629 | TNT-ACC-AC-2004A | Air Conditioner | TNT-ACC-AC | H.V.A.C.,Air Conditioner | HVAC |  | AC | http://www.toronto.ca/TWONTO#air_condition |  | HVAC- Air conditioner and cooling units
85630 | TNT-ACC-AC-2005A | Air Conditioner | TNT-ACC-AC | H.V.A.C.,Air Conditioner | HVAC |  | AC | http://www.toronto.ca/TWONTO#air_condition |  | HVAC- Air conditioner and cooling units
85631 | TNT-ACC-AC-2008A | Air Conditioner | TNT-ACC-AC | H.V.A.C.,Air Conditioner | HVAC |  | AC | http://www.toronto.ca/TWONTO#air_condition |  | HVAC- Air conditioner and cooling units
85632 | TNT-ACC-AC-2010A | Air Conditioner | TNT-ACC-AC | H.V.A.C.,Air Conditioner | HVAC |  | AC | http://www.toronto.ca/TWONTO#air_condition |  | HVAC- Air conditioner and cooling units
85633 | TNT-ACC-AHU-1601 | Air handling unit | TNT-ACC-AHU | Air Handling Unit | HVAC |  | AHU | http://www.toronto.ca/TWONTO#air_handler_unit |  | HVAC- AHUs and Fans
85636 | TNT-ACC-CU-2002B | Air Conditioner, outdoor condensor | TNT-ACC-AC | H.V.A.C.,Chiller | HVAC |  | CU | http://www.toronto.ca/TWONTO#AC_condenser_unit |  | HVAC- Air conditioner and cooling units
85637 | TNT-ACC-CU-2003B | Air Conditioner, outdoor condensor | TNT-ACC-AC | H.V.A.C.,Chiller | HVAC |  | CU | http://www.toronto.ca/TWONTO#AC_condenser_unit |  | HVAC- Air conditioner and cooling units
85638 | TNT-ACC-CU-2004B | Air Conditioner, outdoor condensor | TNT-ACC-AC | H.V.A.C.,Chiller | HVAC |  | CU | http://www.toronto.ca/TWONTO#AC_condenser_unit |  | HVAC- Air conditioner and cooling units
85639 | TNT-ACC-CU-2005B | Air Conditioner, outdoor condensor | TNT-ACC-AC | H.V.A.C.,Chiller | HVAC |  | CU | http://www.toronto.ca/TWONTO#AC_condenser_unit |  | HVAC- Air conditioner and cooling units
85640 | TNT-ACC-CU-2008B | Air Conditioner, outdoor condensor | TNT-ACC-AC | H.V.A.C.,Chiller | HVAC |  | CU | http://www.toronto.ca/TWONTO#AC_condenser_unit |  | HVAC- Air conditioner and cooling units
90311 | WTR-PDS-AC-0001 | Air Conditioner, Dorset PS | WTR-PDS-ACC |  | HVAC |  | AC | http://www.toronto.ca/TWONTO#air_condition |  | Air Conditioning, Heating and Ventilation
90596 | WTR-PEL-CU-1092 | Condensing Unit, FN-1092, AHU-1001, Economizer, Generator Building, Roof | WTR-PEL-AHU-1001 | H.V.A.C.,Air Conditioner | HVAC |  | CU | http://www.toronto.ca/TWONTO#AC_condenser_unit |  | Air Handling Unit, Generator Building, Roof
91602 | WTR-PJO-ACC | Air Conditioning, Heating and Ventilation | WTR-PJO |  | HVAC |  |  | http://www.toronto.ca/TWONTO#collection_of_assets |  | Wm. H. Johnston Pumping Station
92546 | FIS-ACC-AC-3001 | Air Conditioner, Settling Basins 9 & 11, Access Building, PLC Room, N/E Corner | FIS-RMF-PLCRM | H.V.A.C.,Air Conditioner | HVAC |  | AC | http://www.toronto.ca/TWONTO#air_condition |  | FIS RMF PLC Room
92547 | FIS-ACC-AC-4500 | Air Conditioner, Workshop Building, Outside, South | FIS-HVAC | Air Handling Unit | HVAC |  | AC | http://www.toronto.ca/TWONTO#air_condition |  | Climate Control
92549 | FIS-ACC-AHU-0101 | Air Handling Unit, Raw Water Building, S/W Unit | FIS-SUSPENDED | Air Handling Unit | HVAC |  | AHU | http://www.toronto.ca/TWONTO#air_handler_unit |  | Obsolete Entities/Processes
92550 | FIS-ACC-AHU-0401 | Air Handling Unit, Filter Complex, Basement Floor, Pump Room, North Unit | FIS-SUSPENDED | Air Handling Unit | HVAC | 46012 | AHU | http://www.toronto.ca/TWONTO#air_handler_unit |  | Obsolete Entities/Processes
92551 | FIS-ACC-AHU-0501 | Air Handling Unit, Filter Complex, Basement | FIS-HVAC | Air Handling Unit | HVAC |  | AHU | http://www.toronto.ca/TWONTO#air_handler_unit |  | Climate Control
92552 | FIS-ACC-AHU-4001 | Air Handling Unit, Marine Yard Ventilation, Mechanical/Electrical Room | FIS-MARINE-M/ERM | Air Handling Unit | HVAC |  | AHU | http://www.toronto.ca/TWONTO#air_handler_unit |  | Mechanical/ Electrical Room, Marine Yard Building
92553 | FIS-ACC-AHU-4500 | Air Handling Unit, Machine Shop Supply, North/West Side, Ground Level, Workshop Building | FIS-HVAC | Air Handling Unit | HVAC |  | AHU | http://www.toronto.ca/TWONTO#air_handler_unit |  | Climate Control
92565 | FIS-ACC-CP-4000 | Panel, Control, Building Automation System, Mechanical/Electrical Room | FIS-MARINE-BUILDING |  | HVAC |  | CP | http://www.toronto.ca/TWONTO#process_control_panel |  | FIS Marine Yard Building
92566 | FIS-ACC-CU-4001 | Condenser Unit, Marine Yard Cooling, Outside Mechanical/Electrical Room | FIS-ACC-AHU-4001 |  | HVAC |  | CU | http://www.toronto.ca/TWONTO#AC_condenser_unit |  | Air Handling Unit, Marine Yard Ventilation, Mechanical/Electrical Room
92639 | FIS-ACC-DM-3001 | Damper, Actuated, Air Intake to RMF Polymer Storage & Feeder Building, RMF Polymer Storage & Feeder Building, Polymer Storage Room, N/W Corner | FIS-ACC-FN-3001 | Damper/Louver | HVAC |  | DM | http://www.toronto.ca/TWONTO#air_damper |  | Fan, Exhaust, Polymer Storage & Feeder Building, RMF Polymer Storage & Feeder Building, Polymer Storage Room, N/W Corner,S/E Corner
92640 | FIS-ACC-DM-3002 | Damper, Actuated, Exhaust Fan FN-3001, Polymer Storage & Feeder Building, RMF Polymer Storage & Feeder Building, Polymer Storage Room, S/E Corner | FIS-ACC-FN-3001 | Damper/Louver | HVAC |  | DM | http://www.toronto.ca/TWONTO#air_damper |  | Fan, Exhaust, Polymer Storage & Feeder Building, RMF Polymer Storage & Feeder Building, Polymer Storage Room, N/W Corner,S/E Corner
92641 | FIS-ACC-DM-3002 | Damper, Actuated, Exhaust Fan FN-3001, Polymer Storage & Feeder Building, RMF Polymer Storage & Feeder Building, Polymer Storage Room, S/E Corner | FIS-POL-ROOM | Damper/Louver | HVAC |  | DM | http://www.toronto.ca/TWONTO#air_damper |  | FIS RMF Polymer Storage Room
92642 | FIS-ACC-DM-4003 | Damper, Motorized, Return Air for AHU, Mechanical/Electrical Room | FIS-ACC-AHU-4001 |  | HVAC |  | DM | http://www.toronto.ca/TWONTO#air_damper |  | Air Handling Unit, Marine Yard Ventilation, Mechanical/Electrical Room
92643 | FIS-ACC-DM-4004 | Damper, Motorized, Outside Air for FN-4004, Mechanical/Electrical Room | FIS-ACC-FN-4004 |  | HVAC |  | DM | http://www.toronto.ca/TWONTO#air_damper |  | Fan, Celing mounted, Marine Yard Building, Mechanical/Electrical Room
92644 | FIS-ACC-DM-4006 | Damper, Motorized, Outside Air, Mechanical/Electrical Room | FIS-ACC-CP-4000 |  | HVAC |  | DM | http://www.toronto.ca/TWONTO#air_damper |  | Panel, Control, Building Automation System, Mechanical/Electrical Room
92645 | FIS-ACC-DM-4006 | Damper, Motorized, Outside Air, Mechanical/Electrical Room | FIS-MARINE-M/ERM |  | HVAC |  | DM | http://www.toronto.ca/TWONTO#air_damper |  | Mechanical/ Electrical Room, Marine Yard Building
92646 | FIS-ACC-DM-4010 | Damper, Motorized, FN-4003, Mechanical/Electrical Room | FIS-ACC-FN-4003 |  | HVAC |  | DM | http://www.toronto.ca/TWONTO#air_damper |  | Fan, Celing mounted, Marine Yard Building, Mechanical/Electrical Room
92656 | FIS-ACC-FN-3001 | Fan, Exhaust, Polymer Storage & Feeder Building, RMF Polymer Storage & Feeder Building, Polymer Storage Room, N/W Corner,S/E Corner | FIS-POL-ROOM | Fan | HVAC |  | FN | http://www.toronto.ca/TWONTO#blower_or_fan_with_drive |  | FIS RMF Polymer Storage Room
92657 | FIS-ACC-FN-4001 | Fan, Celing mounted, Marine Yard Building, Mechanical/Electrical Room | FIS-ACC-MARINEYARD |  | HVAC |  | FN | http://www.toronto.ca/TWONTO#blower_or_fan_with_drive |  | HVAC Marine Yard Building
92658 | FIS-ACC-FN-4002 | Fan, Celing mounted, Marine Yard Building, Mechanical/Electrical Room | FIS-ACC-MARINEYARD |  | HVAC |  | FN | http://www.toronto.ca/TWONTO#blower_or_fan_with_drive |  | HVAC Marine Yard Building
92659 | FIS-ACC-FN-4003 | Fan, Celing mounted, Marine Yard Building, Mechanical/Electrical Room | FIS-MARINE-M/ERM |  | HVAC |  | FN | http://www.toronto.ca/TWONTO#blower_or_fan_with_drive |  | Mechanical/ Electrical Room, Marine Yard Building
92660 | FIS-ACC-FN-4004 | Fan, Celing mounted, Marine Yard Building, Mechanical/Electrical Room | FIS-ACC-CP-4000 |  | HVAC |  | FN | http://www.toronto.ca/TWONTO#blower_or_fan_with_drive |  | Panel, Control, Building Automation System, Mechanical/Electrical Room
92661 | FIS-ACC-FN-4004 | Fan, Celing mounted, Marine Yard Building, Mechanical/Electrical Room | FIS-MARINE-M/ERM |  | HVAC |  | FN | http://www.toronto.ca/TWONTO#blower_or_fan_with_drive |  | Mechanical/ Electrical Room, Marine Yard Building
92662 | FIS-ACC-FN-4005 | Fan, Exhaust Air, Janitor Room Exhaust, Janitor's Room | FIS-MARINE-BUILDING |  | HVAC |  | FN | http://www.toronto.ca/TWONTO#blower_or_fan_with_drive |  | FIS Marine Yard Building
92663 | FIS-ACC-FN-4006 | Fan, Power Venter, Marine Yard AHU, Mechanical/Electrical Room | FIS-ACC-AHU-4001 |  | HVAC |  | FN | http://www.toronto.ca/TWONTO#blower_or_fan_with_drive |  | Air Handling Unit, Marine Yard Ventilation, Mechanical/Electrical Room
92664 | FIS-ACC-FN-4006 | Fan, Power Venter, Marine Yard AHU, Mechanical/Electrical Room | FIS-MARINE-M/ERM |  | HVAC |  | FN | http://www.toronto.ca/TWONTO#blower_or_fan_with_drive |  | Mechanical/ Electrical Room, Marine Yard Building
92885 | FIS-ACC-HTR-3001 | Heater, Unit, RMF Polymer Storage & Feeder Building, Ceiling, N/W Corner | FIS-ACC-CHEMICAL BUILDING | H.V.A.C.,Heater,Unit | HVAC |  | HTR | http://www.toronto.ca/TWONTO#heater |  | HVAC Chemical Building
92886 | FIS-ACC-HTR-3001 | Heater, Unit, RMF Polymer Storage & Feeder Building, Ceiling, N/W Corner | FIS-POL-ROOM | H.V.A.C.,Heater,Unit | HVAC |  | HTR | http://www.toronto.ca/TWONTO#heater |  | FIS RMF Polymer Storage Room
92887 | FIS-ACC-HTR-3002 | Heater, Unit, RMF Polymer Storage & Feeder Building, Ceiling, S/E Corner | FIS-ACC-CHEMICAL BUILDING | H.V.A.C.,Heater,Unit | HVAC |  | HTR | http://www.toronto.ca/TWONTO#heater |  | HVAC Chemical Building
92888 | FIS-ACC-HTR-3002 | Heater, Unit, RMF Polymer Storage & Feeder Building, Ceiling, S/E Corner | FIS-POL-ROOM | H.V.A.C.,Heater,Unit | HVAC |  | HTR | http://www.toronto.ca/TWONTO#heater |  | FIS RMF Polymer Storage Room
92889 | FIS-ACC-HTR-3003 | Heater, Unit, Settling Basins 9 & 11 Access Building, S/E Corner | FIS-ACC-CHEMICAL BUILDING | H.V.A.C.,Heater,Unit | HVAC |  | HTR | http://www.toronto.ca/TWONTO#heater |  | HVAC Chemical Building
92890 | FIS-ACC-HTR-3003 | Heater, Unit, Settling Basins 9 & 11 Access Building, S/E Corner | FIS-RMF 9&11 ACCESS-BLDG | H.V.A.C.,Heater,Unit | HVAC |  | HTR | http://www.toronto.ca/TWONTO#heater |  | FIS RMF Basin 9&11 Access Building
93595 | WTR-PPD-AC-3041 | Air Conditioner, Ductless, Electrical Room | WTR-PPD-CU-3041 | H.V.A.C.,Air Conditioner | HVAC |  | AC | http://www.toronto.ca/TWONTO#air_condition |  | Condensing Unit 1, Air Cooled, Roof
93596 | WTR-PPD-AC-3051 | Air Conditioner, Ductless, Control Room | WTR-PPD-CU-3051 | H.V.A.C.,Air Conditioner | HVAC |  | AC | http://www.toronto.ca/TWONTO#air_condition |  | Condensing Unit 2, Air Cooled, Roof
93598 | WTR-PPD-AHU-1011 | Air Handling Unit, Pump Gallery | WTR-PPD-ACC | Air Handling Unit | HVAC |  | AHU | http://www.toronto.ca/TWONTO#air_handler_unit |  | Air Conditioning, Heating and Ventilation
93625 | WTR-PPD-CU-3041 | Condensing Unit 1, Air Cooled, Roof | WTR-PPD-ACC |  | HVAC |  | CU | http://www.toronto.ca/TWONTO#AC_condenser_unit |  | Air Conditioning, Heating and Ventilation
93626 | WTR-PPD-CU-3051 | Condensing Unit 2, Air Cooled, Roof | WTR-PPD-ACC |  | HVAC |  | CU | http://www.toronto.ca/TWONTO#AC_condenser_unit |  | Air Conditioning, Heating and Ventilation
93791 | WTR-PRH-AC-0001 | Air Conditioner, Switchgear Room | WTR-PRH-ACC | H.V.A.C.,Air Conditioner | HVAC |  | AC | http://www.toronto.ca/TWONTO#air_condition |  | Air Conditioning, Heating and Ventilation
93793 | WTR-PRH-AHU-0001 | Air Handling Unit, Meter Access Room, | WTR-PRH-ACC | Air Handling Unit,Draw Thru | HVAC |  | AHU | http://www.toronto.ca/TWONTO#air_handler_unit |  | Air Conditioning, Heating and Ventilation
93819 | WTR-PRH-CU-0002 | Air Cooled Condenser, Roof | WTR-PRH-ACC | H.V.A.C.,Air Conditioner | HVAC |  | CU | http://www.toronto.ca/TWONTO#AC_condenser_unit |  | Air Conditioning, Heating and Ventilation
96394 | YTF-ACC-AC-0001 | H.V.A.C., Air Conditioner, HUB Room, HVAC Dampers | YTF-ACC | H.V.A.C.,Air Conditioner | HVAC |  | AC | http://www.toronto.ca/TWONTO#air_condition |  | HVAC Equipment
96395 | YTF-ACC-AC-5901 | H.V.A.C., Air Conditioner, YTF-ACC-AHU-5901, HVAC Exhaust Fans and AHU's | YTF-ACC | H.V.A.C.,Air Conditioner | HVAC |  | AC | http://www.toronto.ca/TWONTO#air_condition |  | HVAC Equipment
96396 | YTF-ACC-AHU-4201 | Air Handling Unit, RN149, HVAC Exhaust Fans and AHU's | YTF-ACC | Air Handling Unit | HVAC |  | AHU | http://www.toronto.ca/TWONTO#air_handler_unit |  | HVAC Equipment
96397 | YTF-ACC-AHU-4401 | Air Handling Unit, RN156, HVAC Exhaust Fans and AHU's | YTF-ACC | Air Handling Unit | HVAC |  | AHU | http://www.toronto.ca/TWONTO#air_handler_unit |  | HVAC Equipment
96398 | YTF-ACC-AHU-4501 | Air Handling Unit, UPS Room, HVAC Exhaust Fans and AHU's | YTF-ACC | Air Handling Unit | HVAC |  | AHU | http://www.toronto.ca/TWONTO#air_handler_unit |  | HVAC Equipment
96399 | YTF-ACC-AHU-4701 | Air Handling Unit, RN142, HVAC Exhaust Fans and AHU's | YTF-ACC | Air Handling Unit | HVAC |  | AHU | http://www.toronto.ca/TWONTO#air_handler_unit |  | HVAC Equipment
96400 | YTF-ACC-AHU-4801 | Air Handling Unit, RN143, HVAC Exhaust Fans and AHU's | YTF-ACC | Air Handling Unit | HVAC |  | AHU | http://www.toronto.ca/TWONTO#air_handler_unit |  | HVAC Equipment
96401 | YTF-ACC-AHU-5001 | Air Handling Unit, RN105, HVAC Exhaust Fans and AHU's | YTF-ACC | Air Handling Unit | HVAC |  | AHU | http://www.toronto.ca/TWONTO#air_handler_unit |  | HVAC Equipment
96402 | YTF-ACC-AHU-5101 | Air Handling Unit, RN122, HVAC Exhaust Fans and AHU's | YTF-ACC | Air Handling Unit | HVAC |  | AHU | http://www.toronto.ca/TWONTO#air_handler_unit |  | HVAC Equipment
96403 | YTF-ACC-AHU-5301 | Air Handling Unit, RN125, HVAC Exhaust Fans and AHU's | YTF-ACC | Air Handling Unit | HVAC |  | AHU | http://www.toronto.ca/TWONTO#air_handler_unit |  | HVAC Equipment
96404 | YTF-ACC-AHU-5401 | Air Handling Unit, A Building Electrical Room, HVAC Exhaust Fans and AHU's | YTF-ACC | Air Handling Unit | HVAC |  | AHU | http://www.toronto.ca/TWONTO#air_handler_unit |  | HVAC Equipment
96405 | YTF-ACC-AHU-5501 | Air Handling Unit, A Building Electrical Room, HVAC Exhaust Fans and AHU's | YTF-ACC | Air Handling Unit | HVAC |  | AHU | http://www.toronto.ca/TWONTO#air_handler_unit |  | HVAC Equipment
96406 | YTF-ACC-AHU-5601 | Air Handling Unit, A Building Office Area, HVAC Exhaust Fans and AHU's | YTF-ACC | Air Handling Unit | HVAC |  | AHU | http://www.toronto.ca/TWONTO#air_handler_unit |  | HVAC Equipment
96407 | YTF-ACC-AHU-5901 | Air Handling Unit, Server Room, North-East, HVAC Exhaust Fans and AHU's | YTF-ACC | Air Handling Unit | HVAC |  | AHU | http://www.toronto.ca/TWONTO#air_handler_unit |  | HVAC Equipment
96408 | YTF-ACC-AHU-6001 | Air Handling Unit, Server Room, South, HVAC Exhaust Fans and AHU's | YTF-ACC | Air Handling Unit | HVAC |  | AHU | http://www.toronto.ca/TWONTO#air_handler_unit |  | HVAC Equipment
96508 | YTF-CW-HU-7301 | H.V.A.C., Humidifier, RN156, City Water | YTF-CW | H.V.A.C.,Humidifier | HVAC |  | HU | http://www.toronto.ca/TWONTO#humidier |  | City Water
96509 | YTF-CW-HU-7401 | H.V.A.C., Humidifier, A Building Office, City Water | YTF-CW | H.V.A.C.,Humidifier | HVAC |  | HU | http://www.toronto.ca/TWONTO#humidier |  | City Water
96510 | YTF-CW-HU-7701 | H.V.A.C., Humidifier, RN125, City Water | YTF-CW | H.V.A.C.,Humidifier | HVAC |  | HU | http://www.toronto.ca/TWONTO#humidier |  | City Water
101155 | KR2201A | Unit Heater, Silo #1, Basement, Silo Building | TAB-ACC-HTR | H.V.A.C.,Heater | HVAC |  |  | http://www.toronto.ca/TWONTO#heater |  | Heaters- Convection,
101156 | KR2201A | Unit Heater, Silo #1, Basement, Silo Building | TAB-ACC-HTR-SLO | H.V.A.C.,Heater | HVAC |  |  | http://www.toronto.ca/TWONTO#heater |  | Unit Heaters- Silo Bldg
101157 | KR2203A | Unit Heater, Silo #3, Basement, Silo Building | TAB-ACC-HTR-SLO | H.V.A.C.,Heater | HVAC |  |  | http://www.toronto.ca/TWONTO#heater |  | Unit Heaters- Silo Bldg
101158 | KR2221A | Unit Heater, Silo #1, 2nd Floor, Silo Building | TAB-ACC-HTR | H.V.A.C.,Heater | HVAC |  |  | http://www.toronto.ca/TWONTO#heater |  | Heaters- Convection,
101159 | KR2222A | Unit Heater, Silo #1, 2nd Floor, Silo Building | TAB-ACC-HTR-SLO | H.V.A.C.,Heater | HVAC |  |  | http://www.toronto.ca/TWONTO#heater |  | Unit Heaters- Silo Bldg
101162 | KR2224A | Unit Heater, Silo #3, 2nd Floor, Silo Building | TAB-ACC-HTR | H.V.A.C.,Heater | HVAC |  |  | http://www.toronto.ca/TWONTO#heater |  | Heaters- Convection,
101163 | KR2232A | Unit Heater, Silo #1, 3rd Floor, Silo Building | TAB-ACC-HTR | H.V.A.C.,Heater | HVAC |  |  | http://www.toronto.ca/TWONTO#heater |  | Heaters- Convection,
101164 | KR2232A | Unit Heater, Silo #1, 3rd Floor, Silo Building | TAB-ACC-HTR-SLO | H.V.A.C.,Heater | HVAC |  |  | http://www.toronto.ca/TWONTO#heater |  | Unit Heaters- Silo Bldg
101165 | KR2242A | Unit Heater, Silo #1, 4th Floor, Silo Building | TAB-ACC-HTR | H.V.A.C.,Heater | HVAC |  |  | http://www.toronto.ca/TWONTO#heater |  | Heaters- Convection,
101166 | KR2242A | Unit Heater, Silo #1, 4th Floor, Silo Building | TAB-ACC-HTR-SLO | H.V.A.C.,Heater | HVAC |  |  | http://www.toronto.ca/TWONTO#heater |  | Unit Heaters- Silo Bldg
101167 | KR2243A | Fan, Air Heater, Silo #3, 4th Floor, Silo Building | TAB-ACC-HTR | H.V.A.C.,Heater | HVAC |  |  | http://www.toronto.ca/TWONTO#heater |  | Heaters- Convection,
101168 | KR2243A | Fan, Air Heater, Silo #3, 4th Floor, Silo Building | TAB-ACC-HTR-SLO | H.V.A.C.,Heater | HVAC |  |  | http://www.toronto.ca/TWONTO#heater |  | Unit Heaters- Silo Bldg
101169 | KR2244A | Unit Heater, Silo #3, 4th Floor, Silo Building | TAB-ACC-HTR | H.V.A.C.,Heater | HVAC |  |  | http://www.toronto.ca/TWONTO#heater |  | Heaters- Convection,
101170 | KR2252A | Unit Heater, Silo #1, 5th Floor, Silo Building | TAB-ACC-HTR | H.V.A.C.,Heater | HVAC |  |  | http://www.toronto.ca/TWONTO#heater |  | Heaters- Convection,
101171 | KR2254A | Fan, Air Heater, Silo #3, 5th Floor, Silo Building | TAB-ACC-HTR | H.V.A.C.,Heater | HVAC |  |  | http://www.toronto.ca/TWONTO#heater |  | Heaters- Convection,
101172 | KR2254A | Fan, Air Heater, Silo #3, 5th Floor, Silo Building | TAB-ACC-HTR-SLO | H.V.A.C.,Heater | HVAC |  |  | http://www.toronto.ca/TWONTO#heater |  | Unit Heaters- Silo Bldg
104659 | NR3104E | Duct Heater, Electirc-P.W.P.S.H-1 | TAB-ACC-HTR-PWPS | H.V.A.C.,Heater | HVAC |  |  | http://www.toronto.ca/TWONTO#heater |  | Unit Heaters- PWPS
104662 | NR3109E | Unit Heater,Convection,P.W.P.S.-H-5 | TAB-ACC-HTR | H.V.A.C.,Heater | HVAC |  |  | http://www.toronto.ca/TWONTO#heater |  | Heaters- Convection,
104667 | NR3112E | Unit Heater,Convection,P.W.P.S.-H-10 | TAB-ACC-HTR | H.V.A.C.,Heater | HVAC |  |  | http://www.toronto.ca/TWONTO#heater |  | Heaters- Convection,
104668 | NR3112E | Unit Heater,Convection,P.W.P.S.-H-10 | TAB-ACC-HTR-PWPS | H.V.A.C.,Heater | HVAC |  |  | http://www.toronto.ca/TWONTO#heater |  | Unit Heaters- PWPS
104670 | NR3117E | Unit Heater,Convection,P.W.P.S.-H-9 | TAB-ACC-HTR-PWPS | H.V.A.C.,Heater | HVAC |  |  | http://www.toronto.ca/TWONTO#heater |  | Unit Heaters- PWPS
104671 | NR3119E | Unit Heater,Convection,P.W.P.S.-H-12 | TAB-ACC-HTR-PWPS | H.V.A.C.,Heater | HVAC |  |  | http://www.toronto.ca/TWONTO#heater |  | Unit Heaters- PWPS
104694 | NX2034A | Fan, Intake Air Unit-Dig., Pipe Gallery | TAB-ACC-AHU | Fan | HVAC |  |  | http://www.toronto.ca/TWONTO#blower_or_fan_with_drive |  | Air Handling Unit & Supply Fan
104695 | NX2034A | Fan, Intake Air Unit-Dig., Pipe Gallery | TAB-ACC-AHU-TUN | Fan | HVAC |  |  | http://www.toronto.ca/TWONTO#blower_or_fan_with_drive |  | AHUs/Supply Fans, All tunnels
104701 | NX2057A | Fan, Exhaust, Blower Bldg. | TAB-ACC-FN | Fan | HVAC |  |  | http://www.toronto.ca/TWONTO#blower_or_fan_with_drive |  | Exhaust Fans
104702 | NX2060A | Fan, Exhaust, Blower Bldg. | TAB-ACC-FN | Fan | HVAC |  |  | http://www.toronto.ca/TWONTO#blower_or_fan_with_drive |  | Exhaust Fans
104731 | NX2104A | Fan, Air Exhaust Unit- Z Bldg | TAB-ACC-FN-THK | Fan | HVAC |  |  | http://www.toronto.ca/TWONTO#blower_or_fan_with_drive |  | Exhaust Fans , Floation Bldg
104736 | NX2165A | Conditioner, Air-Old Admin.Bldg., | TAB-ACC-CI | H.V.A.C.,Air Conditioner | HVAC |  |  | http://www.toronto.ca/TWONTO#air_condition |  | Chiller and Air Coolers
104737 | NX2169ASUS | Air Handling Unit, Old Admin Building | TAB-SUSPENDED ENTITY | H.V.A.C.,Air Conditioner | HVAC | 47528 |  | http://www.toronto.ca/TWONTO#air_handler_unit |  | Suspended entities
104738 | NX2172 | Fan, Supply -Z Bldg, Air Supply Unit Room, Mezzanine | TAB-ACC-AHU | Fan | HVAC | 36118 |  | http://www.toronto.ca/TWONTO#blower_or_fan_with_drive |  | Air Handling Unit & Supply Fan
104741 | NX2173 | Fan, Supply -Z Bldg, Boiler room, Mezzanine Flr. | TAB-ACC-AHU | Fan | HVAC | 36125 |  | http://www.toronto.ca/TWONTO#blower_or_fan_with_drive |  | Air Handling Unit & Supply Fan
104752 | NX2194A | Air Cooling Unit, Z Bldg | TAB-SUSPENDED ENTITY | H.V.A.C.,Air Conditioner | HVAC | 35626 |  | http://www.toronto.ca/TWONTO#air_condition |  | Suspended entities
104794 | NX2328A | Air Handling Unit, Aux., 2nd Flr, Electric RmE. | TAB-SUSPENDED ENTITY | H.V.A.C.,Air Conditioner | HVAC | 35290 |  | http://www.toronto.ca/TWONTO#air_handler_unit |  | Suspended entities
104795 | NX2329A | Air Handling Unit A/c, Aux., 2nd Flr, Electric RmW. | TAB-ACC-CI | H.V.A.C.,Air Conditioner | HVAC | 35289 |  | http://www.toronto.ca/TWONTO#air_handler_unit |  | Chiller and Air Coolers
104796 | NX2329A | Air Handling Unit A/c, Aux., 2nd Flr, Electric RmW. | TAB-SUSPENDED ENTITY | H.V.A.C.,Air Conditioner | HVAC | 35289 |  | http://www.toronto.ca/TWONTO#air_handler_unit |  | Suspended entities
104797 | NX2331A | Condenser, for Air Conditioner NX2329 | NX2329A | H.V.A.C.,Air Conditioner | HVAC | 34380 |  | http://www.toronto.ca/TWONTO#AC_condenser_unit |  | Air Handling Unit A/c, Aux., 2nd Flr, Electric RmW.
104912 | NX2648A | Air Conditioner, Digester Tanks13-16(5 Tons) | TAB-ACC-CI | H.V.A.C.,Air Conditioner | HVAC |  |  | http://www.toronto.ca/TWONTO#air_condition |  | Chiller and Air Coolers
104914 | NX2649A | Air Conditioner, Digester Tanks 13-16 | TAB-ACC-CI | H.V.A.C.,Air Conditioner | HVAC |  |  | http://www.toronto.ca/TWONTO#air_condition |  | Chiller and Air Coolers
104950 | NX3054 | AHU, Dewatering Bldg, Main Roof, West (S1) | TAB-ACC-AHU-DEW | Air Handling Unit | HVAC |  |  | http://www.toronto.ca/TWONTO#air_handler_unit |  | AHUs/Supply Fans Dewater. Bldg.
104951 | NX3054A | Fan, Air Intake Unit, Dewatering Bldg. Main Roof, West (S1) | NX3054 | Fan | HVAC |  |  | http://www.toronto.ca/TWONTO#blower_or_fan_with_drive |  | AHU, Dewatering Bldg, Main Roof, West (S1)
104952 | NX3055 | Air Handling Unit Dewater. Bldg.LowerRoof, North Side (S2) | TAB-ACC-AHU | Air Handling Unit | HVAC |  |  | http://www.toronto.ca/TWONTO#air_handler_unit |  | Air Handling Unit & Supply Fan
104967 | NX3103A | Air Conditioner, D Bldg Roof | TAB-ACC-CI | H.V.A.C.,Air Conditioner | HVAC |  |  | http://www.toronto.ca/TWONTO#air_condition |  | Chiller and Air Coolers
104968 | NX3333A | Air Handling Unit, Digester Tanks 13-16 | TAB-ACC-AHU | H.V.A.C. | HVAC |  |  | http://www.toronto.ca/TWONTO#air_handler_unit |  | Air Handling Unit & Supply Fan
104969 | NX3333A | Air Handling Unit, Digester Tanks 13-16 | TAB-ACC-AHU-DIG | H.V.A.C. | HVAC |  |  | http://www.toronto.ca/TWONTO#air_handler_unit |  | AHUs/Supply Fans Dig. Bldg.
104970 | NX4013A | Air Conditioner, Control Room West, Aeration | TAB-ACC-CI | H.V.A.C.,Air Conditioner | HVAC |  |  | http://www.toronto.ca/TWONTO#air_condition |  | Chiller and Air Coolers
104971 | NX4020A | Unit Heater,Ground Equipment Store | TAB-ACC-HTR | H.V.A.C.,Heater | HVAC |  |  | http://www.toronto.ca/TWONTO#heater |  | Heaters- Convection,
104972 | NX4021A | Unit Heater,Ground Equipment Store | TAB-ACC-HTR | H.V.A.C.,Heater | HVAC |  |  | http://www.toronto.ca/TWONTO#heater |  | Heaters- Convection,
104973 | NX4022 | Unit Heater,UH3,(Gas),Ground Equipment Store | TAB-ACC-HTR | H.V.A.C.,Heater | HVAC |  |  | http://www.toronto.ca/TWONTO#heater |  | Heaters- Convection,
104975 | NX4038A | Fan, Makeup Air | TAB-ACC-AHU-TUN | Fan | HVAC |  |  | http://www.toronto.ca/TWONTO#blower_or_fan_with_drive |  | AHUs/Supply Fans, All tunnels
104976 | NX4401A | Air con HVAC- Odour Control Building- | TAB-ACC-CI | H.V.A.C.,Air Conditioner | HVAC |  |  | http://www.toronto.ca/TWONTO#air_condition |  | Chiller and Air Coolers
104978 | NX5232A | Chiller, Silo Bldg Control Room | TAB-ACC-CI | H.V.A.C.,Chiller | HVAC |  |  | http://www.toronto.ca/TWONTO#chiller |  | Chiller and Air Coolers
104982 | NX6001A | Conditioner, Air,MCC Room, Z Bldg, | TAB-ACC-CI | H.V.A.C.,Air Conditioner | HVAC |  |  | http://www.toronto.ca/TWONTO#air_condition |  | Chiller and Air Coolers
104983 | NX6104A | Chiller, Liquid- Zbldg | TAB-ACC-CI | H.V.A.C.,Chiller | HVAC |  |  | http://www.toronto.ca/TWONTO#chiller |  | Chiller and Air Coolers
105149 | PX2520A | Corrosion Control Unit, Grease House #3 | TAB-ACC-PRM | H.V.A.C.,Air Conditioner | HVAC |  |  | ? |  | HVAC, Primary & Corrosion Control Units
105150 | PX2521A | Corrosion Control Unit, Grease House #2 | TAB-ACC-PRM | H.V.A.C.,Air Conditioner | HVAC |  |  | ? |  | HVAC, Primary & Corrosion Control Units
105816 | TAB-ACC | Plant HVAC Equipment | TAB-WORK-AREA-6 |  | HVAC |  |  | http://www.toronto.ca/TWONTO#collection_of_assets |  | Work Area 6
105817 | TAB-ACC | Plant HVAC Equipment | TAB-WORK-AREA-SEO |  | HVAC |  |  | http://www.toronto.ca/TWONTO#collection_of_assets |  | TAB Work Area SEO
105818 | TAB-ACC-0600 | Heating, Admin Bldg, Item 3 | TAB-ACC |  | HVAC |  | ACC | http://www.toronto.ca/TWONTO#collection_of_assets |  | Plant HVAC Equipment
105819 | TAB-ACC-0800 | Heating, Admin Bldg, Item 2 | TAB-ACC |  | HVAC |  | ACC | http://www.toronto.ca/TWONTO#collection_of_assets |  | Plant HVAC Equipment
105820 | TAB-ACC-1400 | Heating, Z Bldg - | TAB-ACC |  | HVAC |  | ACC | http://www.toronto.ca/TWONTO#collection_of_assets |  | Plant HVAC Equipment
105822 | TAB-ACC-1600 | Heating Process & Space ,(Item #18) Primary Tanks 7-9 | TAB-ACC |  | HVAC |  | ACC | http://www.toronto.ca/TWONTO#collection_of_assets |  | Plant HVAC Equipment
105823 | TAB-ACC-2000 | Heating ,Space , Aeration and Chemical Gallery , Item 4/37 | TAB-ACC |  | HVAC |  | ACC | http://www.toronto.ca/TWONTO#collection_of_assets |  | Plant HVAC Equipment
105824 | TAB-ACC-2200 | Heating ,Space , PRS Building and Tunnel | TAB-ACC |  | HVAC |  | ACC | http://www.toronto.ca/TWONTO#collection_of_assets |  | Plant HVAC Equipment
105825 | TAB-ACC-3000 | Centrifuge Bldg. Space Heating,(Item #7) | TAB-ACC |  | HVAC |  | ACC | http://www.toronto.ca/TWONTO#collection_of_assets |  | Plant HVAC Equipment
105826 | TAB-ACC-3600 | Heating, Space ,Old Admin Bldg,Prm 1-6, Lab Spc Heating,(Item #5) | TAB-ACC |  | HVAC |  | ACC | http://www.toronto.ca/TWONTO#collection_of_assets |  | Plant HVAC Equipment
105827 | TAB-ACC-3800 | Filter Bldg, Heat Rec. Bldg, Inc. Bldg Space Heating,(Item #29/30/31) | TAB-ACC |  | HVAC |  | ACC | http://www.toronto.ca/TWONTO#collection_of_assets |  | Plant HVAC Equipment
105828 | TAB-ACC-4000 | Space Heating, Silo Bldg Item #22) | TAB-ACC |  | HVAC |  | ACC | http://www.toronto.ca/TWONTO#collection_of_assets |  | Plant HVAC Equipment
105829 | TAB-ACC-4400 | Space Heating, Auxillary Bldg | TAB-ACC | H.V.A.C.,Heater | HVAC |  | ACC | http://www.toronto.ca/TWONTO#collection_of_assets |  | Plant HVAC Equipment
105830 | TAB-ACC-4500 | Digester 1~4 Space & Process Heating, Item XX | TAB-ACC |  | HVAC |  | ACC | http://www.toronto.ca/TWONTO#collection_of_assets |  | Plant HVAC Equipment
105833 | TAB-ACC-5300 | Space Heating, Sea Wall Sub Station ( New Project) | TAB-ACC | Pump,Centrifugal | HVAC |  | ACC | http://www.toronto.ca/TWONTO#collection_of_assets |  | Plant HVAC Equipment
105834 | TAB-ACC-5500 | Space Heating, | TAB-ACC | Pump,Centrifugal | HVAC |  | ACC | http://www.toronto.ca/TWONTO#collection_of_assets |  | Plant HVAC Equipment
105835 | TAB-ACC-5600 | Space Heating, | TAB-ACC | Pump,Centrifugal | HVAC |  | ACC | http://www.toronto.ca/TWONTO#collection_of_assets |  | Plant HVAC Equipment
105836 | TAB-ACC-6200 | Digester 5-12 Process & Space Heating,(Item #1 | TAB-ACC |  | HVAC |  | ACC | http://www.toronto.ca/TWONTO#collection_of_assets |  | Plant HVAC Equipment
105837 | TAB-ACC-8200 | HVAC, M&T Building | TAB-ACC |  | HVAC |  | ACC | http://www.toronto.ca/TWONTO#collection_of_assets |  | Plant HVAC Equipment
105838 | TAB-ACC-AC-0201 | Conditioner, Air,Security Office, North West Enterance, TAB(3 Tons) | TAB-ACC-CI | H.V.A.C.,Air Conditioner | HVAC |  | AC | http://www.toronto.ca/TWONTO#air_condition |  | Chiller and Air Coolers
105839 | TAB-ACC-AC-0302 | Conditioner, Air,Mogen, No. 2 | TAB-ACC-CI | H.V.A.C.,Air Conditioner | HVAC |  | AC | http://www.toronto.ca/TWONTO#air_condition |  | Chiller and Air Coolers
105840 | TAB-ACC-AC-0401 | Conditioner, Air, Elevator Room Biosolids Bldg | TAB-ACC-CI | H.V.A.C.,Air Conditioner | HVAC |  | AC | http://www.toronto.ca/TWONTO#air_condition |  | Chiller and Air Coolers
105841 | TAB-ACC-AC-0501 | Conditioner, Air,MCC Room South of Digester 5-8 | TAB-ACC-ACC-0501 | H.V.A.C.,Air Conditioner | HVAC |  | AC | http://www.toronto.ca/TWONTO#air_condition |  | Conditioner, Air, Digester 1-4 MCC Room South of Digester 5-8, Outside(2 Tons)
105842 | TAB-ACC-AC-0601 | Air conditioner, AHU Z Bldg Office (4Tons) | TAB-ACC-CI | H.V.A.C.,Air Conditioner | HVAC |  | AC | http://www.toronto.ca/TWONTO#air_condition |  | Chiller and Air Coolers
105843 | TAB-ACC-AC-0601A | Conditioner, Air, Digester 5-8 MCC Room South of Digester 9-12, North Wall | TAB-ACC-ACC-0601 | H.V.A.C.,Air Conditioner | HVAC |  | AC | http://www.toronto.ca/TWONTO#air_condition |  | Conditioner, Air, Digester 5-8 MCC Room South of Digester 9-12, Outside(2 Tons)
105844 | TAB-ACC-AC-0601A | Conditioner, Air, Digester 5-8 MCC Room South of Digester 9-12, North Wall | TAB-ACC-CI | H.V.A.C.,Air Conditioner | HVAC |  | AC | http://www.toronto.ca/TWONTO#air_condition |  | Chiller and Air Coolers
105845 | TAB-ACC-AC-1001 | Conditioner, Air,MCC Room D Bldg | TAB-ACC-CI | H.V.A.C.,Air Conditioner | HVAC | 34437 | AC | http://www.toronto.ca/TWONTO#air_condition |  | Chiller and Air Coolers
105846 | TAB-ACC-AC-1001 | Conditioner, Air,MCC Room D Bldg | TAB-SUSPENDED ENTITY | H.V.A.C.,Air Conditioner | HVAC | 34437 | AC | http://www.toronto.ca/TWONTO#air_condition |  | Suspended entities
105847 | TAB-ACC-AC-1230 | Conditioner, Air,Polymer Room, Floatation Bldg | TAB-ACC-CI | H.V.A.C.,Air Conditioner | HVAC |  | AC | http://www.toronto.ca/TWONTO#air_condition |  | Chiller and Air Coolers
105848 | TAB-ACC-AC-1301 | Conditioner, Air,New North Sub station- Battery Room | NORTH SUBSTN_BTTRY RM | H.V.A.C.,Air Conditioner | HVAC |  | AC | http://www.toronto.ca/TWONTO#air_condition |  | MSA Substation,Battery Room
105849 | TAB-ACC-AC-1302 | Conditioner, Air,New North Sub station- Electrical Room | TAB-ACC-CI | H.V.A.C.,Air Conditioner | HVAC |  | AC | http://www.toronto.ca/TWONTO#air_condition |  | Chiller and Air Coolers
105850 | TAB-ACC-AC-1303 | Conditioner, Air, Heater,North SubStation | TAB-ACC-AHU-TRL | H.V.A.C.,Air Conditioner | HVAC |  | AC | http://www.toronto.ca/TWONTO#air_condition |  | AHUs/Supply Fans - Consultant Trailer
105851 | TAB-ACC-AC-1304 | Conditioner, Air, Heater,North SubStation | TAB-ACC-AHU-TRL | H.V.A.C.,Air Conditioner | HVAC |  | AC | http://www.toronto.ca/TWONTO#air_condition |  | AHUs/Supply Fans - Consultant Trailer
105852 | TAB-ACC-AC-1304A | Air Delivery Unit-North SubStation | TAB-ACC-AC-1304 | H.V.A.C.,Air Conditioner | HVAC |  | AC | http://www.toronto.ca/TWONTO#collection_of_assets |  | Conditioner, Air, Heater,North SubStation
105853 | TAB-ACC-AC-1304B | Air Delivery Unit-North SubStation | TAB-ACC-AC-1304 | H.V.A.C.,Air Conditioner | HVAC |  | AC | http://www.toronto.ca/TWONTO#collection_of_assets |  | Conditioner, Air, Heater,North SubStation
105854 | TAB-ACC-AC-1304C | Air Delivery Unit-North SubStation | TAB-ACC-AC-1304 | H.V.A.C.,Air Conditioner | HVAC |  | AC | http://www.toronto.ca/TWONTO#collection_of_assets |  | Conditioner, Air, Heater,North SubStation
105855 | TAB-ACC-AC-1331 | Conditioner, Air,Aeration Hut No.3 Center(2.5 Tons) | TAB-ACC-CI | H.V.A.C.,Air Conditioner | HVAC |  | AC | http://www.toronto.ca/TWONTO#air_condition |  | Chiller and Air Coolers
105856 | TAB-ACC-AC-1341 | Conditioner, Air,Aeration Hut No.4 West(2.5 Tons) | TAB-ACC-CI | H.V.A.C.,Air Conditioner | HVAC |  | AC | http://www.toronto.ca/TWONTO#air_condition |  | Chiller and Air Coolers
105857 | TAB-ACC-AC-1351 | Conditioner, Air,Aeration Hut No.5 West(2.5 Tons) | TAB-ACC-CI | H.V.A.C.,Air Conditioner | HVAC |  | AC | http://www.toronto.ca/TWONTO#air_condition |  | Chiller and Air Coolers
105858 | TAB-ACC-AC-1510 | Conditioner, Air,South Sub station,Electrical Training Room, | TAB-ACC-CI | H.V.A.C.,Air Conditioner | HVAC |  | AC | http://www.toronto.ca/TWONTO#air_condition |  | Chiller and Air Coolers
105859 | TAB-ACC-AC-1520 | Conditioner, Air,Sea Wall Sub station- Battery Room | TAB-ACC-CI | H.V.A.C.,Air Conditioner | HVAC |  | AC | http://www.toronto.ca/TWONTO#air_condition |  | Chiller and Air Coolers
105860 | TAB-ACC-AC-1601SUS | Conditioner, Air,MCC Room North of Primary Tank #9 | TAB-ACC-CI | H.V.A.C.,Air Conditioner | HVAC | 40945 | AC | http://www.toronto.ca/TWONTO#air_condition |  | Chiller and Air Coolers
105861 | TAB-ACC-AC-1602 | Conditioner, Air,Trailer North of primary Tank #9 | TAB-ACC-CI | H.V.A.C.,Air Conditioner | HVAC | 34580 | AC | http://www.toronto.ca/TWONTO#air_condition |  | Chiller and Air Coolers
105862 | TAB-ACC-AC-1602 | Conditioner, Air,Trailer North of primary Tank #9 | TAB-SUSPENDED ENTITY | H.V.A.C.,Air Conditioner | HVAC | 34580 | AC | http://www.toronto.ca/TWONTO#air_condition |  | Suspended entities
105863 | TAB-ACC-AC-1801 | Conditioner,Air, Inside Stores Blower Bldg | TAB-ACC-CI | H.V.A.C.,Air Conditioner | HVAC |  | AC | http://www.toronto.ca/TWONTO#air_condition |  | Chiller and Air Coolers
105864 | TAB-ACC-AC-2001 | Conditioner,Air, Control Room East, Aeration(6 Tons) | TAB-ACC-CI | H.V.A.C.,Air Conditioner | HVAC |  | AC | http://www.toronto.ca/TWONTO#air_condition |  | Chiller and Air Coolers
105865 | TAB-ACC-AC-2810 | Conditioner,Air , EICT Room, Dewatering Bldg 3rd Floor | TAB-ACC-CI | H.V.A.C.,Air Conditioner | HVAC |  | AC | http://www.toronto.ca/TWONTO#air_condition |  | Chiller and Air Coolers
105866 | TAB-ACC-AC-2820 | Conditioner,Air , Control Room, Dewatering Bldg 5th Floor | TAB-ACC-CI | H.V.A.C.,Air Conditioner | HVAC |  | AC | http://www.toronto.ca/TWONTO#air_condition |  | Chiller and Air Coolers
105867 | TAB-ACC-AC-3010 | Air Conditioner, Admin Area,Control Room, D Bldg | TAB-ACC-CI | H.V.A.C.,Air Conditioner | HVAC |  | AC | http://www.toronto.ca/TWONTO#air_condition |  | Chiller and Air Coolers
105868 | TAB-ACC-AC-3600 | CONDITIONER, AIR, BASEMENT ADMIN BUILDING | TAB-ADM-STRC | H.V.A.C.,Air Conditioner | HVAC |  | AC | http://www.toronto.ca/TWONTO#air_condition |  | Old Admin Building - General
105869 | TAB-ACC-AC-4401 | Conditioner, Air,Training centre | TAB-ACC-CI | H.V.A.C.,Air Conditioner | HVAC |  | AC | http://www.toronto.ca/TWONTO#air_condition |  | Chiller and Air Coolers
105870 | TAB-ACC-AC-4901 | Split Cooling Unit, HVAC, Waste Gas Burner Station | TAB-ACC-CI | H.V.A.C.,Air Conditioner | HVAC |  | AC | http://www.toronto.ca/TWONTO#air_condition |  | Chiller and Air Coolers
105871 | TAB-ACC-AC-6101 | Conditioner, Air, Digester 1-4, MCC Room South of Digester 5-8 South Wall | TAB-ACC-CI | H.V.A.C.,Air Conditioner | HVAC |  | AC | http://www.toronto.ca/TWONTO#air_condition |  | Chiller and Air Coolers
105872 | TAB-ACC-AC-6102 | Conditioner, Air, Heater,Consultant Trailer, | TAB-ACC-AHU-TRL | H.V.A.C.,Air Conditioner | HVAC |  | AC | http://www.toronto.ca/TWONTO#air_condition |  | AHUs/Supply Fans - Consultant Trailer
105873 | TAB-ACC-AC-6102A | Air Delivery Unit-Consultant Trailer | TAB-ACC-AC-6102 | H.V.A.C.,Air Conditioner | HVAC |  | AC | http://www.toronto.ca/TWONTO#collection_of_assets |  | Conditioner, Air, Heater,Consultant Trailer,
105874 | TAB-ACC-AC-6102B | Air Delivery Unit-Consultant Trailer | TAB-ACC-AC-6102 | H.V.A.C.,Air Conditioner | HVAC |  | AC | http://www.toronto.ca/TWONTO#collection_of_assets |  | Conditioner, Air, Heater,Consultant Trailer,
105875 | TAB-ACC-AC-6102C | Air Delivery Unit-Consultant Trailer | TAB-ACC-AC-6102 | H.V.A.C.,Air Conditioner | HVAC |  | AC | http://www.toronto.ca/TWONTO#collection_of_assets |  | Conditioner, Air, Heater,Consultant Trailer,
105876 | TAB-ACC-AC-6411 | Air Conditioner, Indoor, Electrical Room, Old Screen Bldg., P Bldg. | TAB-ACC-CI | H.V.A.C.,Air Conditioner | HVAC |  | AC | http://www.toronto.ca/TWONTO#air_condition |  | Chiller and Air Coolers
105877 | TAB-ACC-AC-6512 | Air Conditioner, Indoor, Electrical Room No. 1, Screen Bldg., P Bldg. | TAB-ACC-CI | H.V.A.C.,Air Conditioner | HVAC |  | AC | http://www.toronto.ca/TWONTO#air_condition |  | Chiller and Air Coolers
105878 | TAB-ACC-AC-6522 | Air Conditioner, Indoor, Electrical Room No. 2, Screen Bldg., P Bldg. | TAB-ACC-CI | H.V.A.C.,Air Conditioner | HVAC |  | AC | http://www.toronto.ca/TWONTO#air_condition |  | Chiller and Air Coolers
105879 | TAB-ACC-AC-6533 | Air Conditioner, Indoor, Workshop Lunch/meeting Room, Screen Bldg., P Bldg. | TAB-ACC-CI | H.V.A.C.,Air Conditioner | HVAC |  | AC | http://www.toronto.ca/TWONTO#air_condition |  | Chiller and Air Coolers
105880 | TAB-ACC-AC-6535 | Air Conditioner, Indoor, Workshop Office, Screen Bldg., P Bldg. | TAB-ACC-CI | H.V.A.C.,Air Conditioner | HVAC |  | AC | http://www.toronto.ca/TWONTO#air_condition |  | Chiller and Air Coolers
105881 | TAB-ACC-AC-9202 | Air Conditioner, T Building , B2 , Mezzanine | TAB-ACC-AHU-M&T |  | HVAC |  | AC | http://www.toronto.ca/TWONTO#air_condition |  | AHUs/Supply Fans, Dampers M&T Bldg.
105882 | TAB-ACC-AC-9211 | Conditioner#1, Air, M&T Bldg | TAB-ACC-AHU-TRL | H.V.A.C.,Air Conditioner | HVAC |  | AC | http://www.toronto.ca/TWONTO#air_condition |  | AHUs/Supply Fans - Consultant Trailer
105883 | TAB-ACC-AC-9212 | Conditioner#2, Air, M&T Bldg | TAB-ACC-AHU-TRL | H.V.A.C.,Air Conditioner | HVAC |  | AC | http://www.toronto.ca/TWONTO#air_condition |  | AHUs/Supply Fans - Consultant Trailer
105884 | TAB-ACC-ACC-6101 | Conditioner, Air,MCC Room South of Digester 5-8, Outside | TAB-ACC-CI | H.V.A.C.,Air Conditioner | HVAC |  | ACC | http://www.toronto.ca/TWONTO#air_condition |  | Chiller and Air Coolers
105894 | TAB-ACC-AHU-1239 | Heating Coil, Flotation Bldg | TAB-ACC-AHU | H.V.A.C.,Heater | HVAC |  | AHU | heating_coil |  | Air Handling Unit & Supply Fan
105895 | TAB-ACC-AHU-1239 | Heating Coil, Flotation Bldg | TAB-ACC-AHU-THK | H.V.A.C.,Heater | HVAC |  | AHU | heating_coil |  | AHUs/Supply Fans Float. Bldg.
105896 | TAB-ACC-AHU-1244 | Air Handing unit,Flotation Bldg | TAB-ACC-AHU-THK | H.V.A.C.,Heater | HVAC |  | AHU | http://www.toronto.ca/TWONTO#air_handler_unit |  | AHUs/Supply Fans Float. Bldg.
105897 | TAB-ACC-AHU-1247 | Air Handing unit,Flotation Bldg | TAB-ACC-AHU | H.V.A.C.,Heater | HVAC |  | AHU | http://www.toronto.ca/TWONTO#air_handler_unit |  | Air Handling Unit & Supply Fan
105898 | TAB-ACC-AHU-1250 | Air Handing unit,Flotation Bldg | TAB-ACC-AHU-THK | Air Handling Unit | HVAC |  | AHU | http://www.toronto.ca/TWONTO#air_handler_unit |  | AHUs/Supply Fans Float. Bldg.
105899 | TAB-ACC-AHU-1252 | Air Handing unit,Flotation Bldg | TAB-ACC-AHU | H.V.A.C.,Heater | HVAC |  | AHU | http://www.toronto.ca/TWONTO#air_handler_unit |  | Air Handling Unit & Supply Fan
105901 | TAB-ACC-AHU-1407 | Air Handling Unit S-7(FOR BOILER ROOM) , Z Bldg | TAB-ACC-AHU-ZBLDG |  | HVAC |  | AHU | http://www.toronto.ca/TWONTO#air_handler_unit |  | AHUs/Supply Fans Z. Bldg.
105902 | TAB-ACC-AHU-1408 | Air Handling Unit, Air Supply to Boiler Room, Z Bldg | TAB-ACC-AHU | H.V.A.C. | HVAC | 38012 | AHU | http://www.toronto.ca/TWONTO#air_handler_unit |  | Air Handling Unit & Supply Fan
105903 | TAB-ACC-AHU-1408 | Air Handling Unit, Air Supply to Boiler Room, Z Bldg | TAB-SUSPENDED ENTITY | H.V.A.C. | HVAC | 38012 | AHU | http://www.toronto.ca/TWONTO#air_handler_unit |  | Suspended entities
105904 | TAB-ACC-AHU-1409 | Air Handling Unit, Z Bldg, 3rd Flr | TAB-ACC-AHU-ZBLDG | Fan | HVAC | 38013 | AHU | http://www.toronto.ca/TWONTO#air_handler_unit |  | AHUs/Supply Fans Z. Bldg.
105905 | TAB-ACC-AHU-1409 | Air Handling Unit, Z Bldg, 3rd Flr | TAB-SUSPENDED ENTITY | Fan | HVAC | 38013 | AHU | http://www.toronto.ca/TWONTO#air_handler_unit |  | Suspended entities
105912 | TAB-ACC-AHU-1836 | AHU, Blower Bldg | TAB-ACC-AHU | Air Handling Unit | HVAC |  | AHU | http://www.toronto.ca/TWONTO#air_handler_unit |  | Air Handling Unit & Supply Fan
105913 | TAB-ACC-AHU-1836 | AHU, Blower Bldg | TAB-ACC-AHU-BL | Air Handling Unit | HVAC |  | AHU | http://www.toronto.ca/TWONTO#air_handler_unit |  | AHUs/Supply Fans Blower Bldg.
105914 | TAB-ACC-AHU-1840 | AHU, Blower Bldg | TAB-ACC-AHU | Air Handling Unit | HVAC |  | AHU | http://www.toronto.ca/TWONTO#air_handler_unit |  | Air Handling Unit & Supply Fan
105915 | TAB-ACC-AHU-1845 | AHU, Blower Bldg | TAB-ACC-AHU-BL | Air Handling Unit | HVAC |  | AHU | http://www.toronto.ca/TWONTO#air_handler_unit |  | AHUs/Supply Fans Blower Bldg.
105916 | TAB-ACC-AHU-1846 | AHU, Blower Bldg | TAB-ACC-AHU | Air Handling Unit | HVAC |  | AHU | http://www.toronto.ca/TWONTO#air_handler_unit |  | Air Handling Unit & Supply Fan
105917 | TAB-ACC-AHU-1846 | AHU, Blower Bldg | TAB-ACC-AHU-BL | Air Handling Unit | HVAC |  | AHU | http://www.toronto.ca/TWONTO#air_handler_unit |  | AHUs/Supply Fans Blower Bldg.
105918 | TAB-ACC-AHU-1847 | AHU, Blower Bldg | TAB-ACC-AHU | Air Handling Unit | HVAC |  | AHU | http://www.toronto.ca/TWONTO#air_handler_unit |  | Air Handling Unit & Supply Fan
105919 | TAB-ACC-AHU-1847 | AHU, Blower Bldg | TAB-ACC-AHU-BL | Air Handling Unit | HVAC |  | AHU | http://www.toronto.ca/TWONTO#air_handler_unit |  | AHUs/Supply Fans Blower Bldg.
105920 | TAB-ACC-AHU-1848 | AHU, Blower Bldg | TAB-ACC-AHU | Air Handling Unit | HVAC |  | AHU | http://www.toronto.ca/TWONTO#air_handler_unit |  | Air Handling Unit & Supply Fan
105921 | TAB-ACC-AHU-1850 | AHU, Blower Bldg | TAB-ACC-AHU | Air Handling Unit | HVAC |  | AHU | http://www.toronto.ca/TWONTO#air_handler_unit |  | Air Handling Unit & Supply Fan
105922 | TAB-ACC-AHU-1851 | AHU, Blower Bldg | TAB-ACC-AHU | Air Handling Unit | HVAC |  | AHU | http://www.toronto.ca/TWONTO#air_handler_unit |  | Air Handling Unit & Supply Fan
105923 | TAB-ACC-AHU-1851 | AHU, Blower Bldg | TAB-ACC-AHU-BL | Air Handling Unit | HVAC |  | AHU | http://www.toronto.ca/TWONTO#air_handler_unit |  | AHUs/Supply Fans Blower Bldg.
105924 | TAB-ACC-AHU-1852 | AHU, Blower Bldg | TAB-ACC-AHU | Air Handling Unit | HVAC |  | AHU | http://www.toronto.ca/TWONTO#air_handler_unit |  | Air Handling Unit & Supply Fan
105925 | TAB-ACC-AHU-1852 | AHU, Blower Bldg | TAB-ACC-AHU-BL | Air Handling Unit | HVAC |  | AHU | http://www.toronto.ca/TWONTO#air_handler_unit |  | AHUs/Supply Fans Blower Bldg.
105926 | TAB-ACC-AHU-1853 | AHU, Blower Bldg | TAB-ACC-AHU-BL | Air Handling Unit | HVAC |  | AHU | http://www.toronto.ca/TWONTO#air_handler_unit |  | AHUs/Supply Fans Blower Bldg.
105927 | TAB-ACC-AHU-1904 | AHU, Server Room, Blower Bldg | TAB-ACC-AHU-BL | Air Handling Unit | HVAC |  | AHU | http://www.toronto.ca/TWONTO#air_handler_unit |  | AHUs/Supply Fans Blower Bldg.
105928 | TAB-ACC-AHU-1905 | AHU, Server Room, Blower Bldg | TAB-ACC-AHU | Air Handling Unit | HVAC |  | AHU | http://www.toronto.ca/TWONTO#air_handler_unit |  | Air Handling Unit & Supply Fan
105929 | TAB-ACC-AHU-1905 | AHU, Server Room, Blower Bldg | TAB-ACC-AHU-BL | Air Handling Unit | HVAC |  | AHU | http://www.toronto.ca/TWONTO#air_handler_unit |  | AHUs/Supply Fans Blower Bldg.
105930 | TAB-ACC-AHU-1917 | AHU, Blower Bldg, Electrician Room/Heating and A/C(3.5 Tons) | TAB-ACC-AHU-BL | Air Handling Unit | HVAC |  | AHU | http://www.toronto.ca/TWONTO#air_handler_unit |  | AHUs/Supply Fans Blower Bldg.
105931 | TAB-ACC-AHU-1918 | AHU, Blower Bldg, Training area, Heating & A/C(7.5 tons) | TAB-ACC-AHU | Air Handling Unit | HVAC |  | AHU | http://www.toronto.ca/TWONTO#air_handler_unit |  | Air Handling Unit & Supply Fan
105932 | TAB-ACC-AHU-1918 | AHU, Blower Bldg, Training area, Heating & A/C(7.5 tons) | TAB-ACC-AHU-BL | Air Handling Unit | HVAC |  | AHU | http://www.toronto.ca/TWONTO#air_handler_unit |  | AHUs/Supply Fans Blower Bldg.
105933 | TAB-ACC-AHU-2001 | AHU- New West Control Bldg | TAB-ACC-AHU | Air Handling Unit | HVAC |  | AHU | http://www.toronto.ca/TWONTO#air_handler_unit |  | Air Handling Unit & Supply Fan
105934 | TAB-ACC-AHU-2053 | AHU, Chemical & Aeration Gallery | TAB-ACC-AHU | Air Handling Unit | HVAC |  | AHU | http://www.toronto.ca/TWONTO#air_handler_unit |  | Air Handling Unit & Supply Fan
105935 | TAB-ACC-AHU-2250 | AHU, PRS Building Supply air | TAB-ACC-AHU | Air Handling Unit | HVAC |  | AHU | http://www.toronto.ca/TWONTO#air_handler_unit |  | Air Handling Unit & Supply Fan
105936 | TAB-ACC-AHU-2821 | AHU, North of Old Dewatering Bldg | TAB-ACC-AHU | Air Handling Unit | HVAC |  | AHU | http://www.toronto.ca/TWONTO#air_handler_unit |  | Air Handling Unit & Supply Fan
105937 | TAB-ACC-AHU-2821 | AHU, North of Old Dewatering Bldg | TAB-ACC-AHU-DEW | Air Handling Unit | HVAC |  | AHU | http://www.toronto.ca/TWONTO#air_handler_unit |  | AHUs/Supply Fans Dewater. Bldg.
105938 | TAB-ACC-AHU-3436 | AHU(Supply Fan - S7), Filter Bldg (Old Dewatering) | TAB-ACC-AHU | Air Handling Unit | HVAC |  | AHU | http://www.toronto.ca/TWONTO#air_handler_unit |  | Air Handling Unit & Supply Fan
105940 | TAB-ACC-AHU-3660 | AHU, OPS #1 | TAB-ACC-AHU | Air Handling Unit | HVAC |  | AHU | http://www.toronto.ca/TWONTO#air_handler_unit |  | Air Handling Unit & Supply Fan
105941 | TAB-ACC-AHU-3670 | AHU, OPS #2 | TAB-ACC-AHU | Air Handling Unit | HVAC |  | AHU | http://www.toronto.ca/TWONTO#air_handler_unit |  | Air Handling Unit & Supply Fan
105942 | TAB-ACC-AHU-3680 | AHU, OPS #3 | TAB-ACC-AHU | Air Handling Unit | HVAC |  | AHU | http://www.toronto.ca/TWONTO#air_handler_unit |  | Air Handling Unit & Supply Fan
105943 | TAB-ACC-AHU-3894SUS | AHU,Incinerator Bldg | TAB-SUSPENDED ENTITY | Air Handling Unit | HVAC | 41014 | AHU | http://www.toronto.ca/TWONTO#air_handler_unit |  | Suspended entities
105944 | TAB-ACC-AHU-3905SUS | AHU, Heat Recovery Bldg | TAB-ACC-AHU | Air Handling Unit | HVAC | 41012 | AHU | http://www.toronto.ca/TWONTO#air_handler_unit |  | Air Handling Unit & Supply Fan
105945 | TAB-ACC-AHU-3905SUS | AHU, Heat Recovery Bldg | TAB-SUSPENDED ENTITY | Air Handling Unit | HVAC | 41012 | AHU | http://www.toronto.ca/TWONTO#air_handler_unit |  | Suspended entities
105946 | TAB-ACC-AHU-3907SUS | AHU, Heat Recovery Bldg | TAB-ACC-AHU | Air Handling Unit | HVAC | 41011 | AHU | http://www.toronto.ca/TWONTO#air_handler_unit |  | Air Handling Unit & Supply Fan
105947 | TAB-ACC-AHU-3907SUS | AHU, Heat Recovery Bldg | TAB-SUSPENDED ENTITY | Air Handling Unit | HVAC | 41011 | AHU | http://www.toronto.ca/TWONTO#air_handler_unit |  | Suspended entities
105950 | TAB-ACC-AHU-4465 | AHU, Aux. Bldg , North Tunnel | TAB-ACC-AHU | Air Handling Unit | HVAC |  | AHU | http://www.toronto.ca/TWONTO#air_handler_unit |  | Air Handling Unit & Supply Fan
105951 | TAB-ACC-AHU-4465 | AHU, Aux. Bldg , North Tunnel | TAB-ACC-AHU-AUX | Air Handling Unit | HVAC |  | AHU | http://www.toronto.ca/TWONTO#air_handler_unit |  | AHUs/Supply Fans Aux. Bldg
105952 | TAB-ACC-AHU-4476 | AHU, Aux Bldg | TAB-ACC-AHU | Air Handling Unit | HVAC |  | AHU | http://www.toronto.ca/TWONTO#air_handler_unit |  | Air Handling Unit & Supply Fan
105953 | TAB-ACC-AHU-4477 | AHU, Aux Bldg | TAB-ACC-AHU-AUX | Air Handling Unit | HVAC |  | AHU | http://www.toronto.ca/TWONTO#air_handler_unit |  | AHUs/Supply Fans Aux. Bldg
105954 | TAB-ACC-AHU-4502 | AHU, Digester 1-4, Drip Trap Room | TAB-ACC-AHU-DIG | Air Handling Unit | HVAC |  | AHU | http://www.toronto.ca/TWONTO#air_handler_unit |  | AHUs/Supply Fans Dig. Bldg.
105955 | TAB-ACC-AHU-4504 | AHU, Digester 1-4, Pump Room | TAB-ACC-AHU-DIG | Air Handling Unit | HVAC |  | AHU | http://www.toronto.ca/TWONTO#air_handler_unit |  | AHUs/Supply Fans Dig. Bldg.
105956 | TAB-ACC-AHU-6101 | AHU, Digester 5-8 Drip Trap Room | TAB-ACC-AHU | Air Handling Unit | HVAC |  | AHU | http://www.toronto.ca/TWONTO#air_handler_unit |  | Air Handling Unit & Supply Fan
105957 | TAB-ACC-AHU-6101 | AHU, Digester 5-8 Drip Trap Room | TAB-ACC-AHU-DIG | Air Handling Unit | HVAC |  | AHU | http://www.toronto.ca/TWONTO#air_handler_unit |  | AHUs/Supply Fans Dig. Bldg.
105958 | TAB-ACC-AHU-6102 | AHU, Digester 5-8 Drip Trap Room | TAB-ACC-AHU | Air Handling Unit | HVAC |  | AHU | http://www.toronto.ca/TWONTO#air_handler_unit |  | Air Handling Unit & Supply Fan
105959 | TAB-ACC-AHU-6102 | AHU, Digester 5-8 Drip Trap Room | TAB-ACC-AHU-DIG | Air Handling Unit | HVAC |  | AHU | http://www.toronto.ca/TWONTO#air_handler_unit |  | AHUs/Supply Fans Dig. Bldg.
105960 | TAB-ACC-AHU-6103 | AHU, Digester 5-8 Sludge Heat. Room | TAB-ACC-AHU | Air Handling Unit | HVAC |  | AHU | http://www.toronto.ca/TWONTO#air_handler_unit |  | Air Handling Unit & Supply Fan
105961 | TAB-ACC-AHU-6104 | AHU, Digester 5-8 Pump Room | TAB-ACC-AHU | Air Handling Unit | HVAC |  | AHU | http://www.toronto.ca/TWONTO#air_handler_unit |  | Air Handling Unit & Supply Fan
105964 | TAB-ACC-AHU-6420 | Air Handling Unit, Roof, Grit Bldg., P Bldg. | TAB-ACC-AHU-PBLDG | Air Handling Unit | HVAC |  | AHU | http://www.toronto.ca/TWONTO#air_handler_unit |  | AHUs/Supply Fans P. Bldg.
105965 | TAB-ACC-AHU-6430 | Air Handling Unit, Roof, Grit Bldg., P Bldg. | TAB-ACC-AHU-PBLDG | Air Handling Unit | HVAC |  | AHU | http://www.toronto.ca/TWONTO#air_handler_unit |  | AHUs/Supply Fans P. Bldg.
105966 | TAB-ACC-AHU-6440 | Air Handling Unit, Primary Tank Operating Gallery, Ground, West Side | TAB-ACC-AHU-PBLDG | Air Handling Unit | HVAC | 46312 | AHU | http://www.toronto.ca/TWONTO#air_handler_unit |  | AHUs/Supply Fans P. Bldg.
105967 | TAB-ACC-AHU-6450 | Air Handling Unit, Primary Tank Operating Gallery, Ground, East Side | TAB-ACC-AHU-PBLDG | Air Handling Unit | HVAC |  | AHU | http://www.toronto.ca/TWONTO#air_handler_unit |  | AHUs/Supply Fans P. Bldg.
105968 | TAB-ACC-AHU-6470 | Air Handling Unit, Mechanical Room no.6, Grit Bldg., P Bldg. | TAB-ACC-AHU-PBLDG | Air Handling Unit | HVAC |  | AHU | http://www.toronto.ca/TWONTO#air_handler_unit |  | AHUs/Supply Fans P. Bldg.
105969 | TAB-ACC-AHU-6550 | Air Handling Unit, Mechanical Room no.3, Screen Bldg., P Bldg. | TAB-ACC-AHU-PBLDG | Air Handling Unit | HVAC |  | AHU | http://www.toronto.ca/TWONTO#air_handler_unit |  | AHUs/Supply Fans P. Bldg.
105970 | TAB-ACC-AHU-6570 | Air Handling Unit, Mechanical Room no.3, Screen Bldg., P Bldg. | TAB-ACC-AHU-PBLDG | Air Handling Unit | HVAC |  | AHU | http://www.toronto.ca/TWONTO#air_handler_unit |  | AHUs/Supply Fans P. Bldg.
105971 | TAB-ACC-AHU-6580 | Air Handling Unit, Workshop Roof, P Bldg. | TAB-ACC-AHU-PBLDG | Air Handling Unit | HVAC |  | AHU | http://www.toronto.ca/TWONTO#air_handler_unit |  | AHUs/Supply Fans P. Bldg.
105972 | TAB-ACC-AHU-6590 | Air Handling Unit, Workshop Roof, P Bldg. | TAB-ACC-AHU-PBLDG | Air Handling Unit | HVAC |  | AHU | http://www.toronto.ca/TWONTO#air_handler_unit |  | AHUs/Supply Fans P. Bldg.
105973 | TAB-ACC-AHU-8230 | AHU,M Bldg | TAB-ACC-AHU | Air Handling Unit | HVAC |  | AHU | http://www.toronto.ca/TWONTO#air_handler_unit |  | Air Handling Unit & Supply Fan
105974 | TAB-ACC-AHU-8230 | AHU,M Bldg | TAB-ACC-AHU-M&T | Air Handling Unit | HVAC |  | AHU | http://www.toronto.ca/TWONTO#air_handler_unit |  | AHUs/Supply Fans, Dampers M&T Bldg.
105975 | TAB-ACC-AHU-9100 | AHU,T Bldg | TAB-ACC-AHU-M&T | Air Handling Unit | HVAC |  | AHU | http://www.toronto.ca/TWONTO#air_handler_unit |  | AHUs/Supply Fans, Dampers M&T Bldg.
105976 | TAB-ACC-AHU-9200 | AHU,T Bldg | TAB-ACC-AHU-M&T | Air Handling Unit | HVAC |  | AHU | http://www.toronto.ca/TWONTO#air_handler_unit |  | AHUs/Supply Fans, Dampers M&T Bldg.
106040 | TAB-ACC-C-0002 | Cooler, Walk In, Air Cool | TAB-ACC-CI | H.V.A.C.,Air Conditioner | HVAC |  | C | walk_in_cooler |  | Chiller and Air Coolers
106050 | TAB-ACC-CP-6400 | Panel, BAS Gateway Controller, Basement, Operating Gallery., P Bldg. | TAB-ACC-AHU-PBLDG | Control Panel,HVAC | HVAC |  | CP | http://www.toronto.ca/TWONTO#process_control_panel |  | AHUs/Supply Fans P. Bldg.
106051 | TAB-ACC-CT-1400 | Control Panel, Zone Controller | TAB-ACC-VAV-1400 | Control Panel,HVAC | HVAC |  | CT | http://www.toronto.ca/TWONTO#thermostat_or_zone_controller_unit |  | Heater, Hot Water Reheat Coil, Variable air
106052 | TAB-ACC-CT-1402 | Control Panel, Zone Controller | TAB-ACC-VAV-1402 | Control Panel,HVAC | HVAC |  | CT | http://www.toronto.ca/TWONTO#thermostat_or_zone_controller_unit |  | Heater, Hot Water Reheat Coil, Variable air
106053 | TAB-ACC-CT-1417 | Control Panel, Zone Controller | TAB-ACC-VAV-1417 | Control Panel,HVAC | HVAC |  | CT | http://www.toronto.ca/TWONTO#thermostat_or_zone_controller_unit |  | Heater, Hot Water Reheat Coil, Variable air
106054 | TAB-ACC-CT-1418 | Control Panel, Zone Controller | TAB-ACC-VAV-1418 | Control Panel,HVAC | HVAC |  | CT | http://www.toronto.ca/TWONTO#thermostat_or_zone_controller_unit |  | Heater, Hot Water Reheat Coil, Variable air
106055 | TAB-ACC-CT-1420 | Control Panel, Zone Controller | TAB-ACC-VAV-1420 | Control Panel,HVAC | HVAC |  | CT | http://www.toronto.ca/TWONTO#thermostat_or_zone_controller_unit |  | Heater, Hot Water Reheat Coil, Variable air
106056 | TAB-ACC-CT-1434 | Control Panel, Zone Controller | TAB-ACC-HTR-1434 | Control Panel,HVAC | HVAC |  | CT | http://www.toronto.ca/TWONTO#thermostat_or_zone_controller_unit |  | Heater, Hot Water Reheat Coil
106057 | TAB-ACC-CT-1438 | Control Panel, Zone Controller | TAB-ACC-HTR-1438 | Control Panel,HVAC | HVAC |  | CT | http://www.toronto.ca/TWONTO#thermostat_or_zone_controller_unit |  | Heater, Hot Water Reheat Coil
106058 | TAB-ACC-CT-1439 | Control Panel, Zone Controller | TAB-ACC-HTR-1438 | Control Panel,HVAC | HVAC |  | CT | http://www.toronto.ca/TWONTO#thermostat_or_zone_controller_unit |  | Heater, Hot Water Reheat Coil
106059 | TAB-ACC-CT-1440 | Control Panel, Zone Controller | TAB-ACC-VAV-1440 | Control Panel,HVAC | HVAC |  | CT | http://www.toronto.ca/TWONTO#thermostat_or_zone_controller_unit |  | Heater, Hot Water Reheat Coil, Variable air
106060 | TAB-ACC-CT-1445 | Control Panel, Zone Controller | TAB-ACC-HTR-1445 | Control Panel,HVAC | HVAC |  | CT | http://www.toronto.ca/TWONTO#thermostat_or_zone_controller_unit |  | Heater, Hot Water Reheat Coil
106061 | TAB-ACC-CT-1446 | Control Panel, Zone Controller | TAB-ACC-HTR-1446 | Control Panel,HVAC | HVAC |  | CT | http://www.toronto.ca/TWONTO#thermostat_or_zone_controller_unit |  | Heater, Hot Water Reheat Coil
106062 | TAB-ACC-CT-1447 | Control Panel, Zone Controller | TAB-ACC-HTR-1446 | Control Panel,HVAC | HVAC |  | CT | http://www.toronto.ca/TWONTO#thermostat_or_zone_controller_unit |  | Heater, Hot Water Reheat Coil
106063 | TAB-ACC-CT-1449 | Control Panel, Zone Controller | TAB-ACC-HTR-1449 | Control Panel,HVAC | HVAC |  | CT | http://www.toronto.ca/TWONTO#thermostat_or_zone_controller_unit |  | Heater, Hot Water Reheat Coil
106064 | TAB-ACC-CT-1454 | Control Panel, Zone Controller | TAB-ACC-HTR-1454 | Control Panel,HVAC | HVAC |  | CT | http://www.toronto.ca/TWONTO#thermostat_or_zone_controller_unit |  | Heater, Hot Water Reheat Coil
106065 | TAB-ACC-CT-1456 | Control Panel, Zone Controller | TAB-ACC-HTR-1456 | Control Panel,HVAC | HVAC |  | CT | http://www.toronto.ca/TWONTO#thermostat_or_zone_controller_unit |  | Heater, Hot Water Reheat Coil
106066 | TAB-ACC-CT-1459 | Control Panel, Zone Controller | TAB-ACC-VAV-1459 | Control Panel,HVAC | HVAC |  | CT | http://www.toronto.ca/TWONTO#thermostat_or_zone_controller_unit |  | Heater, Hot Water Reheat Coil, Variable air
106067 | TAB-ACC-CT-1463 | Control Panel, Zone Controller | TAB-ACC-HTR-1463 | Control Panel,HVAC | HVAC |  | CT | http://www.toronto.ca/TWONTO#thermostat_or_zone_controller_unit |  | Heater unit, Z Bldg
106068 | TAB-ACC-CT-1464 | Control Panel, Zone Controller | TAB-ACC-HTR-1464 | Control Panel,HVAC | HVAC |  | CT | http://www.toronto.ca/TWONTO#thermostat_or_zone_controller_unit |  | Heater unit, Z Bldg
106069 | TAB-ACC-CT-1469 | Control Panel, Zone Controller | TAB-ACC-VAV-1469 | Control Panel,HVAC | HVAC |  | CT | http://www.toronto.ca/TWONTO#thermostat_or_zone_controller_unit |  | Heater, Hot Water Reheat Coil, Variable air
106070 | TAB-ACC-CT-1483 | Control Panel, Zone Controller | TAB-ACC-VAV-1483 | Control Panel,HVAC | HVAC |  | CT | http://www.toronto.ca/TWONTO#thermostat_or_zone_controller_unit |  | Heater, Hot Water Reheat Coil, Variable air
106071 | TAB-ACC-CT-1486 | Control Panel, Zone Controller | TAB-ACC-VAV-1486 | Control Panel,HVAC | HVAC |  | CT | http://www.toronto.ca/TWONTO#thermostat_or_zone_controller_unit |  | Heater, Hot Water Reheat Coil, Variable air
106072 | TAB-ACC-CT-1487 | Control Panel, Zone Controller | TAB-ACC-VAV-1487 | Control Panel,HVAC | HVAC |  | CT | http://www.toronto.ca/TWONTO#thermostat_or_zone_controller_unit |  | Heater, Hot Water Reheat Coil, Variable air
106073 | TAB-ACC-CT-1491 | Control Panel, Zone Controller | TAB-ACC-HTR-1491 | Control Panel,HVAC | HVAC |  | CT | http://www.toronto.ca/TWONTO#thermostat_or_zone_controller_unit |  | Heater, Electric Reheat Coil
106074 | TAB-ACC-CT-1499 | Control Panel, Zone Controller | TAB-ACC-HTR-1499 | Control Panel,HVAC | HVAC |  | CT | http://www.toronto.ca/TWONTO#thermostat_or_zone_controller_unit |  | Heater, Hot Water Reheat Coil
106077 | TAB-ACC-CU-1301 | Conditioner,Air,North Substation,Outside East Wall,North | TAB-ACC-AC-1301 | H.V.A.C.,Air Conditioner | HVAC |  | CU | http://www.toronto.ca/TWONTO#AC_condenser_unit |  | Conditioner, Air,New North Sub station- Battery Room
106078 | TAB-ACC-CU-1302 | Conditioner,Air,North Substation,Outside East Wall,South | TAB-ACC-AC-1302 | H.V.A.C.,Air Conditioner | HVAC |  | CU | http://www.toronto.ca/TWONTO#AC_condenser_unit |  | Conditioner, Air,New North Sub station- Electrical Room
106079 | TAB-ACC-CU-6581 | Condensing unit, Outdoor, Workshop Roof, Screen Bldg., P Bldg. | TAB-ACC-CI | H.V.A.C.,Air Conditioner | HVAC |  | CU | http://www.toronto.ca/TWONTO#AC_condenser_unit |  | Chiller and Air Coolers
106128 | TAB-ACC-DM-1400A | Temperature Element, Supply Air Temperature | TAB-ACC-VAV-1400 | Damper/Louver | HVAC |  | DM | http://www.toronto.ca/TWONTO#temperature_sensor_element |  | Heater, Hot Water Reheat Coil, Variable air
106129 | TAB-ACC-DM-1402 | Damper, Actuated, Exhaust | TAB-ACC-VAV-1402 | Damper/Louver | HVAC |  | DM | http://www.toronto.ca/TWONTO#air_damper |  | Heater, Hot Water Reheat Coil, Variable air
106131 | TAB-ACC-DM-1405 | Damper, Actuated, Exhaust | TAB-ACC-VAV-1405 | Damper/Louver | HVAC |  | DM | http://www.toronto.ca/TWONTO#air_damper |  | Heater, Hot Water Reheat Coil, Variable air
106146 | TAB-ACC-DM-1457 | Damper, Actuated, Exhaust | TAB-ACC-VAV-1457 | Damper/Louver | HVAC |  | DM | http://www.toronto.ca/TWONTO#air_damper |  | Heater, Hot Water Reheat Coil, Variable air
106147 | TAB-ACC-DM-1458 | Damper, Actuated, Exhaust | TAB-ACC-VAV-1458 | Damper/Louver | HVAC |  | DM | http://www.toronto.ca/TWONTO#air_damper |  | Heater, Hot Water Reheat Coil, Variable air
106148 | TAB-ACC-DM-1459 | Damper, Actuated, Exhaust | TAB-ACC-VAV-1459 | Damper/Louver | HVAC |  | DM | http://www.toronto.ca/TWONTO#air_damper |  | Heater, Hot Water Reheat Coil, Variable air
106151 | TAB-ACC-DM-1469 | Damper, Actuated, Exhaust | TAB-ACC-VAV-1469 | Damper/Louver | HVAC |  | DM | http://www.toronto.ca/TWONTO#air_damper |  | Heater, Hot Water Reheat Coil, Variable air
106154 | TAB-ACC-DM-1483 | Damper, Actuated, Exhaust | TAB-ACC-VAV-1483 | Damper/Louver | HVAC |  | DM | http://www.toronto.ca/TWONTO#air_damper |  | Heater, Hot Water Reheat Coil, Variable air
106155 | TAB-ACC-DM-1484 | Damper, Actuated, Exhaust | TAB-ACC-VAV-1484 | Damper/Louver | HVAC |  | DM | http://www.toronto.ca/TWONTO#air_damper |  | Heater, Hot Water Reheat Coil, Variable air
106156 | TAB-ACC-DM-1486 | Damper, Actuated, Exhaust | TAB-ACC-VAV-1486 | Damper/Louver | HVAC |  | DM | http://www.toronto.ca/TWONTO#air_damper |  | Heater, Hot Water Reheat Coil, Variable air
106157 | TAB-ACC-DM-1489 | Damper, Actuated, Exhaust | TAB-ACC-VAV-1489 | Damper/Louver | HVAC |  | DM | http://www.toronto.ca/TWONTO#air_damper |  | Heater, Hot Water Reheat Coil, Variable air
106188 | TAB-ACC-DM-3030 | Damper, Suction, Supply Fan 3030, Electrical Room | TAB-ACC-AC-3030 | Damper/Louver | HVAC |  | DM | http://www.toronto.ca/TWONTO#air_damper |  | Air Conditioner, D Bldg, New Electrical Room
106218 | TAB-ACC-DM-6412 | Damper, Motorized, Supply Air, AHU-6410, Roof, Existing Grit Bldg. | TAB-ACC-AHU-6410 | Damper/Louver | HVAC |  | DM | http://www.toronto.ca/TWONTO#air_damper |  | Air Handling Unit, Roof, Grit Bldg., P Bldg.
106219 | TAB-ACC-DM-6415 | Damper, Motorized, Exhaust Air, FN- 6413, Roof, Existing Grit Bldg. | TAB-ACC-FN-6413 | Damper/Louver | HVAC |  | DM | http://www.toronto.ca/TWONTO#air_damper |  | Fan, Centrifugal, Exhaust Air, Roof, Grit Bldg., P Bldg.
106220 | TAB-ACC-DM-6418 | Damper, Motorized, Exhaust Air, FN- 6416, Roof, Existing Grit Bldg. | TAB-ACC-FN-6416 | Damper/Louver | HVAC |  | DM | http://www.toronto.ca/TWONTO#air_damper |  | Fan, Centrifugal, Exhaust Air, Roof, Grit Bldg., P Bldg.
106221 | TAB-ACC-DM-6419 | Damper, Motorized, Exhaust Air, FN- 6417, Roof, Existing Grit Bldg. | TAB-ACC-FN-6417 | Damper/Louver | HVAC |  | DM | http://www.toronto.ca/TWONTO#air_damper |  | Fan, Centrifugal, Exhaust Air, Roof, Grit Bldg., P Bldg.
106222 | TAB-ACC-DM-6421 | Damper, Motorized, Outside Air, AHU-6420, Roof, Existing Grit Bldg. | TAB-ACC-AHU-6420 | Damper/Louver | HVAC |  | DM | http://www.toronto.ca/TWONTO#air_damper |  | Air Handling Unit, Roof, Grit Bldg., P Bldg.
106223 | TAB-ACC-DM-6422 | Damper, Motorized, Supply Air, AHU-6420, Roof, Existing Grit Bldg. | TAB-ACC-AHU-6420 | Damper/Louver | HVAC |  | DM | http://www.toronto.ca/TWONTO#air_damper |  | Air Handling Unit, Roof, Grit Bldg., P Bldg.
106224 | TAB-ACC-DM-6425 | Damper, Motorized, Exhaust Air, FN- 6419, Roof, Existing Grit Bldg. | TAB-ACC-FN-6419 | Damper/Louver | HVAC |  | DM | http://www.toronto.ca/TWONTO#air_damper |  | Fan, Centrifugal, Exhaust Air, Roof, Grit Bldg., P Bldg.
106225 | TAB-ACC-DM-6426 | Damper, Motorized, Outside Air, Grit Tank Area, Existing Grit Bldg. | TAB-ACC-AHU-6420 | Damper/Louver | HVAC |  | DM | http://www.toronto.ca/TWONTO#air_damper |  | Air Handling Unit, Roof, Grit Bldg., P Bldg.
106226 | TAB-ACC-DM-6433 | Damper, Motorized, Outside Air, FN- 6432, Corridor Area of AHU-6430, Existing Grit Bldg. | TAB-ACC-AHU-6430 | Damper/Louver | HVAC |  | DM | http://www.toronto.ca/TWONTO#air_damper |  | Air Handling Unit, Roof, Grit Bldg., P Bldg.
106227 | TAB-ACC-DM-6435 | Damper, Motorized, Exhaust Air, FN- 6433, Roof, Existing Grit Bldg. | TAB-ACC-FN-6433 | Damper/Louver | HVAC |  | DM | http://www.toronto.ca/TWONTO#air_damper |  | Fan, Centrifugal, Exhaust Air, Roof, Grit Bldg., P Bldg.
106228 | TAB-ACC-DM-6451 | Damper, Motorized, Outside Air, AHU-6450, Ground, East Operating Gallery | TAB-ACC-AHU-6450 | Damper/Louver | HVAC |  | DM | http://www.toronto.ca/TWONTO#air_damper |  | Air Handling Unit, Primary Tank Operating Gallery, Ground, East Side
106229 | TAB-ACC-DM-6452 | Damper, Motorized, Outside Air, FN- 6452,AHU-6450, Ground, East Operating Gallery | TAB-ACC-AHU-6450 | Damper/Louver | HVAC |  | DM | http://www.toronto.ca/TWONTO#air_damper |  | Air Handling Unit, Primary Tank Operating Gallery, Ground, East Side
106230 | TAB-ACC-DM-6454 | Damper, Motorized, Supply Air, AHU-6450, Ground, East Operating Gallery | TAB-ACC-AHU-6450 | Damper/Louver | HVAC |  | DM | http://www.toronto.ca/TWONTO#air_damper |  | Air Handling Unit, Primary Tank Operating Gallery, Ground, East Side
106231 | TAB-ACC-DM-6458 | Damper, Motorized, Exhaust Air, FN- 6455, Ground, East Operating Gallery | TAB-ACC-FN-6455 | Damper/Louver | HVAC |  | DM | http://www.toronto.ca/TWONTO#air_damper |  | Fan, Centrifugal, Exhaust Air, Primary Tank Operating Gallery, Ground, East Side
106232 | TAB-ACC-DM-6461 | Damper, Motorized, Outside Air, AHU-6460, Ground, Existing west operating gallery | TAB-ACC-AHU-6460 | Damper/Louver | HVAC |  | DM | http://www.toronto.ca/TWONTO#air_damper |  | Air Handling Unit, Existing Primary Tank Operating Gallery, Ground, West Side
106233 | TAB-ACC-DM-6463 | Damper, Motorized, Outside Air, FN- 6461, AHU-6460, Ground, Existing west operating gallery | TAB-ACC-FN-6461 | Damper/Louver | HVAC |  | DM | http://www.toronto.ca/TWONTO#air_damper |  | Fan, Centrifugal, Supply Air, AHU-6460, Primary Tank Operating Gallery, Ground, West Side
106234 | TAB-ACC-DM-6465 | Damper, Motorized, Outside Air, Corridor Area of AHU-6460, Existing west operating gallery | TAB-ACC-AHU-6460 | Damper/Louver | HVAC |  | DM | http://www.toronto.ca/TWONTO#air_damper |  | Air Handling Unit, Existing Primary Tank Operating Gallery, Ground, West Side
106235 | TAB-ACC-DM-6466 | Damper, Motorized, Exhaust Air, FN- 6463, Corridor Area of AHU-6460, Exist. east operating gallery | TAB-ACC-FN-6463 | Damper/Louver | HVAC |  | DM | http://www.toronto.ca/TWONTO#air_damper |  | Fan, Sidewall, Exhaust Air, AHU-6460, Primary Tank Operating Gallery, Ground, West Side
106236 | TAB-ACC-DM-6471 | Damper, Motorized, Outside Air, AHU-6470, Mechanical RM No. 6, Existing grit bldg. | TAB-ACC-AHU-6470 | Damper/Louver | HVAC |  | DM | http://www.toronto.ca/TWONTO#air_damper |  | Air Handling Unit, Mechanical Room no.6, Grit Bldg., P Bldg.
106237 | TAB-ACC-DM-6472 | Damper, Motorized, Outside Air, FN- 6472, AHU-6470, Mechanical RM No. 6, Existing grit bldg. | TAB-ACC-FN-6472 | Damper/Louver | HVAC |  | DM | http://www.toronto.ca/TWONTO#air_damper |  | Fan, Centrifugal, Supply Air, AHU-6470, Mech Room No. 6, Old Screen Bldg., P Bldg.
106238 | TAB-ACC-DM-6477 | Damper, Motorized, Exhaust Air, FN- 6465, Roof, Existing Grit Bldg. | TAB-ACC-FN-6465 | Damper/Louver | HVAC |  | DM | http://www.toronto.ca/TWONTO#air_damper |  | Fan, Centrifugal, Exhaust Air, Roof, Old Screen Bldg., P Bldg.
106239 | TAB-ACC-DM-6482 | Damper, Motorized, Exhaust Air, Pump RM, Existing Grit Bldg. | TAB-ACC-FN-6481 | Damper/Louver | HVAC |  | DM | http://www.toronto.ca/TWONTO#air_damper |  | Fan, Centrifugal, Supply Air, Pump Room, Grit Bldg., P Bldg.
106240 | TAB-ACC-DM-6483 | Damper, Motorized, Outside Air, FN- 6483, Chemical RM, Existing Grit Bldg. | TAB-ACC-FN-6483 | Damper/Louver | HVAC |  | DM | http://www.toronto.ca/TWONTO#air_damper |  | Fan, Centrifugal, Supply Air, chemical Room, Grit Bldg., P Bldg.
106241 | TAB-ACC-DM-6484 | Damper, Motorized, Exhaust Air, FN- 6484, Pump RM, Existing Grit Bldg. | TAB-ACC-FN-6484 | Damper/Louver | HVAC |  | DM | http://www.toronto.ca/TWONTO#air_damper |  | Fan, Centrifugal, Exhaust Air, Ground Floor (north side), Grit Bldg., P Bldg.
106242 | TAB-ACC-DM-6486 | Damper, Motorized, Exhaust Air, FN- 6486, Grit Tank Area north, Existing Grit Bldg. | TAB-ACC-FN-6486 | Damper/Louver | HVAC |  | DM | http://www.toronto.ca/TWONTO#air_damper |  | Fan, Centrifugal, Exhaust Air, Ground Floor (north side), Grit Bldg., P Bldg.
106243 | TAB-ACC-DM-6487 | Damper, Motorized, Outside Air, FN- 6482, Mechanical RM No. 5, Existing Grit Bldg. | TAB-ACC-FN-6482 | Damper/Louver | HVAC |  | DM | http://www.toronto.ca/TWONTO#air_damper |  | Fan, Centrifugal, Supply Air, Mech Room No. 5, Old Screen Bldg., P Bldg.
106244 | TAB-ACC-DM-6488 | Damper, Motorized, Exhaust Air, Mechanical RM No. 5, Existing Grit Bldg. | TAB-ACC-FN-6482 | Damper/Louver | HVAC |  | DM | http://www.toronto.ca/TWONTO#air_damper |  | Fan, Centrifugal, Supply Air, Mech Room No. 5, Old Screen Bldg., P Bldg.
106245 | TAB-ACC-DM-6502 | Damper, Motorized, Exhaust Air, Heat Recovery Ventilator, 6501, Kitchen, Workshop Bldg. | TAB-ACC-MEQ-6501 | Damper/Louver | HVAC |  | DM | http://www.toronto.ca/TWONTO#air_damper |  | High Pressure Hot Water cleaning system, Mechanical Room No. 1, Screen Bldg., P Bldg.
106246 | TAB-ACC-DM-6511 | Damper, Motorized, Outside Air, AHU-6510, Mechanical RM No. 1, Screen Bldg., P Bldg. | TAB-ACC-AHU-6510 | Damper/Louver | HVAC |  | DM | http://www.toronto.ca/TWONTO#air_damper |  | Air Handling Unit, Mechanical Room no.1, Screen Bldg., P Bldg.
106247 | TAB-ACC-DM-6512 | Damper, Motorized, Supply Air, AHU-6510, Mechanical RM No. 1, Screen Bldg., P Bldg. | TAB-ACC-AHU-6510 | Damper/Louver | HVAC |  | DM | http://www.toronto.ca/TWONTO#air_damper |  | Air Handling Unit, Mechanical Room no.1, Screen Bldg., P Bldg.
106248 | TAB-ACC-DM-6513 | Damper, Motorized, Supply Air, AHU-6510, Vestibule 1, Screen Bldg., P Bldg. | TAB-ACC-AHU-6510 | Damper/Louver | HVAC |  | DM | http://www.toronto.ca/TWONTO#air_damper |  | Air Handling Unit, Mechanical Room no.1, Screen Bldg., P Bldg.
106249 | TAB-ACC-DM-6514 | Damper, Motorized, Supply Air, AHU-6510, Truck loading Area, Screen Bldg., P Bldg. | TAB-ACC-AHU-6510 | Damper/Louver | HVAC |  | DM | http://www.toronto.ca/TWONTO#air_damper |  | Air Handling Unit, Mechanical Room no.1, Screen Bldg., P Bldg.
106250 | TAB-ACC-DM-6515 | Damper, Motorized, Return Air, AHU-6510, Mechanical RM No. 1, Screen Bldg., P Bldg. | TAB-ACC-AHU-6510 | Damper/Louver | HVAC |  | DM | http://www.toronto.ca/TWONTO#air_damper |  | Air Handling Unit, Mechanical Room no.1, Screen Bldg., P Bldg.
106251 | TAB-ACC-DM-6516 | Damper, Motorized, Return Air, AHU-6510, Mechanical RM No. 1, Screen Bldg., P Bldg. | TAB-ACC-AHU-6510 | Damper/Louver | HVAC |  | DM | http://www.toronto.ca/TWONTO#air_damper |  | Air Handling Unit, Mechanical Room no.1, Screen Bldg., P Bldg.
106252 | TAB-ACC-DM-6517 | Damper, Motorized, Exhaust Air, AHU-6510, Mechanical RM No. 1, Screen Bldg., P Bldg. | TAB-ACC-AHU-6510 | Damper/Louver | HVAC |  | DM | http://www.toronto.ca/TWONTO#air_damper |  | Air Handling Unit, Mechanical Room no.1, Screen Bldg., P Bldg.
106253 | TAB-ACC-DM-6521 | Damper, Motorized, Outside Air, AHU-6520, Mechanical RM No. 2, Screen Bldg., P Bldg. | TAB-ACC-AHU-6520 | Damper/Louver | HVAC |  | DM | http://www.toronto.ca/TWONTO#air_damper |  | Air Handling Unit, Mechanical Room no.2, Screen Bldg., P Bldg.
106254 | TAB-ACC-DM-6522 | Damper, Motorized, Outside Air, FN- 6521, AHU-6520, Mechanical RM No. 2, Screen Bldg., P Bldg. | TAB-ACC-FN-6521 | Damper/Louver | HVAC |  | DM | http://www.toronto.ca/TWONTO#air_damper |  | Fan, Centrifugal, Supply air, AHU-6520, Mechanical Room No. 2, Screen Bldg., P Bldg.
106255 | TAB-ACC-DM-6523 | Damper, Motorized, Outside Air, FN- 6522, AHU-6520, Mechanical RM No. 2, Screen Bldg., P Bldg. | TAB-ACC-FN-6522 | Damper/Louver | HVAC |  | DM | http://www.toronto.ca/TWONTO#air_damper |  | Fan, Centrifugal, Supply air, AHU-6520, Mechanical Room No. 2, Screen Bldg., P Bldg.
106256 | TAB-ACC-DM-6524 | Damper, Motorized, Supply Air, AHU-6520, Mechanical RM No. 2, Screen Bldg., P Bldg. | TAB-ACC-AHU-6520 | Damper/Louver | HVAC |  | DM | http://www.toronto.ca/TWONTO#air_damper |  | Air Handling Unit, Mechanical Room no.2, Screen Bldg., P Bldg.
106257 | TAB-ACC-DM-6526 | Damper, Motorized, Supply Air, AHU-6520, Mechanical RM No. 2, Screen Bldg., P Bldg. | TAB-ACC-AHU-6520 | Damper/Louver | HVAC |  | DM | http://www.toronto.ca/TWONTO#air_damper |  | Air Handling Unit, Mechanical Room no.2, Screen Bldg., P Bldg.
106258 | TAB-ACC-DM-6527 | Damper, Motorized, Exhaust Air, Mechanical RM No. 2, Screen Bldg., P Bldg. | TAB-ACC-AHU-6520 | Damper/Louver | HVAC |  | DM | http://www.toronto.ca/TWONTO#air_damper |  | Air Handling Unit, Mechanical Room no.2, Screen Bldg., P Bldg.
106259 | TAB-ACC-DM-6532 | Damper, Motorized, Supply Air, AHU-6530, Mechanical RM No. 3, Screen Bldg., P Bldg. | TAB-ACC-AHU-6530 | Damper/Louver | HVAC |  | DM | http://www.toronto.ca/TWONTO#air_damper |  | Air Handling Unit, Mechanical Room no.3, Screen Bldg., P Bldg.
106260 | TAB-ACC-DM-6533 | Damper, Motorized, Exhaust Air, FN- 6532, Mechanical RM No. 3, Screen Bldg., P Bldg. | TAB-ACC-FN-6532 | Damper/Louver | HVAC |  | DM | http://www.toronto.ca/TWONTO#air_damper |  | Fan, Centrifugal, Exhaust air, Mechanical Room No. 3, Screen Bldg., P Bldg.
106261 | TAB-ACC-DM-6536 | Damper, Motorized, Outside Air, AHU-6530,6540, 6550 & 6560, Mech. RM No. 3, Screen Bldg., P Bldg. | TAB-ACC-AHU-6530 | Damper/Louver | HVAC |  | DM | http://www.toronto.ca/TWONTO#air_damper |  | Air Handling Unit, Mechanical Room no.3, Screen Bldg., P Bldg.
106262 | TAB-ACC-DM-6537 | Damper, Motorized, Outside Air, AHU-6530,6540, 6550 & 6560, Mech. RM No. 3, Screen Bldg., P Bldg. | TAB-ACC-AHU-6530 | Damper/Louver | HVAC |  | DM | http://www.toronto.ca/TWONTO#air_damper |  | Air Handling Unit, Mechanical Room no.3, Screen Bldg., P Bldg.
106263 | TAB-ACC-DM-6538 | Damper, Motorized, Outside Air, AHU-6530,6540, 6550 & 6560, Mech. RM No. 3, Screen Bldg., P Bldg. | TAB-ACC-AHU-6530 | Damper/Louver | HVAC |  | DM | http://www.toronto.ca/TWONTO#air_damper |  | Air Handling Unit, Mechanical Room no.3, Screen Bldg., P Bldg.
106264 | TAB-ACC-DM-6539 | Damper, Motorized, Outside Air, AHU-6530,6540, 6550 & 6560, Mech. RM No. 3, Screen Bldg., P Bldg. | TAB-ACC-AHU-6530 | Damper/Louver | HVAC |  | DM | http://www.toronto.ca/TWONTO#air_damper |  | Air Handling Unit, Mechanical Room no.3, Screen Bldg., P Bldg.
106265 | TAB-ACC-DM-6542 | Damper, Motorized, Supply Air, AHU-6540, Mechanical RM No. 3, Screen Bldg., P Bldg. | TAB-ACC-AHU-6540 | Damper/Louver | HVAC |  | DM | http://www.toronto.ca/TWONTO#air_damper |  | Air Handling Unit, Mechanical Room no.3, Screen Bldg., P Bldg.
106266 | TAB-ACC-DM-6543 | Damper, Motorized, Exhaust Air, FN- 6542, Mechanical RM No. 3, Screen Bldg., P Bldg. | TAB-ACC-FN-6542 | Damper/Louver | HVAC |  | DM | http://www.toronto.ca/TWONTO#air_damper |  | Fan, Centrifugal, exhaust air, Mechanical Room No. 3, Screen Bldg., P Bldg.
106267 | TAB-ACC-DM-6544 | Damper, Motorized, Exhaust Air, FN- 6542, Mechanical RM No. 3, Screen Bldg., P Bldg. | TAB-ACC-FN-6542 | Damper/Louver | HVAC |  | DM | http://www.toronto.ca/TWONTO#air_damper |  | Fan, Centrifugal, exhaust air, Mechanical Room No. 3, Screen Bldg., P Bldg.
106268 | TAB-ACC-DM-6545 | Damper, Motorized, Outside Air, AHU-6530,6540, 6550 & 6560, Mech. RM No. 3, Screen Bldg., P Bldg. | TAB-ACC-AHU-6530 | Damper/Louver | HVAC |  | DM | http://www.toronto.ca/TWONTO#air_damper |  | Air Handling Unit, Mechanical Room no.3, Screen Bldg., P Bldg.
106269 | TAB-ACC-DM-6546 | Damper, Motorized, Outside Air, AHU-6530,6540, 6550 & 6560, Mech. RM No. 3, Screen Bldg., P Bldg. | TAB-ACC-AHU-6530 | Damper/Louver | HVAC |  | DM | http://www.toronto.ca/TWONTO#air_damper |  | Air Handling Unit, Mechanical Room no.3, Screen Bldg., P Bldg.
106270 | TAB-ACC-DM-6547 | Damper, Motorized, Outside Air, AHU-6530,6540, 6550 & 6560, Mech. RM No. 3, Screen Bldg., P Bldg. | TAB-ACC-AHU-6530 | Damper/Louver | HVAC |  | DM | http://www.toronto.ca/TWONTO#air_damper |  | Air Handling Unit, Mechanical Room no.3, Screen Bldg., P Bldg.
106271 | TAB-ACC-DM-6548 | Damper, Motorized, Outside Air, AHU-6530,6540, 6550 & 6560, Mech. RM No. 3, Screen Bldg., P Bldg. | TAB-ACC-AHU-6530 | Damper/Louver | HVAC |  | DM | http://www.toronto.ca/TWONTO#air_damper |  | Air Handling Unit, Mechanical Room no.3, Screen Bldg., P Bldg.
106272 | TAB-ACC-DM-6551 | Damper, Motorized, Outside Air, AHU-6550, Mechanical RM No. 3, Screen Bldg., P Bldg. | TAB-ACC-AHU-6550 | Damper/Louver | HVAC |  | DM | http://www.toronto.ca/TWONTO#air_damper |  | Air Handling Unit, Mechanical Room no.3, Screen Bldg., P Bldg.
106273 | TAB-ACC-DM-6552 | Damper, Motorized, Supply Air, AHU-6550, Mechanical RM No. 3, Screen Bldg., P Bldg. | TAB-ACC-AHU-6550 | Damper/Louver | HVAC |  | DM | http://www.toronto.ca/TWONTO#air_damper |  | Air Handling Unit, Mechanical Room no.3, Screen Bldg., P Bldg.
106274 | TAB-ACC-DM-6553 | Damper, Motorized, Exhaust Air, FN- 6552, Mechanical RM No. 3, Screen Bldg., P Bldg. | TAB-ACC-FN-6552 | Damper/Louver | HVAC |  | DM | http://www.toronto.ca/TWONTO#air_damper |  | Fan, Centrifugal, exhaust air, Mechanical Room No. 3, Screen Bldg., P Bldg.
106275 | TAB-ACC-DM-6555 | Damper, Motorized, Supply Air, AHU-6530,6540, 6550 & 6560, Mech. RM No. 3, Screen Bldg., P Bldg. | TAB-ACC-AHU-6530 | Damper/Louver | HVAC |  | DM | http://www.toronto.ca/TWONTO#air_damper |  | Air Handling Unit, Mechanical Room no.3, Screen Bldg., P Bldg.
106276 | TAB-ACC-DM-6559 | Damper, Motorized, Ambient Air, Mechanical RM No. 3, Screen Bldg., P Bldg. | TAB-ACC-AHU-6550 | Damper/Louver | HVAC |  | DM | http://www.toronto.ca/TWONTO#air_damper |  | Air Handling Unit, Mechanical Room no.3, Screen Bldg., P Bldg.
106277 | TAB-ACC-DM-6561 | Damper, Motorized, Outside Air, AHU-6560, Mechanical RM No. 3, Screen Bldg., P Bldg. | TAB-ACC-AHU-6560 | Damper/Louver | HVAC |  | DM | http://www.toronto.ca/TWONTO#air_damper |  | Air Handling Unit, Mechanical Room no.3, Screen Bldg., P Bldg.
106278 | TAB-ACC-DM-6563 | Damper, Motorized, Exhaust Air, FN- 6562, Mechanical RM No. 3, Screen Bldg., P Bldg. | TAB-ACC-FN-6562 | Damper/Louver | HVAC |  | DM | http://www.toronto.ca/TWONTO#air_damper |  | Fan, Centrifugal, exhaust air, Mechanical Room No. 3, Screen Bldg., P Bldg.
106279 | TAB-ACC-DM-6578 | Damper, Motorized, Exhaust Air, AHU-6570, Mechanical RM No. 3, Screen Bldg., P Bldg. | TAB-ACC-AHU-6570 | Damper/Louver | HVAC |  | DM | http://www.toronto.ca/TWONTO#air_damper |  | Air Handling Unit, Mechanical Room no.3, Screen Bldg., P Bldg.
106280 | TAB-ACC-DM-6579 | Damper, Motorized, Return Air, AHU-6570, Mechanical RM No. 3, Screen Bldg., P Bldg. | TAB-ACC-AHU-6570 | Damper/Louver | HVAC |  | DM | http://www.toronto.ca/TWONTO#air_damper |  | Air Handling Unit, Mechanical Room no.3, Screen Bldg., P Bldg.
106281 | TAB-ACC-DM-6582 | Damper, Motorized, Return Air, AHU-6580, Roof, Workshop Bldg. | TAB-ACC-AHU-6580 | Damper/Louver | HVAC |  | DM | http://www.toronto.ca/TWONTO#air_damper |  | Air Handling Unit, Workshop Roof, P Bldg.
106282 | TAB-ACC-DM-6583 | Damper, Motorized, Supply Air, AHU-6580, Roof, Workshop Bldg. | TAB-ACC-AHU-6580 | Damper/Louver | HVAC |  | DM | http://www.toronto.ca/TWONTO#air_damper |  | Air Handling Unit, Workshop Roof, P Bldg.
106283 | TAB-ACC-DM-6584 | Damper, Motorized, Exhaust Air, FN- 6582, Maintenance Area, Workshop Bldg. | TAB-ACC-FN-6582 | Damper/Louver | HVAC |  | DM | http://www.toronto.ca/TWONTO#air_damper |  | Fan, Sidewall type, Exhaust Air, maintenance Workshop, Screen Bldg., P Bldg.
106284 | TAB-ACC-DM-6585 | Damper, Motorized, Exhaust Air, FN- 6583, Maintenance Area, Workshop Bldg. | TAB-ACC-FN-6583 | Damper/Louver | HVAC |  | DM | http://www.toronto.ca/TWONTO#air_damper |  | Fan, Sidewall type, Exhaust Air, maintenance Workshop, Screen Bldg., P Bldg.
106285 | TAB-ACC-DM-6586 | Damper, Motorized, Outside Air, Corridor Area of AHU-6580, Workshop Bldg. | TAB-ACC-AHU-6580 | Damper/Louver | HVAC |  | DM | http://www.toronto.ca/TWONTO#air_damper |  | Air Handling Unit, Workshop Roof, P Bldg.
106286 | TAB-ACC-DM-6587 | Damper, Motorized, Exhaust Air, FN- 6584, Corridor Area of AHU-6580, Workshop Bldg. | TAB-ACC-AHU-6580 | Damper/Louver | HVAC |  | DM | http://www.toronto.ca/TWONTO#air_damper |  | Air Handling Unit, Workshop Roof, P Bldg.
106287 | TAB-ACC-DM-6591 | Damper, Motorized, Outside Air, AHU-6590, Roof, Workshop Bldg. | TAB-ACC-AHU-6590 | Damper/Louver | HVAC |  | DM | http://www.toronto.ca/TWONTO#air_damper |  | Air Handling Unit, Workshop Roof, P Bldg.
106288 | TAB-ACC-DM-6593 | Damper, Motorized, Supply Air, AHU-6590, Roof, Workshop Bldg. | TAB-ACC-AHU-6590 | Damper/Louver | HVAC |  | DM | http://www.toronto.ca/TWONTO#air_damper |  | Air Handling Unit, Workshop Roof, P Bldg.
106289 | TAB-ACC-DM-6595 | Damper, Motorized, Exhaust Air, FN- 6592, Corridor Area of AHU-6580, Workshop Bldg. | TAB-ACC-AHU-6580 | Damper/Louver | HVAC |  | DM | http://www.toronto.ca/TWONTO#air_damper |  | Air Handling Unit, Workshop Roof, P Bldg.
106316 | TAB-ACC-F-4902 | Filter, Ventilation, Waste Gas Burner Station | TAB-ACC-AHU-4901 | Filter | HVAC |  | F | http://www.toronto.ca/TWONTO#replaceable_air_filter |  | Air Handling Unit, Waste Gas Buner Station
106317 | TAB-ACC-F-6411 | Filter, Prefilter, AHU-6410, Roof, Grit Bldg., P Bldg. | TAB-ACC-AHU-6410 | Filter | HVAC |  | F | http://www.toronto.ca/TWONTO#replaceable_air_filter |  | Air Handling Unit, Roof, Grit Bldg., P Bldg.
106318 | TAB-ACC-F-6421 | Filter, Prefilter, AHU-6420, Roof, Grit Bldg., P Bldg. | TAB-ACC-AHU-6420 | Filter | HVAC |  | F | http://www.toronto.ca/TWONTO#replaceable_air_filter |  | Air Handling Unit, Roof, Grit Bldg., P Bldg.
106319 | TAB-ACC-F-6432 | Filter, AHU-6430, Roof, Grit Bldg., P Bldg. | TAB-ACC-AHU-6430 | Filter | HVAC |  | F | http://www.toronto.ca/TWONTO#replaceable_air_filter |  | Air Handling Unit, Roof, Grit Bldg., P Bldg.
106320 | TAB-ACC-F-6451 | Filter, Prefilter, AHU-6450, Primary Tank Operating Gallery, Ground, East Side | TAB-ACC-AHU-6450 | Filter | HVAC |  | F | http://www.toronto.ca/TWONTO#replaceable_air_filter |  | Air Handling Unit, Primary Tank Operating Gallery, Ground, East Side
106321 | TAB-ACC-F-6471 | Filter, Prefilter, AHU-6470, Mech Room No. 6, Old Screen Bldg., P Bldg. | TAB-ACC-AHU-6470 | Filter | HVAC |  | F | http://www.toronto.ca/TWONTO#replaceable_air_filter |  | Air Handling Unit, Mechanical Room no.6, Grit Bldg., P Bldg.
106322 | TAB-ACC-F-6472 | Filter, AHU-6470, Mech Room No. 6, Old Screen Bldg., P Bldg. | TAB-ACC-AHU-6470 | Filter | HVAC |  | F | http://www.toronto.ca/TWONTO#replaceable_air_filter |  | Air Handling Unit, Mechanical Room no.6, Grit Bldg., P Bldg.
106323 | TAB-ACC-F-6521 | Filter, Prefilter, AHU-6520, Mechanical Room No. 2, Screen Bldg., P Bldg. | TAB-ACC-AHU-6520 | Filter | HVAC |  | F | http://www.toronto.ca/TWONTO#replaceable_air_filter |  | Air Handling Unit, Mechanical Room no.2, Screen Bldg., P Bldg.
106324 | TAB-ACC-F-6532 | Filter, AHU-6530, Mechanical Room No. 3, Screen Bldg., P Bldg. | TAB-ACC-AHU-6530 | Filter | HVAC |  | F | http://www.toronto.ca/TWONTO#replaceable_air_filter |  | Air Handling Unit, Mechanical Room no.3, Screen Bldg., P Bldg.
106325 | TAB-ACC-F-6551 | Filter, Prefilter, AHU-6550, Mechanical Room No. 3, Screen Bldg., P Bldg. | TAB-ACC-AHU-6550 | Filter | HVAC |  | F | http://www.toronto.ca/TWONTO#replaceable_air_filter |  | Air Handling Unit, Mechanical Room no.3, Screen Bldg., P Bldg.
106326 | TAB-ACC-F-6562 | Filter, AHU-6560, Mechanical Room No. 3, Screen Bldg., P Bldg. | TAB-ACC-AHU-6560 | Filter | HVAC |  | F | http://www.toronto.ca/TWONTO#replaceable_air_filter |  | Air Handling Unit, Mechanical Room no.3, Screen Bldg., P Bldg.
106327 | TAB-ACC-F-6571 | Filter, Prefilter, AHU-6570, Mechanical Room No. 3, Screen Bldg., P Bldg. | TAB-ACC-AHU-6570 | Filter | HVAC |  | F | http://www.toronto.ca/TWONTO#replaceable_air_filter |  | Air Handling Unit, Mechanical Room no.3, Screen Bldg., P Bldg.
106328 | TAB-ACC-F-6572 | Filter, AHU-6570, Mechanical Room No. 3, Screen Bldg., P Bldg. | TAB-ACC-AHU-6570 | Filter | HVAC |  | F | http://www.toronto.ca/TWONTO#replaceable_air_filter |  | Air Handling Unit, Mechanical Room no.3, Screen Bldg., P Bldg.
106329 | TAB-ACC-F-6581 | Filter, Prefilter, AHU-6580, Workshop Roof, Screen Bldg., P Bldg. | TAB-ACC-AHU-6580 | Filter | HVAC |  | F | http://www.toronto.ca/TWONTO#replaceable_air_filter |  | Air Handling Unit, Workshop Roof, P Bldg.
106330 | TAB-ACC-F-6582 | Filter, AHU-6580, Workshop Roof, Screen Bldg., P Bldg. | TAB-ACC-AHU-6580 | Filter | HVAC |  | F | http://www.toronto.ca/TWONTO#replaceable_air_filter |  | Air Handling Unit, Workshop Roof, P Bldg.
106404 | TAB-ACC-FN-1250 | Fan, Supply Air, Floatation Bldg | TAB-ACC-AHU-1250 | Fan | HVAC |  | FN | http://www.toronto.ca/TWONTO#blower_or_fan_with_drive |  | Air Handing unit,Flotation Bldg
106405 | TAB-ACC-FN-1252 | Fan, Supply Air, Floatation Bldg- 2nd Floor North Parking Lot West | TAB-ACC-AHU-1252 | Fan | HVAC |  | FN | http://www.toronto.ca/TWONTO#blower_or_fan_with_drive |  | Air Handing unit,Flotation Bldg
106456 | TAB-ACC-FN-1905 | Conditioner, Air, Blwr Bldg, Computer Rm-Blwr Bldg | TAB-ACC-CI | H.V.A.C.,Air Conditioner | HVAC |  | FN | http://www.toronto.ca/TWONTO#air_condition |  | Chiller and Air Coolers
106480 | TAB-ACC-FN-2831 | Fan, Supply Air, Dewatering Bldg. | TAB-ACC-AHU-DEW | Fan | HVAC |  | FN | http://www.toronto.ca/TWONTO#blower_or_fan_with_drive |  | AHUs/Supply Fans Dewater. Bldg.
106491 | TAB-ACC-FN-4465A | Fan, Exhaust, Auxiliary Systems Building, Main Floor, Outside, East Side | TAB-ACC-FN-AUX | Fan | HVAC |  | FN | http://www.toronto.ca/TWONTO#blower_or_fan_with_drive |  | Exhaust Fans , Aux. Bldg
106496 | TAB-ACC-FN-4477B | Fan, Exhaust, Auxiliary Systems Building, Main Floor | TAB-ACC-FN-AUX | Fan | HVAC |  | FN | http://www.toronto.ca/TWONTO#blower_or_fan_with_drive |  | Exhaust Fans , Aux. Bldg
106497 | TAB-ACC-FN-4478 | Fan, Exhaust, Auxiliary Systems Building, Penthouse | TAB-ACC-FN-AUX | Fan | HVAC |  | FN | http://www.toronto.ca/TWONTO#blower_or_fan_with_drive |  | Exhaust Fans , Aux. Bldg
106510 | TAB-ACC-FN-4901 | Fan, Exhaust, Waste Gas Burner Station | TAB-ACC-AHU-4901 | Fan | HVAC |  | FN | http://www.toronto.ca/TWONTO#blower_or_fan_with_drive |  | Air Handling Unit, Waste Gas Buner Station
106511 | TAB-ACC-FN-4902 | Fan, Exhaust, Waste Gas Burner Station | TAB-ACC-AHU-4901 | Fan | HVAC |  | FN | http://www.toronto.ca/TWONTO#blower_or_fan_with_drive |  | Air Handling Unit, Waste Gas Buner Station
106544 | TAB-ACC-FN-6411 | Fan, Centrifugal, Supply Air, AHU-6410, Grit Bldg. roof, P Bldg. | TAB-ACC-AHU-6410 | Fan,Centrifugal | HVAC |  | FN | http://www.toronto.ca/TWONTO#blower_or_fan_with_drive |  | Air Handling Unit, Roof, Grit Bldg., P Bldg.
106545 | TAB-ACC-FN-6413 | Fan, Centrifugal, Exhaust Air, Roof, Grit Bldg., P Bldg. | TAB-ACC-FN-PBLDG | Fan,Centrifugal | HVAC |  | FN | http://www.toronto.ca/TWONTO#blower_or_fan_with_drive |  | Exhaust Fans , P Bldg
106546 | TAB-ACC-FN-6414 | Fan, Centrifugal, Exhaust Air, Roof, Grit Bldg., P Bldg. | TAB-ACC-FN-PBLDG | Fan,Centrifugal | HVAC |  | FN | http://www.toronto.ca/TWONTO#blower_or_fan_with_drive |  | Exhaust Fans , P Bldg
106547 | TAB-ACC-FN-6415 | Fan, Centrifugal, Exhaust Air, Roof, Grit Bldg., P Bldg. | TAB-ACC-FN-PBLDG | Fan,Centrifugal | HVAC |  | FN | http://www.toronto.ca/TWONTO#blower_or_fan_with_drive |  | Exhaust Fans , P Bldg
106548 | TAB-ACC-FN-6416 | Fan, Centrifugal, Exhaust Air, Roof, Grit Bldg., P Bldg. | TAB-ACC-FN-PBLDG | Fan,Centrifugal | HVAC |  | FN | http://www.toronto.ca/TWONTO#blower_or_fan_with_drive |  | Exhaust Fans , P Bldg
106549 | TAB-ACC-FN-6419 | Fan, Centrifugal, Exhaust Air, Roof, Grit Bldg., P Bldg. | TAB-ACC-FN-PBLDG | Fan,Centrifugal | HVAC |  | FN | http://www.toronto.ca/TWONTO#blower_or_fan_with_drive |  | Exhaust Fans , P Bldg
106550 | TAB-ACC-FN-6432 | Fan, Sidewall, Exhaust Air, AHU-6430, Roof, Grit Bldg., P Bldg. | TAB-ACC-AHU-6430 | Fan | HVAC |  | FN | http://www.toronto.ca/TWONTO#blower_or_fan_with_drive |  | Air Handling Unit, Roof, Grit Bldg., P Bldg.
106551 | TAB-ACC-FN-6433 | Fan, Centrifugal, Exhaust Air, Roof, Grit Bldg., P Bldg. | TAB-ACC-FN-PBLDG | Fan,Centrifugal | HVAC |  | FN | http://www.toronto.ca/TWONTO#blower_or_fan_with_drive |  | Exhaust Fans , P Bldg
106552 | TAB-ACC-FN-6453 | Fan, Sidewall, Exhaust Air, AHU-6450, Primary Tank Operating Gallery, Ground, East Side | TAB-ACC-AHU-6450 | Fan,Centrifugal | HVAC |  | FN | http://www.toronto.ca/TWONTO#blower_or_fan_with_drive |  | Air Handling Unit, Primary Tank Operating Gallery, Ground, East Side
106553 | TAB-ACC-FN-6454 | Fan, Centrifugal, Exhaust Air, Primary Tank Operating Gallery, Ground, East Side | TAB-ACC-FN-PBLDG | Fan,Centrifugal | HVAC |  | FN | http://www.toronto.ca/TWONTO#blower_or_fan_with_drive |  | Exhaust Fans , P Bldg
106554 | TAB-ACC-FN-6455 | Fan, Centrifugal, Exhaust Air, Primary Tank Operating Gallery, Ground, East Side | TAB-ACC-FN-PBLDG | Fan,Centrifugal | HVAC |  | FN | http://www.toronto.ca/TWONTO#blower_or_fan_with_drive |  | Exhaust Fans , P Bldg
106555 | TAB-ACC-FN-6461 | Fan, Centrifugal, Supply Air, AHU-6460, Primary Tank Operating Gallery, Ground, West Side | TAB-ACC-AHU-6460 | Fan,Centrifugal | HVAC |  | FN | http://www.toronto.ca/TWONTO#blower_or_fan_with_drive |  | Air Handling Unit, Existing Primary Tank Operating Gallery, Ground, West Side
106556 | TAB-ACC-FN-6462 | Fan, Centrifugal, Supply Air, AHU-6460, Primary Tank Operating Gallery, Ground, West Side | TAB-ACC-AHU-6460 | Fan,Centrifugal | HVAC |  | FN | http://www.toronto.ca/TWONTO#blower_or_fan_with_drive |  | Air Handling Unit, Existing Primary Tank Operating Gallery, Ground, West Side
106557 | TAB-ACC-FN-6471 | Fan, Centrifugal, Supply Air, AHU-6470, Mech Room No. 6, Old Screen Bldg., P Bldg. | TAB-ACC-AHU-6470 | Fan,Centrifugal | HVAC |  | FN | http://www.toronto.ca/TWONTO#blower_or_fan_with_drive |  | Air Handling Unit, Mechanical Room no.6, Grit Bldg., P Bldg.
106558 | TAB-ACC-FN-6481 | Fan, Centrifugal, Supply Air, Pump Room, Grit Bldg., P Bldg. | TAB-ACC-AHU-PBLDG | Fan,Centrifugal | HVAC |  | FN | http://www.toronto.ca/TWONTO#blower_or_fan_with_drive |  | AHUs/Supply Fans P. Bldg.
106559 | TAB-ACC-FN-6483 | Fan, Centrifugal, Supply Air, chemical Room, Grit Bldg., P Bldg. | TAB-ACC-AHU-PBLDG | Fan,Centrifugal | HVAC |  | FN | http://www.toronto.ca/TWONTO#blower_or_fan_with_drive |  | AHUs/Supply Fans P. Bldg.
106560 | TAB-ACC-FN-6484 | Fan, Centrifugal, Exhaust Air, Ground Floor (north side), Grit Bldg., P Bldg. | TAB-ACC-FN-PBLDG | Fan,Centrifugal | HVAC |  | FN | http://www.toronto.ca/TWONTO#blower_or_fan_with_drive |  | Exhaust Fans , P Bldg
106561 | TAB-ACC-FN-6485 | Fan, Centrifugal, Supply Air, CEPT, Grit Bldg., P Bldg. | TAB-ACC-AHU-PBLDG | Fan,Centrifugal | HVAC |  | FN | http://www.toronto.ca/TWONTO#blower_or_fan_with_drive |  | AHUs/Supply Fans P. Bldg.
106562 | TAB-ACC-FN-6486 | Fan, Centrifugal, Exhaust Air, Ground Floor (north side), Grit Bldg., P Bldg. | TAB-ACC-FN-PBLDG | Fan,Centrifugal | HVAC |  | FN | http://www.toronto.ca/TWONTO#blower_or_fan_with_drive |  | Exhaust Fans , P Bldg
106563 | TAB-ACC-FN-6501 | Fan, Ceiling type, Exhaust air, Washroom, Screen Bldg., P Bldg. | TAB-ACC-FN-PBLDG | Fan | HVAC |  | FN | http://www.toronto.ca/TWONTO#blower_or_fan_with_drive |  | Exhaust Fans , P Bldg
106564 | TAB-ACC-FN-6512 | Fan, Centrifugal, Exhaust air, AHU-6510, Mechanical room No. 1, Screen Bldg., P Bldg. | TAB-ACC-AHU-6510 | Fan,Centrifugal | HVAC |  | FN | http://www.toronto.ca/TWONTO#blower_or_fan_with_drive |  | Air Handling Unit, Mechanical Room no.1, Screen Bldg., P Bldg.
106565 | TAB-ACC-FN-6522 | Fan, Centrifugal, Supply air, AHU-6520, Mechanical Room No. 2, Screen Bldg., P Bldg. | TAB-ACC-AHU-6520 | Fan,Centrifugal | HVAC |  | FN | http://www.toronto.ca/TWONTO#blower_or_fan_with_drive |  | Air Handling Unit, Mechanical Room no.2, Screen Bldg., P Bldg.
106566 | TAB-ACC-FN-6531 | Fan, Centrifugal, Supply air, AHU-6530, Mechanical Room No. 3, Screen Bldg., P Bldg. | TAB-ACC-AHU-6530 | Fan,Centrifugal | HVAC |  | FN | http://www.toronto.ca/TWONTO#blower_or_fan_with_drive |  | Air Handling Unit, Mechanical Room no.3, Screen Bldg., P Bldg.
106567 | TAB-ACC-FN-6541 | Fan, Centrifugal, Supply air, AHU-6540, Mechanical Room No. 3, Screen Bldg., P Bldg. | TAB-ACC-AHU-6540 | Fan,Centrifugal | HVAC |  | FN | http://www.toronto.ca/TWONTO#blower_or_fan_with_drive |  | Air Handling Unit, Mechanical Room no.3, Screen Bldg., P Bldg.
106568 | TAB-ACC-FN-6542 | Fan, Centrifugal, exhaust air, Mechanical Room No. 3, Screen Bldg., P Bldg. | TAB-ACC-FN-PBLDG | Fan,Centrifugal | HVAC |  | FN | http://www.toronto.ca/TWONTO#blower_or_fan_with_drive |  | Exhaust Fans , P Bldg
106569 | TAB-ACC-FN-6551 | Fan, Centrifugal, Supply air, AHU-6550, Mechanical Room No. 3, Screen Bldg., P Bldg. | TAB-ACC-AHU-6550 | Fan,Centrifugal | HVAC |  | FN | http://www.toronto.ca/TWONTO#blower_or_fan_with_drive |  | Air Handling Unit, Mechanical Room no.3, Screen Bldg., P Bldg.
106570 | TAB-ACC-FN-6552 | Fan, Centrifugal, exhaust air, Mechanical Room No. 3, Screen Bldg., P Bldg. | TAB-ACC-FN-PBLDG | Fan,Centrifugal | HVAC |  | FN | http://www.toronto.ca/TWONTO#blower_or_fan_with_drive |  | Exhaust Fans , P Bldg
106571 | TAB-ACC-FN-6572 | Fan, Centrifugal, Supply air, AHU-6570, Mechanical Room No. 3, Screen Bldg., P Bldg. | TAB-ACC-AHU-6570 | Fan,Centrifugal | HVAC |  | FN | http://www.toronto.ca/TWONTO#blower_or_fan_with_drive |  | Air Handling Unit, Mechanical Room no.3, Screen Bldg., P Bldg.
106572 | TAB-ACC-FN-6581 | Fan, Centrifugal, Supply Air, AHU-6580, Workshop Roof, Screen Bldg., P Bldg. | TAB-ACC-AHU-6580 | Fan,Centrifugal | HVAC |  | FN | http://www.toronto.ca/TWONTO#blower_or_fan_with_drive |  | Air Handling Unit, Workshop Roof, P Bldg.
106573 | TAB-ACC-FN-6582 | Fan, Sidewall type, Exhaust Air, maintenance Workshop, Screen Bldg., P Bldg. | TAB-ACC-FN-PBLDG | Fan | HVAC |  | FN | http://www.toronto.ca/TWONTO#blower_or_fan_with_drive |  | Exhaust Fans , P Bldg
106574 | TAB-ACC-FN-6583 | Fan, Sidewall type, Exhaust Air, maintenance Workshop, Screen Bldg., P Bldg. | TAB-ACC-FN-PBLDG | Fan | HVAC |  | FN | http://www.toronto.ca/TWONTO#blower_or_fan_with_drive |  | Exhaust Fans , P Bldg
106575 | TAB-ACC-FN-6591 | Fan, Centrifugal, Supply Air, AHU-6590, Workshop Roof, Screen Bldg., P Bldg. | TAB-ACC-AHU-6590 | Fan,Centrifugal | HVAC |  | FN | http://www.toronto.ca/TWONTO#blower_or_fan_with_drive |  | Air Handling Unit, Workshop Roof, P Bldg.
106576 | TAB-ACC-FN-6593 | Fan, ceiling type, Exhaust Air, Workshop server closet, Screen Bldg., P Bldg. | TAB-ACC-FN-PBLDG | Fan | HVAC |  | FN | http://www.toronto.ca/TWONTO#blower_or_fan_with_drive |  | Exhaust Fans , P Bldg
106577 | TAB-ACC-FN-6594 | Fan, portable welding smoke extractor, Exhaust Air, Maintenance Workshop, Screen Bldg., P Bldg. | TAB-ACC-FN-PBLDG | Fan | HVAC |  | FN | http://www.toronto.ca/TWONTO#blower_or_fan_with_drive |  | Exhaust Fans , P Bldg
106631 | TAB-ACC-FSL-0330 | Switch, Flow, Air, Supply Fan 3030, Electrical Room | TAB-ACC-AC-3030 | Switch,Flow-Low | HVAC |  | FSL | http://www.toronto.ca/TWONTO#flow_switch |  | Air Conditioner, D Bldg, New Electrical Room
106696 | TAB-ACC-HC-6451 | Heating Coil, AHU-6450, Primary Tank Operating Gallery, Ground, East Side | TAB-ACC-AHU-6450 | H.V.A.C.,Heater | HVAC |  | HC | heating_coil |  | Air Handling Unit, Primary Tank Operating Gallery, Ground, East Side
106697 | TAB-ACC-HC-9002 | Heating Coil, T Bldg | TAB-ACC-HTR-M&T | H.V.A.C.,Heater,Convection | HVAC |  | HC | heating_coil |  | Unit Heaters- M&T Bldg
106698 | TAB-ACC-HC-9003 | Heating Coil, T Bldg | TAB-ACC-HTR-M&T | H.V.A.C.,Heater,Convection | HVAC |  | HC | heating_coil |  | Unit Heaters- M&T Bldg
106699 | TAB-ACC-HC-9004 | Heating Coil, T Bldg | TAB-ACC-HTR-M&T | H.V.A.C.,Heater,Convection | HVAC |  | HC | heating_coil |  | Unit Heaters- M&T Bldg
106700 | TAB-ACC-HC-9005 | Heating Coil, T Bldg | TAB-ACC-HTR-M&T | H.V.A.C.,Heater,Convection | HVAC |  | HC | heating_coil |  | Unit Heaters- M&T Bldg
106715 | TAB-ACC-HE-1405 | Heat Exchanger, Hot Water Reheat Coil | TAB-ACC-VAV-1405 | Heat Exchanger | HVAC |  | HE | http://www.toronto.ca/TWONTO#heat_exchanger |  | Heater, Hot Water Reheat Coil, Variable air
106716 | TAB-ACC-HE-1418 | Heat Exchange, Hot Water Reheat Coil | TAB-ACC-VAV-1418 | Heat Exchanger | HVAC |  | HE | http://www.toronto.ca/TWONTO#heat_exchanger |  | Heater, Hot Water Reheat Coil, Variable air
106717 | TAB-ACC-HE-1419 | Heater, Hot Water Reheat Coil | TAB-ACC-VAV-1419 | Heat Exchanger | HVAC |  | HE | http://www.toronto.ca/TWONTO#heat_exchanger |  | Heater, Hot Water Reheat Coil, Variable air
106720 | TAB-ACC-HE-1433 | Heat Exchanger, Hot Water Reheat Coil | TAB-ACC-HTR-1433 | Heat Exchanger | HVAC |  | HE | http://www.toronto.ca/TWONTO#heat_exchanger |  | Heater, Hot Water Reheat Coil
106721 | TAB-ACC-HE-1435 | Heat Exchanger, Hot Water Reheat Coil | TAB-ACC-HTR-1435 | Heat Exchanger | HVAC |  | HE | http://www.toronto.ca/TWONTO#heat_exchanger |  | Heater, Hot Water Reheat Coil
106722 | TAB-ACC-HE-1436 | Heat Exchanger, Hot Water Reheat Coil | TAB-ACC-HTR-1436 | Heat Exchanger | HVAC |  | HE | http://www.toronto.ca/TWONTO#heat_exchanger |  | Heater, Hot Water Reheat Coil
106723 | TAB-ACC-HE-1437 | Heat Exchanger, Hot Water Reheat Coil | TAB-ACC-HTR-1437 | Heat Exchanger | HVAC |  | HE | http://www.toronto.ca/TWONTO#heat_exchanger |  | Heater, Hot Water Reheat Coil
106724 | TAB-ACC-HE-1438 | Heat Exchanger, Hot Water Reheat Coil | TAB-ACC-HTR-1438 | Heat Exchanger | HVAC |  | HE | http://www.toronto.ca/TWONTO#heat_exchanger |  | Heater, Hot Water Reheat Coil
106725 | TAB-ACC-HE-1448 | Heat Exchanger, Hot Water Reheat Coil | TAB-ACC-HTR-1448 | Heat Exchanger | HVAC |  | HE | http://www.toronto.ca/TWONTO#heat_exchanger |  | Heater, Hot Water Reheat Coil
106726 | TAB-ACC-HE-1454 | Heat Exchanger, Hot Water Reheat Coil | TAB-ACC-HTR-1449 | Heat Exchanger | HVAC |  | HE | http://www.toronto.ca/TWONTO#heat_exchanger |  | Heater, Hot Water Reheat Coil
106727 | TAB-ACC-HE-1454 | Heat Exchanger, Hot Water Reheat Coil | TAB-ACC-HTR-1454 | Heat Exchanger | HVAC |  | HE | http://www.toronto.ca/TWONTO#heat_exchanger |  | Heater, Hot Water Reheat Coil
106728 | TAB-ACC-HE-1455 | Heat Exchanger, Hot Water Reheat Coil | TAB-ACC-HTR-1455 | Heat Exchanger | HVAC |  | HE | http://www.toronto.ca/TWONTO#heat_exchanger |  | Heater, Hot Water Reheat Coil
106729 | TAB-ACC-HE-1456 | Heat Exchanger, Hot Water Reheat Coil | TAB-ACC-HTR-1456 | Heat Exchanger | HVAC |  | HE | http://www.toronto.ca/TWONTO#heat_exchanger |  | Heater, Hot Water Reheat Coil
106730 | TAB-ACC-HE-1457 | Heat Exchanger, Hot Water Reheat Coil | TAB-ACC-VAV-1457 | Heat Exchanger | HVAC |  | HE | http://www.toronto.ca/TWONTO#heat_exchanger |  | Heater, Hot Water Reheat Coil, Variable air
106731 | TAB-ACC-HE-1458 | Heat Exchanger, Hot Water Reheat Coil | TAB-ACC-VAV-1458 | Heat Exchanger | HVAC |  | HE | http://www.toronto.ca/TWONTO#heat_exchanger |  | Heater, Hot Water Reheat Coil, Variable air
106732 | TAB-ACC-HE-1461 | Heat Exchanger, Electric Reheat Coil | TAB-ACC-HTR-1461 | Heat Exchanger | HVAC |  | HE | http://www.toronto.ca/TWONTO#heat_exchanger |  | Heater, Electric Reheat Coil
106733 | TAB-ACC-HE-1461 | Heat Exchanger, Electric Reheat Coil | TAB-ACC-HTR-1490 | Heat Exchanger | HVAC |  | HE | http://www.toronto.ca/TWONTO#heat_exchanger |  | Heater, Electric Reheat Coil
106734 | TAB-ACC-HE-1462 | Heat Exchanger, Electric Reheat Coil | TAB-ACC-HTR-1462 | Heat Exchanger | HVAC |  | HE | http://www.toronto.ca/TWONTO#heat_exchanger |  | Heater unit, Z Bldg
106735 | TAB-ACC-HE-1463 | Heat Exchanger, Electric Reheat Coil | TAB-ACC-HTR-1463 | Heat Exchanger | HVAC |  | HE | http://www.toronto.ca/TWONTO#heat_exchanger |  | Heater unit, Z Bldg
106736 | TAB-ACC-HE-1464 | Heat Exchanger, Electric Reheat Coil | TAB-ACC-HTR-1464 | Heat Exchanger | HVAC |  | HE | http://www.toronto.ca/TWONTO#heat_exchanger |  | Heater unit, Z Bldg
106737 | TAB-ACC-HE-1483 | Heat Exchanger, Hot Water Reheat Coil | TAB-ACC-VAV-1483 | Heat Exchanger | HVAC |  | HE | http://www.toronto.ca/TWONTO#heat_exchanger |  | Heater, Hot Water Reheat Coil, Variable air
106738 | TAB-ACC-HE-1485 | Heat Exchanger, Hot Water Reheat Coil | TAB-ACC-VAV-1485 | Heat Exchanger | HVAC |  | HE | http://www.toronto.ca/TWONTO#heat_exchanger |  | Heater, Hot Water Reheat Coil, Variable air
106739 | TAB-ACC-HE-1487 | Heat Exchanger, Hot Water Reheat Coil | TAB-ACC-VAV-1487 | Heat Exchanger | HVAC |  | HE | http://www.toronto.ca/TWONTO#heat_exchanger |  | Heater, Hot Water Reheat Coil, Variable air
106740 | TAB-ACC-HE-1489 | Heat Exchanger, Hot Water Reheat Coil | TAB-ACC-VAV-1489 | Heat Exchanger | HVAC |  | HE | http://www.toronto.ca/TWONTO#heat_exchanger |  | Heater, Hot Water Reheat Coil, Variable air
106741 | TAB-ACC-HE-1491 | Heat Exchanger , Electric Reheat Coil | TAB-ACC-HTR-1491 | Heat Exchanger | HVAC |  | HE | http://www.toronto.ca/TWONTO#heat_exchanger |  | Heater, Electric Reheat Coil
106742 | TAB-ACC-HE-1499 | Heat Exchanger, Hot Water Reheat Coil | TAB-ACC-HTR-1499 | Heat Exchanger | HVAC |  | HE | http://www.toronto.ca/TWONTO#heat_exchanger |  | Heater, Hot Water Reheat Coil
106758 | TAB-ACC-HE-6401 | Heat Exchanger, Mechanical Room No.5, Old Screen Bldg., P Bldg. | TAB-ACC-1100 | Heat Exchanger | HVAC |  | HE | http://www.toronto.ca/TWONTO#heat_exchanger |  | HVAC Heating, P Bldg
106759 | TAB-ACC-HE-6403 | Heat Exchanger, Heating Coil box, Ground Floor, North Side, Grit Bldg., P Bldg. | TAB-ACC-FN-6465 | Heat Exchanger | HVAC |  | HE | http://www.toronto.ca/TWONTO#heat_exchanger |  | Fan, Centrifugal, Exhaust Air, Roof, Old Screen Bldg., P Bldg.
106760 | TAB-ACC-HE-6405 | Heat Exchanger, Heating Coil box, Pump Room, Grit Bldg., P Bldg. | TAB-ACC-HTR-PBLDG | Heat Exchanger | HVAC |  | HE | http://www.toronto.ca/TWONTO#heat_exchanger |  | Unit Heaters- P Bldg
106761 | TAB-ACC-HE-6406 | Heat Exchanger, Heating Coil box, chemical Room, Grit Bldg., P Bldg. | TAB-ACC-HTR-PBLDG | Heat Exchanger | HVAC |  | HE | http://www.toronto.ca/TWONTO#heat_exchanger |  | Unit Heaters- P Bldg
106762 | TAB-ACC-HE-6471 | Heat Exchanger, AHU-6470, Mech Room No. 6, Old Screen Bldg., P Bldg. | TAB-ACC-AHU-6470 | Heat Exchanger | HVAC |  | HE | http://www.toronto.ca/TWONTO#heat_exchanger |  | Air Handling Unit, Mechanical Room no.6, Grit Bldg., P Bldg.
106763 | TAB-ACC-HE-6501 | Heat Exchanger, Reheat coil, Workshop Kitchen, Screen Bldg., P Bldg. | TAB-ACC-MEQ-6501 | Heat Exchanger | HVAC |  | HE | http://www.toronto.ca/TWONTO#heat_exchanger |  | High Pressure Hot Water cleaning system, Mechanical Room No. 1, Screen Bldg., P Bldg.
106764 | TAB-ACC-HE-6521 | Heat Exchanger, Mechanical Room No. 2, Screen Bldg., P Bldg. | TAB-ACC-AHU-6520 | Heat Exchanger | HVAC |  | HE | http://www.toronto.ca/TWONTO#heat_exchanger |  | Air Handling Unit, Mechanical Room no.2, Screen Bldg., P Bldg.
106765 | TAB-ACC-HE-6531 | Heat Exchanger, AHU-6530, Mechanical Room No. 3, Screen Bldg., P Bldg. | TAB-ACC-AHU-6530 | Heat Exchanger | HVAC |  | HE | http://www.toronto.ca/TWONTO#heat_exchanger |  | Air Handling Unit, Mechanical Room no.3, Screen Bldg., P Bldg.
106766 | TAB-ACC-HE-6541 | Heat Exchanger, AHU-6540, Mechanical Room No. 3, Screen Bldg., P Bldg. | TAB-ACC-AHU-6540 | Heat Exchanger | HVAC |  | HE | http://www.toronto.ca/TWONTO#heat_exchanger |  | Air Handling Unit, Mechanical Room no.3, Screen Bldg., P Bldg.
106767 | TAB-ACC-HE-6551 | Heat Exchanger, AHU-6550, Mechanical Room No. 3, Screen Bldg., P Bldg. | TAB-ACC-AHU-6550 | Heat Exchanger | HVAC |  | HE | http://www.toronto.ca/TWONTO#heat_exchanger |  | Air Handling Unit, Mechanical Room no.3, Screen Bldg., P Bldg.
106768 | TAB-ACC-HE-6571 | Heat Exchanger, AHU-6570, Mechanical Room No. 3, Screen Bldg., P Bldg. | TAB-ACC-AHU-6570 | Heat Exchanger | HVAC |  | HE | http://www.toronto.ca/TWONTO#heat_exchanger |  | Air Handling Unit, Mechanical Room no.3, Screen Bldg., P Bldg.
106862 | TAB-ACC-HTR-1433 | Heater, Hot Water Reheat Coil | TAB-ACC-1400 | H.V.A.C.,Heater | HVAC |  | HTR | http://www.toronto.ca/TWONTO#heater |  | Heating, Z Bldg -
106863 | TAB-ACC-HTR-1439 | Heater, Hot Water Reheat Coil | TAB-ACC-1400 | H.V.A.C.,Heater | HVAC |  | HTR | http://www.toronto.ca/TWONTO#heater |  | Heating, Z Bldg -
106864 | TAB-ACC-HTR-1444 | Heater, Hot Water Reheat Coil | TAB-ACC-1400 | H.V.A.C.,Heater | HVAC |  | HTR | http://www.toronto.ca/TWONTO#heater |  | Heating, Z Bldg -
106865 | TAB-ACC-HTR-1445 | Heater, Hot Water Reheat Coil | TAB-ACC-1400 | H.V.A.C.,Heater | HVAC |  | HTR | http://www.toronto.ca/TWONTO#heater |  | Heating, Z Bldg -
106866 | TAB-ACC-HTR-1446 | Heater, Hot Water Reheat Coil | TAB-ACC-1400 | H.V.A.C.,Heater | HVAC |  | HTR | http://www.toronto.ca/TWONTO#heater |  | Heating, Z Bldg -
106867 | TAB-ACC-HTR-1454 | Heater, Hot Water Reheat Coil | TAB-ACC-1400 | H.V.A.C.,Heater | HVAC |  | HTR | http://www.toronto.ca/TWONTO#heater |  | Heating, Z Bldg -
107006 | TAB-ACC-HTR-3859 | Heater unit-Heat Recovery Bldg. Elevator room | TAB-ACC-HTR-HRS |  | HVAC |  | HTR | http://www.toronto.ca/TWONTO#heater |  | Unit Heaters- Heat recovery Bldg
107030 | TAB-ACC-HTR-4035 | Unit Heater, East Stairwell, First Landing, 5th Floor, Silo Building | TAB-ACC-HTR | H.V.A.C.,Heater | HVAC |  | HTR | http://www.toronto.ca/TWONTO#heater |  | Heaters- Convection,
107031 | TAB-ACC-HTR-4035 | Unit Heater, East Stairwell, First Landing, 5th Floor, Silo Building | TAB-ACC-HTR-SLO | H.V.A.C.,Heater | HVAC |  | HTR | http://www.toronto.ca/TWONTO#heater |  | Unit Heaters- Silo Bldg
107097 | TAB-ACC-HTR-6402 | Heater, Electric, WashRoom, Existing Primary Tank Operating Gallery | TAB-ACC-HTR-PBLDG | H.V.A.C.,Heater | HVAC |  | HTR | http://www.toronto.ca/TWONTO#heater |  | Unit Heaters- P Bldg
107098 | TAB-ACC-HTR-6403 | Heater, Electric, StAir, Existing Primary Tank Operating Gallery | TAB-ACC-HTR-PBLDG | H.V.A.C.,Heater | HVAC |  | HTR | http://www.toronto.ca/TWONTO#heater |  | Unit Heaters- P Bldg
107099 | TAB-ACC-HTR-6404 | Heater, Electric, MCC Room, Existing Primary Tank Operating Gallery | TAB-ACC-HTR-PBLDG | H.V.A.C.,Heater | HVAC |  | HTR | http://www.toronto.ca/TWONTO#heater |  | Unit Heaters- P Bldg
107100 | TAB-ACC-HTR-6405 | Heater, Electric, MCC Room, Existing Primary Tank Operating Gallery | TAB-ACC-HTR-PBLDG | H.V.A.C.,Heater | HVAC |  | HTR | http://www.toronto.ca/TWONTO#heater |  | Unit Heaters- P Bldg
107101 | TAB-ACC-HTR-6411 | Heater, Unit, Hot Water, AHU-6410, Roof, Grit Bldg., P Bldg. | TAB-ACC-AHU-6410 | H.V.A.C.,Heater | HVAC |  | HTR | http://www.toronto.ca/TWONTO#heater |  | Air Handling Unit, Roof, Grit Bldg., P Bldg.
107102 | TAB-ACC-HTR-6421 | Heater, Unit, Hot Water, AHU-6420, Roof, Grit Bldg., P Bldg. | TAB-ACC-AHU-6420 | H.V.A.C.,Heater | HVAC |  | HTR | http://www.toronto.ca/TWONTO#heater |  | Air Handling Unit, Roof, Grit Bldg., P Bldg.
107103 | TAB-ACC-HTR-6471 | Heater, Unit, Hot Water, Ground Floor, North Side, Grit Bldg., P Bldg. | TAB-ACC-HTR-PBLDG | H.V.A.C.,Heater | HVAC |  | HTR | http://www.toronto.ca/TWONTO#heater |  | Unit Heaters- P Bldg
107104 | TAB-ACC-HTR-6473 | Heater, Unit, Hot Water, Ground Floor, North Side, Grit Bldg., P Bldg. | TAB-ACC-HTR-PBLDG | H.V.A.C.,Heater | HVAC |  | HTR | http://www.toronto.ca/TWONTO#heater |  | Unit Heaters- P Bldg
107105 | TAB-ACC-HTR-6476 | Heater, Unit, Hot Water, Ground Floor, North Side, Grit Bldg., P Bldg. | TAB-ACC-HTR-PBLDG | H.V.A.C.,Heater | HVAC |  | HTR | http://www.toronto.ca/TWONTO#heater |  | Unit Heaters- P Bldg
107106 | TAB-ACC-HTR-6479 | Heater, Unit, Hot Water, Mechanical Room No.6, Old Screen Bldg., P Bldg. | TAB-ACC-HTR-PBLDG | H.V.A.C.,Heater | HVAC |  | HTR | http://www.toronto.ca/TWONTO#heater |  | Unit Heaters- P Bldg
107107 | TAB-ACC-HTR-6501 | Heater, Unit, Hot Water, maintenance Workshop, Screen Bldg., P Bldg. | TAB-ACC-HTR-PBLDG | H.V.A.C.,Heater | HVAC |  | HTR | http://www.toronto.ca/TWONTO#heater |  | Unit Heaters- P Bldg
107108 | TAB-ACC-HTR-6502 | Heater, Unit, Hot Water, maintenance Workshop, Screen Bldg., P Bldg. | TAB-ACC-HTR-PBLDG | H.V.A.C.,Heater | HVAC |  | HTR | http://www.toronto.ca/TWONTO#heater |  | Unit Heaters- P Bldg
107109 | TAB-ACC-HTR-6503 | Heater, Unit, Hot Water, maintenance Workshop, Screen Bldg., P Bldg. | TAB-ACC-HTR-PBLDG | H.V.A.C.,Heater | HVAC |  | HTR | http://www.toronto.ca/TWONTO#heater |  | Unit Heaters- P Bldg
107110 | TAB-ACC-HTR-6504 | Heater, Unit, Hot Water, Mechanical Room No. 4, Screen Bldg., P Bldg. | TAB-ACC-HTR-PBLDG | H.V.A.C.,Heater | HVAC |  | HTR | http://www.toronto.ca/TWONTO#heater |  | Unit Heaters- P Bldg
107111 | TAB-ACC-HTR-6512 | Heater, Unit, Hot Water, Workshop Control Room, Screen Bldg., P Bldg. | TAB-ACC-HTR-PBLDG | H.V.A.C.,Heater | HVAC |  | HTR | http://www.toronto.ca/TWONTO#heater |  | Unit Heaters- P Bldg
107112 | TAB-ACC-HTR-6513 | Heater, Unit, Hot Water, Workshop male Change Room, Screen Bldg., P Bldg. | TAB-ACC-HTR-PBLDG | H.V.A.C.,Heater | HVAC |  | HTR | http://www.toronto.ca/TWONTO#heater |  | Unit Heaters- P Bldg
107113 | TAB-ACC-HTR-6531 | Heater, Unit, Electric, Electrical Room No. 1, Screen Bldg., P Bldg. | TAB-ACC-HTR-PBLDG | H.V.A.C.,Heater | HVAC |  | HTR | http://www.toronto.ca/TWONTO#heater |  | Unit Heaters- P Bldg
107114 | TAB-ACC-HTR-6532 | Heater, Unit, Electric, Electrical Room No. 1, Screen Bldg., P Bldg. | TAB-ACC-HTR-PBLDG | H.V.A.C.,Heater | HVAC |  | HTR | http://www.toronto.ca/TWONTO#heater |  | Unit Heaters- P Bldg
107115 | TAB-ACC-HTR-6533 | Heater, Unit, Electric, Electrical Room No. 2, Screen Bldg., P Bldg. | TAB-ACC-HTR-PBLDG | H.V.A.C.,Heater | HVAC |  | HTR | http://www.toronto.ca/TWONTO#heater |  | Unit Heaters- P Bldg
107116 | TAB-ACC-HTR-6541 | Heater, Unit, Hot Water, stair at basement, Screen Bldg., P Bldg. | TAB-ACC-HTR-PBLDG | H.V.A.C.,Heater | HVAC |  | HTR | http://www.toronto.ca/TWONTO#heater |  | Unit Heaters- P Bldg
107117 | TAB-ACC-HTR-6542 | Heater, Unit, Hot Water, stair at Ground Floor, Screen Bldg., P Bldg. | TAB-ACC-HTR-PBLDG | H.V.A.C.,Heater | HVAC |  | HTR | http://www.toronto.ca/TWONTO#heater |  | Unit Heaters- P Bldg
107118 | TAB-ACC-HTR-6543 | Heater, Unit, Hot Water, stair at Ground Floor, Screen Bldg., P Bldg. | TAB-ACC-HTR-PBLDG | H.V.A.C.,Heater | HVAC |  | HTR | http://www.toronto.ca/TWONTO#heater |  | Unit Heaters- P Bldg
107119 | TAB-ACC-HTR-6544 | Heater, Unit, Hot Water, stair at penthouse, Screen Bldg., P Bldg. | TAB-ACC-HTR-PBLDG | H.V.A.C.,Heater | HVAC |  | HTR | http://www.toronto.ca/TWONTO#heater |  | Unit Heaters- P Bldg
107120 | TAB-ACC-HTR-6545 | Heater, Unit, Hot Water, stair at penthouse, Screen Bldg., P Bldg. | TAB-ACC-HTR-PBLDG | H.V.A.C.,Heater | HVAC |  | HTR | http://www.toronto.ca/TWONTO#heater |  | Unit Heaters- P Bldg
107121 | TAB-ACC-HTR-6547 | Heater, Unit, Hot Water, stair at penthouse, Screen Bldg., P Bldg. | TAB-ACC-HTR-PBLDG | H.V.A.C.,Heater | HVAC |  | HTR | http://www.toronto.ca/TWONTO#heater |  | Unit Heaters- P Bldg
107122 | TAB-ACC-HTR-6554 | Heater, Unit, Hot Water, blower Room, Screen Bldg., P Bldg. | TAB-ACC-HTR-PBLDG | H.V.A.C.,Heater | HVAC |  | HTR | http://www.toronto.ca/TWONTO#heater |  | Unit Heaters- P Bldg
107123 | TAB-ACC-HTR-6555 | Heater, Unit, Hot Water, screen area, Screen Bldg., P Bldg. | TAB-ACC-HTR-PBLDG | H.V.A.C.,Heater | HVAC |  | HTR | http://www.toronto.ca/TWONTO#heater |  | Unit Heaters- P Bldg
107124 | TAB-ACC-HTR-6560 | Heater, Unit, Hot Water, Mechanical Room No. 2, Screen Bldg., P Bldg. | TAB-ACC-HTR-PBLDG | H.V.A.C.,Heater | HVAC |  | HTR | http://www.toronto.ca/TWONTO#heater |  | Unit Heaters- P Bldg
107125 | TAB-ACC-HTR-6563 | Heater, Unit, Hot Water, Mechanical Room No. 3, Screen Bldg., P Bldg. | TAB-ACC-HTR-PBLDG | H.V.A.C.,Heater | HVAC |  | HTR | http://www.toronto.ca/TWONTO#heater |  | Unit Heaters- P Bldg
107126 | TAB-ACC-HTR-6564 | Heater, Unit, Hot Water, Mechanical Room No. 3, Screen Bldg., P Bldg. | TAB-ACC-HTR-PBLDG | H.V.A.C.,Heater | HVAC |  | HTR | http://www.toronto.ca/TWONTO#heater |  | Unit Heaters- P Bldg
107127 | TAB-ACC-HTR-6581 | Heater, Electric Forced Air Heater, AHU-6580, Workshop Roof, Screen Bldg., P Bldg. | TAB-ACC-AHU-6580 | H.V.A.C.,Heater | HVAC |  | HTR | http://www.toronto.ca/TWONTO#heater |  | Air Handling Unit, Workshop Roof, P Bldg.
107164 | TAB-ACC-MEQ-6401 | Mechanical Equipment, Air separator, Mechanical Room No.5, Old Screen Bldg., P Bldg. | TAB-ACC-HE-6401 | H.V.A.C. | HVAC |  | MEQ | http://www.toronto.ca/TWONTO#collection_of_assets |  | Heat Exchanger, Mechanical Room No.5, Old Screen Bldg., P Bldg.
107170 | TAB-ACC-MEQ-6514 | Mechanical Equipment, Heat Recovery ventilator, Workshop Kitchen, Screen Bldg., P Bldg. | TAB-PLT-PLQ-P | Heat Exchanger | HVAC |  | MEQ | http://www.toronto.ca/TWONTO#collection_of_assets |  | Plumbing, General, P Bldg Prelim Treatment
107277 | TAB-ACC-P-6401 | Pump, Heating Pump, VFD, Mech Room No. 5, Old Screen Bldg., P Bldg. | TAB-ACC-HE-6401 | Pump | HVAC |  | P | http://www.toronto.ca/TWONTO#pump_set_-_with_drive |  | Heat Exchanger, Mechanical Room No.5, Old Screen Bldg., P Bldg.
107278 | TAB-ACC-P-6402 | Pump, Heating Pump, VFD, Mech Room No. 5, Old Screen Bldg., P Bldg. | TAB-ACC-HE-6401 | Pump | HVAC |  | P | http://www.toronto.ca/TWONTO#pump_set_-_with_drive |  | Heat Exchanger, Mechanical Room No.5, Old Screen Bldg., P Bldg.
107279 | TAB-ACC-P-6405 | Pump, Sump, Basement, Grit Bldg., P Bldg. | TAB-PLT-P-P | Pump | HVAC |  | P | http://www.toronto.ca/TWONTO#pump_set_-_with_drive |  | P Building - Sump Pumps, Grit Tanks
107280 | TAB-ACC-P-6406 | Pump, Sump, Basement, Grit Bldg., P Bldg. | TAB-PLT-P-P | Pump | HVAC |  | P | http://www.toronto.ca/TWONTO#pump_set_-_with_drive |  | P Building - Sump Pumps, Grit Tanks
107281 | TAB-ACC-P-6414 | Pump, jockey Pump, Pump Room, Grit Bldg., P Bldg. | TAB-PLT-SQ | Pump | HVAC |  | P | http://www.toronto.ca/TWONTO#pump_set_-_with_drive |  | P Building - Safety Equipment
107282 | TAB-ACC-P-6511 | Pump, Fire pump, Mechanical Room No. 1, Screen Bldg., P Bldg. | TAB-PLT-SQ | Pump | HVAC |  | P | http://www.toronto.ca/TWONTO#pump_set_-_with_drive |  | P Building - Safety Equipment
107283 | TAB-ACC-P-6513 | Pump, Jockey pump, Mechanical Room No. 1, Screen Bldg., P Bldg. | TAB-PLT-SQ | Pump | HVAC |  | P | http://www.toronto.ca/TWONTO#pump_set_-_with_drive |  | P Building - Safety Equipment
107380 | TAB-ACC-PSH-0330 | Switch, Pressure, High, Filter, Fan 3030, Electrical Room | TAB-ACC-AC-3030 | Switch,Pressure-High | HVAC |  | PSH | http://www.toronto.ca/TWONTO#pressure_switch |  | Air Conditioner, D Bldg, New Electrical Room
107389 | TAB-ACC-PSH-6451 | Switch, Pressure, High, Filter, FN- 6451 & 6452, AHU-6450, Ground, East Operating Gallery | TAB-ACC-AHU-6450 | Switch,Pressure-High | HVAC |  | PSH | http://www.toronto.ca/TWONTO#pressure_switch |  | Air Handling Unit, Primary Tank Operating Gallery, Ground, East Side
107390 | TAB-ACC-PSH-6452 | Switch, Pressure, High, Filter, FN- 6451 & 6452, AHU-6450, Ground, East Operating Gallery | TAB-ACC-AHU-6450 | Switch,Pressure-High | HVAC |  | PSH | http://www.toronto.ca/TWONTO#pressure_switch |  | Air Handling Unit, Primary Tank Operating Gallery, Ground, East Side
107417 | TAB-ACC-RPU-6440 | RPU Panel, HVAC, BAS Controller, Mech RM, Existing Screen Bldg., P Bldg. | TAB-PRM-INQ-P | Control Panel,HVAC | HVAC |  | RPU | http://www.toronto.ca/TWONTO#RPU_panel |  | P Building - Instrument Equipment
107534 | TAB-ACC-T-6401 | Tank, Glycol make-up package, Mechanical Room No.5, Old Screen Bldg., P Bldg. | TAB-ACC-HE-6401 | Tank | HVAC |  | T | http://www.toronto.ca/TWONTO#chemical_storage_tank |  | Heat Exchanger, Mechanical Room No.5, Old Screen Bldg., P Bldg.
107535 | TAB-ACC-T-6407 | Tank, Heating, Domestic water | TAB-ACC | Tank | HVAC |  | T | http://www.toronto.ca/TWONTO#tanked_hot_water_heater |  | Plant HVAC Equipment
107536 | TAB-ACC-T-6409 | Heater, Domestic Hot Water, Primary Tank Operating Gallery Basement | TAB-ACC | Tank,Domestic Hot Water | HVAC |  | T | http://www.toronto.ca/TWONTO#tanked_hot_water_heater |  | Plant HVAC Equipment
107537 | TAB-ACC-T-6502 | Tank, Domestic Hot Water, Workshop Mechanical Room No. 4, Screen Bldg., P Bldg. | TAB-ACC | Tank | HVAC |  | T | http://www.toronto.ca/TWONTO#tanked_hot_water_heater |  | Plant HVAC Equipment
107538 | TAB-ACC-T-6503 | Tank, Domestic Hot Water, Workshop Mechanical Room No. 4, Screen Bldg., P Bldg. | TAB-ACC | Tank | HVAC |  | T | http://www.toronto.ca/TWONTO#tanked_hot_water_heater |  | Plant HVAC Equipment
107559 | TAB-ACC-TE-1400A | Temperature Element, Supply Air Temperature | TAB-ACC-VAV-1400 | Sensor,Temperature | HVAC |  | TE | http://www.toronto.ca/TWONTO#temperature_sensor_element |  | Heater, Hot Water Reheat Coil, Variable air
107560 | TAB-ACC-TE-1400B | Temperature Element, Space Temperature | TAB-ACC-VAV-1400 | Sensor,Temperature | HVAC |  | TE | http://www.toronto.ca/TWONTO#temperature_sensor_element |  | Heater, Hot Water Reheat Coil, Variable air
107561 | TAB-ACC-TE-1402B | Temperature Element, Space Temperature | TAB-ACC-VAV-1402 | Sensor,Temperature | HVAC |  | TE | http://www.toronto.ca/TWONTO#temperature_sensor_element |  | Heater, Hot Water Reheat Coil, Variable air
107562 | TAB-ACC-TE-1405B | Temperature Element, Space Temperature | TAB-ACC-VAV-1405 | Sensor,Temperature | HVAC |  | TE | http://www.toronto.ca/TWONTO#temperature_sensor_element |  | Heater, Hot Water Reheat Coil, Variable air
107563 | TAB-ACC-TE-1417A | Temperature Element, Supply Air Temperature | TAB-ACC-VAV-1417 | Sensor,Temperature | HVAC |  | TE | http://www.toronto.ca/TWONTO#temperature_sensor_element |  | Heater, Hot Water Reheat Coil, Variable air
107564 | TAB-ACC-TE-1418A | Temperature Element, Supply Air Temperature | TAB-ACC-VAV-1418 | Sensor,Temperature | HVAC |  | TE | http://www.toronto.ca/TWONTO#temperature_sensor_element |  | Heater, Hot Water Reheat Coil, Variable air
107565 | TAB-ACC-TE-1418B | Temperature Element, Space Temperature | TAB-ACC-VAV-1418 | Sensor,Temperature | HVAC |  | TE | http://www.toronto.ca/TWONTO#temperature_sensor_element |  | Heater, Hot Water Reheat Coil, Variable air
107566 | TAB-ACC-TE-1419A | Temperature Element, Supply Air Temperature | TAB-ACC-VAV-1419 | Sensor,Temperature | HVAC |  | TE | http://www.toronto.ca/TWONTO#temperature_sensor_element |  | Heater, Hot Water Reheat Coil, Variable air
107567 | TAB-ACC-TE-1419B | Temperature Element, Space Temperature | TAB-ACC-VAV-1419 | Sensor,Temperature | HVAC |  | TE | http://www.toronto.ca/TWONTO#temperature_sensor_element |  | Heater, Hot Water Reheat Coil, Variable air
107568 | TAB-ACC-TE-1420A | Temperature Element, Supply Air Temperature | TAB-ACC-VAV-1420 | Sensor,Temperature | HVAC |  | TE | http://www.toronto.ca/TWONTO#temperature_sensor_element |  | Heater, Hot Water Reheat Coil, Variable air
107569 | TAB-ACC-TE-1433A | Temperature Element, Supply Air Temperature | TAB-ACC-HTR-1433 | Sensor,Temperature | HVAC |  | TE | http://www.toronto.ca/TWONTO#temperature_sensor_element |  | Heater, Hot Water Reheat Coil
107570 | TAB-ACC-TE-1434A | Temperature Element, Supply Air Temperature | TAB-ACC-HTR-1434 | Sensor,Temperature | HVAC |  | TE | http://www.toronto.ca/TWONTO#temperature_sensor_element |  | Heater, Hot Water Reheat Coil
107571 | TAB-ACC-TE-1435B | Temperature Element, Space Temperature | TAB-ACC-HTR-1435 | Sensor,Temperature | HVAC |  | TE | http://www.toronto.ca/TWONTO#temperature_sensor_element |  | Heater, Hot Water Reheat Coil
107572 | TAB-ACC-TE-1436 | Control Panel, Zone Controller | TAB-ACC-HTR-1436 | Control Panel,HVAC | HVAC |  | TE | http://www.toronto.ca/TWONTO#thermostat_or_zone_controller_unit |  | Heater, Hot Water Reheat Coil
107573 | TAB-ACC-TE-1436A | Temperature Element, Supply Air Temperature | TAB-ACC-HTR-1436 | Sensor,Temperature | HVAC |  | TE | http://www.toronto.ca/TWONTO#temperature_sensor_element |  | Heater, Hot Water Reheat Coil
107574 | TAB-ACC-TE-1436B | Temperature Element, Space Temperature | TAB-ACC-HTR-1436 | Sensor,Temperature | HVAC |  | TE | http://www.toronto.ca/TWONTO#temperature_sensor_element |  | Heater, Hot Water Reheat Coil
107575 | TAB-ACC-TE-1438A | Temperature Element, Supply Air Temperature | TAB-ACC-HTR-1438 | Sensor,Temperature | HVAC |  | TE | http://www.toronto.ca/TWONTO#temperature_sensor_element |  | Heater, Hot Water Reheat Coil
107576 | TAB-ACC-TE-1440A | Temperature Element, Supply Air Temperature | TAB-ACC-VAV-1440 | Sensor,Temperature | HVAC |  | TE | http://www.toronto.ca/TWONTO#temperature_sensor_element |  | Heater, Hot Water Reheat Coil, Variable air
107577 | TAB-ACC-TE-1440B | Temperature Element, Space Temperature | TAB-ACC-VAV-1440 | Sensor,Temperature | HVAC |  | TE | http://www.toronto.ca/TWONTO#temperature_sensor_element |  | Heater, Hot Water Reheat Coil, Variable air
107578 | TAB-ACC-TE-1444A | Temperature Element, Supply Air Temperature | TAB-ACC-HTR-1444 | Sensor,Temperature | HVAC |  | TE | http://www.toronto.ca/TWONTO#temperature_sensor_element |  | Heater, Hot Water Reheat Coil
107579 | TAB-ACC-TE-1444B | Temperature Element, Space Temperature | TAB-ACC-HTR-1444 | Sensor,Temperature | HVAC |  | TE | http://www.toronto.ca/TWONTO#temperature_sensor_element |  | Heater, Hot Water Reheat Coil
107580 | TAB-ACC-TE-1445A | Temperature Element, Supply Air Temperature | TAB-ACC-HTR-1445 | Sensor,Temperature | HVAC |  | TE | http://www.toronto.ca/TWONTO#temperature_sensor_element |  | Heater, Hot Water Reheat Coil
107581 | TAB-ACC-TE-1445B | Temperature Element, Space Temperature | TAB-ACC-HTR-1445 | Sensor,Temperature | HVAC |  | TE | http://www.toronto.ca/TWONTO#temperature_sensor_element |  | Heater, Hot Water Reheat Coil
107582 | TAB-ACC-TE-1446B | Temperature Element, Space Temperature | TAB-ACC-HTR-1446 | Sensor,Temperature | HVAC |  | TE | http://www.toronto.ca/TWONTO#temperature_sensor_element |  | Heater, Hot Water Reheat Coil
107583 | TAB-ACC-TE-1447A | Temperature Element, Supply Air Temperature | TAB-ACC-HTR-1447 | Sensor,Temperature | HVAC |  | TE | http://www.toronto.ca/TWONTO#temperature_sensor_element |  | Heater, Hot Water Reheat Coil
107584 | TAB-ACC-TE-1448A | Temperature Element, Supply Air Temperature | TAB-ACC-HTR-1448 | Sensor,Temperature | HVAC |  | TE | http://www.toronto.ca/TWONTO#temperature_sensor_element |  | Heater, Hot Water Reheat Coil
107585 | TAB-ACC-TE-1449A | Temperature Element, Supply Air Temperature | TAB-ACC-HTR-1449 | Sensor,Temperature | HVAC |  | TE | http://www.toronto.ca/TWONTO#temperature_sensor_element |  | Heater, Hot Water Reheat Coil
107586 | TAB-ACC-TE-1455A | Temperature Element, Supply Air Temperature | TAB-ACC-HTR-1455 | Sensor,Temperature | HVAC |  | TE | http://www.toronto.ca/TWONTO#temperature_sensor_element |  | Heater, Hot Water Reheat Coil
107587 | TAB-ACC-TE-1455B | Temperature Element, Space Temperature | TAB-ACC-HTR-1455 | Sensor,Temperature | HVAC |  | TE | http://www.toronto.ca/TWONTO#temperature_sensor_element |  | Heater, Hot Water Reheat Coil
107588 | TAB-ACC-TE-1456A | Temperature Element, Supply Air Temperature | TAB-ACC-HTR-1456 | Sensor,Temperature | HVAC |  | TE | http://www.toronto.ca/TWONTO#temperature_sensor_element |  | Heater, Hot Water Reheat Coil
107589 | TAB-ACC-TE-1457B | Temperature Element, Space Temperature | TAB-ACC-VAV-1457 | Sensor,Temperature | HVAC |  | TE | http://www.toronto.ca/TWONTO#temperature_sensor_element |  | Heater, Hot Water Reheat Coil, Variable air
107590 | TAB-ACC-TE-1461A | Temperature Element, Supply Air Temperature | TAB-ACC-HTR-1461 | Sensor,Temperature | HVAC |  | TE | http://www.toronto.ca/TWONTO#temperature_sensor_element |  | Heater, Electric Reheat Coil
107591 | TAB-ACC-TE-1461B | Temperature Element, Space Temperature | TAB-ACC-HTR-1461 | Sensor,Temperature | HVAC |  | TE | http://www.toronto.ca/TWONTO#temperature_sensor_element |  | Heater, Electric Reheat Coil
107592 | TAB-ACC-TE-1462B | Temperature Element, Space Temperature | TAB-ACC-HTR-1462 | Sensor,Temperature | HVAC |  | TE | http://www.toronto.ca/TWONTO#temperature_sensor_element |  | Heater unit, Z Bldg
107593 | TAB-ACC-TE-1464A | Temperature Element, Supply Air Temperature | TAB-ACC-HTR-1462 | Sensor,Temperature | HVAC |  | TE | http://www.toronto.ca/TWONTO#temperature_sensor_element |  | Heater unit, Z Bldg
107594 | TAB-ACC-TE-1464A | Temperature Element, Supply Air Temperature | TAB-ACC-HTR-1464 | Sensor,Temperature | HVAC |  | TE | http://www.toronto.ca/TWONTO#temperature_sensor_element |  | Heater unit, Z Bldg
107595 | TAB-ACC-TE-1464B | Temperature Element, Space Temperature | TAB-ACC-HTR-1462 | Sensor,Temperature | HVAC |  | TE | http://www.toronto.ca/TWONTO#temperature_sensor_element |  | Heater unit, Z Bldg
107596 | TAB-ACC-TE-1484B | Temperature Element, Space Temperature | TAB-ACC-VAV-1484 | Sensor,Temperature | HVAC |  | TE | http://www.toronto.ca/TWONTO#temperature_sensor_element |  | Heater, Hot Water Reheat Coil, Variable air
107597 | TAB-ACC-TE-1485B | Temperature Element, Space Temperature | TAB-ACC-VAV-1485 | Sensor,Temperature | HVAC |  | TE | http://www.toronto.ca/TWONTO#temperature_sensor_element |  | Heater, Hot Water Reheat Coil, Variable air
107598 | TAB-ACC-TE-1486A | Temperature Element, Space Temperature | TAB-ACC-VAV-1486 | Sensor,Temperature | HVAC |  | TE | http://www.toronto.ca/TWONTO#temperature_sensor_element |  | Heater, Hot Water Reheat Coil, Variable air
107599 | TAB-ACC-TE-1487B | Temperature Element, Space Temperature | TAB-ACC-VAV-1487 | Sensor,Temperature | HVAC |  | TE | http://www.toronto.ca/TWONTO#temperature_sensor_element |  | Heater, Hot Water Reheat Coil, Variable air
107600 | TAB-ACC-TE-1488A | Temperature Element, Supply Air Temperature | TAB-ACC-VAV-1488 | Sensor,Temperature | HVAC |  | TE | http://www.toronto.ca/TWONTO#temperature_sensor_element |  | Heater, Hot Water Reheat Coil, Variable air
107601 | TAB-ACC-TE-1488B | Temperature Element, Space Temperature | TAB-ACC-VAV-1488 | Sensor,Temperature | HVAC |  | TE | http://www.toronto.ca/TWONTO#temperature_sensor_element |  | Heater, Hot Water Reheat Coil, Variable air
107602 | TAB-ACC-TE-1489A | Temperature Element, Supply Air Temperature | TAB-ACC-VAV-1489 | Sensor,Temperature | HVAC |  | TE | http://www.toronto.ca/TWONTO#temperature_sensor_element |  | Heater, Hot Water Reheat Coil, Variable air
107603 | TAB-ACC-TE-1489B | Temperature Element, Space Temperature | TAB-ACC-VAV-1489 | Sensor,Temperature | HVAC |  | TE | http://www.toronto.ca/TWONTO#temperature_sensor_element |  | Heater, Hot Water Reheat Coil, Variable air
107604 | TAB-ACC-TE-1491A | Temperature Element, Supply Air Temperature | TAB-ACC-HTR-1491 | Sensor,Temperature | HVAC |  | TE | http://www.toronto.ca/TWONTO#temperature_sensor_element |  | Heater, Electric Reheat Coil
107605 | TAB-ACC-TE-1491B | Temperature Element, Space Temperature | TAB-ACC-HTR-1491 | Sensor,Temperature | HVAC |  | TE | http://www.toronto.ca/TWONTO#temperature_sensor_element |  | Heater, Electric Reheat Coil
107606 | TAB-ACC-TE-1499A | Temperature Element, Supply Air Temperature | TAB-ACC-HTR-1499 | Sensor,Temperature | HVAC |  | TE | http://www.toronto.ca/TWONTO#temperature_sensor_element |  | Heater, Hot Water Reheat Coil
107607 | TAB-ACC-TIC-1264 | Controller, Temperature Indicating, Thermostat, Stack | TAB-ACC-FN-1260 | Controller,Temperature | HVAC |  | TIC | http://www.toronto.ca/TWONTO#thermostat_or_zone_controller_unit |  | Fan, Exhaust, ,Stack
107608 | TAB-ACC-TIC-1501 | Thermostat, control the HVAC unit, CTC meeting room | TAB-ACC-AHU-1501 | Controller,Temperature | HVAC |  | TIC | http://www.toronto.ca/TWONTO#thermostat_or_zone_controller_unit |  | HVAC Unit, heating and cooling, side mounted on west exterior wall of CTC
107754 | TAB-ACC-TIT-6451 | Transmitter, Temperature, Outside Air, AHU-6450, Ground, East Operating Gallery | TAB-ACC-AHU-6450 | Transmitter,Temperature | HVAC |  | TIT | http://www.toronto.ca/TWONTO#temperature_transmitter |  | Air Handling Unit, Primary Tank Operating Gallery, Ground, East Side
107755 | TAB-ACC-TIT-6456 | Transmitter, Temperature, Ambient Air,Corridor Area of AHU-6450, East Operating Gallery | TAB-ACC-AHU-6450 | Transmitter,Temperature | HVAC |  | TIT | http://www.toronto.ca/TWONTO#temperature_transmitter |  | Air Handling Unit, Primary Tank Operating Gallery, Ground, East Side
107769 | TAB-ACC-TSH-6452 | Switch,Smoke detector, High, Supply Air, AHU-6450, Ground, East Operating Gallery | TAB-ACC-AHU-6450 | Switch,Temperature-High | HVAC |  | TSH | http://www.toronto.ca/TWONTO#flame_or_combustion_sensing_instrument |  | Air Handling Unit, Primary Tank Operating Gallery, Ground, East Side
107770 | TAB-ACC-TSH-6453 | Switch,Smoke detector, High, Exhaust Air, FN- 6453 & 6454, Ground, East Operating Gallery | TAB-ACC-AHU-6450 | Switch,Temperature-High | HVAC |  | TSH | http://www.toronto.ca/TWONTO#flame_or_combustion_sensing_instrument |  | Air Handling Unit, Primary Tank Operating Gallery, Ground, East Side
107803 | TAB-ACC-TSL-6301 | HVAC, Temperature Low Switch, AHU-6301, Mechanical Room, Dig 9-12 Control Building. | TAB-ACC-AHU-6301 | Switch,Temperature-Low | HVAC |  | TSL | http://www.toronto.ca/TWONTO#temperature_switch |  | Air Handling Unit, Gas Room Ventilation, Mechanical Room, Dig 9-12 Control Building.
107804 | TAB-ACC-TSL-6303 | HVAC, Temperature Low Switch, AHU-6303, Mechanical Room, Dig 9-12 Control Building. | TAB-ACC-AHU-6303 | Switch,Temperature-Low | HVAC |  | TSL | http://www.toronto.ca/TWONTO#temperature_switch |  | Air Handling Unit, Sludge Heating Room Ventilation, Mechanical Room, Dig 9-12 Control Building.
107805 | TAB-ACC-TSL-6304 | HVAC, Temperature Low Switch, AHU-6304, Mechanical Room, Dig 9-12 Control Building. | TAB-ACC-AHU-6304 | Switch,Temperature-Low | HVAC |  | TSL | http://www.toronto.ca/TWONTO#temperature_switch |  | Air Handling Unit, Basement Ventilation, Mechanical Room, Dig 9-12 Control Building.
107806 | TAB-ACC-TSL-6334 | HVAC, Temperature Low Switch, HTR-6334, Mechanical Room, Dig 9-12 Control Building. | TAB-ACC-HTR-6334 | Switch,Temperature-Low | HVAC |  | TSL | http://www.toronto.ca/TWONTO#temperature_switch |  | Heater, Unit Heater, Hot Water, Mechanical Room, Dig 9-12 Control Building.
107807 | TAB-ACC-TSL-6335 | HVAC, Temperature Low Switch, HTR-6335, Sludge Heating Room, Dig 9-12 Control Building. | TAB-ACC-HTR-6335 | Switch,Temperature-Low | HVAC |  | TSL | http://www.toronto.ca/TWONTO#temperature_switch |  | Heater, Unit Heater, Hot Water, Sludge Heating Room, Dig 9-12 Control Building.
107808 | TAB-ACC-TSL-6337 | HVAC, Temperature Low Switch, HTR-6337, Basement, Dig 9-12 Control Building., Dig 9-12 Control Building. | TAB-ACC-HTR-6337 | Switch,Temperature-Low | HVAC |  | TSL | http://www.toronto.ca/TWONTO#temperature_switch |  | Heater, Unit Heater, Hot Water, Basement, Dig 9-12 Control Building.
107809 | TAB-ACC-TSL-6338 | HVAC, Temperature Low Switch, HTR-6338, Basement, Dig 9-12 Control Building., Dig 9-12 Control Building. | TAB-ACC-HTR-6338 | Switch,Temperature-Low | HVAC |  | TSL | http://www.toronto.ca/TWONTO#temperature_switch |  | Heater, Unit Heater, Hot Water, Basement, Dig 9-12 Control Building.
107810 | TAB-ACC-TSL-6339 | HVAC, Temperature Low Switch, HTR-6339, Stairwell, Dig 9-12 Control Building., Dig 9-12 Control Building. | TAB-ACC-HTR-6339 | Switch,Temperature-Low | HVAC |  | TSL | http://www.toronto.ca/TWONTO#temperature_switch |  | Heater, Convector Heater, Electric, Stairwell, Dig 9-12 Control Building.
107811 | TAB-ACC-TSL-6340 | HVAC, Temperature Low Switch, HTR-6340, Stairwell, Dig 9-12 Control Building. | TAB-ACC-HTR-6340 | Switch,Temperature-Low | HVAC |  | TSL | http://www.toronto.ca/TWONTO#temperature_switch |  | Heater, Convector Heater, Electric, Stairwell, Dig 9-12 Control Building.
108105 | TAB-ACC-V-1433 | Valve, Reheat, Modulating | TAB-ACC-HTR-1433 | Valve | HVAC |  | V | http://www.toronto.ca/TWONTO#valve |  | Heater, Hot Water Reheat Coil
108106 | TAB-ACC-V-1433 | Valve, Reheat, Modulating | TAB-ACC-HTR-1464 | Valve | HVAC |  | V | http://www.toronto.ca/TWONTO#valve |  | Heater unit, Z Bldg
108107 | TAB-ACC-V-1435 | Valve, Reheat, Modulating | TAB-ACC-HTR-1435 | Valve | HVAC |  | V | http://www.toronto.ca/TWONTO#valve |  | Heater, Hot Water Reheat Coil
108108 | TAB-ACC-V-1437 | Valve, Reheat, Modulating | TAB-ACC-HTR-1437 | Valve | HVAC |  | V | http://www.toronto.ca/TWONTO#valve |  | Heater, Hot Water Reheat Coil
108109 | TAB-ACC-V-1439 | Valve, Reheat, Modulating | TAB-ACC-HTR-1439 | Valve | HVAC |  | V | http://www.toronto.ca/TWONTO#valve |  | Heater, Hot Water Reheat Coil
108113 | TAB-ACC-V-1445 | Valve, Reheat, Modulating | TAB-ACC-HTR-1445 | Valve | HVAC |  | V | http://www.toronto.ca/TWONTO#valve |  | Heater, Hot Water Reheat Coil
108114 | TAB-ACC-V-1447 | Valve, Reheat, Modulating | TAB-ACC-HTR-1447 | Valve | HVAC |  | V | http://www.toronto.ca/TWONTO#valve |  | Heater, Hot Water Reheat Coil
108115 | TAB-ACC-V-1449 | Valve, Reheat, Modulating | TAB-ACC-HTR-1449 | Valve | HVAC |  | V | http://www.toronto.ca/TWONTO#valve |  | Heater, Hot Water Reheat Coil
108117 | TAB-ACC-V-1454 | Valve, Reheat, Modulating | TAB-ACC-HTR-1454 | Valve | HVAC |  | V | http://www.toronto.ca/TWONTO#valve |  | Heater, Hot Water Reheat Coil
108140 | TAB-ACC-V-1498 | Valve, Reheat, Modulating | TAB-ACC-HTR-1498 | Valve | HVAC |  | V | http://www.toronto.ca/TWONTO#valve |  | Heater, Hot Water Reheat Coil
108609 | TAB-ACC-V-6400 | Valve, Actuated, Fire Protection System, Ground Floor, Old Screen Bldg., P Bldg. | TAB-WA1-SQ | Valve | HVAC |  | V | http://www.toronto.ca/TWONTO#valve |  | Safety Equipment & Supplies Common to WA1
108610 | TAB-ACC-V-6401 | Valve, Actuated, Fire Protection System, Pump Room, Grit Bldg., P Bldg. | TAB-ACC-P-6414 | Valve | HVAC |  | V | http://www.toronto.ca/TWONTO#valve |  | Pump, jockey Pump, Pump Room, Grit Bldg., P Bldg.
108611 | TAB-ACC-V-6407 | Valve, Actuated, Fire Protection System, Pump Room, Grit Bldg., P Bldg. | TAB-ACC-P-6414 | Valve | HVAC |  | V | http://www.toronto.ca/TWONTO#valve |  | Pump, jockey Pump, Pump Room, Grit Bldg., P Bldg.
108612 | TAB-ACC-V-6408 | Valve, Actuated, Fire Protection System, Pump Room, Grit Bldg., P Bldg. | TAB-ACC-P-6414 | Valve | HVAC |  | V | http://www.toronto.ca/TWONTO#valve |  | Pump, jockey Pump, Pump Room, Grit Bldg., P Bldg.
108613 | TAB-ACC-V-6411 | Valve, Actuated, Fire Protection System, Pump Room, Grit Bldg., P Bldg. | TAB-ACC-P-6414 | Valve | HVAC |  | V | http://www.toronto.ca/TWONTO#valve |  | Pump, jockey Pump, Pump Room, Grit Bldg., P Bldg.
108614 | TAB-ACC-V-6412 | Valve, Actuated, Fire Protection System, Pump Room, Grit Bldg., P Bldg. | TAB-ACC-P-6414 | Valve | HVAC |  | V | http://www.toronto.ca/TWONTO#valve |  | Pump, jockey Pump, Pump Room, Grit Bldg., P Bldg.
108615 | TAB-ACC-V-6416 | Valve, Butterfly Valve, Isolation, Hot Water System, Mech. Room No.5, Old Screen Bldg., P Bldg. | TAB-ACC-P-6404 | Valve | HVAC |  | V | http://www.toronto.ca/TWONTO#valve |  | Pump, Heating Pump, Existing Screen Bldg Mechanical Room No.5
108616 | TAB-ACC-V-6419 | Valve, Check, Hot Water System, Mech. Room No.5, Old Screen Bldg., P Bldg. | TAB-ACC-P-6403 | Valve,Check | HVAC |  | V | http://www.toronto.ca/TWONTO#valve |  | Pump, Heating Pump, Existing Screen Bldg Mechanical Room No.5
108617 | TAB-ACC-V-6420 | Valve, Motorized, Hot Water System, Mech. Room No.5, Old Screen Bldg., P Bldg. | TAB-ACC-HE-6401 | Valve | HVAC |  | V | http://www.toronto.ca/TWONTO#valve |  | Heat Exchanger, Mechanical Room No.5, Old Screen Bldg., P Bldg.
108618 | TAB-ACC-V-6423 | Valve, Motorized, Mech. Room No.5, Old Screen Bldg., P Bldg. | TAB-ACC-HE-6402 | Valve | HVAC |  | V | http://www.toronto.ca/TWONTO#valve |  | Heat Exchanger, Mechanical Room No.5, Old Screen Bldg., P Bldg.
108619 | TAB-ACC-V-6428 | Valve, 2-Way Modulating, PreHeater Coil,AHU-6410, Roof, Existing Grit Bldg. | TAB-ACC-AHU-6410 | Valve | HVAC |  | V | http://www.toronto.ca/TWONTO#valve |  | Air Handling Unit, Roof, Grit Bldg., P Bldg.
108620 | TAB-ACC-V-6430 | Valve, 2-Way Modulating, PreHeater Coil,AHU-6420, Roof, Existing Grit Bldg. | TAB-ACC-AHU-6420 | Valve | HVAC |  | V | http://www.toronto.ca/TWONTO#valve |  | Air Handling Unit, Roof, Grit Bldg., P Bldg.
108621 | TAB-ACC-V-6432 | Valve, 2-Way Modulating, PreHeater Coil,AHU-6430, Roof, Existing Grit Bldg. | TAB-ACC-AHU-6430 | Valve | HVAC |  | V | http://www.toronto.ca/TWONTO#valve |  | Air Handling Unit, Roof, Grit Bldg., P Bldg.
108622 | TAB-ACC-V-6461 | Valve, 2-Way Modulating, PreHeater Coil,AHU-6460, Ground, Existing west operating gallery | TAB-ACC-AHU-6460 | Valve | HVAC |  | V | http://www.toronto.ca/TWONTO#valve |  | Air Handling Unit, Existing Primary Tank Operating Gallery, Ground, West Side
108623 | TAB-ACC-V-6471 | Valve, 2-Way Modulating, PreHeater Coil,AHU-6470, Mechanical RM No. 6, Existing grit bldg. | TAB-ACC-AHU-6470 | Valve | HVAC |  | V | http://www.toronto.ca/TWONTO#valve |  | Air Handling Unit, Mechanical Room no.6, Grit Bldg., P Bldg.
108624 | TAB-ACC-V-6482 | Valve, 2-Way Modulating, heating Coil,6406, Chemical RM, Existing Grit Bldg. | TAB-ACC-HE-6406 | Valve | HVAC |  | V | http://www.toronto.ca/TWONTO#valve |  | Heat Exchanger, Heating Coil box, chemical Room, Grit Bldg., P Bldg.
108625 | TAB-ACC-V-6512 | Valve, Circuit Balancing Valve, Hot Water System, Mechanical Room No. 1, Screen Bldg., P Bldg. | TAB-ACC-AHU-6510 | Valve | HVAC |  | V | http://www.toronto.ca/TWONTO#valve |  | Air Handling Unit, Mechanical Room no.1, Screen Bldg., P Bldg.
108626 | TAB-ACC-V-6522 | Valve, Actuated, Fire Protection System, Mechanical Room No. 1, Screen Bldg., P Bldg. | TAB-ACC-P-6511 | Valve | HVAC |  | V | http://www.toronto.ca/TWONTO#valve |  | Pump, Fire pump, Mechanical Room No. 1, Screen Bldg., P Bldg.
108627 | TAB-ACC-V-6523 | Valve, Actuated, Fire Protection System, Mechanical Room No. 1, Screen Bldg., P Bldg. | TAB-ACC-P-6511 | Valve | HVAC |  | V | http://www.toronto.ca/TWONTO#valve |  | Pump, Fire pump, Mechanical Room No. 1, Screen Bldg., P Bldg.
108628 | TAB-ACC-V-6524 | Valve, Actuated, Fire Protection System, Mechanical Room No. 1, Screen Bldg., P Bldg. | TAB-ACC-P-6511 | Valve | HVAC |  | V | http://www.toronto.ca/TWONTO#valve |  | Pump, Fire pump, Mechanical Room No. 1, Screen Bldg., P Bldg.
108629 | TAB-ACC-V-6530 | Valve, Actuated, Fire Protection System, Mechanical Room No. 1, Screen Bldg., P Bldg. | TAB-ACC-P-6511 | Valve | HVAC |  | V | http://www.toronto.ca/TWONTO#valve |  | Pump, Fire pump, Mechanical Room No. 1, Screen Bldg., P Bldg.
108630 | TAB-ACC-V-6552 | Valve, 3-Way Modulating, PreHeater Coil,AHU-6550, Mechanical RM No. 3, Screen Bldg., P Bldg. | TAB-ACC-AHU-6550 | Valve | HVAC |  | V | http://www.toronto.ca/TWONTO#valve |  | Air Handling Unit, Mechanical Room no.3, Screen Bldg., P Bldg.
108631 | TAB-ACC-V-6561 | Valve, 3-Way Modulating, PreHeater Coil,AHU-6560, Mechanical RM No. 3, Screen Bldg., P Bldg. | TAB-ACC-AHU-6560 | Valve | HVAC |  | V | http://www.toronto.ca/TWONTO#valve |  | Air Handling Unit, Mechanical Room no.3, Screen Bldg., P Bldg.
108632 | TAB-ACC-V-6562 | Valve, 3-Way Modulating, PreHeater Coil,AHU-6560, Mechanical RM No. 3, Screen Bldg., P Bldg. | TAB-ACC-AHU-6560 | Valve | HVAC |  | V | http://www.toronto.ca/TWONTO#valve |  | Air Handling Unit, Mechanical Room no.3, Screen Bldg., P Bldg.
108633 | TAB-ACC-V-6592 | Valve, 2-Way Modulating, Heating Coil,6501, Kitchen, Workshop Bldg. | TAB-ACC-AHU-6590 | Valve | HVAC |  | V | http://www.toronto.ca/TWONTO#valve |  | Air Handling Unit, Workshop Roof, P Bldg.
110505 | TAB-DIG-CP-7102 | Control Station, Ventilation, Waste Gas Burner Station | TAB-DIG-CP-7100 | Control Panel | HVAC |  | CP | http://www.toronto.ca/TWONTO#process_control_panel |  | Control Panel, Combustible Gas Monitoring, Waste Gas Burner Station
110506 | TAB-DIG-CP-7103 | Control Station, Ventilation, Waste Gas Burner Station | TAB-DIG-CP-7100 | Control Panel | HVAC |  | CP | http://www.toronto.ca/TWONTO#process_control_panel |  | Control Panel, Combustible Gas Monitoring, Waste Gas Burner Station
116483 | TAB-PWA-CI-0090 | Chiller, Plant Water | TAB-PWA-P-0090 | H.V.A.C.,Chiller | HVAC |  | CI | http://www.toronto.ca/TWONTO#chiller |  | Pump, Chiller Cir.
118003 | TAB-SLO-AHU-0301 | AHU- Bio Solid Bldg | TAB-ACC-AHU | Air Handling Unit | HVAC |  | AHU | http://www.toronto.ca/TWONTO#air_handler_unit |  | Air Handling Unit & Supply Fan
118663 | TAB-STR-HE-4010V | Heat Exchanger | TAB-STR-BL-4010 | H.V.A.C.,Chiller | HVAC |  | HE | http://www.toronto.ca/TWONTO#heat_exchanger |  | Blower #4010
120215 | THC-ACC-AC-0001 | Air Conditioner Split Unit, Building K | THC-ACC-BLDG K | H.V.A.C.,Air Conditioner | HVAC |  | AC | http://www.toronto.ca/TWONTO#air_condition |  | Administration Building, HVAC
120216 | THC-ACC-AC-0002 | Air Conditioner Ceiling mounted, Building I | THC-ACC-BLDG I | H.V.A.C.,Air Conditioner | HVAC |  | AC | http://www.toronto.ca/TWONTO#air_condition |  | Headhouse Building, old process, HVAC
120217 | THC-ACC-AC-0003 | Air Conditioner Ceiling mounted, Building I | THC-ACC-BLDG I | H.V.A.C.,Air Conditioner | HVAC |  | AC | http://www.toronto.ca/TWONTO#air_condition |  | Headhouse Building, old process, HVAC
120218 | THC-ACC-AC-0004 | Air Conditioner Split Unit, Building K | THC-ACC-BLDG K | H.V.A.C.,Air Conditioner | HVAC |  | AC | http://www.toronto.ca/TWONTO#air_condition |  | Administration Building, HVAC
120219 | THC-ACC-AC-0051 | Air Conditioner, Outdoor Unit, Telecom Room, Admin. Building Roof | THC-ACC-BLDG K |  | HVAC |  | AC | http://www.toronto.ca/TWONTO#air_condition |  | Administration Building, HVAC
120220 | THC-ACC-AC-0054 | Air Conditioner, Outdoor Unit, Control Room, Admin. Building Roof | THC-ACC-BLDG K |  | HVAC |  | AC | http://www.toronto.ca/TWONTO#air_condition |  | Administration Building, HVAC
120221 | THC-ACC-AC-0055 | Air Conditioner, Outdoor Unit, Control Room, Admin. Building Roof | THC-ACC-BLDG K |  | HVAC |  | AC | http://www.toronto.ca/TWONTO#air_condition |  | Administration Building, HVAC
120222 | THC-ACC-AC-0056 | Air Conditioner, Outdoor Unit, Control Room, Admin. Building Roof | THC-ACC-BLDG K |  | HVAC |  | AC | http://www.toronto.ca/TWONTO#air_condition |  | Administration Building, HVAC
120223 | THC-ACC-AC-0057 | Air Conditioner, Outdoor Unit, Control Room, Admin. Building Roof | THC-ACC-BLDG K |  | HVAC |  | AC | http://www.toronto.ca/TWONTO#air_condition |  | Administration Building, HVAC
120224 | THC-ACC-AC-0097 | Air Conditioner, Portable Unit, Admin Building, Office 104 | THC-ACC-BLDG K |  | HVAC |  | AC | http://www.toronto.ca/TWONTO#air_condition |  | Administration Building, HVAC
120225 | THC-ACC-AC-0121 | Air Conditioner,Elec RM,Aeration Building,Phase 4 | THC-ACC-BLDG O | Air Handling Unit | HVAC |  | AC | http://www.toronto.ca/TWONTO#air_condition |  | Phase IV , Building O HVAC
120226 | THC-ACC-AC-0241 | Air Conditioner Unit, Building K | THC-ACC-BLDG K | H.V.A.C.,Air Conditioner | HVAC |  | AC | http://www.toronto.ca/TWONTO#air_condition |  | Administration Building, HVAC
120227 | THC-ACC-AC-0271 | Chiller, Air Conditioning System, Building A | THC-ACC-BLDG A | H.V.A.C.,Chiller | HVAC |  | AC | http://www.toronto.ca/TWONTO#chiller |  | Old Plant Blower Building HVAC
120228 | THC-ACC-AC-0441 | H.V.A.C.,Air Conditioning Evaporator Unit,Electrical Room,Building UU | THC-ACC-BLDG U | H.V.A.C.,Air Conditioner | HVAC |  | AC | http://www.toronto.ca/TWONTO#air_condition |  | New Digesters Building HVAC
120229 | THC-ACC-AC-0566 | Air Conditioner,Electrical Room,Blower Building,Lower Plant | THC-ACC-BLDG A | Air Handling Unit | HVAC |  | AC | http://www.toronto.ca/TWONTO#air_condition |  | Old Plant Blower Building HVAC
120230 | THC-ACC-AC-0567 | Air Conditioner,Electrical Room,Blower Building,Lower Plant | THC-ACC-BLDG A | Air Handling Unit | HVAC |  | AC | http://www.toronto.ca/TWONTO#air_condition |  | Old Plant Blower Building HVAC
120231 | THC-ACC-AC-0701 | Air Conditioner,Thickening Building Office Area | THC-ACC-BLDG J | H.V.A.C.,Air Conditioner | HVAC |  | AC | http://www.toronto.ca/TWONTO#air_condition |  | TWAS Building, HVAC
120232 | THC-ACC-AC-0704 | Air Conditioner,Thickening Building Electrical Room | THC-ACC-BLDG J | H.V.A.C.,Air Conditioner | HVAC |  | AC | http://www.toronto.ca/TWONTO#air_condition |  | TWAS Building, HVAC
120233 | THC-ACC-AC-0900 | Air Conditioner, Dechlorination Building | THC-DCL |  | HVAC |  | AC | http://www.toronto.ca/TWONTO#air_condition |  | Dechlorination Process
120234 | THC-ACC-AC-0903 | Air Conditioning Unit,ATS Room,Solids Treatment,Biosolids Building East | THC-ACC-BLDG M |  | HVAC |  | AC | http://www.toronto.ca/TWONTO#air_condition |  | Incineration Building, HVAC
120235 | THC-ACC-AC-0904 | Air Conditioning Unit,MCC Room,2nd Floor,Solids Treatment,Biosolids Building East | THC-ACC-BLDG M |  | HVAC |  | AC | http://www.toronto.ca/TWONTO#air_condition |  | Incineration Building, HVAC
120236 | THC-ACC-AC-0905 | Air Conditioning Unit,MCC Room,2nd Floor,Solids Treatment,Biosolids Building East | THC-ACC-BLDG M |  | HVAC |  | AC | http://www.toronto.ca/TWONTO#air_condition |  | Incineration Building, HVAC
120237 | THC-ACC-AC-0907 | Air Conditioning Unit,MCC Room,2nd Floor,Solids Treatment,Biosolids Building East | THC-ACC-BLDG M |  | HVAC |  | AC | http://www.toronto.ca/TWONTO#air_condition |  | Incineration Building, HVAC
120238 | THC-ACC-AC-5201 | Air Conditioning, Split, IT room | THC-ACC-BLDG X | Air Handling Unit | HVAC |  | AC | http://www.toronto.ca/TWONTO#air_condition |  | New Workshop WA2 Building HVAC
120239 | THC-ACC-AC-6610 | Air-conditioning Unit, Indoor, Electrical Room, Ground floor, Headworks | THC-PLT-BLDG-0001 | H.V.A.C.,Air Conditioner | HVAC |  | AC | http://www.toronto.ca/TWONTO#air_condition |  | New Head House, preliminary process
120240 | THC-ACC-AC-6620 | Air-conditioning Unit, Indoor, Electrical Room, Ground floor, Headworks | THC-PLT-BLDG-0001 | H.V.A.C.,Air Conditioner | HVAC |  | AC | http://www.toronto.ca/TWONTO#air_condition |  | New Head House, preliminary process
120241 | THC-ACC-AC-6640 | Air-conditioning Unit, Indoor, Control Room, Ground floor, Headworks | THC-PLT-BLDG-0001 | H.V.A.C.,Air Conditioner | HVAC |  | AC | http://www.toronto.ca/TWONTO#air_condition |  | New Head House, preliminary process
120242 | THC-ACC-AHU-0011 | Air handling Unit, Basement North Zone Locker Area, Admin Building Roof | THC-ACC-BLDG K |  | HVAC |  | AHU | http://www.toronto.ca/TWONTO#air_handler_unit |  | Administration Building, HVAC
120243 | THC-ACC-AHU-0021 | Air Handling Unit, Basement East Zone, Locker Supply & W/R Exhaust Admin Bdlg Roof | THC-ACC-BLDG K |  | HVAC |  | AHU | http://www.toronto.ca/TWONTO#air_handler_unit |  | Administration Building, HVAC
120244 | THC-ACC-AHU-0031 | Air handling Unit, North Zone Basement Storage & Mechanical Room, Admin Building Roof | THC-ACC-BLDG K |  | HVAC |  | AHU | http://www.toronto.ca/TWONTO#air_handler_unit |  | Administration Building, HVAC
120245 | THC-ACC-AHU-0061 | Air handling Unit, Ground Floor North Zone(Process Control), Admin Building Roof | THC-ACC-BLDG K | Air Handling Unit | HVAC |  | AHU | http://www.toronto.ca/TWONTO#air_handler_unit |  | Administration Building, HVAC
120246 | THC-ACC-AHU-0091 | Air handling Unit, Ground Floor East Zone(Field Services), Admin Building Roof | THC-ACC-BLDG K | Air Handling Unit | HVAC |  | AHU | http://www.toronto.ca/TWONTO#air_handler_unit |  | Administration Building, HVAC
120247 | THC-ACC-AHU-0128 | Air Handling Unit,Flotation Building | THC-ACC-BLDG J | Air Handling Unit | HVAC | 34360 | AHU | http://www.toronto.ca/TWONTO#air_handler_unit |  | TWAS Building, HVAC
120248 | THC-ACC-AHU-0128 | Air Handling Unit,Flotation Building | THC-SUSPENDED | Air Handling Unit | HVAC | 34360 | AHU | http://www.toronto.ca/TWONTO#air_handler_unit |  | Suspended entity
120249 | THC-ACC-AHU-0145 | Air Handling Unit, Building I | THC-ACC-BLDG I | Air Handling Unit | HVAC |  | AHU | http://www.toronto.ca/TWONTO#air_handler_unit |  | Headhouse Building, old process, HVAC
120251 | THC-ACC-AHU-0220 | Air Handling Unit, Building K | THC-SUSPENDED | H.V.A.C.,Air Conditioner | HVAC | 35458 | AHU | http://www.toronto.ca/TWONTO#air_handler_unit |  | Suspended entity
120252 | THC-ACC-AHU-0253 | Air Handling Unit, Admin Bldg K | THC-SUSPENDED | Air Handling Unit | HVAC | 35459 | AHU | http://www.toronto.ca/TWONTO#air_handler_unit |  | Suspended entity
120253 | THC-ACC-AHU-0261 | Air Conditioner Unit, Building R | THC-SUSPENDED | H.V.A.C.,Air Conditioner | HVAC | 35750 | AHU | http://www.toronto.ca/TWONTO#air_condition |  | Suspended entity
120254 | THC-ACC-AHU-0262 | Air Conditioner Unit, Building R | THC-ACC-BLDG K | H.V.A.C.,Air Conditioner | HVAC | 35751 | AHU | http://www.toronto.ca/TWONTO#air_condition |  | Administration Building, HVAC
120255 | THC-ACC-AHU-0263 | Air Conditioner Unit, Building R | THC-SUSPENDED | H.V.A.C.,Air Conditioner | HVAC | 35752 | AHU | http://www.toronto.ca/TWONTO#air_condition |  | Suspended entity
120256 | THC-ACC-AHU-0264 | Air Handling Unit, Building A | THC-ACC-BLDG A | Air Handling Unit,Blow Thru | HVAC |  | AHU | http://www.toronto.ca/TWONTO#air_handler_unit |  | Old Plant Blower Building HVAC
120257 | THC-ACC-AHU-0267 | Air Handling Unit, Building A | THC-ACC-BLDG A | Air Handling Unit | HVAC |  | AHU | http://www.toronto.ca/TWONTO#air_handler_unit |  | Old Plant Blower Building HVAC
120258 | THC-ACC-AHU-0321 | HVAC Unit, Building M, 2nd floor | THC-SUSPENDED | Air Handling Unit | HVAC |  | AHU | http://www.toronto.ca/TWONTO#air_condition |  | Suspended entity
120259 | THC-ACC-AHU-0323 | HVAC Unit, Incinerator, Building M, B1 Mechanical Room | THC-SUSPENDED | Air Handling Unit | HVAC |  | AHU | http://www.toronto.ca/TWONTO#air_condition |  | Suspended entity
120264 | THC-ACC-AHU-0400 | Air Handling Unit, Digester Building, bldg. U | THC-ACC-BLDG U | Air Handling Unit | HVAC | 35915 | AHU | http://www.toronto.ca/TWONTO#air_handler_unit |  | New Digesters Building HVAC
120265 | THC-ACC-AHU-0400 | Air Handling Unit, Digester Building, bldg. U | THC-SUSPENDED | Air Handling Unit | HVAC | 35915 | AHU | http://www.toronto.ca/TWONTO#air_handler_unit |  | Suspended entity
120266 | THC-ACC-AHU-0411 | Air Handling Unit,Basements,Roof,Building U | THC-ACC-BLDG U | Air Handling Unit | HVAC |  | AHU | http://www.toronto.ca/TWONTO#air_handler_unit |  | New Digesters Building HVAC
120267 | THC-ACC-AHU-0412 | Air Handling Unit,Compressor Room,Roof,Building U | THC-ACC-BLDG U | Air Handling Unit | HVAC |  | AHU | http://www.toronto.ca/TWONTO#air_handler_unit |  | New Digesters Building HVAC
120268 | THC-ACC-AHU-0501 | Air Handling Unit,Roof Incineration Building M | THC-ACC-AHU BLDG M | Air Handling Unit | HVAC |  | AHU | http://www.toronto.ca/TWONTO#air_handler_unit |  | Air Handling Units, Building M
120269 | THC-ACC-AHU-0556 | Air Handling Unit,Basement,Decant Area | THC-SUSPENDED | Air Handling Unit | HVAC | 33153 | AHU | http://www.toronto.ca/TWONTO#air_handler_unit |  | Suspended entity
120270 | THC-ACC-AHU-0730 | Air handling Unit,Polymer Room,Thickening Building | THC-ACC-BLDG J | Air Handling Unit | HVAC |  | AHU | http://www.toronto.ca/TWONTO#air_handler_unit |  | TWAS Building, HVAC
120271 | THC-ACC-AHU-0810 | Air Handling Unit,Roof,Sludge Storage Building | THC-ACC-BLDG D | Air Handling Unit | HVAC |  | AHU | http://www.toronto.ca/TWONTO#air_handler_unit |  | Sludge Holding Tanks Building HVAC
120272 | THC-ACC-AHU-0910 | Air Handling Unit, Dechlorination Building | THC-DCL |  | HVAC |  | AHU | http://www.toronto.ca/TWONTO#air_handler_unit |  | Dechlorination Process
120273 | THC-ACC-AHU-5201 | Air Handling Unit, Make-up, Office | THC-ACC-BLDG X | Air Handling Unit | HVAC |  | AHU | http://www.toronto.ca/TWONTO#air_handler_unit |  | New Workshop WA2 Building HVAC
120274 | THC-ACC-AHU-5202 | Air Handling Unit, Workshop | THC-ACC-BLDG X | Air Handling Unit | HVAC |  | AHU | http://www.toronto.ca/TWONTO#air_handler_unit |  | New Workshop WA2 Building HVAC
120275 | THC-ACC-AHU-6300 | Air Handling Unit, Screen Room/Conveyor Areas, 2nd Floor Mech Room #1, Headworks | THC-PLT-BLDG-0001 | Air Handling Unit | HVAC |  | AHU | http://www.toronto.ca/TWONTO#air_handler_unit |  | New Head House, preliminary process
120276 | THC-ACC-AHU-6400 | Air Handling Unit, Screen Room/Conveyor Areas, 2nd Floor Mech Room #1, Headworks | THC-PLT-BLDG-0001 | Air Handling Unit | HVAC |  | AHU | http://www.toronto.ca/TWONTO#air_handler_unit |  | New Head House, preliminary process
120282 | THC-ACC-AIT-6000 | Transmitter, Humidity, O/A, General, North Elevation Shielded From Solar Radiation, Headworks | THC-PLT-BLDG-0001 | Transmitter | HVAC |  | AIT | http://www.toronto.ca/TWONTO#instrument_transmitter |  | New Head House, preliminary process
120283 | THC-ACC-AIT-6292 | Transmitter, Smoke Detection, Outdoor Air Plenum, 2nd Floor, Mech Room #2, Headworks | THC-ACC-F-6291 | Fire Prevention,Smoke Detector | HVAC | 45960 | AIT | http://www.toronto.ca/TWONTO#flame_or_combustion_sensing_instrument |  | Filter, Outdoor Air Plenum, 2nd Floor, Mech Room #2, Headworks
120284 | THC-ACC-AIT-6341 | Transmitter, Smoke Detection, S/A Duct, Scrn Room/Conv. Areas, 2nd Fl. Mech Room #1, Headworks | THC-ACC-AHU-6300 | Analyzer | HVAC | 45961 | AIT | http://www.toronto.ca/TWONTO#flame_or_combustion_sensing_instrument |  | Air Handling Unit, Screen Room/Conveyor Areas, 2nd Floor Mech Room #1, Headworks
120285 | THC-ACC-AIT-6592 | Transmitter, Smoke Detection, Outdoor Air Plenum, 2nd Floor, Mech Room #1, Headworks | THC-ACC-F-6591 | Fire Prevention,Smoke Detector | HVAC | 45964 | AIT | http://www.toronto.ca/TWONTO#flame_or_combustion_sensing_instrument |  | Filter, Outdoor Air Plenum, 2nd Floor, Mech Room #1, Headworks
120303 | THC-ACC-BLDG A | Old Plant Blower Building HVAC | THC-MCS-HVAC |  | HVAC |  |  | http://www.toronto.ca/TWONTO#collection_of_assets |  | Mechanical Services, HVAC
120304 | THC-ACC-BLDG D | Sludge Holding Tanks Building HVAC | THC-MCS-HVAC |  | HVAC |  |  | http://www.toronto.ca/TWONTO#collection_of_assets |  | Mechanical Services, HVAC
120305 | THC-ACC-BLDG E | Boiler House, HVAC | THCSLDOPS |  | HVAC |  |  | http://www.toronto.ca/TWONTO#collection_of_assets |  | THC Solids Operations
120306 | THC-ACC-BLDG G | Air Treatment Building HVAC | THC-MCS-HVAC |  | HVAC |  |  | http://www.toronto.ca/TWONTO#collection_of_assets |  | Mechanical Services, HVAC
120307 | THC-ACC-BLDG H | Phase I Aeration Building, HVAC | THC-MCS-HVAC |  | HVAC |  |  | http://www.toronto.ca/TWONTO#collection_of_assets |  | Mechanical Services, HVAC
120308 | THC-ACC-BLDG I | Headhouse Building, old process, HVAC | THC-MCS-HVAC |  | HVAC |  |  | http://www.toronto.ca/TWONTO#collection_of_assets |  | Mechanical Services, HVAC
120309 | THC-ACC-BLDG L | Plant Effluent Pumping Station, HVAC | THC-MCS-HVAC |  | HVAC |  |  | http://www.toronto.ca/TWONTO#collection_of_assets |  | Mechanical Services, HVAC
120310 | THC-ACC-BLDG Q | Old gas Compressors Building HVAC | THC-MCS-HVAC |  | HVAC |  |  | http://www.toronto.ca/TWONTO#collection_of_assets |  | Mechanical Services, HVAC
120311 | THC-ACC-BLDG TUNNELS | Tunnels, Building HVAC | THC-MCS-HVAC |  | HVAC |  |  | http://www.toronto.ca/TWONTO#collection_of_assets |  | Mechanical Services, HVAC
120312 | THC-ACC-BLDG U | New Digesters Building HVAC | THC-MCS-HVAC |  | HVAC |  |  | http://www.toronto.ca/TWONTO#collection_of_assets |  | Mechanical Services, HVAC
120314 | THC-ACC-BLDG X | New Workshop WA2 Building HVAC | THC-MCS-HVAC |  | HVAC |  |  | http://www.toronto.ca/TWONTO#collection_of_assets |  | Mechanical Services, HVAC
120315 | THC-ACC-BLDG-0001 | Headworks, New Building HVAC | THC-MCS-HVAC |  | HVAC |  | BLDG | http://www.toronto.ca/TWONTO#collection_of_assets |  | Mechanical Services, HVAC
120324 | THC-ACC-COM-0011 | Communication, HVAC, Admin Building | THC-ACC-BLDG K |  | HVAC |  | COM | http://www.toronto.ca/TWONTO#collection_of_assets |  | Administration Building, HVAC
120325 | THC-ACC-CP-0010 | Control Panel, HVAC System, Admin Building Basement | THC-ACC-BLDG K |  | HVAC |  | CP | http://www.toronto.ca/TWONTO#process_control_panel |  | Administration Building, HVAC
120326 | THC-ACC-CP-0016 | Control Panel, Glycol Feed System, Admin Building | THC-ACC-BLDG K |  | HVAC |  | CP | http://www.toronto.ca/TWONTO#process_control_panel |  | Administration Building, HVAC
120327 | THC-ACC-CP-0017 | Control Panel, Server/Equipment Room Cooling, Admin Building Ground Floor | THC-ACC-BLDG K |  | HVAC |  | CP | http://www.toronto.ca/TWONTO#process_control_panel |  | Administration Building, HVAC
120328 | THC-ACC-CP-0018 | Control Panel, Server/Equipment Room Cooling, Admin Building Ground Floor | THC-ACC-BLDG K |  | HVAC |  | CP | http://www.toronto.ca/TWONTO#process_control_panel |  | Administration Building, HVAC
120341 | THC-ACC-CP-6000 | Panel, Control, Hydronic Heating System, Lower Level 2 Blower Room, Headworks | THC-ACC-HE-6001 | Control Panel,HVAC | HVAC |  | CP | http://www.toronto.ca/TWONTO#process_control_panel |  | Heat Exchanger, Heating Glycol System, Lower Level 2 Blower Room, Headworks
120342 | THC-ACC-CP-6210 | Panel, Control, Mech Room Ventilation, 2nd Floor Mech Room #2, Headworks | THC-ACC-FN-6290 | Control Panel,HVAC | HVAC |  | CP | http://www.toronto.ca/TWONTO#process_control_panel |  | Fan, Exhaust, Mechanical Room #2, Roof, Headworks
120343 | THC-ACC-CP-6510 | Panel, Control, Mech Room Ventilation, 2nd Floor Mech Room #1, Headworks | THC-ACC-FN-6590 | Control Panel,HVAC | HVAC |  | CP | http://www.toronto.ca/TWONTO#process_control_panel |  | Fan, Exhaust, Mechanical Room #1, Roof, Headworks
120344 | THC-ACC-CP-6600 | Panel, Control, Air Conditioning, Electrical Room, Headworks | THC-ACC-RPU-3012 | Control Panel,HVAC | HVAC |  | CP | http://www.toronto.ca/TWONTO#air_condition |  | RPU, HVAC, Mech Room #2, Headworks
120349 | THC-ACC-CT-0015 | Controller, Heating System, Admin Building, Basement, Storagr Room East B107 | THC-ACC-HTR-0015 |  | HVAC |  | CT | http://www.toronto.ca/TWONTO#thermostat_or_zone_controller_unit |  | Heater, Unit, Electric, 6.3kW, Admin. Building Basement, Storage Room B107, South/East
120350 | THC-ACC-CT-0016 | Controller, HTR-0016, Admin Building, Basement, Womens W.C & Locker Room B121 | THC-ACC-HTR-0011 |  | HVAC |  | CT | http://www.toronto.ca/TWONTO#thermostat_or_zone_controller_unit |  | Heater, Unit, Electric, 6.3kW, Admin. Building Basement, Mechanical Room B104, North/West
120351 | THC-ACC-CT-0017 | Controller, HTR-0017, Admin Building, Basement, Supervisor W.C & Locker Room B120 | THC-ACC-HTR-0017 |  | HVAC |  | CT | http://www.toronto.ca/TWONTO#thermostat_or_zone_controller_unit |  | Heater, Hot Water Heating Coil, Supervisor's Locker Room B120, Admin. Building Basement
120352 | THC-ACC-CT-0018 | Controller, HTR-0018, Admin Building, Basement, Mens W.C & Locker Room B120 | THC-ACC-HTR-0018 |  | HVAC |  | CT | http://www.toronto.ca/TWONTO#thermostat_or_zone_controller_unit |  | Heater, Hot Water Heating Coil, Men's Locker Room B117, Admin. Building Basement
120353 | THC-ACC-CT-0019 | Controller, HTR-0019, Admin Building, Basement, Corridor B118 | THC-ACC-HTR-0019 |  | HVAC |  | CT | http://www.toronto.ca/TWONTO#thermostat_or_zone_controller_unit |  | Heater, Hot Water Heating Coil, Corridor B118, Admin. Building Basement
120354 | THC-ACC-CT-0021 | Controller, AHU-0021, Admin Building, Roof | THC-ACC-AHU-0021 |  | HVAC |  | CT | http://www.toronto.ca/TWONTO#thermostat_or_zone_controller_unit |  | Air Handling Unit, Basement East Zone, Locker Supply & W/R Exhaust Admin Bdlg Roof
120355 | THC-ACC-CT-0021 | Controller, AHU-0021, Admin Building, Roof | THC-ACC-BLDG K |  | HVAC |  | CT | http://www.toronto.ca/TWONTO#thermostat_or_zone_controller_unit |  | Administration Building, HVAC
120385 | THC-ACC-CU-0052 | Condensing Unit, Equipment Room,Admin Building Roof | THC-ACC-BLDG K | Air Handling Unit | HVAC |  | CU | http://www.toronto.ca/TWONTO#AC_condenser_unit |  | Administration Building, HVAC
120386 | THC-ACC-CU-0441 | H.V.A.C.,Air Conditioning Condensor Unit,Electrical Room,Building UU | THC-ACC-BLDG UU | H.V.A.C.,Air Conditioner | HVAC |  | CU | http://www.toronto.ca/TWONTO#AC_condenser_unit |  | Waste Gas Burner Building HVAC
120387 | THC-ACC-CU-0732 | Condenser Unit,DX Cooling,AHU-0730,Thickening Building Polymer Room | THC-ACC-AHU-0730 | Heat Exchanger | HVAC |  | CU | http://www.toronto.ca/TWONTO#AC_condenser_unit |  | Air handling Unit,Polymer Room,Thickening Building
120388 | THC-ACC-CU-0906 | Condensing Unit,RPU Room,2nd Floor, Solids Treatment,Outdoor,Biosolids Building East | THC-ACC-BLDG M |  | HVAC |  | CU | http://www.toronto.ca/TWONTO#AC_condenser_unit |  | Incineration Building, HVAC
120389 | THC-ACC-CU-6620 | Condensing Unit, Outdoor, Electrical Room, High roof #1, Headworks | THC-ACC-AC-6620 | H.V.A.C.,Air Conditioner | HVAC |  | CU | http://www.toronto.ca/TWONTO#AC_condenser_unit |  | Air-conditioning Unit, Indoor, Electrical Room, Ground floor, Headworks
120390 | THC-ACC-CU-6640 | Condensing Unit, Outdoor, Control Room, High roof #1, Headworks | THC-ACC-AC-6640 | H.V.A.C.,Air Conditioner | HVAC |  | CU | http://www.toronto.ca/TWONTO#AC_condenser_unit |  | Air-conditioning Unit, Indoor, Control Room, Ground floor, Headworks
120394 | THC-ACC-DM-0056 | Damper, Motorized, Exhaust FN-0056, Admin Building, Ground Floor, Lunch Room 150 | THC-ACC-BLDG K |  | HVAC |  | DM | http://www.toronto.ca/TWONTO#air_damper |  | Administration Building, HVAC
120395 | THC-ACC-DM-0059 | Damper, Motorized, Exhaust FN-0059, Admin Building, Ground Floor, Lunch Room 141 | THC-ACC-BLDG K |  | HVAC |  | DM | http://www.toronto.ca/TWONTO#air_damper |  | Administration Building, HVAC
120396 | THC-ACC-DM-0059 | Damper, Motorized, Exhaust FN-0059, Admin Building, Ground Floor, Lunch Room 141 | THC-ACC-FN-0059 |  | HVAC |  | DM | http://www.toronto.ca/TWONTO#air_damper |  | Exhuast Fan, Admin. Building Ground Floor, Lunchroom 141
120397 | THC-ACC-DM-0060 | Damper, Motorized, Exhaust FN-0060, Admin Building, Ground Floor, Electrical Room 139 | THC-ACC-BLDG K |  | HVAC |  | DM | http://www.toronto.ca/TWONTO#air_damper |  | Administration Building, HVAC
120398 | THC-ACC-DM-0061 | Damper, Motorized, Exhaust FN-0061, Admin Building, Ground Floor, Electrical Room 139 | THC-ACC-BLDG K |  | HVAC |  | DM | http://www.toronto.ca/TWONTO#air_damper |  | Administration Building, HVAC
120399 | THC-ACC-DM-0068 | Damper, Motorized, Air Supply, Admin Building, Ground Floor, Electrical Room 139 | THC-ACC-BLDG K |  | HVAC |  | DM | http://www.toronto.ca/TWONTO#air_damper |  | Administration Building, HVAC
120400 | THC-ACC-DM-0069 | Damper, Motorized, Air Supply, Admin Building, Ground Floor, Electrical Room 139 | THC-ACC-BLDG K |  | HVAC |  | DM | http://www.toronto.ca/TWONTO#air_damper |  | Administration Building, HVAC
120401 | THC-ACC-DM-0069 | Damper, Motorized, Air Supply, Admin Building, Ground Floor, Electrical Room 139 | THC-ACC-FN-0061 |  | HVAC |  | DM | http://www.toronto.ca/TWONTO#air_damper |  | Exhuast Fan, Admin. Building Ground Floor, Electrical Room 139, North
120402 | THC-ACC-DM-0070 | VAV Box, Admin Building, Ground Floor, Office Room 108 | THC-ACC-AHU-0071 |  | HVAC |  | DM | http://www.toronto.ca/TWONTO#air_damper |  | Air handling Unit, Ground Floor West Zone(Administration), Admin Building Roof
120403 | THC-ACC-DM-0072 | VAV Box, Admin Building, Ground Floor, Office Room 109 | THC-ACC-AHU-0071 |  | HVAC |  | DM | http://www.toronto.ca/TWONTO#air_damper |  | Air handling Unit, Ground Floor West Zone(Administration), Admin Building Roof
120404 | THC-ACC-DM-0074 | VAV Box, Admin Building, Ground Floor, Office Room 111 | THC-ACC-AHU-0071 |  | HVAC |  | DM | http://www.toronto.ca/TWONTO#air_damper |  | Air handling Unit, Ground Floor West Zone(Administration), Admin Building Roof
120405 | THC-ACC-DM-0076 | VAV Box, Admin Building, Ground Floor, IT Office 147 | THC-ACC-AHU-0071 |  | HVAC |  | DM | http://www.toronto.ca/TWONTO#air_damper |  | Air handling Unit, Ground Floor West Zone(Administration), Admin Building Roof
120406 | THC-ACC-DM-0078 | VAV Box, Admin Building, Ground Floor, Office Room 113 | THC-ACC-AHU-0071 |  | HVAC |  | DM | http://www.toronto.ca/TWONTO#air_damper |  | Air handling Unit, Ground Floor West Zone(Administration), Admin Building Roof
120407 | THC-ACC-DM-0081 | VAV Box, Admin Building, Ground Floor, Office Room 118 | THC-ACC-AHU-0081 |  | HVAC |  | DM | http://www.toronto.ca/TWONTO#air_damper |  | Air handling Unit, Ground Floor South Zone(Project Management), Admin Building Roof
120408 | THC-ACC-DM-0083 | VAV Box, Admin Building, Ground Floor, Office Room 120 | THC-ACC-AHU-0081 |  | HVAC |  | DM | http://www.toronto.ca/TWONTO#air_damper |  | Air handling Unit, Ground Floor South Zone(Project Management), Admin Building Roof
120409 | THC-ACC-DM-0084 | VAV Box, Admin Building, Ground Floor, Office Room 121 | THC-ACC-AHU-0081 |  | HVAC |  | DM | http://www.toronto.ca/TWONTO#air_damper |  | Air handling Unit, Ground Floor South Zone(Project Management), Admin Building Roof
120410 | THC-ACC-DM-0086 | VAV Box, Admin Building, Ground Floor, Meeting Room 125 | THC-ACC-AHU-0081 |  | HVAC |  | DM | http://www.toronto.ca/TWONTO#air_damper |  | Air handling Unit, Ground Floor South Zone(Project Management), Admin Building Roof
120411 | THC-ACC-DM-0087 | VAV Box, Admin Building, Ground Floor, Office Room 126 | THC-ACC-AHU-0081 |  | HVAC |  | DM | http://www.toronto.ca/TWONTO#air_damper |  | Air handling Unit, Ground Floor South Zone(Project Management), Admin Building Roof
120412 | THC-ACC-DM-0090 | VAV Box, Admin Building, Ground Floor, Field Service Corridor A 129 | THC-ACC-AHU-0091 |  | HVAC |  | DM | http://www.toronto.ca/TWONTO#air_damper |  | Air handling Unit, Ground Floor East Zone(Field Services), Admin Building Roof
120413 | THC-ACC-DM-0093 | VAV Box, Admin Building, Ground Floor, Meeting Room 134 | THC-ACC-AHU-0091 |  | HVAC |  | DM | http://www.toronto.ca/TWONTO#air_damper |  | Air handling Unit, Ground Floor East Zone(Field Services), Admin Building Roof
120414 | THC-ACC-DM-0094 | VAV Box, Admin Building, Ground Floor, Meeting Room 133 | THC-ACC-AHU-0091 |  | HVAC |  | DM | http://www.toronto.ca/TWONTO#air_damper |  | Air handling Unit, Ground Floor East Zone(Field Services), Admin Building Roof
120415 | THC-ACC-DM-0096 | VAV Box, Admin Building, Ground Floor, Archive Room 131 | THC-ACC-AHU-0091 |  | HVAC |  | DM | http://www.toronto.ca/TWONTO#air_damper |  | Air handling Unit, Ground Floor East Zone(Field Services), Admin Building Roof
120417 | THC-ACC-DM-0106 | Damper,Supply,Pressurization System,Access Building No.3,Phase 4 | THC-ACC-TUNNEL | Air Handling Unit | HVAC |  | DM | http://www.toronto.ca/TWONTO#air_damper |  | Plant Tunnels, HVAC
120420 | THC-ACC-DM-0111 | VAV Box, Admin Building, Basement, Print Room 145 | THC-ACC-AHU-0061 |  | HVAC |  | DM | http://www.toronto.ca/TWONTO#air_damper |  | Air handling Unit, Ground Floor North Zone(Process Control), Admin Building Roof
120421 | THC-ACC-DM-0123 | Damper,Exhaust,Air Handling Unit 0120,Srubber Room,Phase 4 | THC-ACC-AHU-0120 | Air Handling Unit | HVAC |  | DM | http://www.toronto.ca/TWONTO#air_damper |  | Air Handlling Unit,Roof,Scrubber Room,Phase 4
120422 | THC-ACC-DM-0130 | Damper,Motorized,Outdoor Air ,Boiler Building,South Zone 3 | THC-ACC-FN-0130 | Damper/Louver | HVAC |  | DM | http://www.toronto.ca/TWONTO#air_damper |  | Fan,Exhaust,Flotation Bldg
120423 | THC-ACC-DM-0131 | Damper,Motorized,Outdoor Air ,Boiler Building,South Zone 2 | THC-ACC-FN-0132 | Damper/Louver | HVAC |  | DM | http://www.toronto.ca/TWONTO#air_damper |  | Fan,Centrifugal,Boiler Building,South Zone 3
120431 | THC-ACC-DM-0152 | Damper,Air Compressor 9040 Ventilation,Air Treatment Building | THC-AI-C-9040 | Air Handling Unit | HVAC |  | DM | http://www.toronto.ca/TWONTO#air_damper |  | Compressor, Instrument Air, Bldg. G
120433 | THC-ACC-DM-0154 | Damper,Air Compressor 9050 Ventilation,Air Treatment Building | THC-AI-C-9050 | Air Handling Unit | HVAC |  | DM | http://www.toronto.ca/TWONTO#air_damper |  | Compressor, Instrument Air, Bldg. G
120434 | THC-ACC-DM-0155 | Damper,Air Compressor 9050 Ventilation,Air Treatment Building | THC-AI-C-9050 | Air Handling Unit | HVAC |  | DM | http://www.toronto.ca/TWONTO#air_damper |  | Compressor, Instrument Air, Bldg. G
120437 | THC-ACC-DM-0164 | VAV Box, Admin Building, Ground Floor, Admin Corridor 103, North | THC-ACC-AHU-0071 |  | HVAC |  | DM | http://www.toronto.ca/TWONTO#air_damper |  | Air handling Unit, Ground Floor West Zone(Administration), Admin Building Roof
120438 | THC-ACC-DM-0166 | VAV Box, Admin Building, Ground Floor, Control Room | THC-ACC-AHU-0061 |  | HVAC |  | DM | http://www.toronto.ca/TWONTO#air_damper |  | Air handling Unit, Ground Floor North Zone(Process Control), Admin Building Roof
120439 | THC-ACC-DM-0169 | VAV Box, Admin Building, Ground Floor, Admin Corridor 103, South | THC-ACC-AHU-0071 |  | HVAC |  | DM | http://www.toronto.ca/TWONTO#air_damper |  | Air handling Unit, Ground Floor West Zone(Administration), Admin Building Roof
120440 | THC-ACC-DM-0182 | Damper,Motorized,Outdoor Air,Boiler Building,North Zone 2 | THC-ACC-FN-0186 | Damper/Louver | HVAC |  | DM | http://www.toronto.ca/TWONTO#air_damper |  | Fan,Centrifugal,Boiler Building,North Zone 2
120441 | THC-ACC-DM-0183 | Damper,Motorized,Outdoor Air,Boiler Building,North Zone 2 | THC-ACC-FN-0186 | Damper/Louver | HVAC |  | DM | http://www.toronto.ca/TWONTO#air_damper |  | Fan,Centrifugal,Boiler Building,North Zone 2
120442 | THC-ACC-DM-0184 | Damper,Motorized,Outdoor Air,Boiler Building,North Zone 1 | THC-ACC-FN-0187 | Damper/Louver | HVAC |  | DM | http://www.toronto.ca/TWONTO#air_damper |  | Fan,Centrifugal,Exhuast,Standby,Boiler Building,North Zones
120443 | THC-ACC-DM-0185 | Damper,Motorized,Outdoor Air,Boiler Building,North Zone 1 | THC-ACC-FN-0187 | Damper/Louver | HVAC |  | DM | http://www.toronto.ca/TWONTO#air_damper |  | Fan,Centrifugal,Exhuast,Standby,Boiler Building,North Zones
120468 | THC-ACC-DM-0440 | Damper/Louver,AHU-0440 Outside Air Inlet,Building UU | THC-ACC-AHU-0440 | Damper/Louver | HVAC |  | DM | http://www.toronto.ca/TWONTO#air_damper |  | Air Handling Unit,Drip Trap Room,Building UU
120469 | THC-ACC-DM-0442 | Damper/Louver,FN-0442 Suction,AHU-0440,Building UU | THC-ACC-AHU-0440 | Damper/Louver | HVAC |  | DM | http://www.toronto.ca/TWONTO#air_damper |  | Air Handling Unit,Drip Trap Room,Building UU
120470 | THC-ACC-DM-0443 | Damper/Louver,FN-0443 Suction,Building UU | THC-ACC-FN-0443 | Damper/Louver | HVAC |  | DM | http://www.toronto.ca/TWONTO#air_damper |  | Fan,Exhaust,AHU-0440,Drip Trap Room,Building UU
120471 | THC-ACC-DM-0504 | Damper/Louver,Outside Air,Air Blower Room,Bldg M | THC-ACC-AHU BLDG M | Damper/Louver | HVAC |  | DM | http://www.toronto.ca/TWONTO#air_damper |  | Air Handling Units, Building M
120472 | THC-ACC-DM-0507 | Damper/Louver,Bypass,Old Generator Room,Bldg M | THC-ACC-AHU BLDG M | Damper/Louver | HVAC |  | DM | http://www.toronto.ca/TWONTO#air_damper |  | Air Handling Units, Building M
120473 | THC-ACC-DM-0508 | Damper/Louver,Exhaust,Old Generator Room,Bldg M | THC-ACC-AHU BLDG M | Damper/Louver | HVAC |  | DM | http://www.toronto.ca/TWONTO#air_damper |  | Air Handling Units, Building M
120475 | THC-ACC-DM-0583 | Damper,Actuated,Inlet,Fan 0583,Temporary Centrifuge Room,3rd Floor,Biosolids Building East | THC-ACC-FN-0583 | Damper/Louver | HVAC |  | DM | http://www.toronto.ca/TWONTO#air_damper |  | Fan,Centrifugal,Temporary Centrifuge Room, 3rd Floor,Biosolids Building East
120476 | THC-ACC-DM-0585 | Damper,Actuated,Inlet,Fan 0585,Compress.Room,3rd Floor,Biosolids Building West | THC-ACC-FN-0583 | Damper/Louver | HVAC |  | DM | http://www.toronto.ca/TWONTO#air_damper |  | Fan,Centrifugal,Temporary Centrifuge Room, 3rd Floor,Biosolids Building East
120477 | THC-ACC-DM-0591 | Damper,Actuated,2nd Floor Air Conditioner Room,Biosolids Building,Solid Treatment | THC-ACC-FN-0591 |  | HVAC |  | DM | http://www.toronto.ca/TWONTO#air_damper |  | Fan,Centrifugal,2nd Floor Air Conditioner Room,Biosolids Building East
120478 | THC-ACC-DM-0612 | Damper,Motorized,Outdoor Air Intermediate Lvl,South Pumping Station,Plenum Shaft,Intermediate Level | THC-ACC-BLDG L |  | HVAC |  | DM | http://www.toronto.ca/TWONTO#air_damper |  | Plant Effluent Pumping Station, HVAC
120479 | THC-ACC-DM-0613 | Damper,Motorized,Exhaust Fan FN-0610,South Pumping Station,Plenum Shaft,Basement Level | THC-ACC-FN-0610 |  | HVAC |  | DM | http://www.toronto.ca/TWONTO#air_damper |  | Fan,Centrifugal,Exhaust,South Pumping Station,Plenum Wall,Ground Level
120480 | THC-ACC-DM-0614 | Damper,Motorized,Outdoor Air Intermediate Lvl,South Pumping Station,Plenum Shaft,Basement Level | THC-ACC-BLDG L |  | HVAC |  | DM | http://www.toronto.ca/TWONTO#air_damper |  | Plant Effluent Pumping Station, HVAC
120481 | THC-ACC-DM-0622 | Damper,Motorized,Outdoor Air to Electrical Room,South Pumping Station,Electrical Room,Ground Level | THC-ACC-BLDG L |  | HVAC |  | DM | http://www.toronto.ca/TWONTO#air_damper |  | Plant Effluent Pumping Station, HVAC
120482 | THC-ACC-DM-0716 | Damper,Actuated,Mixing,AHU-0710,Thickening Centrifuge Area | THC-ACC-AHU-0710 | Damper/Louver | HVAC |  | DM | http://www.toronto.ca/TWONTO#air_damper |  | Air Handling Unit,Outdoor,Centrifuge Area,Thickening Building
120483 | THC-ACC-DM-0717 | Damper,Actuated,Exhaust Air,AHU-0710,Thickening Centrifuge Area | THC-ACC-AHU-0710 | Damper/Louver | HVAC |  | DM | http://www.toronto.ca/TWONTO#air_damper |  | Air Handling Unit,Outdoor,Centrifuge Area,Thickening Building
120484 | THC-ACC-DM-0721 | Damper,Actuated,Outside Air,AHU-0720,Thickening Building Basement/Sub-basement Area | THC-ACC-AHU-0720 | Damper/Louver | HVAC |  | DM | http://www.toronto.ca/TWONTO#air_damper |  | Air Handling Unit,Basement/Sub-basement Area,Thickening Building
120485 | THC-ACC-DM-0731 | Damper,Actuated,Outside Air,AHU-0730,Thickening Building Polymer Room | THC-ACC-AHU-0730 | Damper/Louver | HVAC |  | DM | http://www.toronto.ca/TWONTO#air_damper |  | Air handling Unit,Polymer Room,Thickening Building
120486 | THC-ACC-DM-0741 | Damper,Actuated,Outside Air,Thickening Building Mechanical Room Ventilation | THC-ACC-FN-0701 | Damper/Louver | HVAC |  | DM | http://www.toronto.ca/TWONTO#air_damper |  | Fan,Centrifugal,Exhaust,Thickening Building Mechanical Room Ventilation
120487 | THC-ACC-DM-0812 | Damper,Actuated,Exhaust Air,AHU-0810,Sludge Storage Building | THC-ACC-AHU-0810 | Damper/Louver | HVAC |  | DM | http://www.toronto.ca/TWONTO#air_damper |  | Air Handling Unit,Roof,Sludge Storage Building
120488 | THC-ACC-DM-0911 | Damper, FN-0911, Dechlorination Building | THC-ACC-AHU-0910 |  | HVAC |  | DM | http://www.toronto.ca/TWONTO#air_damper |  | Air Handling Unit, Dechlorination Building
120497 | THC-ACC-DM-1181B | Damper,Motorized | THC-PRM-BLDG-HPU1100 | Fan | HVAC |  | DM | http://www.toronto.ca/TWONTO#air_damper |  | HPU Building 11
120502 | THC-ACC-DM-3041 | Damper,Motorized,Boiler Combustion Air,Boiler BO-3041,Boiler Building | THC-ACC-BO-3041 |  | HVAC | 33802 | DM | http://www.toronto.ca/TWONTO#air_damper |  | Boiler, Hot Water, Boiler Building
120503 | THC-ACC-DM-3051 | Damper,Motorized,Boiler Combustion Air,Boiler BO-3051,Boiler Building | THC-ACC-BLDG E |  | HVAC | 33803 | DM | http://www.toronto.ca/TWONTO#air_damper |  | Boiler House, HVAC
120504 | THC-ACC-DM-3053 | Damper/Louver,Vent Header,Hot Water Boiler 3051,Boiler Building | THC-ACC-BO-3051 | Damper/Louver | HVAC |  | DM | http://www.toronto.ca/TWONTO#air_damper |  | Boiler, Hot Water, Boiler Building
120505 | THC-ACC-DM-3061 | Damper,Motorized,Boiler Combustion Air,Boiler BO-3061,Boiler Building | THC-ACC-BLDG E |  | HVAC | 33804 | DM | http://www.toronto.ca/TWONTO#air_damper |  | Boiler House, HVAC
120506 | THC-ACC-DM-3061 | Damper,Motorized,Boiler Combustion Air,Boiler BO-3061,Boiler Building | THC-ACC-BO-3061 |  | HVAC | 33804 | DM | http://www.toronto.ca/TWONTO#air_damper |  | Boiler, Hot Water, Boiler Building
120507 | THC-ACC-DM-3061 | Damper,Motorized,Boiler Combustion Air,Boiler BO-3061,Boiler Building | THC-SUSPENDED |  | HVAC | 33804 | DM | http://www.toronto.ca/TWONTO#air_damper |  | Suspended entity
120508 | THC-ACC-DM-3081 | Damper,Motorized,Boiler Combustion Air,Boiler BO-3081,Boiler Building | THC-ACC-BLDG E |  | HVAC | 33806 | DM | http://www.toronto.ca/TWONTO#air_damper |  | Boiler House, HVAC
120509 | THC-ACC-DM-3081 | Damper,Motorized,Boiler Combustion Air,Boiler BO-3081,Boiler Building | THC-ACC-BO-3081 |  | HVAC | 33806 | DM | http://www.toronto.ca/TWONTO#air_damper |  | Boiler, Hot Water, Boiler Building
120510 | THC-ACC-DM-4003 | Damper,Motorized | THC-ACC-FN-4003 |  | HVAC |  | DM | http://www.toronto.ca/TWONTO#air_damper |  | Fan, Exhaust, from NW Tunnel T12
120513 | THC-ACC-DM-5821 | Damper,Motorized,Exhaust Fan FN-5820,Plant Stores | THC-ACC-FN-5820 |  | HVAC |  | DM | http://www.toronto.ca/TWONTO#air_damper |  | Fan,Centrifugal,Exhuast,Plant Stores
120514 | THC-ACC-DM-5901 | Damper,Motorized,Outdoor Air ,AHU-5910,Disinfection Bldg | THC-ACC-AHU-5900 |  | HVAC |  | DM | http://www.toronto.ca/TWONTO#air_damper |  | Air Handling Unit,Disinfection Bldg
120515 | THC-ACC-DM-5921 | Damper,Motorized,Supply Fan FN-5920,AHU-5910,Disinfection Bldg | THC-ACC-FN-5920 |  | HVAC |  | DM | http://www.toronto.ca/TWONTO#air_damper |  | Fan,Centrifugal,Supply ,AHU-5910,Disinfection Bldg
120516 | THC-ACC-DM-5941 | Damper,Motorized,Exhaust Fan FN-5940,Disinfection Bldg,Tank Storage Room,East Wall | THC-ACC-FN-5940 |  | HVAC |  | DM | http://www.toronto.ca/TWONTO#air_damper |  | Fan,Centrifugal,Exhaust,Disinfection Bldg,Tank Storage Room,East Wall
120517 | THC-ACC-DM-6105 | Damper, Outdoor Air Inlet to AHU-6100, 2nd Floor Mech Room #2, Headworks | THC-ACC-AHU-6100 | Damper/Louver | HVAC |  | DM | http://www.toronto.ca/TWONTO#air_damper |  | Air Handling Unit, Truck Loading Bay, Mech Room #2, Headworks
120518 | THC-ACC-DM-6106 | Damper, Outdoor Air Inlet to AHU-6100, 2nd Floor Mech Room #2, Headworks | THC-ACC-AHU-6100 | Damper/Louver | HVAC |  | DM | http://www.toronto.ca/TWONTO#air_damper |  | Air Handling Unit, Truck Loading Bay, Mech Room #2, Headworks
120519 | THC-ACC-DM-6107 | Damper, Outdoor Air Inlet to AHU-6100, 2nd Floor Mech Room #2, Headworks | THC-ACC-AHU-6100 | Damper/Louver | HVAC |  | DM | http://www.toronto.ca/TWONTO#air_damper |  | Air Handling Unit, Truck Loading Bay, Mech Room #2, Headworks
120520 | THC-ACC-DM-6108 | Damper, AHU-6100 Unit Isolation, 2nd Floor Mech Room #2, Headworks | THC-ACC-AHU-6100 | Damper/Louver | HVAC |  | DM | http://www.toronto.ca/TWONTO#air_damper |  | Air Handling Unit, Truck Loading Bay, Mech Room #2, Headworks
120521 | THC-ACC-DM-6109 | Damper, AHU-6100 Unit Isolation, 2nd Floor Mech Room #2, Headworks | THC-ACC-AHU-6100 | Damper/Louver | HVAC |  | DM | http://www.toronto.ca/TWONTO#air_damper |  | Air Handling Unit, Truck Loading Bay, Mech Room #2, Headworks
120522 | THC-ACC-DM-6121 | Damper, Motorized, Inlet, Supply Fan FN-6120, 2nd Floor Mech Room #2, Headworks | THC-ACC-AHU-6100 | Damper/Louver | HVAC |  | DM | http://www.toronto.ca/TWONTO#air_damper |  | Air Handling Unit, Truck Loading Bay, Mech Room #2, Headworks
120523 | THC-ACC-DM-6162 | Damper, Outlet, Exhaust Fan FN-6160, Ground Floor Storage Room, Headworks | THC-ACC-FN-6160 | Damper/Louver | HVAC |  | DM | http://www.toronto.ca/TWONTO#air_damper |  | Fan, Exhaust, Lower Level 1, Serving Sump Storage Room, Headworks
120524 | THC-ACC-DM-6163 | Damper, Bubble, Exhaust Duct from Sump Storage Room, Ground Floor Storage Room, Headworks | THC-ACC-FN-6160 | Damper/Louver | HVAC |  | DM | http://www.toronto.ca/TWONTO#air_damper |  | Fan, Exhaust, Lower Level 1, Serving Sump Storage Room, Headworks
120525 | THC-ACC-DM-6206 | Damper, Isolation, O/A Duct, Common Plenum, AHU-6200, 2nd Floor Mech Room #2, Headworks | THC-ACC-AHU-6200 | Damper/Louver | HVAC |  | DM | http://www.toronto.ca/TWONTO#air_damper |  | Air Handling Unit, Blower Room, 2nd Floor Mech Room #2, Headworks
120526 | THC-ACC-DM-6208 | Damper, Isolation, Supply Duct, AHU-6200, 2nd Floor Mech Room #2, Headworks | THC-ACC-AHU-6200 | Damper/Louver | HVAC |  | DM | http://www.toronto.ca/TWONTO#air_damper |  | Air Handling Unit, Blower Room, 2nd Floor Mech Room #2, Headworks
120527 | THC-ACC-DM-6209 | Damper, Isolation, Supply Duct, AHU-6200, 2nd Floor Mech Room #2, Headworks | THC-ACC-AHU-6200 | Damper/Louver | HVAC |  | DM | http://www.toronto.ca/TWONTO#air_damper |  | Air Handling Unit, Blower Room, 2nd Floor Mech Room #2, Headworks
120528 | THC-ACC-DM-6210 | Damper, Bubble, Supply Air, Blower Room, 2nd Floor Mech Room #2, Headworks | THC-ACC-AHU-6200 | Damper/Louver | HVAC |  | DM | http://www.toronto.ca/TWONTO#air_damper |  | Air Handling Unit, Blower Room, 2nd Floor Mech Room #2, Headworks
120529 | THC-ACC-DM-6212 | Damper, Bubble, Return Air, Blower Room, 2nd Floor Mech Room #2, Headworks | THC-ACC-AHU-6200 | Damper/Louver | HVAC |  | DM | http://www.toronto.ca/TWONTO#air_damper |  | Air Handling Unit, Blower Room, 2nd Floor Mech Room #2, Headworks
120530 | THC-ACC-DM-6221 | Damper, Inlet, Supply Fan FN-6220, 2nd Floor Mech Room #2, Headworks | THC-ACC-AHU-6200 | Damper/Louver | HVAC |  | DM | http://www.toronto.ca/TWONTO#air_damper |  | Air Handling Unit, Blower Room, 2nd Floor Mech Room #2, Headworks
120531 | THC-ACC-DM-6241 | Damper, Inlet, Supply Fan FN-6240, 2nd Floor Mech Room #2, Headworks | THC-ACC-AHU-6200 | Damper/Louver | HVAC |  | DM | http://www.toronto.ca/TWONTO#air_damper |  | Air Handling Unit, Blower Room, 2nd Floor Mech Room #2, Headworks
120532 | THC-ACC-DM-6261 | Damper, Inlet, Supply Fan FN-6260, 2nd Floor Mech Room #2, Headworks | THC-ACC-AHU-6200 | Damper/Louver | HVAC |  | DM | http://www.toronto.ca/TWONTO#air_damper |  | Air Handling Unit, Blower Room, 2nd Floor Mech Room #2, Headworks
120533 | THC-ACC-DM-6281 | Damper, Inlet, Supply Fan FN-6280, 2nd Floor Mech Room #2, Headworks | THC-ACC-AHU-6200 | Damper/Louver | HVAC |  | DM | http://www.toronto.ca/TWONTO#air_damper |  | Air Handling Unit, Blower Room, 2nd Floor Mech Room #2, Headworks
120534 | THC-ACC-DM-6291 | Damper, Outdoor Air, Plenum, 2nd Floor Mech Room #2, Headworks | THC-ACC-AHU-6100 | Damper/Louver | HVAC |  | DM | http://www.toronto.ca/TWONTO#air_damper |  | Air Handling Unit, Truck Loading Bay, Mech Room #2, Headworks
120535 | THC-ACC-DM-6302 | Damper, Inlet, Outdoor Air, AHU-6300, 2nd Floor Mech Room #1, Headworks | THC-ACC-AHU-6300 | Damper/Louver | HVAC |  | DM | http://www.toronto.ca/TWONTO#air_damper |  | Air Handling Unit, Screen Room/Conveyor Areas, 2nd Floor Mech Room #1, Headworks
120536 | THC-ACC-DM-6303 | Damper, Inlet, Outdoor Air, AHU-6300, 2nd Floor Mech Room #1, Headworks | THC-ACC-AHU-6300 | Damper/Louver | HVAC |  | DM | http://www.toronto.ca/TWONTO#air_damper |  | Air Handling Unit, Screen Room/Conveyor Areas, 2nd Floor Mech Room #1, Headworks
120537 | THC-ACC-DM-6304 | Damper, Inlet, Outdoor Air, AHU-6300, 2nd Floor Mech Room #1, Headworks | THC-ACC-AHU-6300 | Damper/Louver | HVAC |  | DM | http://www.toronto.ca/TWONTO#air_damper |  | Air Handling Unit, Screen Room/Conveyor Areas, 2nd Floor Mech Room #1, Headworks
120538 | THC-ACC-DM-6309 | Damper, Inlet, Outdoor Air, AHU-6300, 2nd Floor Mech Room #1, Headworks | THC-ACC-AHU-6300 | Damper/Louver | HVAC |  | DM | http://www.toronto.ca/TWONTO#air_damper |  | Air Handling Unit, Screen Room/Conveyor Areas, 2nd Floor Mech Room #1, Headworks
120539 | THC-ACC-DM-6310 | Damper, Isol., Mixed O/A and O/A, Solar Wall Air Duct, 2nd Floor Mech Room #1, Headworks | THC-ACC-AHU-6300 | Damper/Louver | HVAC |  | DM | http://www.toronto.ca/TWONTO#air_damper |  | Air Handling Unit, Screen Room/Conveyor Areas, 2nd Floor Mech Room #1, Headworks
120540 | THC-ACC-DM-6314 | Damper, Relief, Screen Room, Headworks | THC-ACC-AHU-6300 | Damper/Louver | HVAC |  | DM | http://www.toronto.ca/TWONTO#air_damper |  | Air Handling Unit, Screen Room/Conveyor Areas, 2nd Floor Mech Room #1, Headworks
120541 | THC-ACC-DM-6341 | Damper, Inlet, Exhaust Fan FN-6340, Roof, Headworks | THC-ACC-FN-6340 | Damper/Louver | HVAC |  | DM | http://www.toronto.ca/TWONTO#air_damper |  | Fan, Exhaust, Screen/Conveyor Areas, Roof, Headworks
120542 | THC-ACC-DM-6402 | Damper, Isolation, Scrn Room/Conv. Areas, AHU-6400 S/A Duct, 2nd Floor Mech Room #1, Headworks | THC-ACC-AHU-6400 | Damper/Louver | HVAC |  | DM | http://www.toronto.ca/TWONTO#air_damper |  | Air Handling Unit, Screen Room/Conveyor Areas, 2nd Floor Mech Room #1, Headworks
120543 | THC-ACC-DM-6441 | Damper, Inlet, Exhaust Fan FN-6440, Roof, Headworks | THC-ACC-FN-6440 | Damper/Louver | HVAC |  | DM | http://www.toronto.ca/TWONTO#air_damper |  | Fan, Exhaust, Screen Room/Conveyor Areas, AHU-6400, Roof, Headworks
120544 | THC-ACC-DM-6505 | Damper, Isolation, Exhaust Air Duct, AHU-6500, 2nd Floor Mech Room #1, Headworks | THC-ACC-AHU-6500 | Damper/Louver | HVAC |  | DM | http://www.toronto.ca/TWONTO#air_damper |  | Air Handling Unit, Pipe Gallery, 2nd Floor Mech Room #1, Headworks
120545 | THC-ACC-DM-6509 | Damper, Isolation, R/A Duct, Pipe Gallery & Elec. Room, 2nd Floor Mech Room #1, Headworks | THC-ACC-AHU-6500 | Damper/Louver | HVAC |  | DM | http://www.toronto.ca/TWONTO#air_damper |  | Air Handling Unit, Pipe Gallery, 2nd Floor Mech Room #1, Headworks
120546 | THC-ACC-DM-6521 | Damper, Inlet, Supply Fan FN-6520, 2nd Floor Mech Room #1, Headworks | THC-ACC-AHU-6500 | Damper/Louver | HVAC |  | DM | http://www.toronto.ca/TWONTO#air_damper |  | Air Handling Unit, Pipe Gallery, 2nd Floor Mech Room #1, Headworks
120547 | THC-ACC-DM-6541 | Damper, Inlet, Supply Fan FN-6540, 2nd Floor Mech Room #1, Headworks | THC-ACC-AHU-6500 | Damper/Louver | HVAC |  | DM | http://www.toronto.ca/TWONTO#air_damper |  | Air Handling Unit, Pipe Gallery, 2nd Floor Mech Room #1, Headworks
120548 | THC-ACC-DM-6561 | Damper, Inlet, Return Fan FN-6560, 2nd Floor Mech Room #1, Headworks | THC-ACC-AHU-6500 | Damper/Louver | HVAC |  | DM | http://www.toronto.ca/TWONTO#air_damper |  | Air Handling Unit, Pipe Gallery, 2nd Floor Mech Room #1, Headworks
120549 | THC-ACC-DM-6581 | Damper, Inlet, Return Fan FN-6580, 2nd Floor Mech Room #1, Headworks | THC-ACC-AHU-6500 | Damper/Louver | HVAC |  | DM | http://www.toronto.ca/TWONTO#air_damper |  | Air Handling Unit, Pipe Gallery, 2nd Floor Mech Room #1, Headworks
120550 | THC-ACC-DM-6591 | Damper, Outdoor Air, Plenum, 2nd Floor Mech Room #1, Headworks | THC-ACC-AHU-6300 | Damper/Louver | HVAC |  | DM | http://www.toronto.ca/TWONTO#air_damper |  | Air Handling Unit, Screen Room/Conveyor Areas, 2nd Floor Mech Room #1, Headworks
120551 | THC-ACC-DM-6592 | Damper, Inlet, Exhaust Fan FN-6590, 2nd Floor Mech Room #1, Headworks | THC-ACC-FN-6590 | Damper/Louver | HVAC |  | DM | http://www.toronto.ca/TWONTO#air_damper |  | Fan, Exhaust, Mechanical Room #1, Roof, Headworks
120552 | THC-ACC-DM-6801 | Damper,Motorized, Supply Fan, Ferrous Chloride Building | THC-ACC-FN-6801 |  | HVAC |  | DM | http://www.toronto.ca/TWONTO#air_damper |  | Fan, Centrifugal, Supply, Ferrous Chloride Building
120553 | THC-ACC-DM-6821 | Damper,Motorized, Exhaust Fan, Ferrous Chloride Building | THC-ACC-FN-6821 |  | HVAC |  | DM | http://www.toronto.ca/TWONTO#air_damper |  | Fan,Centrifugal, Exhaust, Ferrous Chloride Building
120586 | THC-ACC-F-0711 | Filter,Supply Air,Thickening Centrifuge Area Air Handling Unit | THC-ACC-AHU-0710 | Filter | HVAC |  | F | http://www.toronto.ca/TWONTO#replaceable_air_filter |  | Air Handling Unit,Outdoor,Centrifuge Area,Thickening Building
120587 | THC-ACC-F-0731 | Filter,Supply Air,AHU-0730,Thickening Building Polymer Room | THC-ACC-AHU-0730 | Filter | HVAC |  | F | http://www.toronto.ca/TWONTO#replaceable_air_filter |  | Air handling Unit,Polymer Room,Thickening Building
120588 | THC-ACC-F-0732 | Filter,Supply Air,AHU-0730,Thickening Building Polymer Room | THC-ACC-AHU-0730 | Filter | HVAC |  | F | http://www.toronto.ca/TWONTO#replaceable_air_filter |  | Air handling Unit,Polymer Room,Thickening Building
120589 | THC-ACC-F-0811 | Filter,Supply Air,AHU-0810,Sludge Storage Building | THC-ACC-AHU-0810 | Filter | HVAC |  | F | http://www.toronto.ca/TWONTO#replaceable_air_filter |  | Air Handling Unit,Roof,Sludge Storage Building
120592 | THC-ACC-F-6101 | Filter, AHU-6100, Serving Truck Loading Bay, 2nd Floor Mech Room #2, Headworks | THC-ACC-AHU-6100 | Filter | HVAC |  | F | http://www.toronto.ca/TWONTO#replaceable_air_filter |  | Air Handling Unit, Truck Loading Bay, Mech Room #2, Headworks
120593 | THC-ACC-F-6102 | Filter, AHU-6100, Serving Truck Loading Bay, 2nd Floor Mech Room #2, Headworks | THC-ACC-AHU-6100 | Filter | HVAC |  | F | http://www.toronto.ca/TWONTO#replaceable_air_filter |  | Air Handling Unit, Truck Loading Bay, Mech Room #2, Headworks
120594 | THC-ACC-F-6301 | Filter, Screen Room/Conveyor Areas, AHU-6300, 2nd Floor Mech Room #1, Headworks | THC-ACC-AHU-6300 | Filter | HVAC |  | F | http://www.toronto.ca/TWONTO#replaceable_air_filter |  | Air Handling Unit, Screen Room/Conveyor Areas, 2nd Floor Mech Room #1, Headworks
120595 | THC-ACC-F-6302 | Filter, Screen Room/Conveyor Areas, AHU-6300, 2nd Floor Mech Room #1, Headworks | THC-ACC-AHU-6300 | Filter | HVAC |  | F | http://www.toronto.ca/TWONTO#replaceable_air_filter |  | Air Handling Unit, Screen Room/Conveyor Areas, 2nd Floor Mech Room #1, Headworks
120596 | THC-ACC-F-6591 | Filter, Outdoor Air Plenum, 2nd Floor, Mech Room #1, Headworks | THC-ACC-DM-6591 | Filter | HVAC |  | F | http://www.toronto.ca/TWONTO#replaceable_air_filter |  | Damper, Outdoor Air, Plenum, 2nd Floor Mech Room #1, Headworks
120598 | THC-ACC-FD-0001 | Feeder, By-pass Feeder, Snow Melt Glycol System, Admin Building | THC-ACC-BLDG K |  | HVAC |  | FD | chemical_dosing_system |  | Administration Building, HVAC
120609 | THC-ACC-FIT-6121 | Transmitter, Flow, S/A Duct, Outlet, Supply Fan FN-6120, 2nd Floor Mech Room #2, Headworks | THC-ACC-AHU-6100 | Meter,Flow,Mass | HVAC |  | FIT | http://www.toronto.ca/TWONTO#flow_transmitter |  | Air Handling Unit, Truck Loading Bay, Mech Room #2, Headworks
120610 | THC-ACC-FIT-6141 | Transmitter, Flow, Supply Fan FN-6140 Outlet, 2nd Floor Mech Room #2, Headworks | THC-ACC-AHU-6100 | Meter,Flow,Mass | HVAC |  | FIT | http://www.toronto.ca/TWONTO#flow_transmitter |  | Air Handling Unit, Truck Loading Bay, Mech Room #2, Headworks
120611 | THC-ACC-FIT-6241 | Transmitter, Flow, Outlet, Supply Fan FN-6240, 2nd Floor Mech Room #2, Headworks | THC-ACC-AHU-6200 | Meter,Flow,Mass | HVAC |  | FIT | http://www.toronto.ca/TWONTO#flow_transmitter |  | Air Handling Unit, Blower Room, 2nd Floor Mech Room #2, Headworks
120612 | THC-ACC-FIT-6261 | Transmitter, Flow, Outlet, Supply Fan FN-6260, 2nd Floor Mech Room #2, Headworks | THC-ACC-AHU-6200 | Meter,Flow,Mass | HVAC |  | FIT | http://www.toronto.ca/TWONTO#flow_transmitter |  | Air Handling Unit, Blower Room, 2nd Floor Mech Room #2, Headworks
120613 | THC-ACC-FIT-6441 | Transmitter, Flow, Outlet, Exhaust Fan F-6440, 2nd Floor Mech Room #1, Headworks | THC-ACC-FN-6440 | Meter,Flow,Mass | HVAC |  | FIT | http://www.toronto.ca/TWONTO#flow_transmitter |  | Fan, Exhaust, Screen Room/Conveyor Areas, AHU-6400, Roof, Headworks
120614 | THC-ACC-FIT-6541 | Transmitter, Flow, Outlet, Supply fan FN-6540, 2nd Floor Mech Room #1, Headworks | THC-ACC-AHU-6500 | Meter,Flow,Mass | HVAC |  | FIT | http://www.toronto.ca/TWONTO#flow_transmitter |  | Air Handling Unit, Pipe Gallery, 2nd Floor Mech Room #1, Headworks
120615 | THC-ACC-FIT-6561 | Transmitter, Flow, Outlet, Return Fan FN-6560, 2nd Floor Mech Room #1, Headworks | THC-ACC-AHU-6500 | Meter,Flow,Mass | HVAC |  | FIT | http://www.toronto.ca/TWONTO#flow_transmitter |  | Air Handling Unit, Pipe Gallery, 2nd Floor Mech Room #1, Headworks
120641 | THC-ACC-FN-0132 | Fan,Centrifugal,Boiler Building,South Zone 3 | THC-ACC-BLDG E | Fan,Centrifugal | HVAC |  | FN | http://www.toronto.ca/TWONTO#blower_or_fan_with_drive |  | Boiler House, HVAC
120642 | THC-ACC-FN-0133 | Fan,Centrifugal,Boiler Building,South Zone 2 | THC-ACC-BLDG E | Fan,Centrifugal | HVAC |  | FN | http://www.toronto.ca/TWONTO#blower_or_fan_with_drive |  | Boiler House, HVAC
120665 | THC-ACC-FN-0186 | Fan,Centrifugal,Boiler Building,North Zone 2 | THC-ACC-BLDG E | Fan | HVAC |  | FN | http://www.toronto.ca/TWONTO#blower_or_fan_with_drive |  | Boiler House, HVAC
120690 | THC-ACC-FN-0321 | Fan,Return,Lower Basement,B2,Bldg M | THC-ACC-BLDG M | H.V.A.C.,Air Conditioner | HVAC |  | FN | http://www.toronto.ca/TWONTO#blower_or_fan_with_drive |  | Incineration Building, HVAC
120721 | THC-ACC-FN-0443 | Fan,Exhaust,AHU-0440,Drip Trap Room,Building UU | THC-ACC-AHU-0440 | Fan | HVAC |  | FN | http://www.toronto.ca/TWONTO#blower_or_fan_with_drive |  | Air Handling Unit,Drip Trap Room,Building UU
120722 | THC-ACC-FN-0444 | Fan,Exhaust,AHU-0440,Drip Trap Room,Building UU | THC-ACC-AHU-0440 | Fan | HVAC |  | FN | http://www.toronto.ca/TWONTO#blower_or_fan_with_drive |  | Air Handling Unit,Drip Trap Room,Building UU
120732 | THC-ACC-FN-0583 | Fan,Centrifugal,Temporary Centrifuge Room, 3rd Floor,Biosolids Building East | THC-ACC-BLDG M | Fan,Centrifugal | HVAC |  | FN | http://www.toronto.ca/TWONTO#blower_or_fan_with_drive |  | Incineration Building, HVAC
120733 | THC-ACC-FN-0583 | Fan,Centrifugal,Temporary Centrifuge Room, 3rd Floor,Biosolids Building East | THC-ACC-FAN | Fan,Centrifugal | HVAC |  | FN | http://www.toronto.ca/TWONTO#blower_or_fan_with_drive |  | Fans, Building M
120734 | THC-ACC-FN-0585 | Fan,Centrifugal,Compress. Room,3rd Floor,Biosolids Building West | THC-ACC-BLDG M | Fan,Centrifugal | HVAC |  | FN | http://www.toronto.ca/TWONTO#blower_or_fan_with_drive |  | Incineration Building, HVAC
120735 | THC-ACC-FN-0591 | Fan,Centrifugal,2nd Floor Air Conditioner Room,Biosolids Building East | THC-ACC-BLDG M |  | HVAC |  | FN | http://www.toronto.ca/TWONTO#blower_or_fan_with_drive |  | Incineration Building, HVAC
120736 | THC-ACC-FN-0610 | Fan,Centrifugal,Exhaust,South Pumping Station,Plenum Wall,Ground Level | THC-ACC-BLDG L |  | HVAC |  | FN | http://www.toronto.ca/TWONTO#blower_or_fan_with_drive |  | Plant Effluent Pumping Station, HVAC
120737 | THC-ACC-FN-0611 | Fan,Centrifugal,Exhaust,South Pumping Station,Washroom,Intermediate Level | THC-ACC-BLDG L |  | HVAC |  | FN | http://www.toronto.ca/TWONTO#blower_or_fan_with_drive |  | Plant Effluent Pumping Station, HVAC
120738 | THC-ACC-FN-0620 | Fan,Centrifugal,Exhaust,South Pumping Station,Electrical Room Roof | THC-ACC-BLDG L |  | HVAC |  | FN | http://www.toronto.ca/TWONTO#blower_or_fan_with_drive |  | Plant Effluent Pumping Station, HVAC
120739 | THC-ACC-FN-0630 | Fan,Centrifugal,Exhaust,South Pumping Station,Sampling Room Roof | THC-ACC-BLDG L |  | HVAC |  | FN | http://www.toronto.ca/TWONTO#blower_or_fan_with_drive |  | Plant Effluent Pumping Station, HVAC
120740 | THC-ACC-FN-0711A | Fan,Centrifugal,Supply Air,AHU-0710,Thickening Centrifuge Area | THC-ACC-BLDG J | Fan,Centrifugal | HVAC |  | FN | http://www.toronto.ca/TWONTO#blower_or_fan_with_drive |  | TWAS Building, HVAC
120741 | THC-ACC-FN-0711B | Fan,Centrifugal,Supply Air,AHU-0710,Thickening Centrifuge Area | THC-ACC-AHU-0710 | Fan,Centrifugal | HVAC |  | FN | http://www.toronto.ca/TWONTO#blower_or_fan_with_drive |  | Air Handling Unit,Outdoor,Centrifuge Area,Thickening Building
120742 | THC-ACC-FN-0712A | Fan,Centrifugal,Return Air,AHU-0710,Thickening Centrifuge Area | THC-ACC-BLDG J | Fan,Centrifugal | HVAC |  | FN | http://www.toronto.ca/TWONTO#blower_or_fan_with_drive |  | TWAS Building, HVAC
120743 | THC-ACC-FN-0712B | Fan,Centrifugal,Return Air,AHU-0710,Thickening Centrifuge Area | THC-ACC-AHU-0710 | Fan,Centrifugal | HVAC |  | FN | http://www.toronto.ca/TWONTO#blower_or_fan_with_drive |  | Air Handling Unit,Outdoor,Centrifuge Area,Thickening Building
120744 | THC-ACC-FN-0712B | Fan,Centrifugal,Return Air,AHU-0710,Thickening Centrifuge Area | THC-ACC-BLDG J | Fan,Centrifugal | HVAC |  | FN | http://www.toronto.ca/TWONTO#blower_or_fan_with_drive |  | TWAS Building, HVAC
120745 | THC-ACC-FN-0801 | Fan,Exhaust,Sampling Sink,Sludge Storage Building | THC-ACC-BLDG D | Fan,Centrifugal | HVAC |  | FN | http://www.toronto.ca/TWONTO#blower_or_fan_with_drive |  | Sludge Holding Tanks Building HVAC
120746 | THC-ACC-FN-0811 | Fan,Centrifugal,Supply Air,AHU-0810,Sludge Storage Building | THC-ACC-AHU-0810 | Fan,Centrifugal | HVAC |  | FN | http://www.toronto.ca/TWONTO#blower_or_fan_with_drive |  | Air Handling Unit,Roof,Sludge Storage Building
120747 | THC-ACC-FN-0911 | Fan, Dechlorination | THC-ACC-AHU-0910 |  | HVAC |  | FN | http://www.toronto.ca/TWONTO#blower_or_fan_with_drive |  | Air Handling Unit, Dechlorination Building
120750 | THC-ACC-FN-2170A | Fan A, Air Handling System, Tunnel T19, Phase IV Secondary | THC-ACC-AHU-2170 |  | HVAC |  | FN | http://www.toronto.ca/TWONTO#blower_or_fan_with_drive |  | Air Handling Unit, Tunnel T19, Phase IV Secondary
120751 | THC-ACC-FN-2170C | Fan C, Air Handling System, Tunnel T19, Phase IV Secondary | THC-ACC-AHU-2170 |  | HVAC |  | FN | http://www.toronto.ca/TWONTO#blower_or_fan_with_drive |  | Air Handling Unit, Tunnel T19, Phase IV Secondary
120752 | THC-ACC-FN-2170D | Fan D, Air Handling System, Tunnel T19, Phase IV Secondary | THC-ACC-AHU-2170 |  | HVAC |  | FN | http://www.toronto.ca/TWONTO#blower_or_fan_with_drive |  | Air Handling Unit, Tunnel T19, Phase IV Secondary
120753 | THC-ACC-FN-2171 | Fan, Exhaust, Access Building T19C, Phase IV Primary | THC-ACC-FN-2170 | Air Handling Unit | HVAC |  | FN | http://www.toronto.ca/TWONTO#blower_or_fan_with_drive |  | Air Handling Unit, (new tunnel ventilation ECAP-01)
120754 | THC-ACC-FN-2171 | Fan, Exhaust, Access Building T19C, Phase IV Primary | THC-ACC-TUNNEL | Air Handling Unit | HVAC |  | FN | http://www.toronto.ca/TWONTO#blower_or_fan_with_drive |  | Plant Tunnels, HVAC
120755 | THC-ACC-FN-2172 | Fan, Exhaust, Access Building T19A, Phase IV Secondary | THC-ACC-TUNNEL | Air Handling Unit | HVAC |  | FN | http://www.toronto.ca/TWONTO#blower_or_fan_with_drive |  | Plant Tunnels, HVAC
120756 | THC-ACC-FN-2174 | Fan, Exhaust, Access Building T15B, Phase I Primary | THC-ACC-FN-2170 | Air Handling Unit | HVAC |  | FN | http://www.toronto.ca/TWONTO#blower_or_fan_with_drive |  | Air Handling Unit, (new tunnel ventilation ECAP-01)
120757 | THC-ACC-FN-2174 | Fan, Exhaust, Access Building T15B, Phase I Primary | THC-ACC-TUNNEL | Air Handling Unit | HVAC |  | FN | http://www.toronto.ca/TWONTO#blower_or_fan_with_drive |  | Plant Tunnels, HVAC
120758 | THC-ACC-FN-2175 | Fan, Recirculation Fan, Tunnel T15, Phase I Primary | THC-ACC-TUNNEL | Air Handling Unit | HVAC |  | FN | http://www.toronto.ca/TWONTO#blower_or_fan_with_drive |  | Plant Tunnels, HVAC
120759 | THC-ACC-FN-2176 | Recirculation Fan, Tunnel T19, Phase IV Primary | THC-ACC-FN-2170 | Air Handling Unit | HVAC |  | FN | http://www.toronto.ca/TWONTO#blower_or_fan_with_drive |  | Air Handling Unit, (new tunnel ventilation ECAP-01)
120760 | THC-ACC-FN-2176 | Recirculation Fan, Tunnel T19, Phase IV Primary | THC-ACC-TUNNEL | Air Handling Unit | HVAC |  | FN | http://www.toronto.ca/TWONTO#blower_or_fan_with_drive |  | Plant Tunnels, HVAC
120761 | THC-ACC-FN-2177 | Fan, Recirculation, tunnel T18, Phase I Secondary | THC-ACC-FN-2170 | Air Handling Unit | HVAC |  | FN | http://www.toronto.ca/TWONTO#blower_or_fan_with_drive |  | Air Handling Unit, (new tunnel ventilation ECAP-01)
120762 | THC-ACC-FN-2177 | Fan, Recirculation, tunnel T18, Phase I Secondary | THC-ACC-TUNNEL | Air Handling Unit | HVAC |  | FN | http://www.toronto.ca/TWONTO#blower_or_fan_with_drive |  | Plant Tunnels, HVAC
120774 | THC-ACC-FN-5810 | Fan,Centrifugal,Exhuast,Plant Stores | THC-ACC-BLDG B |  | HVAC |  | FN | http://www.toronto.ca/TWONTO#blower_or_fan_with_drive |  | Mechanical Shop (Chlorine) Building HVAC
120775 | THC-ACC-FN-5832 | Fan,Propeller,Circulating,Plant Stores | THC-ACC-BLDG B |  | HVAC |  | FN | http://www.toronto.ca/TWONTO#blower_or_fan_with_drive |  | Mechanical Shop (Chlorine) Building HVAC
120776 | THC-ACC-FN-5835 | Fan,Propeller,Circulating,Plant Stores | THC-ACC-BLDG B |  | HVAC |  | FN | http://www.toronto.ca/TWONTO#blower_or_fan_with_drive |  | Mechanical Shop (Chlorine) Building HVAC
120777 | THC-ACC-FN-5836 | Fan,Propeller,Circulating,Plant Stores | THC-ACC-BLDG B |  | HVAC |  | FN | http://www.toronto.ca/TWONTO#blower_or_fan_with_drive |  | Mechanical Shop (Chlorine) Building HVAC
120778 | THC-ACC-FN-5839 | Fan,Exhaust,Ceiling Type,Plant Stores,Washroom | THC-ACC-BLDG B |  | HVAC |  | FN | http://www.toronto.ca/TWONTO#blower_or_fan_with_drive |  | Mechanical Shop (Chlorine) Building HVAC
120779 | THC-ACC-FN-5910 | Fan,Centrifugal,Supply ,AHU-5910,Disinfection Bldg | THC-ACC-AHU-5900 |  | HVAC |  | FN | http://www.toronto.ca/TWONTO#blower_or_fan_with_drive |  | Air Handling Unit,Disinfection Bldg
120780 | THC-ACC-FN-5920 | Fan,Centrifugal,Supply ,AHU-5910,Disinfection Bldg | THC-ACC-AHU-5900 |  | HVAC |  | FN | http://www.toronto.ca/TWONTO#blower_or_fan_with_drive |  | Air Handling Unit,Disinfection Bldg
120781 | THC-ACC-FN-5940 | Fan,Centrifugal,Exhaust,Disinfection Bldg,Tank Storage Room,East Wall | THC-ACC-BLDG G |  | HVAC |  | FN | http://www.toronto.ca/TWONTO#blower_or_fan_with_drive |  | Air Treatment Building HVAC
120782 | THC-ACC-FN-6140 | Fan, Supply, Truck Loading Bay, 2nd Floor Mech Room #2, Headworks | THC-ACC-AHU-6100 | Fan | HVAC |  | FN | http://www.toronto.ca/TWONTO#blower_or_fan_with_drive |  | Air Handling Unit, Truck Loading Bay, Mech Room #2, Headworks
120783 | THC-ACC-FN-6180 | Fan, Exhaust, Ground Floor, Storage Room, Headworks | THC-PLT-BLDG-0001 | Fan | HVAC |  | FN | http://www.toronto.ca/TWONTO#blower_or_fan_with_drive |  | New Head House, preliminary process
120784 | THC-ACC-FN-6220 | Fan, Supply, Blower Room, 2nd Floor Mech Room #2, Headworks | THC-ACC-AHU-6200 | Fan | HVAC |  | FN | http://www.toronto.ca/TWONTO#blower_or_fan_with_drive |  | Air Handling Unit, Blower Room, 2nd Floor Mech Room #2, Headworks
120785 | THC-ACC-FN-6240 | Fan, Supply, Blower Room, 2nd Floor Mech Room #2, Headworks | THC-ACC-AHU-6200 | Fan | HVAC |  | FN | http://www.toronto.ca/TWONTO#blower_or_fan_with_drive |  | Air Handling Unit, Blower Room, 2nd Floor Mech Room #2, Headworks
120786 | THC-ACC-FN-6280 | Fan, Return, Blower Room, 2nd Floor Mech Room #2, Headworks | THC-ACC-AHU-6200 | Fan | HVAC |  | FN | http://www.toronto.ca/TWONTO#blower_or_fan_with_drive |  | Air Handling Unit, Blower Room, 2nd Floor Mech Room #2, Headworks
120787 | THC-ACC-FN-6440 | Fan, Exhaust, Screen Room/Conveyor Areas, AHU-6400, Roof, Headworks | THC-ACC-AHU-6400 | Fan | HVAC |  | FN | http://www.toronto.ca/TWONTO#blower_or_fan_with_drive |  | Air Handling Unit, Screen Room/Conveyor Areas, 2nd Floor Mech Room #1, Headworks
120788 | THC-ACC-FN-6520 | Fan, Supply, Pipe Gallery, 2nd Floor Mech Room #1, Headworks | THC-ACC-AHU-6500 | Fan | HVAC |  | FN | http://www.toronto.ca/TWONTO#blower_or_fan_with_drive |  | Air Handling Unit, Pipe Gallery, 2nd Floor Mech Room #1, Headworks
120789 | THC-ACC-FN-6580 | Fan, Return, Pipe Gallery, 2nd Floor Mech Room #1, Headworks | THC-ACC-AHU-6500 | Fan | HVAC |  | FN | http://www.toronto.ca/TWONTO#blower_or_fan_with_drive |  | Air Handling Unit, Pipe Gallery, 2nd Floor Mech Room #1, Headworks
120790 | THC-ACC-FN-6801 | Fan, Centrifugal, Supply, Ferrous Chloride Building | THC-PRS-BLDG |  | HVAC |  | FN | http://www.toronto.ca/TWONTO#blower_or_fan_with_drive |  | Phosphorous removal system, Building and Storage
120791 | THC-ACC-FN-6920 | Fan, Exhaust, Washroom, Ground Floor, Headworks | THC-PLT-BLDG-0001 | Fan | HVAC |  | FN | http://www.toronto.ca/TWONTO#blower_or_fan_with_drive |  | New Head House, preliminary process
120815 | THC-ACC-HE-6002 | Heat Exchanger, Heating Glycol System, Lower Level 2 Blower Room, Headworks | THC-ACC-P-6001 | Heat Exchanger | HVAC |  | HE | http://www.toronto.ca/TWONTO#heat_exchanger |  | Pump, Hot Water System, Lower Level 2 operating gallery
120818 | THC-ACC-HEATERS | Air Heaters, Building M | THC-ACC-BLDG M |  | HVAC |  |  | http://www.toronto.ca/TWONTO#collection_of_assets |  | Incineration Building, HVAC
120821 | THC-ACC-HTR-0012 | Heater, Unit, Electric, 6.3kW, Admin. Building Basement, Mechanical Room B104, North | THC-ACC-BLDG K |  | HVAC |  | HTR | http://www.toronto.ca/TWONTO#heater |  | Administration Building, HVAC
120822 | THC-ACC-HTR-0015 | Heater, Unit, Electric, 6.3kW, Admin. Building Basement, Storage Room B107, South/East | THC-ACC-BLDG K |  | HVAC |  | HTR | http://www.toronto.ca/TWONTO#heater |  | Administration Building, HVAC
120823 | THC-ACC-HTR-0019 | Heater, Hot Water Heating Coil, Corridor B118, Admin. Building Basement | THC-ACC-BLDG K |  | HVAC |  | HTR | http://www.toronto.ca/TWONTO#heater |  | Administration Building, HVAC
120824 | THC-ACC-HTR-0051 | Heater, Forced Flow, 12.5kW, Admin. Building Ground Floor, Vestibule 102 | THC-ACC-BLDG K |  | HVAC |  | HTR | http://www.toronto.ca/TWONTO#heater |  | Administration Building, HVAC
120825 | THC-ACC-HTR-0052 | Heater, Forced Flow, 12.5kW, Admin. Building Ground Floor, Vestibule140, Near Stairs 2 | THC-ACC-BLDG K |  | HVAC |  | HTR | http://www.toronto.ca/TWONTO#heater |  | Administration Building, HVAC
120826 | THC-ACC-HTR-0054 | Heater, Forced Flow, 4.7kW, Admin. Building Ground Floor, Vestibule 142, West | THC-ACC-BLDG K |  | HVAC |  | HTR | http://www.toronto.ca/TWONTO#heater |  | Administration Building, HVAC
120827 | THC-ACC-HTR-0056 | Heater, Forced Flow, 9.4kW, Admin. Building Ground Floor, Stair S04 | THC-ACC-BLDG K |  | HVAC |  | HTR | http://www.toronto.ca/TWONTO#heater |  | Administration Building, HVAC
120828 | THC-ACC-HTR-0057 | Heater, Forced Flow, 9.4kW, Admin. Building Ground Floor, Vestibule 116 | THC-ACC-BLDG K |  | HVAC |  | HTR | http://www.toronto.ca/TWONTO#heater |  | Administration Building, HVAC
120829 | THC-ACC-HTR-0058 | Heater, Gas Type, Project Management Area, Admin Building Ground Floor | THC-ACC-BLDG K |  | HVAC |  | HTR | http://www.toronto.ca/TWONTO#heater |  | Administration Building, HVAC
120830 | THC-ACC-HTR-0079 | Heater, Perimeter, Admin Building Ground Floor, Men`s Washroom 105 | THC-ACC-BLDG K |  | HVAC |  | HTR | http://www.toronto.ca/TWONTO#heater |  | Administration Building, HVAC
120831 | THC-ACC-HTR-0081 | Heater, Perimeter, Admin Building Ground Floor, Unisex W/C 122 | THC-ACC-BLDG K |  | HVAC |  | HTR | http://www.toronto.ca/TWONTO#heater |  | Administration Building, HVAC
120832 | THC-ACC-HTR-0084 | Heater, Perimeter, FN-0059, Admin Building Ground Floor, Lunch Room 141 | THC-ACC-FN-0059 |  | HVAC |  | HTR | http://www.toronto.ca/TWONTO#heater |  | Exhuast Fan, Admin. Building Ground Floor, Lunchroom 141
120833 | THC-ACC-HTR-0105 | Heater,Electric,Vestibule,Phase 4 Access Building No.3, bldg.O | THC-ACC-BLDG O | Air Handling Unit | HVAC |  | HTR | http://www.toronto.ca/TWONTO#heater |  | Phase IV , Building O HVAC
120834 | THC-ACC-HTR-0106 | Duct Heater,Pressurization System,Access Building No.3,Phase 4, bldg.O | THC-ACC-BLDG O | Air Handling Unit | HVAC |  | HTR | http://www.toronto.ca/TWONTO#heater |  | Phase IV , Building O HVAC
120835 | THC-ACC-HTR-0116 | Heater,Electric,Vestibule Access Building No.1,Phase 1, bldg.H | THC-ACC-BLDG H | Air Handling Unit | HVAC |  | HTR | http://www.toronto.ca/TWONTO#heater |  | Phase I Aeration Building, HVAC
120836 | THC-ACC-HTR-0117 | Heater,Electric,Elec RM Access Building No.1,Phase 1 | THC-ACC-BLDG H | Air Handling Unit | HVAC |  | HTR | http://www.toronto.ca/TWONTO#heater |  | Phase I Aeration Building, HVAC
120838 | THC-ACC-HTR-0126 | Unit Heater,Scrubber Room,Phase 4, bldg.O | THC-ACC-BLDG O | Air Handling Unit | HVAC |  | HTR | http://www.toronto.ca/TWONTO#heater |  | Phase IV , Building O HVAC
120839 | THC-ACC-HTR-0157 | Duct Heater,Fan,Supply,Air Treatment Building, bldg.O | THC-ACC-BLDG O | Air Handling Unit | HVAC |  | HTR | http://www.toronto.ca/TWONTO#heater |  | Phase IV , Building O HVAC
120843 | THC-ACC-HTR-0201 | Heating infloor, Heating coil, Hot Water, Office, WA2 Workshop | THC-GRK-STRC-0200 | Air Handling Unit | HVAC |  | HTR | heating_coil |  | Workshop, WA2, Building X
120844 | THC-ACC-HTR-0202 | Heating infloor, Heating coil, Hot Water, Meeting room, WA2 Workshop | THC-GRK-STRC-0200 | Air Handling Unit | HVAC |  | HTR | heating_coil |  | Workshop, WA2, Building X
120845 | THC-ACC-HTR-0204 | Heater, Perimeter. Admin Building | THC-ACC-BLDG K |  | HVAC |  | HTR | http://www.toronto.ca/TWONTO#heater |  | Administration Building, HVAC
120846 | THC-ACC-HTR-0205 | Heater, Perimeter. Admin Building | THC-ACC-BLDG K |  | HVAC |  | HTR | http://www.toronto.ca/TWONTO#heater |  | Administration Building, HVAC
120847 | THC-ACC-HTR-0206 | Heater, Perimeter. Admin Building | THC-ACC-BLDG K |  | HVAC |  | HTR | http://www.toronto.ca/TWONTO#heater |  | Administration Building, HVAC
120848 | THC-ACC-HTR-0207 | Heater, Perimeter. Admin Building | THC-ACC-BLDG K |  | HVAC |  | HTR | http://www.toronto.ca/TWONTO#heater |  | Administration Building, HVAC
120849 | THC-ACC-HTR-0208 | Heater, Celing Radiant Panel. Admin Building, Ground Floor, Admin Corridor 103, North | THC-ACC-AHU-0071 |  | HVAC |  | HTR | heating_coil |  | Air handling Unit, Ground Floor West Zone(Administration), Admin Building Roof
120850 | THC-ACC-HTR-0210 | Heater, Perimeter.. Admin Building, Ground Floor, Office 104, North/West | THC-ACC-AHU-0071 |  | HVAC |  | HTR | http://www.toronto.ca/TWONTO#heater |  | Air handling Unit, Ground Floor West Zone(Administration), Admin Building Roof
120851 | THC-ACC-HTR-0215 | Heater, Perimeter. Admin Building, Ground Floor, Office 107 | THC-ACC-AHU-0071 |  | HVAC |  | HTR | http://www.toronto.ca/TWONTO#heater |  | Air handling Unit, Ground Floor West Zone(Administration), Admin Building Roof
120852 | THC-ACC-HTR-0219 | Heater, Perimeter. Admin Building, Ground Floor, Office 110 | THC-ACC-AHU-0071 |  | HVAC |  | HTR | http://www.toronto.ca/TWONTO#heater |  | Air handling Unit, Ground Floor West Zone(Administration), Admin Building Roof
120853 | THC-ACC-HTR-0220 | Heater, Perimeter. Admin Building, Ground Floor, Office 111 | THC-ACC-AHU-0071 |  | HVAC |  | HTR | http://www.toronto.ca/TWONTO#heater |  | Air handling Unit, Ground Floor West Zone(Administration), Admin Building Roof
120854 | THC-ACC-HTR-0221 | Heater, Perimeter. Admin Building, Ground Floor, Lunch Room 150 | THC-ACC-AHU-0071 |  | HVAC |  | HTR | http://www.toronto.ca/TWONTO#heater |  | Air handling Unit, Ground Floor West Zone(Administration), Admin Building Roof
120855 | THC-ACC-HTR-0225 | Heater, Perimeter. Admin Building | THC-ACC-BLDG K |  | HVAC |  | HTR | http://www.toronto.ca/TWONTO#heater |  | Administration Building, HVAC
120856 | THC-ACC-HTR-0226 | Heater, Perimeter. Admin Building | THC-ACC-BLDG K |  | HVAC |  | HTR | http://www.toronto.ca/TWONTO#heater |  | Administration Building, HVAC
120857 | THC-ACC-HTR-0227 | Heater, Perimeter. Admin Building | THC-ACC-BLDG K |  | HVAC |  | HTR | http://www.toronto.ca/TWONTO#heater |  | Administration Building, HVAC
120858 | THC-ACC-HTR-0228 | Heater, Perimeter. Admin Building | THC-ACC-BLDG K |  | HVAC |  | HTR | http://www.toronto.ca/TWONTO#heater |  | Administration Building, HVAC
120859 | THC-ACC-HTR-0229 | Heater, Perimeter. Admin Building | THC-ACC-BLDG K |  | HVAC |  | HTR | http://www.toronto.ca/TWONTO#heater |  | Administration Building, HVAC
120860 | THC-ACC-HTR-0232 | Heater, Perimeter. Admin Building, Ground Floor, Vestibule 140 | THC-ACC-AHU-0061 |  | HVAC |  | HTR | http://www.toronto.ca/TWONTO#heater |  | Air handling Unit, Ground Floor North Zone(Process Control), Admin Building Roof
120861 | THC-ACC-HTR-0233 | Heater, Perimeter. Admin Building, Ground Floor, Vestibule 140 | THC-ACC-AHU-0061 |  | HVAC |  | HTR | http://www.toronto.ca/TWONTO#heater |  | Air handling Unit, Ground Floor North Zone(Process Control), Admin Building Roof
120862 | THC-ACC-HTR-0234 | Heater, Perimeter. Admin Building, Ground Floor, Office 112 | THC-ACC-AHU-0071 |  | HVAC |  | HTR | http://www.toronto.ca/TWONTO#heater |  | Air handling Unit, Ground Floor West Zone(Administration), Admin Building Roof
120863 | THC-ACC-HTR-0236 | Heater, Perimeter. Admin Building, Ground Floor, Office 114 | THC-ACC-AHU-0071 |  | HVAC |  | HTR | http://www.toronto.ca/TWONTO#heater |  | Air handling Unit, Ground Floor West Zone(Administration), Admin Building Roof
120864 | THC-ACC-HTR-0238 | Heater, Perimeter. Admin Building, Ground Floor, Admin Corridor 103, South | THC-ACC-AHU-0071 |  | HVAC |  | HTR | http://www.toronto.ca/TWONTO#heater |  | Air handling Unit, Ground Floor West Zone(Administration), Admin Building Roof
120865 | THC-ACC-HTR-0247 | Heater, Perimeter. Admin Building, Ground Floor, Office 118 | THC-ACC-AHU-0081 |  | HVAC |  | HTR | http://www.toronto.ca/TWONTO#heater |  | Air handling Unit, Ground Floor South Zone(Project Management), Admin Building Roof
120866 | THC-ACC-HTR-0248 | Heater, Perimeter. Admin Building, Ground Floor, Office 119 | THC-ACC-AHU-0081 |  | HVAC |  | HTR | http://www.toronto.ca/TWONTO#heater |  | Air handling Unit, Ground Floor South Zone(Project Management), Admin Building Roof
120867 | THC-ACC-HTR-0249 | Heater, Perimeter. Admin Building, Ground Floor, Office 120 | THC-ACC-AHU-0081 |  | HVAC |  | HTR | http://www.toronto.ca/TWONTO#heater |  | Air handling Unit, Ground Floor South Zone(Project Management), Admin Building Roof
120868 | THC-ACC-HTR-0251 | Heater, Perimeter. Admin Building, Ground Floor, Office 124 | THC-ACC-AHU-0081 |  | HVAC |  | HTR | http://www.toronto.ca/TWONTO#heater |  | Air handling Unit, Ground Floor South Zone(Project Management), Admin Building Roof
120869 | THC-ACC-HTR-0252 | Heater, Perimeter. Admin Building, Ground Floor, Meeting Room 125 | THC-ACC-AHU-0081 |  | HVAC |  | HTR | http://www.toronto.ca/TWONTO#heater |  | Air handling Unit, Ground Floor South Zone(Project Management), Admin Building Roof
120870 | THC-ACC-HTR-0253 | Heater, Perimeter. Admin Building, Ground Floor, Office 126 | THC-ACC-AHU-0081 |  | HVAC |  | HTR | http://www.toronto.ca/TWONTO#heater |  | Air handling Unit, Ground Floor South Zone(Project Management), Admin Building Roof
120871 | THC-ACC-HTR-0254 | Heater, Perimeter. Admin Building, Ground Floor, Project Management Corridor 117 | THC-ACC-AHU-0081 |  | HVAC |  | HTR | http://www.toronto.ca/TWONTO#heater |  | Air handling Unit, Ground Floor South Zone(Project Management), Admin Building Roof
120872 | THC-ACC-HTR-0258 | Heater, Perimeter. Admin Building | THC-ACC-BLDG K |  | HVAC |  | HTR | http://www.toronto.ca/TWONTO#heater |  | Administration Building, HVAC
120873 | THC-ACC-HTR-0259 | Heater, Perimeter. Admin Building | THC-ACC-BLDG K |  | HVAC |  | HTR | http://www.toronto.ca/TWONTO#heater |  | Administration Building, HVAC
120874 | THC-ACC-HTR-0264 | Heater, Perimeter. Admin Building | THC-ACC-BLDG K |  | HVAC |  | HTR | http://www.toronto.ca/TWONTO#heater |  | Administration Building, HVAC
120875 | THC-ACC-HTR-0266 | Heater, Perimeter. Admin Building | THC-ACC-BLDG K |  | HVAC |  | HTR | http://www.toronto.ca/TWONTO#heater |  | Administration Building, HVAC
120876 | THC-ACC-HTR-0267 | Heater, Perimeter. Admin Building | THC-ACC-BLDG K |  | HVAC |  | HTR | http://www.toronto.ca/TWONTO#heater |  | Administration Building, HVAC
120877 | THC-ACC-HTR-0270 | Heater, Perimeter. Admin Building | THC-ACC-BLDG K |  | HVAC |  | HTR | http://www.toronto.ca/TWONTO#heater |  | Administration Building, HVAC
120878 | THC-ACC-HTR-0271 | Heater, Perimeter. Admin Building | THC-ACC-BLDG K |  | HVAC |  | HTR | http://www.toronto.ca/TWONTO#heater |  | Administration Building, HVAC
120879 | THC-ACC-HTR-0272 | Heater, Perimeter. Admin Building | THC-ACC-BLDG K |  | HVAC |  | HTR | http://www.toronto.ca/TWONTO#heater |  | Administration Building, HVAC
120880 | THC-ACC-HTR-0273 | Heater, Perimeter. Admin Building | THC-ACC-BLDG K |  | HVAC |  | HTR | http://www.toronto.ca/TWONTO#heater |  | Administration Building, HVAC
120881 | THC-ACC-HTR-0274 | Heater, Perimeter. Admin Building | THC-ACC-BLDG K |  | HVAC |  | HTR | http://www.toronto.ca/TWONTO#heater |  | Administration Building, HVAC
120882 | THC-ACC-HTR-0278 | Heater, Perimeter. Admin Building | THC-ACC-BLDG K |  | HVAC |  | HTR | http://www.toronto.ca/TWONTO#heater |  | Administration Building, HVAC
120883 | THC-ACC-HTR-0288 | Heater, Perimeter. Admin Building, Ground Floor, Archive & Office Room 131 | THC-ACC-AHU-0091 |  | HVAC |  | HTR | http://www.toronto.ca/TWONTO#heater |  | Air handling Unit, Ground Floor East Zone(Field Services), Admin Building Roof
120884 | THC-ACC-HTR-0297 | Heater, Perimeter. Admin Building, Ground Floor, IT Office Room 143 | THC-ACC-AHU-0071 |  | HVAC |  | HTR | http://www.toronto.ca/TWONTO#heater |  | Air handling Unit, Ground Floor West Zone(Administration), Admin Building Roof
120885 | THC-ACC-HTR-0299 | Heater, Perimeter. Admin Building, Ground Floor, Fiels Service Corridor 130 | THC-ACC-AHU-0091 |  | HVAC |  | HTR | http://www.toronto.ca/TWONTO#heater |  | Air handling Unit, Ground Floor East Zone(Field Services), Admin Building Roof
120886 | THC-ACC-HTR-0301 | Air Heater, Convector, Building M | THC-ACC-HEATERS | H.V.A.C.,Heater,Unit | HVAC |  | HTR | http://www.toronto.ca/TWONTO#heater |  | Air Heaters, Building M
120887 | THC-ACC-HTR-0302 | Air Heater, Convector, Building M | THC-ACC-HEATERS | H.V.A.C.,Heater,Unit | HVAC |  | HTR | http://www.toronto.ca/TWONTO#heater |  | Air Heaters, Building M
120888 | THC-ACC-HTR-0303 | Air Heater, Convector, Building M | THC-ACC-HEATERS | H.V.A.C.,Heater,Unit | HVAC |  | HTR | http://www.toronto.ca/TWONTO#heater |  | Air Heaters, Building M
120889 | THC-ACC-HTR-0305 | Air Heater, Convector, Building M | THC-ACC-HEATERS | H.V.A.C.,Heater,Unit | HVAC |  | HTR | http://www.toronto.ca/TWONTO#heater |  | Air Heaters, Building M
120890 | THC-ACC-HTR-0311 | Air Heater, Convector, Building M | THC-ACC-HEATERS | H.V.A.C.,Heater,Unit | HVAC |  | HTR | http://www.toronto.ca/TWONTO#heater |  | Air Heaters, Building M
120891 | THC-ACC-HTR-0313 | Air Heater, Convector, Building M | THC-ACC-HEATERS | H.V.A.C.,Heater,Unit | HVAC |  | HTR | http://www.toronto.ca/TWONTO#heater |  | Air Heaters, Building M
120892 | THC-ACC-HTR-0313U | Air Heater, Building M | THC-ACC-HEATERS | H.V.A.C.,Heater,Unit | HVAC |  | HTR | http://www.toronto.ca/TWONTO#heater |  | Air Heaters, Building M
120893 | THC-ACC-HTR-0314 | Air Heater, Convector, Building M | THC-ACC-HEATERS | H.V.A.C.,Heater,Unit | HVAC |  | HTR | http://www.toronto.ca/TWONTO#heater |  | Air Heaters, Building M
120894 | THC-ACC-HTR-0314U | Air Heater, Building M | THC-ACC-HEATERS | H.V.A.C.,Heater,Unit | HVAC |  | HTR | http://www.toronto.ca/TWONTO#heater |  | Air Heaters, Building M
120895 | THC-ACC-HTR-0315 | Air Heater, Building M | THC-ACC-HEATERS | H.V.A.C.,Heater,Unit | HVAC |  | HTR | http://www.toronto.ca/TWONTO#heater |  | Air Heaters, Building M
120896 | THC-ACC-HTR-0316 | Air Heater, Convector, Building M | THC-ACC-HEATERS | H.V.A.C.,Heater,Unit | HVAC |  | HTR | http://www.toronto.ca/TWONTO#heater |  | Air Heaters, Building M
120897 | THC-ACC-HTR-0317U | Air Heater, Building M | THC-ACC-HEATERS | H.V.A.C.,Heater,Unit | HVAC |  | HTR | http://www.toronto.ca/TWONTO#heater |  | Air Heaters, Building M
120898 | THC-ACC-HTR-0319 | Air Heater, Convector, Building M | THC-ACC-HEATERS | H.V.A.C.,Heater,Unit | HVAC |  | HTR | http://www.toronto.ca/TWONTO#heater |  | Air Heaters, Building M
120899 | THC-ACC-HTR-0319U | Air Heater, Building M | THC-ACC-HEATERS | H.V.A.C.,Heater,Unit | HVAC |  | HTR | http://www.toronto.ca/TWONTO#heater |  | Air Heaters, Building M
120900 | THC-ACC-HTR-0320U | Air Heater, Building M | THC-ACC-HEATERS | H.V.A.C.,Heater,Unit | HVAC |  | HTR | http://www.toronto.ca/TWONTO#heater |  | Air Heaters, Building M
120901 | THC-ACC-HTR-0322 | Heater, Building M | THC-ACC-HEATERS | H.V.A.C.,Dehumidifier | HVAC |  | HTR | http://www.toronto.ca/TWONTO#heater |  | Air Heaters, Building M
120902 | THC-ACC-HTR-0325 | Air Heater, Building M | THC-ACC-HEATERS | H.V.A.C.,Heater,Unit | HVAC |  | HTR | http://www.toronto.ca/TWONTO#heater |  | Air Heaters, Building M
120903 | THC-ACC-HTR-0326 | Air Heater, Building M | THC-ACC-HEATERS | H.V.A.C.,Heater,Unit | HVAC |  | HTR | http://www.toronto.ca/TWONTO#heater |  | Air Heaters, Building M
120904 | THC-ACC-HTR-0327 | Air Heater, Building M | THC-ACC-HEATERS | H.V.A.C.,Heater,Unit | HVAC |  | HTR | http://www.toronto.ca/TWONTO#heater |  | Air Heaters, Building M
120905 | THC-ACC-HTR-0331 | Air Heater, Building M | THC-ACC-HEATERS | H.V.A.C.,Heater,Unit | HVAC |  | HTR | http://www.toronto.ca/TWONTO#heater |  | Air Heaters, Building M
120906 | THC-ACC-HTR-0332 | Air Heater, Building M | THC-ACC-HEATERS | H.V.A.C.,Heater,Unit | HVAC |  | HTR | http://www.toronto.ca/TWONTO#heater |  | Air Heaters, Building M
120907 | THC-ACC-HTR-0333 | Air Heater, Building M | THC-ACC-HEATERS | H.V.A.C.,Heater,Unit | HVAC |  | HTR | http://www.toronto.ca/TWONTO#heater |  | Air Heaters, Building M
120908 | THC-ACC-HTR-0343 | Air Heater, Building M | THC-ACC-HEATERS | H.V.A.C.,Heater,Unit | HVAC |  | HTR | http://www.toronto.ca/TWONTO#heater |  | Air Heaters, Building M
120909 | THC-ACC-HTR-0344 | Air Heater, Building M | THC-ACC-HEATERS | H.V.A.C.,Heater,Unit | HVAC |  | HTR | http://www.toronto.ca/TWONTO#heater |  | Air Heaters, Building M
120910 | THC-ACC-HTR-0354 | Air Heater, Building M | THC-ACC-HEATERS | H.V.A.C.,Heater,Unit | HVAC |  | HTR | http://www.toronto.ca/TWONTO#heater |  | Air Heaters, Building M
120911 | THC-ACC-HTR-0355 | Air Heater, Building M | THC-ACC-HEATERS | H.V.A.C.,Heater,Unit | HVAC |  | HTR | http://www.toronto.ca/TWONTO#heater |  | Air Heaters, Building M
120912 | THC-ACC-HTR-0357 | Air Heater, Building M | THC-ACC-HEATERS | H.V.A.C.,Heater,Unit | HVAC |  | HTR | http://www.toronto.ca/TWONTO#heater |  | Air Heaters, Building M
120913 | THC-ACC-HTR-0360 | Air Heater, Building M | THC-ACC-HEATERS | H.V.A.C.,Heater,Unit | HVAC |  | HTR | http://www.toronto.ca/TWONTO#heater |  | Air Heaters, Building M
120914 | THC-ACC-HTR-0364 | Air Heater, Building M | THC-ACC-HEATERS | H.V.A.C.,Heater,Unit | HVAC |  | HTR | http://www.toronto.ca/TWONTO#heater |  | Air Heaters, Building M
120915 | THC-ACC-HTR-0365 | Air Heater, Convector, Building M | THC-ACC-HEATERS | H.V.A.C.,Heater,Unit | HVAC |  | HTR | http://www.toronto.ca/TWONTO#heater |  | Air Heaters, Building M
120916 | THC-ACC-HTR-0366U | Air Heater, Building M | THC-ACC-HEATERS | H.V.A.C.,Heater,Unit | HVAC |  | HTR | http://www.toronto.ca/TWONTO#heater |  | Air Heaters, Building M
120917 | THC-ACC-HTR-0367U | Air Heater, Building M | THC-ACC-HEATERS | H.V.A.C.,Heater,Unit | HVAC |  | HTR | http://www.toronto.ca/TWONTO#heater |  | Air Heaters, Building M
120924 | THC-ACC-HTR-0565 | Duct Heater,Pressurization System,Electrical Room,Lower Plant, bldg.A | THC-ACC-BLDG A | Air Handling Unit | HVAC |  | HTR | http://www.toronto.ca/TWONTO#heater |  | Old Plant Blower Building HVAC
120955 | THC-ACC-HTR-0901 | Heater, Dechlorination Building | THC-DCL |  | HVAC |  | HTR | http://www.toronto.ca/TWONTO#heater |  | Dechlorination Process
120956 | THC-ACC-HTR-0902 | Heater, Dechlorination Building | THC-DCL |  | HVAC |  | HTR | http://www.toronto.ca/TWONTO#heater |  | Dechlorination Process
120957 | THC-ACC-HTR-0903 | Heater, Dechlorination Building | THC-DCL |  | HVAC |  | HTR | http://www.toronto.ca/TWONTO#heater |  | Dechlorination Process
120958 | THC-ACC-HTR-0906 | Heater, Dechlorination Building | THC-DCL |  | HVAC |  | HTR | http://www.toronto.ca/TWONTO#heater |  | Dechlorination Process
120965 | THC-ACC-HTR-4050 | H.V.A.C.,Heater,Glycol Heating,Basement,Building U | THC-ACC-BLDG U | H.V.A.C.,Heater | HVAC |  | HTR | http://www.toronto.ca/TWONTO#heater |  | New Digesters Building HVAC
120966 | THC-ACC-HTR-4060 | H.V.A.C.,Heater,Glycol Heating,Basement,Building U | THC-ACC-AHU-0411 | H.V.A.C.,Heater | HVAC |  | HTR | http://www.toronto.ca/TWONTO#heater |  | Air Handling Unit,Basements,Roof,Building U
120967 | THC-ACC-HTR-4060 | H.V.A.C.,Heater,Glycol Heating,Basement,Building U | THC-ACC-BLDG U | H.V.A.C.,Heater | HVAC |  | HTR | http://www.toronto.ca/TWONTO#heater |  | New Digesters Building HVAC
120980 | THC-ACC-HTR-6001 | Heater, Unit, Glycol, Heating System, Ground Floor, Truck Loading Bay, Headworks | THC-ACC-P-6003 | H.V.A.C.,Heater,Unit | HVAC |  | HTR | http://www.toronto.ca/TWONTO#heater |  | Pump, Heating Glycol System, Lower Level 2 Blower Room, Headworks
120981 | THC-ACC-HTR-6006 | Heater, Unit, Glycol, Heating System, 2nd Floor, Conveyor area, Headworks | THC-ACC-P-6003 | H.V.A.C.,Heater,Unit | HVAC |  | HTR | http://www.toronto.ca/TWONTO#heater |  | Pump, Heating Glycol System, Lower Level 2 Blower Room, Headworks
120982 | THC-ACC-HTR-6007 | Heater, Unit, Glycol, Heating System, 2nd Floor, Conveyor area, Headworks | THC-ACC-P-6003 | H.V.A.C.,Heater,Unit | HVAC |  | HTR | http://www.toronto.ca/TWONTO#heater |  | Pump, Heating Glycol System, Lower Level 2 Blower Room, Headworks
120983 | THC-ACC-HTR-6009 | Heater, Unit, Glycol, Heating System, 2nd Floor, Mech Room #1, Headworks | THC-ACC-P-6003 | H.V.A.C.,Heater,Unit | HVAC |  | HTR | http://www.toronto.ca/TWONTO#heater |  | Pump, Heating Glycol System, Lower Level 2 Blower Room, Headworks
120984 | THC-ACC-HTR-6010 | Heater, Unit, Glycol, Heating System, Ground Floor, Screen Room, Headworks | THC-ACC-P-6003 | H.V.A.C.,Heater,Unit | HVAC |  | HTR | http://www.toronto.ca/TWONTO#heater |  | Pump, Heating Glycol System, Lower Level 2 Blower Room, Headworks
120985 | THC-ACC-HTR-6014 | Heater, Unit, Glycol, Heating System, 2nd Floor, Mech Room #2, Headworks | THC-ACC-P-6003 | H.V.A.C.,Heater,Unit | HVAC |  | HTR | http://www.toronto.ca/TWONTO#heater |  | Pump, Heating Glycol System, Lower Level 2 Blower Room, Headworks
120986 | THC-ACC-HTR-6015 | Heater, Unit, Glycol, Heating System, Ground Floor, Screen Room, Headworks | THC-ACC-P-6003 | H.V.A.C.,Heater,Unit | HVAC |  | HTR | http://www.toronto.ca/TWONTO#heater |  | Pump, Heating Glycol System, Lower Level 2 Blower Room, Headworks
120987 | THC-ACC-HTR-6018 | Heater, Unit, Glycol, Heating System, Lower Level 2, Blower Room, Headworks | THC-ACC-P-6003 | H.V.A.C.,Heater,Unit | HVAC |  | HTR | http://www.toronto.ca/TWONTO#heater |  | Pump, Heating Glycol System, Lower Level 2 Blower Room, Headworks
120988 | THC-ACC-HTR-6020 | Heater, Unit, Glycol, Heating System, Lower Level 2, Vortex Pipe Gallery, Headworks | THC-ACC-P-6003 | H.V.A.C.,Heater,Unit | HVAC |  | HTR | http://www.toronto.ca/TWONTO#heater |  | Pump, Heating Glycol System, Lower Level 2 Blower Room, Headworks
120989 | THC-ACC-HTR-6021 | Heater, Unit, Electric, Heating System, Ground Floor, Electrical Room, Headworks | THC-ELS-MCC-4022 | H.V.A.C.,Heater,Unit | HVAC |  | HTR | http://www.toronto.ca/TWONTO#heater |  | Motor Control Centre, Electrical Room, Headworks
120990 | THC-ACC-HTR-6022 | Heater, Unit, Electric, Heating System, Ground Floor, Electrical Room, Headworks | THC-ELS-MCC-4022 | H.V.A.C.,Heater,Unit | HVAC |  | HTR | http://www.toronto.ca/TWONTO#heater |  | Motor Control Centre, Electrical Room, Headworks
120991 | THC-ACC-HTR-6023 | Heater, Unit, Electric, Heating System, Lower Level 2, Stair A, Headworks | THC-ELS-LP-4041A | H.V.A.C.,Heater,Unit | HVAC |  | HTR | http://www.toronto.ca/TWONTO#heater |  | Lighting Panel, Blower Room, Headworks
120992 | THC-ACC-HTR-6027 | Heater, Unit, Electric, Heating System, Ground Floor, Stair D, Headworks | THC-ELS-LP-4043A | H.V.A.C.,Heater,Unit | HVAC |  | HTR | http://www.toronto.ca/TWONTO#heater |  | Lighting Panel, Storage Room, Headworks
120993 | THC-ACC-HTR-6029 | Heater, Unit, Electric, Heating System, Ground Floor, Stair A, Headworks | THC-ELS-LP-4024A | H.V.A.C.,Heater,Unit | HVAC |  | HTR | http://www.toronto.ca/TWONTO#heater |  | Lighting Panel, Electrical Room, Headworks
120994 | THC-ACC-HTR-6030 | Heater, Unit, Glycol, Heating System, 2nd Floor Mech Room #2, Headworks | THC-ACC-P-6003 | H.V.A.C.,Heater,Unit | HVAC |  | HTR | http://www.toronto.ca/TWONTO#heater |  | Pump, Heating Glycol System, Lower Level 2 Blower Room, Headworks
120995 | THC-ACC-HTR-6302 | Heater, Heating Coil, Glycol, AHU-6300, 2nd Floor Mech Room #1, Headworks | THC-ACC-AHU-6300 | Heater | HVAC |  | HTR | heating_coil |  | Air Handling Unit, Screen Room/Conveyor Areas, 2nd Floor Mech Room #1, Headworks
120996 | THC-ACC-HTR-6402 | Heater, Heating Coil, Glycol, 2nd Floor Mech Room #1, Headworks | THC-ACC-AHU-6400 | Heater | HVAC |  | HTR | heating_coil |  | Air Handling Unit, Screen Room/Conveyor Areas, 2nd Floor Mech Room #1, Headworks
120999 | THC-ACC-HU-0051 | Humidifier, Admin. Building, Ground Floor, Control Room 155 | THC-ACC-BLDG K |  | HVAC |  | HU | http://www.toronto.ca/TWONTO#humidier |  | Administration Building, HVAC
121005 | THC-ACC-MAN-0016 | Manifold, Snow Melting System, Zone #6, Admin Building | THC-ACC-BLDG K |  | HVAC |  | MAN | http://www.toronto.ca/TWONTO#pipe_manifold |  | Administration Building, HVAC
121006 | THC-ACC-MAN-0041 | Manifold, Snow Melting System, Zone #4, Admin Building | THC-ACC-BLDG K |  | HVAC |  | MAN | http://www.toronto.ca/TWONTO#pipe_manifold |  | Administration Building, HVAC
121007 | THC-ACC-MAN-0051 | Manifold, Snow Melting System, Zone #5, Admin Building | THC-ACC-BLDG K |  | HVAC |  | MAN | http://www.toronto.ca/TWONTO#pipe_manifold |  | Administration Building, HVAC
121008 | THC-ACC-MEQ-0701 | Air Separator,Heating Glycol Supply,HVAC Systems,Thickening Building | THC-ACC-BLDG J | H.V.A.C. | HVAC |  | MEQ | ? |  | TWAS Building, HVAC
121009 | THC-ACC-MEQ-0801 | Air Separator,Heating Glycol Supply,HVAC Systems,Sludge Storage Building | THC-ACC-BLDG D | H.V.A.C. | HVAC |  | MEQ | ? |  | Sludge Holding Tanks Building HVAC
121010 | THC-ACC-MEQ-5801 | Energy/Heat recovery,Heat Exchanger,Office,Plant Stores | THC-ACC-BLDG B |  | HVAC |  | MEQ | http://www.toronto.ca/TWONTO#heat_exchanger |  | Mechanical Shop (Chlorine) Building HVAC
121011 | THC-ACC-MEQ-5901 | Penthouse,Louvered,Disinfection Bldg,Roof | THC-ACC-BLDG G |  | HVAC |  | MEQ | ? |  | Air Treatment Building HVAC
121017 | THC-ACC-P-0011 | Pump, Centrifugal, Hydronic Heating, Hot Water, Admin. Building Basement Mechanical Room B104 | THC-ACC-BLDG K |  | HVAC |  | P | http://www.toronto.ca/TWONTO#pump_set_-_with_drive |  | Administration Building, HVAC
121018 | THC-ACC-P-0013 | Pump, Centrifugal, Snow-Melting, Glycol, Admin. Building Basement Mechanical Room B104 | THC-ACC-BLDG K |  | HVAC |  | P | http://www.toronto.ca/TWONTO#pump_set_-_with_drive |  | Administration Building, HVAC
121019 | THC-ACC-P-0014 | Pump, Centrifugal, Snow-Melting, Glycol, Admin. Building Basement Mechanical Room B104 | THC-ACC-BLDG K |  | HVAC |  | P | http://www.toronto.ca/TWONTO#pump_set_-_with_drive |  | Administration Building, HVAC
121020 | THC-ACC-P-0017 | Pump, Snow-Melt Injection, Hot Water, Admin. Building Basement Mechanical Room B104 | THC-ACC-BLDG K |  | HVAC |  | P | http://www.toronto.ca/TWONTO#pump_set_-_with_drive |  | Administration Building, HVAC
121023 | THC-ACC-P-0031 | Pump, Snow Melting System, Manifold MAN-0011, Zone #1, Admin Building, North/West Area | THC-ACC-MAN-0011 |  | HVAC |  | P | http://www.toronto.ca/TWONTO#pump_set_-_with_drive |  | Manifold, Snow Melting System, Zone #1, Admin Building, North/West Area
121024 | THC-ACC-P-0032 | Pump, Snow Melting System, Manifold MAN-0012, Zone #2, Admin Building, South/West Area | THC-ACC-MAN-0012 |  | HVAC |  | P | http://www.toronto.ca/TWONTO#pump_set_-_with_drive |  | Manifold, Snow Melting System, Zone #2, Admin Building, South/West Area
121025 | THC-ACC-P-0035 | Pump, Snow Melting System, Manifold MAN-0015, Zone #5, Admin Building, Courtyard Area | THC-ACC-MAN-0015 |  | HVAC |  | P | http://www.toronto.ca/TWONTO#pump_set_-_with_drive |  | Manifold, Snow Melting System, Zone #5, Admin Building, Courtyard Area
121026 | THC-ACC-P-0036 | Pump, Snow Melting System, Manifold MAN-0016, Zone #6 | THC-ACC-BLDG K |  | HVAC |  | P | http://www.toronto.ca/TWONTO#pump_set_-_with_drive |  | Administration Building, HVAC
121027 | THC-ACC-P-0041 | Pump, Snow Melting System, Manifold MAN-0011, Zone #1, Admin Building, North/West Area | THC-ACC-BLDG K |  | HVAC |  | P | http://www.toronto.ca/TWONTO#pump_set_-_with_drive |  | Administration Building, HVAC
121028 | THC-ACC-P-0045 | Pump, Snow Melting System, Manifold MAN-0015, Zone #5, Admin Building, Courtyard Area | THC-ACC-BLDG K |  | HVAC |  | P | http://www.toronto.ca/TWONTO#pump_set_-_with_drive |  | Administration Building, HVAC
121033 | THC-ACC-P-0217 | Pump, Glycol, Tunnel T19, Phase IV Secondary | THC-ACC-AHU-2170 |  | HVAC |  | P | http://www.toronto.ca/TWONTO#pump_set_-_with_drive |  | Air Handling Unit, Tunnel T19, Phase IV Secondary
121076 | THC-ACC-P-6003 | Pump, Heating Glycol System, Lower Level 2 Blower Room, Headworks | THC-ACC-AHU-6100 | Pump | HVAC |  | P | http://www.toronto.ca/TWONTO#pump_set_-_with_drive |  | Air Handling Unit, Truck Loading Bay, Mech Room #2, Headworks
121077 | THC-ACC-P-6005 | Pump, Glycol System Makeup, Lower Level 2 Blower Room, Headworks | THC-ACC-P-6003 | Pump | HVAC |  | P | http://www.toronto.ca/TWONTO#pump_set_-_with_drive |  | Pump, Heating Glycol System, Lower Level 2 Blower Room, Headworks
121095 | THC-ACC-PDIT-0021 | Transmitter, Pressure Diffrential, Snow-Melting Glycol System, Zone 4, Admin Bldg, South/East Area | THC-ACC-MAN-0014 |  | HVAC |  | PDIT | http://www.toronto.ca/TWONTO#pressure_transmitter |  | Manifold, Snow Melting System, Zone #4, Admin Building, South/East Area
121096 | THC-ACC-PDIT-0022 | Transmitter, Pressure Diffrential, Between Hot Water Supply/Return to Unit and Force Flow Heaters | THC-ACC-BLDG K |  | HVAC |  | PDIT | http://www.toronto.ca/TWONTO#pressure_transmitter |  | Administration Building, HVAC
121097 | THC-ACC-PDIT-0022 | Transmitter, Pressure Diffrential, Between Hot Water Supply/Return to Unit and Force Flow Heaters | THC-ACC-MAN-0014 |  | HVAC |  | PDIT | http://www.toronto.ca/TWONTO#pressure_transmitter |  | Manifold, Snow Melting System, Zone #4, Admin Building, South/East Area
121105 | THC-ACC-PDIT-6004 | Transmitter, Pressure Differential, Sec Loop, HE-6001, Lower Level 2 Blower Room, Headworks | THC-ACC-HE-6001 | Transmitter,Pressure | HVAC |  | PDIT | http://www.toronto.ca/TWONTO#pressure_transmitter |  | Heat Exchanger, Heating Glycol System, Lower Level 2 Blower Room, Headworks
121106 | THC-ACC-PDIT-6006 | Transmitter, Pressure Differential, Sec Loop, HE-6002, Lower Level 2 Blower Room, Headworks | THC-ACC-HE-6002 | Transmitter,Pressure | HVAC |  | PDIT | http://www.toronto.ca/TWONTO#pressure_transmitter |  | Heat Exchanger, Heating Glycol System, Lower Level 2 Blower Room, Headworks
121107 | THC-ACC-PDIT-6201 | Transmitter, Pressure Differential, Filter, 2nd Floor Mech Room #2, Headworks | THC-ACC-AHU-6200 | Transmitter,Pressure,Differential | HVAC |  | PDIT | http://www.toronto.ca/TWONTO#pressure_transmitter |  | Air Handling Unit, Blower Room, 2nd Floor Mech Room #2, Headworks
121108 | THC-ACC-PDIT-6202 | Transmitter, Pressure Differential, Filter, 2nd Floor Mech Room #2, Headworks | THC-ACC-AHU-6200 | Transmitter,Pressure,Differential | HVAC |  | PDIT | http://www.toronto.ca/TWONTO#pressure_transmitter |  | Air Handling Unit, Blower Room, 2nd Floor Mech Room #2, Headworks
121109 | THC-ACC-PDIT-6301 | Transmitter, Pressure Differential, Filter, 2nd Floor Mech Room #1, Headworks | THC-ACC-AHU-6300 | Transmitter,Pressure,Differential | HVAC |  | PDIT | http://www.toronto.ca/TWONTO#pressure_transmitter |  | Air Handling Unit, Screen Room/Conveyor Areas, 2nd Floor Mech Room #1, Headworks
121110 | THC-ACC-PDIT-6302 | Transmitter, Pressure Differential, Filter, 2nd Floor Mech Room #1, Headworks | THC-ACC-AHU-6300 | Transmitter,Pressure,Differential | HVAC |  | PDIT | http://www.toronto.ca/TWONTO#pressure_transmitter |  | Air Handling Unit, Screen Room/Conveyor Areas, 2nd Floor Mech Room #1, Headworks
121111 | THC-ACC-PDIT-6501 | Transmitter, Pressure Differential, Serving Filter, 2nd Floor Mech Room #1, Headworks | THC-ACC-AHU-6500 | Transmitter,Pressure,Differential | HVAC |  | PDIT | http://www.toronto.ca/TWONTO#pressure_transmitter |  | Air Handling Unit, Pipe Gallery, 2nd Floor Mech Room #1, Headworks
121112 | THC-ACC-PDIT-6502 | Transmitter, Pressure Differential, Serving Filter, 2nd Floor Mech Room #1, Headworks | THC-ACC-AHU-6500 | Transmitter,Pressure,Differential | HVAC |  | PDIT | http://www.toronto.ca/TWONTO#pressure_transmitter |  | Air Handling Unit, Pipe Gallery, 2nd Floor Mech Room #1, Headworks
121113 | THC-ACC-PDIT-6591 | Transmitter, Pressure Differential, Filter F-6591, 2nd Floor, Mech Room #1, Headworks | THC-ACC-F-6591 | Transmitter,Pressure | HVAC |  | PDIT | http://www.toronto.ca/TWONTO#pressure_transmitter |  | Filter, Outdoor Air Plenum, 2nd Floor, Mech Room #1, Headworks
121123 | THC-ACC-PIT-0014 | Transmitter, Pressure, Glycol Supply, Snow Melting System, Admin Building | THC-ACC-P-0014 |  | HVAC |  | PIT | http://www.toronto.ca/TWONTO#pressure_transmitter |  | Pump, Centrifugal, Snow-Melting, Glycol, Admin. Building Basement Mechanical Room B104
121124 | THC-ACC-PIT-0015 | Transmitter, Pressure, Glycol Return, Snow Melting System, Admin Building | THC-ACC-P-0014 |  | HVAC |  | PIT | http://www.toronto.ca/TWONTO#pressure_transmitter |  | Pump, Centrifugal, Snow-Melting, Glycol, Admin. Building Basement Mechanical Room B104
121125 | THC-ACC-PIT-0016 | Transmitter, Pressure, Expansion Tank, T-0011, Snow Melting Glycol System, | THC-ACC-T-0011 |  | HVAC |  | PIT | http://www.toronto.ca/TWONTO#pressure_transmitter |  | Tank, Snow-Melting Glycol System, Admin. Building Basement Mechanical Room West
121136 | THC-ACC-PIT-6002 | Transmitter, Pressure, Primary Loop, Hot Water Supply Pipe, Lower Level 2 Blower Room Headworks | THC-ACC-HE-6002 | Transmitter,Pressure | HVAC |  | PIT | http://www.toronto.ca/TWONTO#pressure_transmitter |  | Heat Exchanger, Heating Glycol System, Lower Level 2 Blower Room, Headworks
121137 | THC-ACC-PIT-6007 | Pressure, Transmitter , Heating Glycol System, Lower Level 2 Blower Room, Headworks | THC-ACC-HE-6001 | Transmitter,Pressure | HVAC |  | PIT | http://www.toronto.ca/TWONTO#pressure_transmitter |  | Heat Exchanger, Heating Glycol System, Lower Level 2 Blower Room, Headworks
121140 | THC-ACC-PSH-6101 | Switch, Pressure, High, S/A Duct, Truck Loading Bay, 2nd Floor Mech Room #2, Headworks | THC-ACC-AHU-6100 | Switch,Pressure-High | HVAC |  | PSH | http://www.toronto.ca/TWONTO#pressure_switch |  | Air Handling Unit, Truck Loading Bay, Mech Room #2, Headworks
121141 | THC-ACC-PSH-6201 | Switch, Pressure, High, S/A Duct, Blower Room, 2nd Floor Mech Room #2, Headworks | THC-ACC-AHU-6200 | Switch,Pressure-High | HVAC |  | PSH | http://www.toronto.ca/TWONTO#pressure_switch |  | Air Handling Unit, Blower Room, 2nd Floor Mech Room #2, Headworks
121142 | THC-ACC-PSH-6501 | Switch, Pressure, High, S/A, Pipe Gallery, 2nd Floor Mech Room #1, Headworks | THC-ACC-AHU-6500 | Switch,Pressure-High | HVAC |  | PSH | http://www.toronto.ca/TWONTO#pressure_switch |  | Air Handling Unit, Pipe Gallery, 2nd Floor Mech Room #1, Headworks
121146 | THC-ACC-PSL-6401 | Switch, Pressure, Low, Inlet, Supply Fan FN-6401, 2nd Floor Mech Room #1, Headworks | THC-ACC-AHU-6400 | Switch,Pressure-Low | HVAC |  | PSL | http://www.toronto.ca/TWONTO#pressure_switch |  | Air Handling Unit, Screen Room/Conveyor Areas, 2nd Floor Mech Room #1, Headworks
121147 | THC-ACC-PSL-6441 | Switch, Pressure, Low, Inlet, Exhaust Fan FN-6440, 2nd Floor Mech Room #1, Headworks | THC-ACC-AHU-6400 | Switch,Pressure-Low | HVAC |  | PSL | http://www.toronto.ca/TWONTO#pressure_switch |  | Air Handling Unit, Screen Room/Conveyor Areas, 2nd Floor Mech Room #1, Headworks
121163 | THC-ACC-STR-3012 | Strainer,Suction,Plant Hot Water Supply Recirc. Pump 3013,Boiler Building | THC-ACC-P-3013 | Strainer,Self Cleaning Motorized | HVAC |  | STR | http://www.toronto.ca/TWONTO#strainer |  | Pump,Centrifugal,Plant Hot Water Supply,Recirc.,Boiler Building
121164 | THC-ACC-STR-3032 | Strainer,Suction,Plant Hot Water Supply Recirc. Pump 3033,Boiler Building | THC-ACC-P-3033 | Strainer,Self Cleaning Motorized | HVAC |  | STR | http://www.toronto.ca/TWONTO#strainer |  | Pump,Centrifugal,Plant Hot Water Supply Recirc.,Boiler Building
121165 | THC-ACC-STR-3042 | Strainer,Suction,Plant Hot Water Supply Recirc. Pump 3043,Boiler Building | THC-ACC-P-3043 | Strainer,Self Cleaning Motorized | HVAC |  | STR | http://www.toronto.ca/TWONTO#strainer |  | Pump,Centrifugal,Plant Hot Water Supply Recirc.,Boiler Building
121173 | THC-ACC-STR-6010 | Strainer, Hot Water Supply, Lower Level 2 Blower Room, Headworks | THC-ACC-HE-6001 | Filter | HVAC |  | STR | http://www.toronto.ca/TWONTO#strainer |  | Heat Exchanger, Heating Glycol System, Lower Level 2 Blower Room, Headworks
121174 | THC-ACC-STR-6020 | Strainer, Hot Water Supply, Lower Level 2 Blower Room, Headworks | THC-ACC-P-6001 | Filter | HVAC |  | STR | http://www.toronto.ca/TWONTO#strainer |  | Pump, Hot Water System, Lower Level 2 operating gallery
121175 | THC-ACC-STR-6040 | Strainer, P-6002, Lower Level 2 Blower Room, Headworks | THC-ACC-P-6002 | Filter | HVAC |  | STR | http://www.toronto.ca/TWONTO#strainer |  | Pump, Hot Water System, Lower Level 2 Blower Room, Headworks
121176 | THC-ACC-STR-6080 | Strainer, P-6004, Lower Level 2 Blower Room, Headworks | THC-ACC-P-6004 | Filter | HVAC |  | STR | http://www.toronto.ca/TWONTO#strainer |  | Pump, Heating Glycol System, Lower Level 2 Blower Room, Headworks
121177 | THC-ACC-STR-6110 | Strainer, AHU-6100, Mech Room #2, Headworks | THC-ACC-AHU-6100 | Filter | HVAC |  | STR | http://www.toronto.ca/TWONTO#strainer |  | Air Handling Unit, Truck Loading Bay, Mech Room #2, Headworks
121178 | THC-ACC-STR-6510 | Strainer, AHU-6500, 2nd Floor Mech Room #1, Headworks | THC-ACC-AHU-6500 | Filter | HVAC |  | STR | http://www.toronto.ca/TWONTO#strainer |  | Air Handling Unit, Pipe Gallery, 2nd Floor Mech Room #1, Headworks
121196 | THC-ACC-T-0901 | Domestic Hot Water Tank, Dechlorination Building | THC-PWA-HWT |  | HVAC |  | T | http://www.toronto.ca/TWONTO#tanked_hot_water_heater |  | Domestic Hot Water Tanks
121203 | THC-ACC-T-6001 | Tank, Glycol Makeup Package, 2nd Floor Mech Room #2, Headworks | THC-ACC-HE-6001 | Tank | HVAC |  | T | http://www.toronto.ca/TWONTO#chemical_storage_tank |  | Heat Exchanger, Heating Glycol System, Lower Level 2 Blower Room, Headworks
121204 | THC-ACC-T-6002 | Tank, Expansion, Heating Water, Glycol System, Lower Level 2 Blower Room, Headworks | THC-ACC-HE-6001 | Tank | HVAC |  | T | expansion_tank |  | Heat Exchanger, Heating Glycol System, Lower Level 2 Blower Room, Headworks
121205 | THC-ACC-T-6003 | Tank, Expansion, Heating Water, Glycol System, Lower Level 2 Blower Room, Headworks | THC-ACC-HE-6001 | Tank | HVAC |  | T | expansion_tank |  | Heat Exchanger, Heating Glycol System, Lower Level 2 Blower Room, Headworks
121206 | THC-ACC-T-6007 | Heater, Instantaneous, Domestic Water, Screen Room Emergency Eyewash, Ground Floor Shaft, Headworks | THC-PLT-BLDG-0001 | Tank,Domestic Hot Water | HVAC |  | T | http://www.toronto.ca/TWONTO#tanked_hot_water_heater |  | New Head House, preliminary process
121210 | THC-ACC-TC-0104 | Controller,Temperature,Heater 0104,Phase 4 Access Building No.3 | THC-ACC-HTR-0104 | Air Handling Unit | HVAC |  | TC | http://www.toronto.ca/TWONTO#thermostat_or_zone_controller_unit |  | Heater,Electric,Elec RM Access Building No.3,Phase 4, bldg.O
121211 | THC-ACC-TC-0105 | Controller,Temperature,Heater 0105,Vestibule,Phase 4 Access Building No.3 | THC-ACC-HTR-0105 | Air Handling Unit | HVAC |  | TC | http://www.toronto.ca/TWONTO#thermostat_or_zone_controller_unit |  | Heater,Electric,Vestibule,Phase 4 Access Building No.3, bldg.O
121212 | THC-ACC-TC-0106 | Controller,Temperature,Heater 0106,Phase 4 Access Building No.3 | THC-ACC-HTR-0106 | Air Handling Unit | HVAC |  | TC | http://www.toronto.ca/TWONTO#thermostat_or_zone_controller_unit |  | Duct Heater,Pressurization System,Access Building No.3,Phase 4, bldg.O
121213 | THC-ACC-TC-0116 | Controller,Temperature,Heater 0116,Phase 1 Access Building No.1 | THC-ACC-HTR-0116 | Air Handling Unit | HVAC |  | TC | http://www.toronto.ca/TWONTO#thermostat_or_zone_controller_unit |  | Heater,Electric,Vestibule Access Building No.1,Phase 1, bldg.H
121214 | THC-ACC-TC-0117 | Controller,Temperature,Heater 0117,Phase 1 Access Building No.1 | THC-ACC-HTR-0117 | Air Handling Unit | HVAC |  | TC | http://www.toronto.ca/TWONTO#thermostat_or_zone_controller_unit |  | Heater,Electric,Elec RM Access Building No.1,Phase 1
121215 | THC-ACC-TC-0126 | Controller,Temperature,Heater 0126,Scrubber Room,Phase 4 Aeration Building | THC-ACC-HTR-0126 | Air Handling Unit | HVAC |  | TC | http://www.toronto.ca/TWONTO#thermostat_or_zone_controller_unit |  | Unit Heater,Scrubber Room,Phase 4, bldg.O
121216 | THC-ACC-TC-0127 | Controller,Temperature,Heater 0127,Ozonation Room,Phase 4 Aeration Building | THC-ACC-HTR-0127 | Air Handling Unit | HVAC |  | TC | http://www.toronto.ca/TWONTO#thermostat_or_zone_controller_unit |  | Unit Heater,Ozonator Room,Phase 4, bldg.O
121217 | THC-ACC-TC-0128 | Controller,Temperature,Heater 0128,Ozonation Room,Phase 4 Aeration Building | THC-ACC-HTR-0128 | Air Handling Unit | HVAC |  | TC | http://www.toronto.ca/TWONTO#thermostat_or_zone_controller_unit |  | Unit Heater,Ozonator Room,Phase 4, bldg.O
121218 | THC-ACC-TC-0566 | Controller,Temperature,Heater 0566,Electrical Room,Lower Plant Blower Building | THC-ACC-HTR-0566 | Air Handling Unit | HVAC |  | TC | http://www.toronto.ca/TWONTO#thermostat_or_zone_controller_unit |  | Heater,Electric,Electrical Room,Blower Building,Lower Plant, bldg.A
121280 | THC-ACC-TIT-6000 | Transmitter, Temperature, Domestic Hot Water, 2nd Floor Mech Room #1 | THC-ACC-T-6006 | Transmitter,Temperature | HVAC |  | TIT | http://www.toronto.ca/TWONTO#temperature_transmitter |  | Heater, Instantaneous, Domestic Water, Washroom, Ground Floor Washroom, Headworks
121281 | THC-ACC-TIT-6001 | Transmitter, Temperature, Return Pipe, Bridge Hot Water, Lower Level 2 Service Conn. Room, Headworks | THC-ACC-HE-6001 | Transmitter,Temperature | HVAC |  | TIT | http://www.toronto.ca/TWONTO#temperature_transmitter |  | Heat Exchanger, Heating Glycol System, Lower Level 2 Blower Room, Headworks
121282 | THC-ACC-TIT-6002 | Transmitter, Temperature, Supply Pipe, Bridge Hot Water, Lower Level 2 Service Conn. Room, Headworks | THC-ACC-HE-6002 | Transmitter,Temperature | HVAC |  | TIT | http://www.toronto.ca/TWONTO#temperature_transmitter |  | Heat Exchanger, Heating Glycol System, Lower Level 2 Blower Room, Headworks
121283 | THC-ACC-TIT-6003 | Transmitter, Temperature, Primary Loop, Hot Water Return, Lower Level 2 Blower Room, Headworks | THC-ACC-HE-6001 | Transmitter,Temperature | HVAC |  | TIT | http://www.toronto.ca/TWONTO#temperature_transmitter |  | Heat Exchanger, Heating Glycol System, Lower Level 2 Blower Room, Headworks
121284 | THC-ACC-TIT-6004 | Transmitter, Temperature, Primary Loop, Hot Water Supply, Lower Level 2 Blower Room, Headworks | THC-ACC-HE-6002 | Transmitter,Temperature | HVAC |  | TIT | http://www.toronto.ca/TWONTO#temperature_transmitter |  | Heat Exchanger, Heating Glycol System, Lower Level 2 Blower Room, Headworks
121285 | THC-ACC-TIT-6008 | Transmitter, Temperature, Prim Loop, HWR After HE-6002, Lower Level 2 Blower Room, Headworks | THC-ACC-HE-6002 | Transmitter,Temperature | HVAC |  | TIT | http://www.toronto.ca/TWONTO#temperature_transmitter |  | Heat Exchanger, Heating Glycol System, Lower Level 2 Blower Room, Headworks
121286 | THC-ACC-TIT-6009 | Transmitter, Temperature, Sec Loop, Glycol Supply Distr. Sys, Lower Level 2 Blower Room, Headworks | THC-ACC-HE-6001 | Transmitter,Temperature | HVAC |  | TIT | http://www.toronto.ca/TWONTO#temperature_transmitter |  | Heat Exchanger, Heating Glycol System, Lower Level 2 Blower Room, Headworks
121287 | THC-ACC-TIT-6010 | Transmitter, Temperature, Sec Loop, Glycol Supply Distr. Sys, Lower Level 2 Blower Room, Headworks | THC-ACC-HE-6001 | Transmitter,Temperature | HVAC |  | TIT | http://www.toronto.ca/TWONTO#temperature_transmitter |  | Heat Exchanger, Heating Glycol System, Lower Level 2 Blower Room, Headworks
121288 | THC-ACC-TIT-6102 | Transmitter, Temperature, Space, Truck Loading Bay #2, Headworks | THC-ACC-AHU-6100 | Transmitter,Temperature | HVAC |  | TIT | http://www.toronto.ca/TWONTO#temperature_transmitter |  | Air Handling Unit, Truck Loading Bay, Mech Room #2, Headworks
121289 | THC-ACC-TIT-6106 | Transmitter, Temperature, O/A from Solar Wall Air, 2nd Floor Mech Room #2, Headworks | THC-ACC-AHU-6100 | Transmitter,Temperature | HVAC |  | TIT | http://www.toronto.ca/TWONTO#temperature_transmitter |  | Air Handling Unit, Truck Loading Bay, Mech Room #2, Headworks
121290 | THC-ACC-TIT-6107 | Transmitter, Temperature, O/A from Solar Wall Air, 2nd Floor Mech Room #2, Headworks | THC-ACC-AHU-6100 | Transmitter,Temperature | HVAC |  | TIT | http://www.toronto.ca/TWONTO#temperature_transmitter |  | Air Handling Unit, Truck Loading Bay, Mech Room #2, Headworks
121291 | THC-ACC-TIT-6108 | Transmitter, Temperature, Supply Air, Truck loading bay, 2nd Floor Mech Room #2, Headworks | THC-ACC-AHU-6100 | Transmitter,Temperature | HVAC |  | TIT | http://www.toronto.ca/TWONTO#temperature_transmitter |  | Air Handling Unit, Truck Loading Bay, Mech Room #2, Headworks
121292 | THC-ACC-TIT-6202 | Transmitter, Temperature, S/A Duct, Blower Room, 2nd Floor Mech Room #2, Headworks | THC-ACC-AHU-6200 | Transmitter,Temperature | HVAC |  | TIT | http://www.toronto.ca/TWONTO#temperature_transmitter |  | Air Handling Unit, Blower Room, 2nd Floor Mech Room #2, Headworks
121293 | THC-ACC-TIT-6203 | Transmitter, Temperature, Space, Blower Room, Headworks | THC-ACC-AHU-6200 | Transmitter,Temperature | HVAC |  | TIT | http://www.toronto.ca/TWONTO#temperature_transmitter |  | Air Handling Unit, Blower Room, 2nd Floor Mech Room #2, Headworks
121294 | THC-ACC-TIT-6291 | Transmitter, Temperature, Space, 2nd Floor, Mech Room #2, Headworks | THC-ACC-FN-6290 | Transmitter,Temperature | HVAC |  | TIT | http://www.toronto.ca/TWONTO#temperature_transmitter |  | Fan, Exhaust, Mechanical Room #2, Roof, Headworks
121295 | THC-ACC-TIT-6301 | Transmitter, Temperature, O/A, Solar Wall, AHU-6300, 2nd Floor Mech Room #1, Headworks | THC-ACC-AHU-6300 | Transmitter,Temperature | HVAC |  | TIT | http://www.toronto.ca/TWONTO#temperature_transmitter |  | Air Handling Unit, Screen Room/Conveyor Areas, 2nd Floor Mech Room #1, Headworks
121296 | THC-ACC-TIT-6304 | Transmitter, Temperature, O/A, Solar Wall, AHU-6400, 2nd Floor Mech Room #1, Headworks | THC-ACC-AHU-6300 | Transmitter,Temperature | HVAC |  | TIT | http://www.toronto.ca/TWONTO#temperature_transmitter |  | Air Handling Unit, Screen Room/Conveyor Areas, 2nd Floor Mech Room #1, Headworks
121297 | THC-ACC-TIT-6311 | Transmitter, Temperature, Space, Screen Room/Conveyor Areas, Headworks | THC-ACC-AHU-6300 | Transmitter,Temperature | HVAC |  | TIT | http://www.toronto.ca/TWONTO#temperature_transmitter |  | Air Handling Unit, Screen Room/Conveyor Areas, 2nd Floor Mech Room #1, Headworks
121298 | THC-ACC-TIT-6312 | Transmitter, Temperature, Space, Screen Room/Conveyor Areas, Headworks | THC-ACC-AHU-6300 | Transmitter,Temperature | HVAC |  | TIT | http://www.toronto.ca/TWONTO#temperature_transmitter |  | Air Handling Unit, Screen Room/Conveyor Areas, 2nd Floor Mech Room #1, Headworks
121299 | THC-ACC-TIT-6313 | Transmitter, Temperature, Space, Screen Room/Conveyor Areas, Headworks | THC-ACC-AHU-6300 | Transmitter,Temperature | HVAC |  | TIT | http://www.toronto.ca/TWONTO#temperature_transmitter |  | Air Handling Unit, Screen Room/Conveyor Areas, 2nd Floor Mech Room #1, Headworks
121300 | THC-ACC-TIT-6401 | Transmitter, Temperature, Mixed O/A & O/A From Solar Wall, 2nd Floor Mech Room #1, Headworks | THC-ACC-AHU-6400 | Transmitter,Temperature | HVAC |  | TIT | http://www.toronto.ca/TWONTO#temperature_transmitter |  | Air Handling Unit, Screen Room/Conveyor Areas, 2nd Floor Mech Room #1, Headworks
121301 | THC-ACC-TIT-6502 | Transmitter, Temperature, Supply Air, Pipe Gallery, 2nd Floor Mech Room #1, Headworks | THC-ACC-AHU-6500 | Transmitter,Temperature | HVAC |  | TIT | http://www.toronto.ca/TWONTO#temperature_transmitter |  | Air Handling Unit, Pipe Gallery, 2nd Floor Mech Room #1, Headworks
121302 | THC-ACC-TIT-6503 | Transmitter, Temperature, Space, Pipe Gallery, Lower level 2, Headworks | THC-ACC-AHU-6500 | Transmitter,Temperature | HVAC |  | TIT | http://www.toronto.ca/TWONTO#temperature_transmitter |  | Air Handling Unit, Pipe Gallery, 2nd Floor Mech Room #1, Headworks
121303 | THC-ACC-TIT-6504 | Transmitter, Temperature, Space, Pipe Gallery, Lower level 2, Headworks | THC-ACC-AHU-6500 | Transmitter,Temperature | HVAC |  | TIT | http://www.toronto.ca/TWONTO#temperature_transmitter |  | Air Handling Unit, Pipe Gallery, 2nd Floor Mech Room #1, Headworks
121304 | THC-ACC-TIT-6591 | Transmitter, Temperature, Space, 2nd Floor, Mech Room #1, Headworks | THC-ACC-FN-6590 | Transmitter,Temperature | HVAC |  | TIT | http://www.toronto.ca/TWONTO#temperature_transmitter |  | Fan, Exhaust, Mechanical Room #1, Roof, Headworks
121305 | THC-ACC-TIT-6592 | Transmitter, Temperature, Space, 2nd Floor, Mech Room #1, Headworks | THC-ACC-FN-6590 | Transmitter,Temperature | HVAC |  | TIT | http://www.toronto.ca/TWONTO#temperature_transmitter |  | Fan, Exhaust, Mechanical Room #1, Roof, Headworks
121323 | THC-ACC-TSH-6101 | Switch, Temperature, High, Truck Loading Bay, 2nd Floor Mech Room #2, Headworks | THC-ACC-AHU-6100 | Switch,Temperature-High | HVAC |  | TSH | http://www.toronto.ca/TWONTO#temperature_switch |  | Air Handling Unit, Truck Loading Bay, Mech Room #2, Headworks
121324 | THC-ACC-TSH-6203 | Switch, Temperature, High, S/A Duct, Blower Room, 2nd Floor Mech Room #2, Headworks | THC-ACC-AHU-6200 | Switch,Temperature-High | HVAC |  | TSH | http://www.toronto.ca/TWONTO#temperature_switch |  | Air Handling Unit, Blower Room, 2nd Floor Mech Room #2, Headworks
121325 | THC-ACC-TSH-6302 | Switch, Temperature, High, S/A Duct, Scrn Room/Conv. Areas, 2nd Fl. Mech Room #1, Headworks | THC-ACC-AHU-6300 | Switch,Temperature-High | HVAC |  | TSH | http://www.toronto.ca/TWONTO#temperature_switch |  | Air Handling Unit, Screen Room/Conveyor Areas, 2nd Floor Mech Room #1, Headworks
121326 | THC-ACC-TSH-6341 | Switch, Temperature, High, Inlet, Exhaust Fan FN-6340, East Roof, Headworks | THC-ACC-AHU-6300 | Switch,Temperature-High | HVAC |  | TSH | http://www.toronto.ca/TWONTO#temperature_switch |  | Air Handling Unit, Screen Room/Conveyor Areas, 2nd Floor Mech Room #1, Headworks
121327 | THC-ACC-TSH-6441 | Switch, Temperature, High, Inlet, Exhaust Fan FN-6440, East Roof, Headworks | THC-ACC-AHU-6400 | Switch,Temperature-High | HVAC |  | TSH | http://www.toronto.ca/TWONTO#temperature_switch |  | Air Handling Unit, Screen Room/Conveyor Areas, 2nd Floor Mech Room #1, Headworks
121330 | THC-ACC-TSL-0013 | Switch, Temperature, Ice in Slab, Snow Melting System, Zone #3, Admin Building, North/East Area | THC-ACC-CT-0123 |  | HVAC |  | TSL | http://www.toronto.ca/TWONTO#temperature_switch |  | Controller, MAN-0013, Admin Building, Snow Melting, Zone #3 PHASE 2
121331 | THC-ACC-TSL-0015 | Switch, Temperature, Ice in Slab, Snow Melting System, Zone #5, Admin Building, Courtyard Area | THC-ACC-CT-0125 |  | HVAC |  | TSL | http://www.toronto.ca/TWONTO#temperature_switch |  | Controller, MAN-0015, Admin Building, Snow Melting, Zone #5
121336 | THC-ACC-TSL-6301 | Switch, Temperature, Low, S/A Duct, Scrn Room/Conv. Areas, 2nd Fl. Mech Room #1, Headworks | THC-ACC-AHU-6300 | Switch,Temperature-Low | HVAC |  | TSL | http://www.toronto.ca/TWONTO#temperature_switch |  | Air Handling Unit, Screen Room/Conveyor Areas, 2nd Floor Mech Room #1, Headworks
121337 | THC-ACC-TSL-6501 | Switch, Temperature, Low, S/A, Pipe Gallery, 2nd Floor Mech Room #1, Headworks | THC-ACC-AHU-6500 | Switch,Temperature-Low | HVAC |  | TSL | http://www.toronto.ca/TWONTO#temperature_switch |  | Air Handling Unit, Pipe Gallery, 2nd Floor Mech Room #1, Headworks
121353 | THC-ACC-TT-0085 | Transmitter, Temperature, Room 124, Admin bldg. Building K | THC-ACC-BLDG K | H.V.A.C.,Air Conditioner | HVAC |  | TT | http://www.toronto.ca/TWONTO#temperature_transmitter |  | Administration Building, HVAC
121354 | THC-ACC-TT-0089 | Transmitter, Temperature, South hallway, Admin bldg. Building K | THC-ACC-BLDG K | H.V.A.C.,Air Conditioner | HVAC |  | TT | http://www.toronto.ca/TWONTO#temperature_transmitter |  | Administration Building, HVAC
121687 | THC-ACC-V-5206 | Valve, Motorized, Glycol System, Vestibul 106, Building X | THC-ACC-AC-5201 | Air Handling Unit | HVAC |  | V | http://www.toronto.ca/TWONTO#valve |  | Air Conditioning, Split, IT room
121688 | THC-ACC-V-5208 | Valve, Motorized, Glycol System, Office room, Building X | THC-ACC-AC-5201 | Air Handling Unit | HVAC |  | V | http://www.toronto.ca/TWONTO#valve |  | Air Conditioning, Split, IT room
121711 | THC-ACC-V-6002 | Valve, Motorized, Hot Water Return, HE-6001, Lower Level 2 Blower Room, Headworks | THC-ACC-HE-6001 | Valve,Ball | HVAC |  | V | http://www.toronto.ca/TWONTO#valve |  | Heat Exchanger, Heating Glycol System, Lower Level 2 Blower Room, Headworks
121712 | THC-ACC-V-6004 | Valve, Motorized, Hot Water Return, HE-6002, Lower Level 2 Blower Room, Headworks | THC-ACC-HE-6002 | Valve,Ball | HVAC |  | V | http://www.toronto.ca/TWONTO#valve |  | Heat Exchanger, Heating Glycol System, Lower Level 2 Blower Room, Headworks
121713 | THC-ACC-V-6005 | Valve, Motorized, Heating Glycol Supply/Return By-pass, Lower Level 2 Blower Room, Headworks | THC-ACC-HE-6001 | Valve,Ball | HVAC |  | V | http://www.toronto.ca/TWONTO#valve |  | Heat Exchanger, Heating Glycol System, Lower Level 2 Blower Room, Headworks
121714 | THC-ACC-V-6010 | Valve, Butterfly, Manual, Hot Water Supply , Lower Level 2 Blower Room, Headworks | THC-ACC-HE-6001 | Valve,Butterfly | HVAC |  | V | http://www.toronto.ca/TWONTO#valve |  | Heat Exchanger, Heating Glycol System, Lower Level 2 Blower Room, Headworks
121715 | THC-ACC-V-6011 | Valve, Butterfly, Manual, Hot Water Return, Lower Level 2 Blower Room, Headworks | THC-ACC-HE-6001 | Valve,Butterfly | HVAC |  | V | http://www.toronto.ca/TWONTO#valve |  | Heat Exchanger, Heating Glycol System, Lower Level 2 Blower Room, Headworks
121716 | THC-ACC-V-6012 | Valve, Manual, Circuit Balancing, Hot Water Return, Lower Level 2 Blower Room, Headworks | THC-ACC-HE-6001 | Valve | HVAC |  | V | http://www.toronto.ca/TWONTO#valve |  | Heat Exchanger, Heating Glycol System, Lower Level 2 Blower Room, Headworks
121717 | THC-ACC-V-6013 | Valve, Manual, Circuit Balancing, Hot Water Return, Lower Level 2 Blower Room, Headworks | THC-ACC-HE-6001 | Valve | HVAC |  | V | http://www.toronto.ca/TWONTO#valve |  | Heat Exchanger, Heating Glycol System, Lower Level 2 Blower Room, Headworks
121718 | THC-ACC-V-6015 | Valve, Butterfly, Manual, Glycol Bypass Isolation, Lower Level 2 Blower Room, Headworks | THC-ACC-HE-6001 | Valve,Butterfly | HVAC |  | V | http://www.toronto.ca/TWONTO#valve |  | Heat Exchanger, Heating Glycol System, Lower Level 2 Blower Room, Headworks
121719 | THC-ACC-V-6017 | Valve, Butterfly, Manual, Glycol Bypass Isolation, Lower Level 2 Blower Room, Headworks | THC-ACC-HE-6001 | Valve,Butterfly | HVAC |  | V | http://www.toronto.ca/TWONTO#valve |  | Heat Exchanger, Heating Glycol System, Lower Level 2 Blower Room, Headworks
121720 | THC-ACC-V-6022 | Valve, Ball, Manual, Hot Water, P-6001, Lower Level 2 Blower Room, Headworks | THC-ACC-P-6001 | Valve,Ball | HVAC |  | V | http://www.toronto.ca/TWONTO#valve |  | Pump, Hot Water System, Lower Level 2 operating gallery
121721 | THC-ACC-V-6023 | Valve, Ball, Manual, Hot Water, P-6001, Lower Level 2 Blower Room, Headworks | THC-ACC-P-6001 | Valve,Ball | HVAC |  | V | http://www.toronto.ca/TWONTO#valve |  | Pump, Hot Water System, Lower Level 2 operating gallery
121722 | THC-ACC-V-6027 | Valve, Ball, Manual, Hot Water, HE-6001, Lower Level 2 Blower Room, Headworks | THC-ACC-HE-6001 | Valve,Ball | HVAC |  | V | http://www.toronto.ca/TWONTO#valve |  | Heat Exchanger, Heating Glycol System, Lower Level 2 Blower Room, Headworks
121723 | THC-ACC-V-6029 | Valve, Butterfly, Manual, Hot Water, HE-6001, Lower Level 2 Blower Room, Headworks | THC-ACC-HE-6001 | Valve | HVAC |  | V | http://www.toronto.ca/TWONTO#valve |  | Heat Exchanger, Heating Glycol System, Lower Level 2 Blower Room, Headworks
121724 | THC-ACC-V-6030 | Valve, Multi Function, Hot Water Supply, P-6001, Lower Level 2 Blower Room, Headworks | THC-ACC-P-6001 | Valve | HVAC |  | V | http://www.toronto.ca/TWONTO#valve |  | Pump, Hot Water System, Lower Level 2 operating gallery
121725 | THC-ACC-V-6033 | Valve, Ball, Manual, Glycol, HE-6001, Lower Level 2 Blower Room, Headworks | THC-ACC-HE-6001 | Valve,Ball | HVAC |  | V | http://www.toronto.ca/TWONTO#valve |  | Heat Exchanger, Heating Glycol System, Lower Level 2 Blower Room, Headworks
121726 | THC-ACC-V-6034 | Valve, Ball, Manual, Glycol, HE-6001, Lower Level 2 Blower Room, Headworks | THC-ACC-HE-6001 | Valve,Ball | HVAC |  | V | http://www.toronto.ca/TWONTO#valve |  | Heat Exchanger, Heating Glycol System, Lower Level 2 Blower Room, Headworks
121727 | THC-ACC-V-6035 | Valve, Butterfly, Manual, Glycol, HE-6001, Lower Level 2 Blower Room, Headworks | THC-ACC-HE-6001 | Valve | HVAC |  | V | http://www.toronto.ca/TWONTO#valve |  | Heat Exchanger, Heating Glycol System, Lower Level 2 Blower Room, Headworks
121728 | THC-ACC-V-6037 | Valve, Butterfly, Manual, Glycol, HE-6001, Lower Level 2 Blower Room, Headworks | THC-ACC-HE-6001 | Valve | HVAC |  | V | http://www.toronto.ca/TWONTO#valve |  | Heat Exchanger, Heating Glycol System, Lower Level 2 Blower Room, Headworks
121729 | THC-ACC-V-6044 | Valve, Ball, Manual, Hot Water, P-6002, Lower Level 2 Blower Room, Headworks | THC-ACC-P-6002 | Valve,Ball | HVAC |  | V | http://www.toronto.ca/TWONTO#valve |  | Pump, Hot Water System, Lower Level 2 Blower Room, Headworks
121730 | THC-ACC-V-6048 | Valve, Ball, Manual, Hot Water, HE-6002, Lower Level 2 Blower Room, Headworks | THC-ACC-HE-6002 | Valve,Ball | HVAC |  | V | http://www.toronto.ca/TWONTO#valve |  | Heat Exchanger, Heating Glycol System, Lower Level 2 Blower Room, Headworks
121731 | THC-ACC-V-6050 | Valve, Multi Function, Hot Water Supply, P-6003, Lower Level 2 Blower Room, Headworks | THC-ACC-P-6003 | Valve | HVAC |  | V | http://www.toronto.ca/TWONTO#valve |  | Pump, Heating Glycol System, Lower Level 2 Blower Room, Headworks
121732 | THC-ACC-V-6051 | Valve, Butterfly, Manual, Hot Water, HE-6002, Lower Level 2 Blower Room, Headworks | THC-ACC-HE-6002 | Valve | HVAC |  | V | http://www.toronto.ca/TWONTO#valve |  | Heat Exchanger, Heating Glycol System, Lower Level 2 Blower Room, Headworks
121733 | THC-ACC-V-6054 | Valve, Ball, Manual, Glycol, HE-6002, Lower Level 2 Blower Room, Headworks | THC-ACC-HE-6002 | Valve,Ball | HVAC |  | V | http://www.toronto.ca/TWONTO#valve |  | Heat Exchanger, Heating Glycol System, Lower Level 2 Blower Room, Headworks
121734 | THC-ACC-V-6055 | Valve, Butterfly, Manual, Glycol, HE-6002, Lower Level 2 Blower Room, Headworks | THC-ACC-HE-6002 | Valve | HVAC |  | V | http://www.toronto.ca/TWONTO#valve |  | Heat Exchanger, Heating Glycol System, Lower Level 2 Blower Room, Headworks
121735 | THC-ACC-V-6062 | Valve, Ball, Manual, Glycol, P-6003, Lower Level 2 Blower Room, Headworks | THC-ACC-P-6003 | Valve,Ball | HVAC |  | V | http://www.toronto.ca/TWONTO#valve |  | Pump, Heating Glycol System, Lower Level 2 Blower Room, Headworks
121736 | THC-ACC-V-6082 | Valve, Ball, Manual, Glycol, P-6004, Lower Level 2 Blower Room, Headworks | THC-ACC-P-6004 | Valve,Ball | HVAC |  | V | http://www.toronto.ca/TWONTO#valve |  | Pump, Heating Glycol System, Lower Level 2 Blower Room, Headworks
121737 | THC-ACC-V-6083 | Valve, Ball, Manual, Glycol, P-6004, Lower Level 2 Blower Room, Headworks | THC-ACC-P-6004 | Valve,Ball | HVAC |  | V | http://www.toronto.ca/TWONTO#valve |  | Pump, Heating Glycol System, Lower Level 2 Blower Room, Headworks
121738 | THC-ACC-V-6084 | Valve, Ball, Manual, Glycol, P-6004, Lower Level 2 Blower Room, Headworks | THC-ACC-P-6004 | Valve,Ball | HVAC |  | V | http://www.toronto.ca/TWONTO#valve |  | Pump, Heating Glycol System, Lower Level 2 Blower Room, Headworks
121739 | THC-ACC-V-6086 | Valve, Butterfly, Manual, Glycol Supply, Lower Level 2 Blower Room, Headworks | THC-ACC-HE-6001 | Valve,Butterfly | HVAC |  | V | http://www.toronto.ca/TWONTO#valve |  | Heat Exchanger, Heating Glycol System, Lower Level 2 Blower Room, Headworks
121740 | THC-ACC-V-6087 | Valve, Butterfly, Manual, Glycol Supply, Lower Level 2 Blower Room, Headworks | THC-ACC-HE-6001 | Valve,Butterfly | HVAC |  | V | http://www.toronto.ca/TWONTO#valve |  | Heat Exchanger, Heating Glycol System, Lower Level 2 Blower Room, Headworks
121741 | THC-ACC-V-6088 | Valve, Butterfly, Manual, Glycol Supply, Lower Level 2 Blower Room, Headworks | THC-ACC-HE-6001 | Valve,Butterfly | HVAC |  | V | http://www.toronto.ca/TWONTO#valve |  | Heat Exchanger, Heating Glycol System, Lower Level 2 Blower Room, Headworks
121742 | THC-ACC-V-6092 | Valve, Circuit Balancing, Glycol Return, Lower Level 2 Blower Room, Headworks | THC-ACC-HE-6001 | Valve | HVAC |  | V | http://www.toronto.ca/TWONTO#valve |  | Heat Exchanger, Heating Glycol System, Lower Level 2 Blower Room, Headworks
121743 | THC-ACC-V-6099 | Valve, Pressure Relief, Manual, Glycol, HE-6002, Lower Level 2 Blower Room, Headworks | THC-ACC-HE-6002 | Valve,Pressure Relief | HVAC |  | V | http://www.toronto.ca/TWONTO#valve |  | Heat Exchanger, Heating Glycol System, Lower Level 2 Blower Room, Headworks
121744 | THC-ACC-V-6101 | Valve, Motorized, Glycol Heating Return Line, Second floor mechanical room #2 | THC-ACC-AHU-6100 | Valve,Ball | HVAC |  | V | http://www.toronto.ca/TWONTO#valve |  | Air Handling Unit, Truck Loading Bay, Mech Room #2, Headworks
121745 | THC-ACC-V-6111 | Valve, Ball, Manual, AHU-6100, Mech Room #2, Headworks | THC-ACC-AHU-6100 | Valve,Ball | HVAC |  | V | http://www.toronto.ca/TWONTO#valve |  | Air Handling Unit, Truck Loading Bay, Mech Room #2, Headworks
121746 | THC-ACC-V-6113 | Valve, Circuit Balancing, AHU-6100, 2nd Floor Mech Room #2, Headworks | THC-ACC-AHU-6100 | Valve,Ball | HVAC |  | V | http://www.toronto.ca/TWONTO#valve |  | Air Handling Unit, Truck Loading Bay, Mech Room #2, Headworks
121747 | THC-ACC-V-6114 | Valve, 2-Way Motorized, AHU-6100, 2nd Floor Mech Room #2, Headworks | THC-ACC-AHU-6100 | Valve,Ball | HVAC |  | V | http://www.toronto.ca/TWONTO#valve |  | Air Handling Unit, Truck Loading Bay, Mech Room #2, Headworks
121748 | THC-ACC-V-6201 | Valve, Motorized, Glycol Heating Return Line, Second floor mechanical room #2 | THC-ACC-AHU-6200 | Valve,Ball | HVAC |  | V | http://www.toronto.ca/TWONTO#valve |  | Air Handling Unit, Blower Room, 2nd Floor Mech Room #2, Headworks
121749 | THC-ACC-V-6211 | Valve, Ball, Manual, AHU-6200, 2nd Floor Mech Room #2, Headworks | THC-ACC-AHU-6200 | Valve,Ball | HVAC |  | V | http://www.toronto.ca/TWONTO#valve |  | Air Handling Unit, Blower Room, 2nd Floor Mech Room #2, Headworks
121750 | THC-ACC-V-6215 | Valve, Ball, AHU-6200, 2nd Floor Mech Room #2, Headworks | THC-ACC-AHU-6200 | Valve,Ball | HVAC |  | V | http://www.toronto.ca/TWONTO#valve |  | Air Handling Unit, Blower Room, 2nd Floor Mech Room #2, Headworks
121751 | THC-ACC-V-6216 | Valve, Circuit Balancing, AHU-6200, 2nd Floor Mech Room #2, Headworks | THC-ACC-AHU-6200 | Valve,Ball | HVAC |  | V | http://www.toronto.ca/TWONTO#valve |  | Air Handling Unit, Blower Room, 2nd Floor Mech Room #2, Headworks
121752 | THC-ACC-V-6217 | Valve, Ball, AHU-6200, 2nd Floor Mech Room #2, Headworks | THC-ACC-AHU-6200 | Valve,Ball | HVAC |  | V | http://www.toronto.ca/TWONTO#valve |  | Air Handling Unit, Blower Room, 2nd Floor Mech Room #2, Headworks
121753 | THC-ACC-V-6301 | Valve, Motorized, Glycol Heating Return Line, 2nd Floor Mech Room #1 | THC-ACC-AHU-6300 | Valve | HVAC |  | V | http://www.toronto.ca/TWONTO#valve |  | Air Handling Unit, Screen Room/Conveyor Areas, 2nd Floor Mech Room #1, Headworks
121754 | THC-ACC-V-6311 | Valve, Ball, Manual, AHU-6300, 2nd Floor Mech Room #1, Headworks | THC-ACC-AHU-6300 | Valve,Ball | HVAC |  | V | http://www.toronto.ca/TWONTO#valve |  | Air Handling Unit, Screen Room/Conveyor Areas, 2nd Floor Mech Room #1, Headworks
121755 | THC-ACC-V-6312 | Valve, Ball, Manual, AHU-6300, 2nd Floor Mech Room #1, Headworks | THC-ACC-AHU-6300 | Valve,Ball | HVAC |  | V | http://www.toronto.ca/TWONTO#valve |  | Air Handling Unit, Screen Room/Conveyor Areas, 2nd Floor Mech Room #1, Headworks
121756 | THC-ACC-V-6313 | Valve, Circuit Balancing, AHU-6300, 2nd Floor Mech Room #1, Headworks | THC-ACC-AHU-6300 | Valve,Ball | HVAC |  | V | http://www.toronto.ca/TWONTO#valve |  | Air Handling Unit, Screen Room/Conveyor Areas, 2nd Floor Mech Room #1, Headworks
121757 | THC-ACC-V-6314 | Valve, 3-Way Motorized, AHU-6300, 2nd Floor Mech Room #1, Headworks | THC-ACC-AHU-6300 | Valve | HVAC |  | V | http://www.toronto.ca/TWONTO#valve |  | Air Handling Unit, Screen Room/Conveyor Areas, 2nd Floor Mech Room #1, Headworks
121758 | THC-ACC-V-6318 | Valve, Circuit Balancing, AHU-6300, 2nd Floor Mech Room #1, Headworks | THC-ACC-AHU-6300 | Valve | HVAC |  | V | http://www.toronto.ca/TWONTO#valve |  | Air Handling Unit, Screen Room/Conveyor Areas, 2nd Floor Mech Room #1, Headworks
121759 | THC-ACC-V-6331 | Valve, Ball, Manual, AHU-6300, 2nd Floor Mech Room #1, Headworks | THC-ACC-AHU-6300 | Valve,Ball | HVAC |  | V | http://www.toronto.ca/TWONTO#valve |  | Air Handling Unit, Screen Room/Conveyor Areas, 2nd Floor Mech Room #1, Headworks
121760 | THC-ACC-V-6332 | Valve, Ball, Manual, AHU-6300, 2nd Floor Mech Room #1, Headworks | THC-ACC-AHU-6300 | Valve,Ball | HVAC |  | V | http://www.toronto.ca/TWONTO#valve |  | Air Handling Unit, Screen Room/Conveyor Areas, 2nd Floor Mech Room #1, Headworks
121761 | THC-ACC-V-6333 | Valve, Circuit Balancing, AHU-6300, 2nd Floor Mech Room #1, Headworks | THC-ACC-AHU-6300 | Valve | HVAC |  | V | http://www.toronto.ca/TWONTO#valve |  | Air Handling Unit, Screen Room/Conveyor Areas, 2nd Floor Mech Room #1, Headworks
121762 | THC-ACC-V-6337 | Valve, Ball, Manual, AHU-6300, 2nd Floor Mech Room #1, Headworks | THC-ACC-AHU-6300 | Valve,Ball | HVAC |  | V | http://www.toronto.ca/TWONTO#valve |  | Air Handling Unit, Screen Room/Conveyor Areas, 2nd Floor Mech Room #1, Headworks
121763 | THC-ACC-V-6401 | Valve, Motorized, Glycol Heating Return Line, 2nd Floor Mech Room #1 | THC-ACC-AHU-6400 | Valve,Ball | HVAC |  | V | http://www.toronto.ca/TWONTO#valve |  | Air Handling Unit, Screen Room/Conveyor Areas, 2nd Floor Mech Room #1, Headworks
121764 | THC-ACC-V-6411 | Valve, Ball, Manual AHU-6400, 2nd Floor Mech Room #1, Headworks | THC-ACC-AHU-6400 | Valve,Ball | HVAC |  | V | http://www.toronto.ca/TWONTO#valve |  | Air Handling Unit, Screen Room/Conveyor Areas, 2nd Floor Mech Room #1, Headworks
121765 | THC-ACC-V-6413 | Valve, Circuit Balancing, AHU-6400, 2nd Floor Mech Room #1, Headworks | THC-ACC-AHU-6400 | Valve,Ball | HVAC |  | V | http://www.toronto.ca/TWONTO#valve |  | Air Handling Unit, Screen Room/Conveyor Areas, 2nd Floor Mech Room #1, Headworks
121766 | THC-ACC-V-6417 | Valve, Ball, Manual, AHU-6400, 2nd Floor Mech Room #1, Headworks | THC-ACC-AHU-6400 | Valve,Ball | HVAC |  | V | http://www.toronto.ca/TWONTO#valve |  | Air Handling Unit, Screen Room/Conveyor Areas, 2nd Floor Mech Room #1, Headworks
121767 | THC-ACC-V-6431 | Valve, Ball, Manual, AHU-6400, 2nd Floor Mech Room #1, Headworks | THC-ACC-AHU-6400 | Valve,Ball | HVAC |  | V | http://www.toronto.ca/TWONTO#valve |  | Air Handling Unit, Screen Room/Conveyor Areas, 2nd Floor Mech Room #1, Headworks
121768 | THC-ACC-V-6432 | Valve, Ball, Manual, AHU-6400, 2nd Floor Mech Room #1, Headworks | THC-ACC-AHU-6400 | Valve,Ball | HVAC |  | V | http://www.toronto.ca/TWONTO#valve |  | Air Handling Unit, Screen Room/Conveyor Areas, 2nd Floor Mech Room #1, Headworks
121769 | THC-ACC-V-6436 | Valve, Circuit Balancing, AHU-6400, 2nd Floor Mech Room #1, Headworks | THC-ACC-AHU-6400 | Valve | HVAC |  | V | http://www.toronto.ca/TWONTO#valve |  | Air Handling Unit, Screen Room/Conveyor Areas, 2nd Floor Mech Room #1, Headworks
121770 | THC-ACC-V-6501 | Valve, Motorized, Glycol Heating Return Line, 2nd Floor Mech Room #1 | THC-ACC-AHU-6500 | Valve,Ball | HVAC |  | V | http://www.toronto.ca/TWONTO#valve |  | Air Handling Unit, Pipe Gallery, 2nd Floor Mech Room #1, Headworks
121771 | THC-ACC-V-6511 | Valve, Ball, Manual, AHU-6500, 2nd Floor Mech Room #1, Headworks | THC-ACC-AHU-6500 | Valve,Ball | HVAC |  | V | http://www.toronto.ca/TWONTO#valve |  | Air Handling Unit, Pipe Gallery, 2nd Floor Mech Room #1, Headworks
121772 | THC-ACC-V-6512 | Valve, Ball, Manual, AHU-6500, 2nd Floor Mech Room #1, Headworks | THC-ACC-AHU-6500 | Valve,Ball | HVAC |  | V | http://www.toronto.ca/TWONTO#valve |  | Air Handling Unit, Pipe Gallery, 2nd Floor Mech Room #1, Headworks
121773 | THC-ACC-V-6514 | Valve, 2-Way Motorized, AHU-6500, 2nd Floor Mech Room #1, Headworks | THC-ACC-AHU-6500 | Valve | HVAC |  | V | http://www.toronto.ca/TWONTO#valve |  | Air Handling Unit, Pipe Gallery, 2nd Floor Mech Room #1, Headworks
121774 | THC-ACC-V-6516 | Valve, Circuit Balancing, AHU-6500, 2nd Floor Mech Room #1, Headworks | THC-ACC-AHU-6500 | Valve | HVAC |  | V | http://www.toronto.ca/TWONTO#valve |  | Air Handling Unit, Pipe Gallery, 2nd Floor Mech Room #1, Headworks
122118 | THC-AI-D-7010 | Dryer,Compressed Air,Incinerator Building,2nd Floor | THC-MCS-AI/SA | Drier,Refrigerant | HVAC |  | D | http://www.toronto.ca/TWONTO#air_dryer |  | Instrument/service Air Plant Wide
122340 | THC-DCL-AC-0001 | Air Conditioner, Dechlorination | THC-DCL | Piping | HVAC | 34139 | AC | http://www.toronto.ca/TWONTO#air_condition |  | Dechlorination Process
123317 | THC-DIG-HTR-4030 | Eliminated Role: H.V.A.C.,Heater,Heating,Roof,Digesters | THC-ACC-FN-0411 | H.V.A.C.,Heater | HVAC | 40451 | HTR | http://www.toronto.ca/TWONTO#heater |  | Fan,Supply,AHU-0411,Basement/Sub-Basement,AHU-0411,Building U
123318 | THC-DIG-HTR-4040 | Eliminated Role: H.V.A.C.,Heater,Heating,Roof,Digesters | THC-ACC-FN-0412 | H.V.A.C.,Heater | HVAC | 40450 | HTR | http://www.toronto.ca/TWONTO#heater |  | Fan,Supply,Compressor Room,AHU-0412,Roof,Building U
124702 | THC-ELS-HTR-5002 | Heater, Electric, Disinfection Bldg,Ex. Compressor Room | THC-ACC-BLDG G |  | HVAC |  | HTR | http://www.toronto.ca/TWONTO#heater |  | Air Treatment Building HVAC
125251 | THC-FEQ-DM-0011 | Fire Damper, Admin Building, Basement, North West | THC-FEQ-BLDG K |  | HVAC | 43302 | DM | http://www.toronto.ca/TWONTO#air_damper |  | Fire fighting protection equipment, Admin Building
125252 | THC-FEQ-DM-0014 | Fire Damper, Admin Building, Basement, North West | THC-FEQ-BLDG K |  | HVAC | 43299 | DM | http://www.toronto.ca/TWONTO#air_damper |  | Fire fighting protection equipment, Admin Building
125253 | THC-FEQ-DM-0018 | Fire Damper, Admin Building, Basement, Storage Room, East | THC-FEQ-BLDG K |  | HVAC | 43295 | DM | http://www.toronto.ca/TWONTO#air_damper |  | Fire fighting protection equipment, Admin Building
125254 | THC-FEQ-DM-0019 | Fire Damper, Admin Building, Basement, Storage Room, South East | THC-FEQ-BLDG K |  | HVAC | 43294 | DM | http://www.toronto.ca/TWONTO#air_damper |  | Fire fighting protection equipment, Admin Building
125255 | THC-FEQ-DM-0021 | Fire Damper, Admin Building, Basement, South Corridor Men's Locker Room | THC-FEQ-BLDG K |  | HVAC | 43292 | DM | http://www.toronto.ca/TWONTO#air_damper |  | Fire fighting protection equipment, Admin Building
125256 | THC-FEQ-DM-0022 | Fire Damper, Admin Building, Basement, Men's Washroom, North West | THC-FEQ-BLDG K |  | HVAC | 43291 | DM | http://www.toronto.ca/TWONTO#air_damper |  | Fire fighting protection equipment, Admin Building
125257 | THC-FEQ-DM-0023 | Fire Damper, Admin Building, Basement, Men's Washroom, North East | THC-FEQ-BLDG K |  | HVAC | 43290 | DM | http://www.toronto.ca/TWONTO#air_damper |  | Fire fighting protection equipment, Admin Building
125258 | THC-FEQ-DM-0053 | Fire Damper, Admin Building, Ground Floor, Near Equipment Room | THC-FEQ-BLDG K |  | HVAC | 43284 | DM | http://www.toronto.ca/TWONTO#air_damper |  | Fire fighting protection equipment, Admin Building
125259 | THC-FEQ-DM-0054 | Fire Damper, Admin Building, Ground Floor, North East Vestibule | THC-FEQ-BLDG K |  | HVAC | 43283 | DM | http://www.toronto.ca/TWONTO#air_damper |  | Fire fighting protection equipment, Admin Building
125260 | THC-FEQ-DM-0056 | Fire/Smoke Damper, Admin Building, Ground Floor, Sequrity Equipment Area | THC-FEQ-BLDG K |  | HVAC | 43281 | DM | http://www.toronto.ca/TWONTO#air_damper |  | Fire fighting protection equipment, Admin Building
125730 | THC-GRK-IRG-0001 | Irigation System, Admin. Bldg, K | THC-ACC-BLDG K |  | HVAC |  | IRG | http://www.toronto.ca/TWONTO#collection_of_assets |  | Administration Building, HVAC
125731 | THC-GRK-IRG-0002 | Irigation System, New workshop. Bldg, X | THC-ACC-BLDG X |  | HVAC |  | IRG | http://www.toronto.ca/TWONTO#collection_of_assets |  | New Workshop WA2 Building HVAC
126587 | THC-OCS-FN-3020 | Fan,Foul Air,3030,Storage Tanks Area,Solid Treatment | THC-OCS-BLDG M | Fan,Centrifugal | HVAC |  | FN | http://www.toronto.ca/TWONTO#blower_or_fan_with_drive |  | Incineration Building Odour Control Systems
126589 | THC-OCS-FN-3030 | Fan, Foul Air,3040,Storage Tanks Area,Solid Treatment | THC-OCS-BLDG M | Fan,Centrifugal | HVAC |  | FN | http://www.toronto.ca/TWONTO#blower_or_fan_with_drive |  | Incineration Building Odour Control Systems
126590 | THC-OCS-FN-3030 | Fan, Foul Air,3040,Storage Tanks Area,Solid Treatment | THC-OCS-FN-3020/3030 | Fan,Centrifugal | HVAC |  | FN | http://www.toronto.ca/TWONTO#blower_or_fan_with_drive |  | Fan, Odour Control System FN-3020/3030
126591 | THC-OCS-FN-3040 | Fan,Foul Air,Centrifuge Area,Solid Treatment | THC-OCS-BLDG M | Fan,Centrifugal | HVAC |  | FN | http://www.toronto.ca/TWONTO#blower_or_fan_with_drive |  | Incineration Building Odour Control Systems
126592 | THC-OCS-FN-3050 | Fan,Foul Air,Centrifuge Area,Solid Treatment | THC-OCS-FN-3040/3050 | Fan,Centrifugal | HVAC |  | FN | http://www.toronto.ca/TWONTO#blower_or_fan_with_drive |  | Fan, Odour Control System FN-3040/3050
129570 | THR-ACC-AC-0004 | Air Conditioning, Cooling & Fan Unit, South Primary Station 3, MCC Room | THR-ACC-CU-4803 | H.V.A.C.,Air Conditioner | HVAC |  | AC | http://www.toronto.ca/TWONTO#air_condition |  | Condensing Unit, Air Conditioning, NE Roof, West Substation
129571 | THR-ACC-AC-0005 | Air Conditioning, Cooling & Fan Unit, Primary Station 1, MCC Room | THR-ACC-PRM | H.V.A.C.,Air Conditioner | HVAC |  | AC | http://www.toronto.ca/TWONTO#air_condition |  | Heating, Ventilation and Air Conditioning, Primaries
129572 | THR-ACC-AC-0120 | Air Conditioner, South Grit Electrical Room, Headhouse | THR-ACC-HH | H.V.A.C.,Air Conditioner | HVAC |  | AC | http://www.toronto.ca/TWONTO#air_condition |  | Heating, Ventilation and Air Conditioning, Head House
129573 | THR-ACC-AC-0220 | Air Conditioner, South Grit Electrical Room, Headhouse | THR-ACC-HH | H.V.A.C.,Air Conditioner | HVAC |  | AC | http://www.toronto.ca/TWONTO#air_condition |  | Heating, Ventilation and Air Conditioning, Head House
129574 | THR-ACC-AC-0310 | Air Conditioner (AC) Unit Mitsubishi | THR-ACC-RSPS |  | HVAC |  | AC | http://www.toronto.ca/TWONTO#air_condition |  | Air Conditioning, AHU, HVAC, Exhaust Fans,RSPS
129575 | THR-ACC-AC-0330 | Air Conditioner (AC) Unit Mitsubishi | THR-ACC-RSPS |  | HVAC |  | AC | http://www.toronto.ca/TWONTO#air_condition |  | Air Conditioning, AHU, HVAC, Exhaust Fans,RSPS
129576 | THR-ACC-AC-0610 | Air Cinditioning, Cooling & Fan Unit, MCC Room | THR-ACC-CU-0610 | H.V.A.C.,Air Conditioner | HVAC |  | AC | http://www.toronto.ca/TWONTO#air_condition |  | Air Conditioning, Condensing Unit, HPBB Roof
129577 | THR-ACC-AC-0610 | Air Cinditioning, Cooling & Fan Unit, MCC Room | THR-HVAC-HPBB | H.V.A.C.,Air Conditioner | HVAC |  | AC | http://www.toronto.ca/TWONTO#air_condition |  | Heating, Ventilation and Air Conditioning, High Pressure Blower Building
129578 | THR-ACC-AC-0750B | Air Conditioning, Cooling & Fan Unit, New Control Room Ceiling, Admin Bldg. | THR-ACC-CU-0750 | H.V.A.C.,Air Conditioner | HVAC |  | AC | http://www.toronto.ca/TWONTO#air_condition |  | Air Conditioning, Condensing Unit, New Control Room, Admin Bldg. Roof
129579 | THR-ACC-AC-0790 | Air Conditioner, Control Panel Bldg, North Wall,WGB | THR-ACC-DIG | H.V.A.C.,Air Conditioner | HVAC |  | AC | http://www.toronto.ca/TWONTO#air_condition |  | Air Conditioning, HVAC, Digesters
129580 | THR-ACC-AC-1010 | Air Conditioner, Bridge Kiosk Primary Tank10 | THR-ACC-PRM | H.V.A.C.,Air Conditioner | HVAC |  | AC | http://www.toronto.ca/TWONTO#air_condition |  | Heating, Ventilation and Air Conditioning, Primaries
129581 | THR-ACC-AC-2201 | Air Conditioner, HVAC, Admin Bldg (Temp),Trailer | THR-ACC-ADM | H.V.A.C.,Air Conditioner | HVAC |  | AC | http://www.toronto.ca/TWONTO#air_condition |  | Air Conditioning, HVAC, Admin Building
129582 | THR-ACC-AC-2202 | Air Conditioner, HVAC, Admin Bldg (Temp),Trailer | THR-ACC-ADM | H.V.A.C.,Air Conditioner | HVAC |  | AC | http://www.toronto.ca/TWONTO#air_condition |  | Air Conditioning, HVAC, Admin Building
129583 | THR-ACC-AC-2203 | Air Conditioner, HVAC, Admin Bldg (Temp),Trailer | THR-ACC-ADM | H.V.A.C.,Air Conditioner | HVAC |  | AC | http://www.toronto.ca/TWONTO#air_condition |  | Air Conditioning, HVAC, Admin Building
129584 | THR-ACC-AC-3501 | Fan Coil Unit, Ductless Split System Indoor Unit, Ferrous Chloride Fac RPU Rm | THR-ACC-WA4 | H.V.A.C.,Air Conditioner | HVAC |  | AC | http://www.toronto.ca/TWONTO#air_condition |  | Air Conditioning, AHU, HVAC,Work Area4
129585 | THR-ACC-AC-4000 | Fan Coil Unit, Ductless Split System Indoor Unit, AT Electrical Bldg MCC Rm | THR-ACC-WA4 | H.V.A.C.,Air Conditioner | HVAC |  | AC | http://www.toronto.ca/TWONTO#air_condition |  | Air Conditioning, AHU, HVAC,Work Area4
129586 | THR-ACC-AC-4502 | Fan Coil Unit, Ductless Split System Indoor Unit, SP RAS PS, MCC Room | THR-ACC-WA4 | H.V.A.C.,Air Conditioner | HVAC |  | AC | http://www.toronto.ca/TWONTO#air_condition |  | Air Conditioning, AHU, HVAC,Work Area4
129587 | THR-ACC-AC-4503 | Fan Coil Unit, Ducted Unit, SP RAS PS Offices | THR-ACC-WA4 | H.V.A.C.,Air Conditioner | HVAC |  | AC | http://www.toronto.ca/TWONTO#air_condition |  | Air Conditioning, AHU, HVAC,Work Area4
129588 | THR-ACC-AC-4505 | Fan Coil Unit, Ductless Split System Indoor Unit, Switchgear Bldg North | THR-ACC-WA4 | H.V.A.C.,Air Conditioner | HVAC |  | AC | http://www.toronto.ca/TWONTO#air_condition |  | Air Conditioning, AHU, HVAC,Work Area4
129589 | THR-ACC-AC-4506 | Fan Coil Unit, Ductless Split System Indoor Unit, Switchgear Bldg North | THR-ACC-WA4 | H.V.A.C.,Air Conditioner | HVAC |  | AC | http://www.toronto.ca/TWONTO#air_condition |  | Air Conditioning, AHU, HVAC,Work Area4
129590 | THR-ACC-AC-4507 | Fan Coil Unit, Ductless Split System Indoor Unit, Switchgear Bldg North | THR-ACC-WA4 | H.V.A.C.,Air Conditioner | HVAC |  | AC | http://www.toronto.ca/TWONTO#air_condition |  | Air Conditioning, AHU, HVAC,Work Area4
129591 | THR-ACC-AC-4508 | Fan Coil Unit, Ductless Split System Indoor Unit, Switchgear Bldg North | THR-ACC-WA4 | H.V.A.C.,Air Conditioner | HVAC |  | AC | http://www.toronto.ca/TWONTO#air_condition |  | Air Conditioning, AHU, HVAC,Work Area4
129592 | THR-ACC-AC-4700 | Fan Coil Unit, Ductless Split System Indoor Unit, Switchgear Bldg South | THR-ACC-WA4 | H.V.A.C.,Air Conditioner | HVAC |  | AC | http://www.toronto.ca/TWONTO#air_condition |  | Air Conditioning, AHU, HVAC,Work Area4
129593 | THR-ACC-AC-4701 | Fan Coil Unit, Ductless Split System Indoor Unit, Switchgear Bldg South | THR-ACC-WA4 | H.V.A.C.,Air Conditioner | HVAC |  | AC | http://www.toronto.ca/TWONTO#air_condition |  | Air Conditioning, AHU, HVAC,Work Area4
129594 | THR-ACC-AC-4706 | Fan Coil Unit, Ductless Split System Indoor Unit, Switchgear Bldg South | THR-ACC-WA4 | H.V.A.C.,Air Conditioner | HVAC |  | AC | http://www.toronto.ca/TWONTO#air_condition |  | Air Conditioning, AHU, HVAC,Work Area4
129595 | THR-ACC-AC-4708 | Fan Coil Unit, Ductless Split System Indoor Unit, Electrical Bldg Elec Rm | THR-ACC-WA4 | H.V.A.C.,Air Conditioner | HVAC |  | AC | http://www.toronto.ca/TWONTO#air_condition |  | Air Conditioning, AHU, HVAC,Work Area4
129596 | THR-ACC-AC-4709 | Fan Coil Unit, Ductless Split System Indoor Unit, Electrical Bldg Elec Rm | THR-ACC-WA4 | H.V.A.C.,Air Conditioner | HVAC |  | AC | http://www.toronto.ca/TWONTO#air_condition |  | Air Conditioning, AHU, HVAC,Work Area4
129597 | THR-ACC-AC-4801 | Air Conditioning, Cooling and Fan Unit, Electric, Control Room, West Substation | THR-ACC-CU-4801 | H.V.A.C.,Air Conditioner | HVAC |  | AC | http://www.toronto.ca/TWONTO#air_condition |  | Condensing Unit, Air Conditioning, SW Roof, West Substation
129598 | THR-ACC-AC-5100 | Fan Coil Unit, Ductless Split System Indoor Unit, Plant Water Effluent PS | THR-ACC-FPW | H.V.A.C.,Air Conditioner | HVAC |  | AC | http://www.toronto.ca/TWONTO#air_condition |  | Air Conditioning, HVAC, Filtered Plant Water Building
129599 | THR-ACC-AC-8020 | Air Conditioning Unit, Digester Control Room | THR-ACC-DIG | H.V.A.C.,Air Conditioner | HVAC |  | AC | http://www.toronto.ca/TWONTO#air_condition |  | Air Conditioning, HVAC, Digesters
129600 | THR-ACC-ADM | Air Conditioning, HVAC, Admin Building | THR-ACC-HVAC | H.V.A.C.,Air Conditioner | HVAC |  |  | http://www.toronto.ca/TWONTO#collection_of_assets |  | Air Conditioning, Heating, Ventilation & Air Conditioning
129622 | THR-ACC-AHU-0130 | Air Handling Unit, Headhouse Screen Area Air Supply, Headhouse Roof | THR-ACC-HH | Air Handling Unit | HVAC |  | AHU | http://www.toronto.ca/TWONTO#air_handler_unit |  | Heating, Ventilation and Air Conditioning, Head House
129623 | THR-ACC-AHU-0140 | Air Handling Unit, Headhouse Loading Bay Air Supply, Headhouse Roof | THR-ACC-HH | Air Handling Unit | HVAC |  | AHU | http://www.toronto.ca/TWONTO#air_handler_unit |  | Heating, Ventilation and Air Conditioning, Head House
129624 | THR-ACC-AHU-0150 | Air Handling Unit, Headhouse Loading Bay Air Supply, Headhouse Roof | THR-ACC-HH | Air Handling Unit | HVAC |  | AHU | http://www.toronto.ca/TWONTO#air_handler_unit |  | Heating, Ventilation and Air Conditioning, Head House
129626 | THR-ACC-AHU-0200 | Air Handling Unit, Air Supply, North Grit Fan Room | THR-ACC-GRIT | Air Handling Unit | HVAC |  | AHU | http://www.toronto.ca/TWONTO#air_handler_unit |  | Heating, Ventilation and Air Conditioning, Grit Building
129629 | THR-ACC-AHU-0210 | Air Handling Unit, Air Supply, North Grit Loading Bay Roof | THR-ACC-GRIT | Air Handling Unit | HVAC |  | AHU | http://www.toronto.ca/TWONTO#air_handler_unit |  | Heating, Ventilation and Air Conditioning, Grit Building
129630 | THR-ACC-AHU-0220 | Air Handling Unit, Air Supply, North Grit Loading Bay Roof | THR-ACC-GRIT | Air Handling Unit | HVAC |  | AHU | http://www.toronto.ca/TWONTO#air_handler_unit |  | Heating, Ventilation and Air Conditioning, Grit Building
129631 | THR-ACC-AHU-0230 | Air Handling Unit, Air Supply, North Grit Fan Room | THR-ACC-GRIT | Air Handling Unit | HVAC |  | AHU | http://www.toronto.ca/TWONTO#air_handler_unit |  | Heating, Ventilation and Air Conditioning, Grit Building
129705 | THR-ACC-CU-0003 | Air Conditioning,Condensing unit,Electrical Room, Outdoor,Plant Water Bldg | THR-ACC-WA4 | H.V.A.C.,Air Conditioner | HVAC |  | CU | http://www.toronto.ca/TWONTO#AC_condenser_unit |  | Air Conditioning, AHU, HVAC,Work Area4
129706 | THR-ACC-CU-0100 | Condensing Unit, New Electrical Room, Headhouse | THR-ACC-AC-0100A |  | HVAC |  | CU | http://www.toronto.ca/TWONTO#AC_condenser_unit |  | Air Conditioner, New Electrical Room, Headhouse
129707 | THR-ACC-CU-0110 | Condensing Unit, New Electrical Room, Headhouse | THR-ACC-AC-0110 |  | HVAC |  | CU | http://www.toronto.ca/TWONTO#AC_condenser_unit |  | Air Conditioner, New Electrical Room, Headhouse
129708 | THR-ACC-CU-0120 | Condensing Unit, Electrical Room, Headhouse | THR-ACC-AC-0120 |  | HVAC |  | CU | http://www.toronto.ca/TWONTO#AC_condenser_unit |  | Air Conditioner, South Grit Electrical Room, Headhouse
129709 | THR-ACC-CU-0200 | Condensing Unit, New Electrical Room, North Grit Building | THR-ACC-AC-0200 | H.V.A.C.,Air Conditioner | HVAC |  | CU | http://www.toronto.ca/TWONTO#AC_condenser_unit |  | Air Conditioner, New Electrical Room, North Grit Building
129710 | THR-ACC-CU-0210 | Condensing Unit, New Electrical Room, North Grit Building | THR-ACC-AC-0210 |  | HVAC |  | CU | http://www.toronto.ca/TWONTO#AC_condenser_unit |  | Air Conditioner, New Electrical Room, North Grit Building
129711 | THR-ACC-CU-0260 | Condensing Unit, Grit Building,Electrical Room, North | THR-ACC-GRIT |  | HVAC |  | CU | http://www.toronto.ca/TWONTO#AC_condenser_unit |  | Heating, Ventilation and Air Conditioning, Grit Building
129712 | THR-ACC-CU-0610 | Air Conditioning, Condensing Unit, HPBB Roof | THR-HVAC-HPBB | H.V.A.C.,Air Conditioner | HVAC |  | CU | http://www.toronto.ca/TWONTO#AC_condenser_unit |  | Heating, Ventilation and Air Conditioning, High Pressure Blower Building
129713 | THR-ACC-CU-0750 | Air Conditioning, Condensing Unit, New Control Room, Admin Bldg. Roof | THR-ACC-ADM | H.V.A.C.,Air Conditioner | HVAC |  | CU | http://www.toronto.ca/TWONTO#AC_condenser_unit |  | Air Conditioning, HVAC, Admin Building
129714 | THR-ACC-CU-0810 | Air Conditioning, Condensing Unit, HH Roof | THR-ACC-HH | H.V.A.C.,Air Conditioner | HVAC |  | CU | http://www.toronto.ca/TWONTO#AC_condenser_unit |  | Heating, Ventilation and Air Conditioning, Head House
129715 | THR-ACC-CU-3500 | Condensing Unit, Ductless Split System outdoor Unit, Ferrous Chloride Fac Elec Rm | THR-ACC-AC-3500 |  | HVAC |  | CU | http://www.toronto.ca/TWONTO#AC_condenser_unit |  | Fan Coil Unit, Ductless Split System Indoor Unit, Ferrous Chloride Fac Elec Rm
129716 | THR-ACC-CU-3501 | Condensing Unit, Ductless Split System outdoor Unit, Ferrous Chloride Fac RPU Rm | THR-ACC-AC-3501 |  | HVAC |  | CU | http://www.toronto.ca/TWONTO#AC_condenser_unit |  | Fan Coil Unit, Ductless Split System Indoor Unit, Ferrous Chloride Fac RPU Rm
129717 | THR-ACC-CU-3601 | Air Conditioning, Condensing Unit, East Maintenance Building | THR-ACC-WA4 | H.V.A.C.,Air Conditioner | HVAC |  | CU | http://www.toronto.ca/TWONTO#AC_condenser_unit |  | Air Conditioning, AHU, HVAC,Work Area4
129718 | THR-ACC-CU-3602 | Air Conditioning, Condensing Unit, East Maintenance Building | THR-ACC-EMB | H.V.A.C.,Air Conditioner | HVAC |  | CU | http://www.toronto.ca/TWONTO#AC_condenser_unit |  | Air Conditioning, AHU, HVAC, East Maintenance Building
129719 | THR-ACC-CU-3602 | Air Conditioning, Condensing Unit, East Maintenance Building | THR-ACC-WA4 | H.V.A.C.,Air Conditioner | HVAC |  | CU | http://www.toronto.ca/TWONTO#AC_condenser_unit |  | Air Conditioning, AHU, HVAC,Work Area4
129720 | THR-ACC-CU-4000 | Condensing Unit, Ductless Split System outdoor Unit, AT Electrical Bldg Elec Rm | THR-ACC-WA4 | H.V.A.C.,Air Conditioner | HVAC |  | CU | http://www.toronto.ca/TWONTO#AC_condenser_unit |  | Air Conditioning, AHU, HVAC,Work Area4
129721 | THR-ACC-CU-4001 | Air Conditioning, Condensing Unit, Aeration Building | THR-ACC-WA4 | H.V.A.C.,Air Conditioner | HVAC |  | CU | http://www.toronto.ca/TWONTO#AC_condenser_unit |  | Air Conditioning, AHU, HVAC,Work Area4
129722 | THR-ACC-CU-4002 | Condensing Unit, Ductless Split System outdoor Unit, AT Electrical Bldg, MCC Room | THR-ACC-AC-4002 | H.V.A.C.,Air Conditioner | HVAC |  | CU | http://www.toronto.ca/TWONTO#AC_condenser_unit |  | Fan Coil Unit, Ductless Split System Indoor Unit, AT Electrical Building, MCC Room
129723 | THR-ACC-CU-4500 | Condensing Unit, Ductless Split System outdoor Unit, SP RAS PS Elec Rm North | THR-ACC-AC-4500 | H.V.A.C.,Air Conditioner | HVAC |  | CU | http://www.toronto.ca/TWONTO#AC_condenser_unit |  | Fan Coil Unit, Ductless Split System Indoor Unit, SP RAS PS, MCC Rm
129724 | THR-ACC-CU-4501 | Condensing Unit, Ductless Split System outdoor Unit, SP RAS PS RPU Rm North | THR-ACC-AC-4501 | H.V.A.C.,Air Conditioner | HVAC |  | CU | http://www.toronto.ca/TWONTO#AC_condenser_unit |  | Fan Coil Unit, Ductless Split System Indoor Unit, SP RAS PS, RPU Rm
129725 | THR-ACC-CU-4502 | Condensing Unit, Ductless Split System outdoor Unit, SP RAS PS Electrical Room (PE02) | THR-ACC-AC-4502 | H.V.A.C.,Air Conditioner | HVAC |  | CU | http://www.toronto.ca/TWONTO#AC_condenser_unit |  | Fan Coil Unit, Ductless Split System Indoor Unit, SP RAS PS, MCC Room
129726 | THR-ACC-CU-4507 | Condensing Unit, Ductless Split System outdoor Unit, Switchgear Bldg North | THR-ACC-AC-4504 | H.V.A.C.,Air Conditioner | HVAC |  | CU | http://www.toronto.ca/TWONTO#AC_condenser_unit |  | Fan Coil Unit, Ductless Split System Indoor Unit, Switchgear Bldg North
129727 | THR-ACC-CU-4508 | Condensing Unit, Ductless Split System outdoor Unit, Switchgear Bldg North | THR-ACC-AC-4504 | H.V.A.C.,Air Conditioner | HVAC |  | CU | http://www.toronto.ca/TWONTO#AC_condenser_unit |  | Fan Coil Unit, Ductless Split System Indoor Unit, Switchgear Bldg North
129728 | THR-ACC-CU-4509 | Condensing Unit, Ductless Split System outdoor Unit, Switchgear Bldg North | THR-ACC-AC-4504 | H.V.A.C.,Air Conditioner | HVAC |  | CU | http://www.toronto.ca/TWONTO#AC_condenser_unit |  | Fan Coil Unit, Ductless Split System Indoor Unit, Switchgear Bldg North
129729 | THR-ACC-CU-4510 | Condensing Unit, Ductless Split System outdoor Unit, Switchgear Bldg North | THR-ACC-AC-4504 | H.V.A.C.,Air Conditioner | HVAC |  | CU | http://www.toronto.ca/TWONTO#AC_condenser_unit |  | Fan Coil Unit, Ductless Split System Indoor Unit, Switchgear Bldg North
129730 | THR-ACC-CU-4700 | Condensing Unit, Ductless Split System outdoor Unit, Switchgear Bldg South | THR-ACC-AC-4700 | H.V.A.C.,Air Conditioner | HVAC |  | CU | http://www.toronto.ca/TWONTO#AC_condenser_unit |  | Fan Coil Unit, Ductless Split System Indoor Unit, Switchgear Bldg South
129731 | THR-ACC-CU-4703 | Condensing Unit, Ductless Split System outdoor Unit, Switchgear Bldg South | THR-ACC-AC-4703 | H.V.A.C.,Air Conditioner | HVAC |  | CU | http://www.toronto.ca/TWONTO#AC_condenser_unit |  | Fan Coil Unit, Ductless Split System Indoor Unit, Switchgear Bldg South
129732 | THR-ACC-CU-4704 | Condensing Unit, Ductless Split System outdoor Unit, Switchgear Bldg South | THR-ACC-AC-4704 | H.V.A.C.,Air Conditioner | HVAC |  | CU | http://www.toronto.ca/TWONTO#AC_condenser_unit |  | Fan Coil Unit, Ductless Split System Indoor Unit, Switchgear Bldg South
129733 | THR-ACC-CU-4709 | Condensing Unit, Ductless Split System outdoor Unit, Electrical Bldg Elec Rm | THR-ACC-AC-4709 | H.V.A.C.,Air Conditioner | HVAC |  | CU | http://www.toronto.ca/TWONTO#AC_condenser_unit |  | Fan Coil Unit, Ductless Split System Indoor Unit, Electrical Bldg Elec Rm
129734 | THR-ACC-CU-4710 | Condensing Unit, Ductless Split System outdoor Unit, AT Electrical Bldg RPU Rm | THR-ACC-AC-4710 | H.V.A.C.,Air Conditioner | HVAC |  | CU | http://www.toronto.ca/TWONTO#AC_condenser_unit |  | Fan Coil Unit, Ductless Split System Indoor Unit, Electrical Bldg RPU Rm
129735 | THR-ACC-CU-4801 | Condensing Unit, Air Conditioning, SW Roof, West Substation | THR-HVAC-WS | H.V.A.C.,Air Conditioner | HVAC |  | CU | http://www.toronto.ca/TWONTO#AC_condenser_unit |  | Heating, Ventilation and Air Conditioning, West Substation
129736 | THR-ACC-CU-5100 | Condensing Unit, Ductless Split System outdoor Unit, Plant Water Effluent PS | THR-ACC-AC-5100 | H.V.A.C.,Air Conditioner | HVAC |  | CU | http://www.toronto.ca/TWONTO#AC_condenser_unit |  | Fan Coil Unit, Ductless Split System Indoor Unit, Plant Water Effluent PS
129737 | THR-ACC-CU-5100 | Condensing Unit, Ductless Split System outdoor Unit, Plant Water Effluent PS | THR-ACC-FPW | H.V.A.C.,Air Conditioner | HVAC |  | CU | http://www.toronto.ca/TWONTO#AC_condenser_unit |  | Air Conditioning, HVAC, Filtered Plant Water Building
129738 | THR-ACC-CU-5101 | Condensing Unit, Ductless Split System outdoor Unit, Plant Water Effluent PS | THR-ACC-AC-5100 | H.V.A.C.,Air Conditioner | HVAC |  | CU | http://www.toronto.ca/TWONTO#AC_condenser_unit |  | Fan Coil Unit, Ductless Split System Indoor Unit, Plant Water Effluent PS
129739 | THR-ACC-D-0100 | H.V.A.C.,Dehumidifier,Basement South-East Wall ,Main Sub Station | THR-ACC-MAINSUB |  | HVAC |  | D | http://www.toronto.ca/TWONTO#dehumidifier |  | ACC Equipment Serving the Main Substation
129740 | THR-ACC-DCL | Air Conditioning, HVAC, Dechlorination Building | THR-ACC-WA3 | H.V.A.C.,Air Conditioner | HVAC |  |  | http://www.toronto.ca/TWONTO#collection_of_assets |  | Air Conditioning, Boiler, Fans & AHU
129741 | THR-ACC-DIG | Air Conditioning, HVAC, Digesters | THR-ACC-WA3 | H.V.A.C.,Air Conditioner | HVAC |  |  | http://www.toronto.ca/TWONTO#collection_of_assets |  | Air Conditioning, Boiler, Fans & AHU
129742 | THR-ACC-DIS | Air Conditioning, HVAC, Chlorine Building | THR-ACC-HVAC | H.V.A.C.,Air Conditioner | HVAC |  |  | http://www.toronto.ca/TWONTO#collection_of_assets |  | Air Conditioning, Heating, Ventilation & Air Conditioning
129743 | THR-ACC-DIS | Air Conditioning, HVAC, Chlorine Building | THR-ACC-WA1 | H.V.A.C.,Air Conditioner | HVAC |  |  | http://www.toronto.ca/TWONTO#collection_of_assets |  | Air Conditioning, AHU, HVAC,Work Area1
129744 | THR-ACC-DIS | Air Conditioning, HVAC, Chlorine Building | THR-DIS | H.V.A.C.,Air Conditioner | HVAC |  |  | http://www.toronto.ca/TWONTO#collection_of_assets |  | Disinfection
129753 | THR-ACC-DM-0100 | Damper, Intake, Air Handling Unit AHU-0100A, Headhouse Roof | THR-ACC-AHU-0100A | Damper/Louver | HVAC |  | DM | http://www.toronto.ca/TWONTO#air_damper |  | Air Handling Unit, Headhouse Grit Area Air Supply, Headhouse Roof
129755 | THR-ACC-DM-0101A | Damper, Discharge, Existing Air Handling Unit AHU-0100A, Headhouse Roof | THR-ACC-AHU-0100A | Damper/Louver | HVAC |  | DM | http://www.toronto.ca/TWONTO#air_damper |  | Air Handling Unit, Headhouse Grit Area Air Supply, Headhouse Roof
129756 | THR-ACC-DM-0102A | Damper, Intake, Exhaust Fan FN-0100,Headhouse Roof | THR-ACC-FN-0100A | Damper/Louver | HVAC |  | DM | http://www.toronto.ca/TWONTO#air_damper |  | Fan, Centrifugal, Exhaust Air, Headhouse Roof
129757 | THR-ACC-DM-0103A | Damper, Intake, Exhaust Fan FN-0100,Headhouse Roof | THR-ACC-FN-0100A | Damper/Louver | HVAC |  | DM | http://www.toronto.ca/TWONTO#air_damper |  | Fan, Centrifugal, Exhaust Air, Headhouse Roof
129758 | THR-ACC-DM-0104 | Damper, Intake, Exhaust Fan FN-0100,Headhouse Roof | THR-ACC-FN-0100A | Damper/Louver | HVAC |  | DM | http://www.toronto.ca/TWONTO#air_damper |  | Fan, Centrifugal, Exhaust Air, Headhouse Roof
129759 | THR-ACC-DM-0114 | Damper, Isolation, Exhaust Fan FN-0110,Headhouse Roof | THR-ACC-FN-0110 | Damper/Louver | HVAC |  | DM | http://www.toronto.ca/TWONTO#air_damper |  | Fan, Centrifugal, Exhaust Air, Headhouse Roof
129760 | THR-ACC-DM-0131 | Damper, Discharge, Air Handling Unit AHU-0130, Headhouse Roof | THR-ACC-AHU-0130 | Damper/Louver | HVAC |  | DM | http://www.toronto.ca/TWONTO#air_damper |  | Air Handling Unit, Headhouse Screen Area Air Supply, Headhouse Roof
129761 | THR-ACC-DM-0141 | Damper, Discharge, Air Handling Unit AHU-140, Headhouse Loading Bay Roof | THR-ACC-AHU-0140 | Damper/Louver | HVAC |  | DM | http://www.toronto.ca/TWONTO#air_damper |  | Air Handling Unit, Headhouse Loading Bay Air Supply, Headhouse Roof
129762 | THR-ACC-DM-0151 | Damper, Discharge, Air Handling Unit AHU-150, Headhouse Loading Bay Roof | THR-ACC-AHU-0150 | Damper/Louver | HVAC |  | DM | http://www.toronto.ca/TWONTO#air_damper |  | Air Handling Unit, Headhouse Loading Bay Air Supply, Headhouse Roof
129764 | THR-ACC-DM-0202 | Damper, Intake, Exhaust Fan FN-0200,North Grit | THR-ACC-FN-0200 | Damper/Louver | HVAC |  | DM | http://www.toronto.ca/TWONTO#air_damper |  | Fan,Centrifugal,Main Equipment Room South-West Wall,Main Sub Stn
129765 | THR-ACC-DM-0203 | Damper, Intake, Exhaust Fan FN-0200,North Grit | THR-ACC-FN-0200 | Damper/Louver | HVAC |  | DM | http://www.toronto.ca/TWONTO#air_damper |  | Fan,Centrifugal,Main Equipment Room South-West Wall,Main Sub Stn
129766 | THR-ACC-DM-0204 | Damper, Intake, Exhaust Fan FN-0200, North Grit Roof | THR-ACC-FN-0200 | Damper/Louver | HVAC |  | DM | http://www.toronto.ca/TWONTO#air_damper |  | Fan,Centrifugal,Main Equipment Room South-West Wall,Main Sub Stn
129767 | THR-ACC-DM-0210 | Damper, Intake, Air Handling Unit AHU-0210, North Grit Loading Bay | THR-ACC-AHU-0210 | Damper/Louver | HVAC |  | DM | http://www.toronto.ca/TWONTO#air_damper |  | Air Handling Unit, Air Supply, North Grit Loading Bay Roof
129768 | THR-ACC-DM-0211 | Damper, Discharge, Air Handling Unit AHU-0210, North Grit Loading Bay | THR-ACC-AHU-0210 | Damper/Louver | HVAC |  | DM | http://www.toronto.ca/TWONTO#air_damper |  | Air Handling Unit, Air Supply, North Grit Loading Bay Roof
129769 | THR-ACC-DM-0220 | Damper, Intake, Air Handling Unit AHU-0220, North Grit Loading Bay | THR-ACC-AHU-0220 | Damper/Louver | HVAC |  | DM | http://www.toronto.ca/TWONTO#air_damper |  | Air Handling Unit, Air Supply, North Grit Loading Bay Roof
129770 | THR-ACC-DM-0221 | Damper, Discharge, Air Handling Unit AHU-0220, North Grit Loading Bay | THR-ACC-AHU-0220 | Damper/Louver | HVAC |  | DM | http://www.toronto.ca/TWONTO#air_damper |  | Air Handling Unit, Air Supply, North Grit Loading Bay Roof
129771 | THR-ACC-DM-0230 | Damper, Intake, Air Handling Unit AHU-0230, North Grit Fan Room | THR-ACC-AHU-0230 | Damper/Louver | HVAC |  | DM | http://www.toronto.ca/TWONTO#air_damper |  | Air Handling Unit, Air Supply, North Grit Fan Room
129772 | THR-ACC-DM-0231 | Damper, Discharge, Air Handling Unit AHU-0230, North Grit Fan Room | THR-ACC-AHU-0230 | Damper/Louver | HVAC |  | DM | http://www.toronto.ca/TWONTO#air_damper |  | Air Handling Unit, Air Supply, North Grit Fan Room
129773 | THR-ACC-DM-0232 | Damper, Outside, Intake, Supply Fan FN-0231,AHU-0230, North Grit Storage Room | THR-ACC-AHU-0230 | Damper/Louver | HVAC |  | DM | http://www.toronto.ca/TWONTO#air_damper |  | Air Handling Unit, Air Supply, North Grit Fan Room
129774 | THR-ACC-DM-0240 | Damper, Intake, Air Handling Unit AHU-0200, North Grit Fan Room | THR-ACC-AHU-0200 | Damper/Louver | HVAC |  | DM | http://www.toronto.ca/TWONTO#air_damper |  | Air Handling Unit, Air Supply, North Grit Fan Room
129775 | THR-ACC-DM-0241 | Damper, Discharge, Air Handling Unit AHU-0200, North Grit Fan Room | THR-ACC-AHU-0200 | Damper/Louver | HVAC |  | DM | http://www.toronto.ca/TWONTO#air_damper |  | Air Handling Unit, Air Supply, North Grit Fan Room
129776 | THR-ACC-DM-0244 | Damper, Intake, Exhaust Fan FN-0222, North Grit Roof | THR-ACC-FN-0222 | Damper/Louver | HVAC |  | DM | http://www.toronto.ca/TWONTO#air_damper |  | Fan, Centrifugal, Exhaust Air, North Grit Roof
129782 | THR-ACC-DM-1011 | Louver,Kiosk, Bridge 1102, Primary Tank#11 | THR-ACC-AC-1011 | Damper/Louver | HVAC |  | DM | http://www.toronto.ca/TWONTO#air_damper |  | Air Conditioner, Bridge Kiosk Primary Tank11
129800 | THR-ACC-DM-4200 | Damper, Control, Shutoff, Motorized, Outlet, Gallery T13, FN-4200 | THR-ACC-FN-4200 | Damper/Louver | HVAC |  | DM | http://www.toronto.ca/TWONTO#air_damper |  | Fan, Exhaust, T13 ,Wall Mounted
129801 | THR-ACC-DM-4201 | Damper, Control, Shutoff, Motorized, Outlet, Gallery T13, FN-4201 | THR-ACC-FN-4201 | Damper/Louver | HVAC |  | DM | http://www.toronto.ca/TWONTO#air_damper |  | Fan, Exhaust, T15
129824 | THR-ACC-EPS | Air Conditioning, HVAC, EPS | THR-PRS | H.V.A.C.,Air Conditioner | HVAC |  |  | http://www.toronto.ca/TWONTO#collection_of_assets |  | Phosphorous Removal System
129825 | THR-ACC-ER | Air Conditioning, AHU, HVAC, Engine Room | THR-OCS-NEW | H.V.A.C.,Air Conditioner | HVAC |  |  | http://www.toronto.ca/TWONTO#collection_of_assets |  | Odour Control, Biofilter
129826 | THR-ACC-EV-0003 | Air Conditioning, Cooling & Fan Unit, Electrical Room,Plant Water Bldg | THR-ACC-CU-4803 | H.V.A.C.,Air Conditioner | HVAC |  | EV | http://www.toronto.ca/TWONTO#air_condition |  | Condensing Unit, Air Conditioning, NE Roof, West Substation
129827 | THR-ACC-EV-0003 | Air Conditioning, Cooling & Fan Unit, Electrical Room,Plant Water Bldg | THR-ACC-PRM | H.V.A.C.,Air Conditioner | HVAC |  | EV | http://www.toronto.ca/TWONTO#air_condition |  | Heating, Ventilation and Air Conditioning, Primaries
129828 | THR-ACC-EV-0003 | Air Conditioning, Cooling & Fan Unit, Electrical Room,Plant Water Bldg | THR-ACC-WA4 | H.V.A.C.,Air Conditioner | HVAC |  | EV | http://www.toronto.ca/TWONTO#air_condition |  | Air Conditioning, AHU, HVAC,Work Area4
129829 | THR-ACC-EV-3601 | Evaporator,1,Cooling,Electrical Room,East Workshop | THR-ACC-CU-3601 | H.V.A.C.,Air Conditioner | HVAC |  | EV | http://www.toronto.ca/TWONTO#AC_evaporator_unit |  | Air Conditioning, Condensing Unit, East Maintenance Building
129830 | THR-ACC-EV-3601 | Evaporator,1,Cooling,Electrical Room,East Workshop | THR-ACC-CU-4803 | H.V.A.C.,Air Conditioner | HVAC |  | EV | http://www.toronto.ca/TWONTO#AC_evaporator_unit |  | Condensing Unit, Air Conditioning, NE Roof, West Substation
129831 | THR-ACC-EV-3601 | Evaporator,1,Cooling,Electrical Room,East Workshop | THR-ACC-PRM | H.V.A.C.,Air Conditioner | HVAC |  | EV | http://www.toronto.ca/TWONTO#AC_evaporator_unit |  | Heating, Ventilation and Air Conditioning, Primaries
129832 | THR-ACC-EV-3601 | Evaporator,1,Cooling,Electrical Room,East Workshop | THR-ACC-WA4 | H.V.A.C.,Air Conditioner | HVAC |  | EV | http://www.toronto.ca/TWONTO#AC_evaporator_unit |  | Air Conditioning, AHU, HVAC,Work Area4
129833 | THR-ACC-EV-3602 | Evaporator,2,Cooling,Electrical Room,East Workshop | THR-ACC-WA4 | H.V.A.C.,Air Conditioner | HVAC |  | EV | http://www.toronto.ca/TWONTO#AC_evaporator_unit |  | Air Conditioning, AHU, HVAC,Work Area4
129955 | THR-ACC-FN-4801 | Fan, Inline Centrifugal, Exhaust, SE Wall, Control Room, West Substation | THR-ACC-FN | Fan,Centrifugal | HVAC |  | FN | http://www.toronto.ca/TWONTO#blower_or_fan_with_drive |  | Air Conditoning, Fans, Gallery Ventilation, Supply and Exhaust
129957 | THR-ACC-FPW | Air Conditioning, HVAC, Filtered Plant Water Building | THR-ACC-HVAC | H.V.A.C.,Air Conditioner | HVAC |  |  | http://www.toronto.ca/TWONTO#collection_of_assets |  | Air Conditioning, Heating, Ventilation & Air Conditioning
129958 | THR-ACC-FPW | Air Conditioning, HVAC, Filtered Plant Water Building | THR-ACC-WA4 | H.V.A.C.,Air Conditioner | HVAC |  |  | http://www.toronto.ca/TWONTO#collection_of_assets |  | Air Conditioning, AHU, HVAC,Work Area4
129959 | THR-ACC-FPW | Air Conditioning, HVAC, Filtered Plant Water Building | THR-FPW | H.V.A.C.,Air Conditioner | HVAC |  |  | http://www.toronto.ca/TWONTO#collection_of_assets |  | Filtered Plant Water
129991 | THR-ACC-FT | Air Conditioning, Fans, Exhaust, Final Tanks & Galleries | THR-ACC-HVAC | H.V.A.C.,Air Conditioner | HVAC |  |  | http://www.toronto.ca/TWONTO#collection_of_assets |  | Air Conditioning, Heating, Ventilation & Air Conditioning
129992 | THR-ACC-FT | Air Conditioning, Fans, Exhaust, Final Tanks & Galleries | THR-ACC-WA3 | H.V.A.C.,Air Conditioner | HVAC |  |  | http://www.toronto.ca/TWONTO#collection_of_assets |  | Air Conditioning, Boiler, Fans & AHU
129993 | THR-ACC-FT | Air Conditioning, Fans, Exhaust, Final Tanks & Galleries | THR-FT | H.V.A.C.,Air Conditioner | HVAC |  |  | http://www.toronto.ca/TWONTO#collection_of_assets |  | Final Tank
129998 | THR-ACC-GRIT | Heating, Ventilation and Air Conditioning, Grit Building | THR-ACC-WA3 |  | HVAC |  |  | http://www.toronto.ca/TWONTO#collection_of_assets |  | Air Conditioning, Boiler, Fans & AHU
129999 | THR-ACC-GRIT | Heating, Ventilation and Air Conditioning, Grit Building | THR-PLT |  | HVAC |  |  | http://www.toronto.ca/TWONTO#collection_of_assets |  | Preliminary Treatment
130000 | THR-ACC-GRIT | Heating, Ventilation and Air Conditioning, Grit Building | THR-PRM |  | HVAC |  |  | http://www.toronto.ca/TWONTO#collection_of_assets |  | Primary Treatment
130003 | THR-ACC-HCP1 | Heating and Cooling Pumps,WA1 | THR-ACC-WA1 | Analyzer,ORP | HVAC |  |  | http://www.toronto.ca/TWONTO#collection_of_assets |  | Air Conditioning, AHU, HVAC,Work Area1
130004 | THR-ACC-HCP1 | Heating and Cooling Pumps,WA1 | THR-DCL | Analyzer,ORP | HVAC |  |  | http://www.toronto.ca/TWONTO#collection_of_assets |  | Dechlorination
130005 | THR-ACC-HCP2 | Heating and Cooling Pumps, WA2 | THR-ACC-WA3 | Analyzer,ORP | HVAC |  |  | http://www.toronto.ca/TWONTO#collection_of_assets |  | Air Conditioning, Boiler, Fans & AHU
130021 | THR-ACC-HH | Heating, Ventilation and Air Conditioning, Head House | THR-ACC-WA3 |  | HVAC |  |  | http://www.toronto.ca/TWONTO#collection_of_assets |  | Air Conditioning, Boiler, Fans & AHU
130022 | THR-ACC-HH | Heating, Ventilation and Air Conditioning, Head House | THR-OCS-NEW |  | HVAC |  |  | http://www.toronto.ca/TWONTO#collection_of_assets |  | Odour Control, Biofilter
130023 | THR-ACC-HH | Heating, Ventilation and Air Conditioning, Head House | THR-PRM |  | HVAC |  |  | http://www.toronto.ca/TWONTO#collection_of_assets |  | Primary Treatment
130128 | THR-ACC-NR-610 | Air Handling Unit, Engine Room Workshop | THR-ACC-HVAC | H.V.A.C.,Heater,Unit | HVAC |  | NR | http://www.toronto.ca/TWONTO#air_handler_unit |  | Air Conditioning, Heating, Ventilation & Air Conditioning
130129 | THR-ACC-NR-611 | Air Handling Unit, Engine Room Workshop | THR-ACC-ADM | H.V.A.C.,Heater,Unit | HVAC |  | NR | http://www.toronto.ca/TWONTO#air_handler_unit |  | Air Conditioning, HVAC, Admin Building
130130 | THR-ACC-NR-641 | HVAC Unit & Fan, West Maintenance Shop | THR-ACC-ADM | H.V.A.C.,Heater,Unit | HVAC |  | NR | http://www.toronto.ca/TWONTO#heater |  | Air Conditioning, HVAC, Admin Building
130131 | THR-ACC-NR-642 | HVAC Unit & Fan, West Maintenance Shop | THR-ACC-ADM | H.V.A.C.,Heater,Unit | HVAC |  | NR | http://www.toronto.ca/TWONTO#heater |  | Air Conditioning, HVAC, Admin Building
130132 | THR-ACC-NR-643 | HVAC Unit & Fan, West Maintenance Shop | THR-ACC-ADM | H.V.A.C.,Heater,Unit | HVAC |  | NR | http://www.toronto.ca/TWONTO#heater |  | Air Conditioning, HVAC, Admin Building
130133 | THR-ACC-NR-644 | HVAC Unit & Fan, West Maintenance Shop | THR-ACC-ADM | H.V.A.C.,Heater,Unit | HVAC |  | NR | http://www.toronto.ca/TWONTO#heater |  | Air Conditioning, HVAC, Admin Building
130134 | THR-ACC-NR-645 | HVAC Unit & Fan, West Maintenance Shop Ceiling | THR-ACC-ADM | H.V.A.C.,Heater,Unit | HVAC |  | NR | http://www.toronto.ca/TWONTO#heater |  | Air Conditioning, HVAC, Admin Building
130135 | THR-ACC-NR-646 | HVAC Unit & Fan, West Maintenance Shop Ceiling | THR-ACC-ADM | H.V.A.C.,Heater,Unit | HVAC |  | NR | http://www.toronto.ca/TWONTO#heater |  | Air Conditioning, HVAC, Admin Building
130136 | THR-ACC-NR-647 | HVAC Unit & Fan, West Maintenance Shop Ceiling | THR-ACC-ADM | H.V.A.C.,Heater,Unit | HVAC |  | NR | http://www.toronto.ca/TWONTO#heater |  | Air Conditioning, HVAC, Admin Building
130137 | THR-ACC-NR-648 | HVAC Unit & Fan, West Maintenance Shop Ceiling | THR-ACC-ADM | H.V.A.C.,Heater,Unit | HVAC |  | NR | http://www.toronto.ca/TWONTO#heater |  | Air Conditioning, HVAC, Admin Building
130138 | THR-ACC-NR-649 | HVAC Unit & Fan, Maintenance Planner Office | THR-ACC-ADM | H.V.A.C.,Heater,Unit | HVAC |  | NR | http://www.toronto.ca/TWONTO#heater |  | Air Conditioning, HVAC, Admin Building
130139 | THR-ACC-NR-650 | HVAC Unit & Fan, D. Vatafu Office | THR-ACC-ADM | H.V.A.C.,Heater,Unit | HVAC |  | NR | http://www.toronto.ca/TWONTO#heater |  | Air Conditioning, HVAC, Admin Building
130140 | THR-ACC-NR-651 | HVAC Unit & Fan, N. Kurian Office | THR-ACC-ADM | H.V.A.C.,Heater,Unit | HVAC |  | NR | http://www.toronto.ca/TWONTO#heater |  | Air Conditioning, HVAC, Admin Building
130141 | THR-ACC-NR-652 | HVAC Unit & Fan, K. Mahadeo Office | THR-ACC-ADM | H.V.A.C.,Heater,Unit | HVAC |  | NR | http://www.toronto.ca/TWONTO#heater |  | Air Conditioning, HVAC, Admin Building
130142 | THR-ACC-NR-653 | HVAC Unit & Fan, Igor Office | THR-ACC-ADM | H.V.A.C.,Heater,Unit | HVAC |  | NR | http://www.toronto.ca/TWONTO#heater |  | Air Conditioning, HVAC, Admin Building
130143 | THR-ACC-NR-653A | Air Conditioner(AC), Unit,LENNOX, Head House Roof,Admin Bldg | THR-ACC-ADM | H.V.A.C.,Air Conditioner | HVAC |  | NR | http://www.toronto.ca/TWONTO#air_condition |  | Air Conditioning, HVAC, Admin Building
130144 | THR-ACC-NR-657 | HVAC Unit & Fan, Supervisors Washroom | THR-ACC-ADM | H.V.A.C.,Heater,Unit | HVAC |  | NR | http://www.toronto.ca/TWONTO#heater |  | Air Conditioning, HVAC, Admin Building
130145 | THR-ACC-NR-661 | HVAC Unit & Fan, Ground Floor, Machine Shop NW Ceiling | THR-ACC-ADM | H.V.A.C.,Heater,Unit | HVAC |  | NR | http://www.toronto.ca/TWONTO#heater |  | Air Conditioning, HVAC, Admin Building
130146 | THR-ACC-NR-662 | HVAC Unit & Fan, Ground Floor, Machine Shop NE Ceiling | THR-ACC-ADM | H.V.A.C.,Heater,Unit | HVAC |  | NR | http://www.toronto.ca/TWONTO#heater |  | Air Conditioning, HVAC, Admin Building
130147 | THR-ACC-NR-664 | HVAC Unit & Fan, Ground Floor near Changeroom East of Hallway | THR-ACC-ADM | H.V.A.C.,Heater,Unit | HVAC |  | NR | http://www.toronto.ca/TWONTO#heater |  | Air Conditioning, HVAC, Admin Building
130148 | THR-ACC-NR-665 | HVAC Unit & Fan, Admin Lunch Room | THR-ACC-ADM | H.V.A.C.,Heater,Unit | HVAC |  | NR | http://www.toronto.ca/TWONTO#heater |  | Air Conditioning, HVAC, Admin Building
130149 | THR-ACC-NR-668 | HVAC Unit & Fan, Admin Lunch Room | THR-ACC-ADM | H.V.A.C.,Heater,Unit | HVAC |  | NR | http://www.toronto.ca/TWONTO#heater |  | Air Conditioning, HVAC, Admin Building
130150 | THR-ACC-NR-669 | HVAC Unit & Fan, Main Floor Hallway | THR-ACC-ADM | H.V.A.C.,Heater,Unit | HVAC |  | NR | http://www.toronto.ca/TWONTO#heater |  | Air Conditioning, HVAC, Admin Building
130151 | THR-ACC-NR-670 | HVAC Unit & Fan, Across Admin Lunch Room | THR-ACC-ADM | H.V.A.C.,Heater,Unit | HVAC |  | NR | http://www.toronto.ca/TWONTO#heater |  | Air Conditioning, HVAC, Admin Building
130152 | THR-ACC-NR-671 | HVAC Unit & Fan, Small Board Room | THR-ACC-ADM | H.V.A.C.,Heater,Unit | HVAC |  | NR | http://www.toronto.ca/TWONTO#heater |  | Air Conditioning, HVAC, Admin Building
130153 | THR-ACC-NR-676 | HVAC Unit & Fan, Women's Wash Room | THR-ACC-ADM | H.V.A.C.,Heater,Unit | HVAC |  | NR | http://www.toronto.ca/TWONTO#heater |  | Air Conditioning, HVAC, Admin Building
130154 | THR-ACC-NR-679 | HVAC Unit & Fan, Main Floor C. Gonzales Office | THR-ACC-ADM | H.V.A.C.,Heater,Unit | HVAC |  | NR | http://www.toronto.ca/TWONTO#heater |  | Air Conditioning, HVAC, Admin Building
130155 | THR-ACC-NR-680 | HVAC Unit & Fan, Main Floor B. Morice Office | THR-ACC-ADM | H.V.A.C.,Heater,Unit | HVAC |  | NR | http://www.toronto.ca/TWONTO#heater |  | Air Conditioning, HVAC, Admin Building
130156 | THR-ACC-NR-681 | HVAC Unit & Fan, Main Floor ITSS Office | THR-ACC-ADM | H.V.A.C.,Heater,Unit | HVAC |  | NR | http://www.toronto.ca/TWONTO#heater |  | Air Conditioning, HVAC, Admin Building
130157 | THR-ACC-NR-682 | HVAC Unit & Fan, Main Floor Front Office | THR-ACC-ADM | H.V.A.C.,Heater,Unit | HVAC |  | NR | http://www.toronto.ca/TWONTO#heater |  | Air Conditioning, HVAC, Admin Building
130158 | THR-ACC-NR-684 | HVAC Unit & Fan, Main Floor R. Szigeti Office | THR-ACC-ADM | H.V.A.C.,Heater,Unit | HVAC |  | NR | http://www.toronto.ca/TWONTO#heater |  | Air Conditioning, HVAC, Admin Building
130159 | THR-ACC-NR-685 | HVAC Unit & Fan, Main Floor Office | THR-ACC-ADM | H.V.A.C.,Heater,Unit | HVAC |  | NR | http://www.toronto.ca/TWONTO#heater |  | Air Conditioning, HVAC, Admin Building
130160 | THR-ACC-NR-686 | HVAC Unit & Fan, Main Floor Spare Office at End of Hallway | THR-ACC-ADM | H.V.A.C.,Heater,Unit | HVAC |  | NR | http://www.toronto.ca/TWONTO#heater |  | Air Conditioning, HVAC, Admin Building
130161 | THR-ACC-NR-687 | HVAC Unit & Fan, Main Floor, End of Hallway, Ceiling | THR-ACC-ADM | H.V.A.C.,Heater,Unit | HVAC |  | NR | http://www.toronto.ca/TWONTO#heater |  | Air Conditioning, HVAC, Admin Building
130162 | THR-ACC-NR-689 | HVAC Unit & Fan, Main Floor Board Room | THR-ACC-ADM | H.V.A.C.,Heater,Unit | HVAC |  | NR | http://www.toronto.ca/TWONTO#heater |  | Air Conditioning, HVAC, Admin Building
130163 | THR-ACC-NR-692 | HVAC Unit & Fan, Main Floor Near Board Room | THR-ACC-ADM | H.V.A.C.,Heater,Unit | HVAC |  | NR | http://www.toronto.ca/TWONTO#heater |  | Air Conditioning, HVAC, Admin Building
130164 | THR-ACC-NR-694 | HVAC Unit & Fan, Main Lobby Reception | THR-ACC-ADM | H.V.A.C.,Heater,Unit | HVAC |  | NR | http://www.toronto.ca/TWONTO#heater |  | Air Conditioning, HVAC, Admin Building
130165 | THR-ACC-NR-700 | HVAC Unit & Fan, Main Floor Board Room | THR-ACC-ADM | H.V.A.C.,Heater,Unit | HVAC |  | NR | http://www.toronto.ca/TWONTO#heater |  | Air Conditioning, HVAC, Admin Building
130166 | THR-ACC-NR-703 | HVAC Unit & Fan, Electrical Shop | THR-ACC-ADM | H.V.A.C.,Heater,Unit | HVAC |  | NR | http://www.toronto.ca/TWONTO#heater |  | Air Conditioning, HVAC, Admin Building
130167 | THR-ACC-NR-704 | HVAC Unit & Fan, Electrical Shop | THR-ACC-ADM | H.V.A.C.,Heater,Unit | HVAC |  | NR | http://www.toronto.ca/TWONTO#heater |  | Air Conditioning, HVAC, Admin Building
130168 | THR-ACC-NR-712 | HVAC Unit & Fan, Instrument Shop | THR-ACC-ADM | H.V.A.C.,Heater,Unit | HVAC |  | NR | http://www.toronto.ca/TWONTO#heater |  | Air Conditioning, HVAC, Admin Building
130169 | THR-ACC-NR-713 | HVAC Unit & Fan, Instrument Shop | THR-ACC-ADM | H.V.A.C.,Heater,Unit | HVAC |  | NR | http://www.toronto.ca/TWONTO#heater |  | Air Conditioning, HVAC, Admin Building
130170 | THR-ACC-NR-721 | HVAC Unit & Fan, Control Room Corridor | THR-ACC-ADM | H.V.A.C.,Heater,Unit | HVAC |  | NR | http://www.toronto.ca/TWONTO#heater |  | Air Conditioning, HVAC, Admin Building
130171 | THR-ACC-NR-722 | HVAC Unit & Fan, Men's Wash Room Corridor | THR-ACC-ADM | H.V.A.C.,Heater,Unit | HVAC |  | NR | http://www.toronto.ca/TWONTO#heater |  | Air Conditioning, HVAC, Admin Building
130172 | THR-ACC-NR-723 | HVAC Unit & Fan, Men's Wash Room Corridor | THR-ACC-ADM | H.V.A.C.,Heater,Unit | HVAC |  | NR | http://www.toronto.ca/TWONTO#heater |  | Air Conditioning, HVAC, Admin Building
130173 | THR-ACC-NR-724 | HVAC Unit & Fan, Lunch Room | THR-ACC-ADM | H.V.A.C.,Heater,Unit | HVAC |  | NR | http://www.toronto.ca/TWONTO#heater |  | Air Conditioning, HVAC, Admin Building
130174 | THR-ACC-NR-725 | HVAC Unit & Fan, Admin Bldg., 2nd Floor Lunch Room | THR-ACC-ADM | H.V.A.C.,Heater,Unit | HVAC |  | NR | http://www.toronto.ca/TWONTO#heater |  | Air Conditioning, HVAC, Admin Building
130175 | THR-ACC-NR-726 | HVAC Unit & Fan, Lunch Room | THR-ACC-ADM | H.V.A.C.,Heater,Unit | HVAC |  | NR | http://www.toronto.ca/TWONTO#heater |  | Air Conditioning, HVAC, Admin Building
130176 | THR-ACC-NR-729 | HVAC Unit & Fan, Lunch Room | THR-ACC-ADM | H.V.A.C.,Heater,Unit | HVAC |  | NR | http://www.toronto.ca/TWONTO#heater |  | Air Conditioning, HVAC, Admin Building
130177 | THR-ACC-NR-732 | HVAC Unit & Fan, 2nd Floor, PCS Staff Office | THR-ACC-ADM | H.V.A.C.,Heater,Unit | HVAC |  | NR | http://www.toronto.ca/TWONTO#heater |  | Air Conditioning, HVAC, Admin Building
130178 | THR-ACC-NR-733 | HVAC Unit & Fan, 2nd Floor Chemist Office | THR-ACC-ADM | H.V.A.C.,Heater,Unit | HVAC |  | NR | http://www.toronto.ca/TWONTO#heater |  | Air Conditioning, HVAC, Admin Building
130179 | THR-ACC-NR-734 | HVAC Unit & Fan, 2nd Floor Corridor, West Wall | THR-ACC-ADM | H.V.A.C.,Heater,Unit | HVAC |  | NR | http://www.toronto.ca/TWONTO#heater |  | Air Conditioning, HVAC, Admin Building
130180 | THR-ACC-NR-735 | HVAC Unit & Fan, Laboratory near Refridgerator | THR-ACC-ADM | H.V.A.C.,Heater,Unit | HVAC |  | NR | http://www.toronto.ca/TWONTO#heater |  | Air Conditioning, HVAC, Admin Building
130181 | THR-ACC-NR-736 | HVAC Unit & Fan, Lab. East Wall | THR-ACC-ADM | H.V.A.C.,Heater,Unit | HVAC |  | NR | http://www.toronto.ca/TWONTO#heater |  | Air Conditioning, HVAC, Admin Building
130182 | THR-ACC-NR-738 | HVAC Unit & Fan, 2nd Floor Lab. Corridor | THR-ACC-ADM | H.V.A.C.,Heater,Unit | HVAC |  | NR | http://www.toronto.ca/TWONTO#heater |  | Air Conditioning, HVAC, Admin Building
130183 | THR-ACC-NR-741 | HVAC Unit & Fan, 2nd Floor North Stairwell | THR-ACC-ADM | H.V.A.C.,Heater,Unit | HVAC |  | NR | http://www.toronto.ca/TWONTO#heater |  | Air Conditioning, HVAC, Admin Building
130184 | THR-ACC-NR-781 | HVAC, Heater, Baseboard,Chlorine Bldg | THR-ACC-DIS | H.V.A.C.,Heater,Unit | HVAC |  | NR | http://www.toronto.ca/TWONTO#heater |  | Air Conditioning, HVAC, Chlorine Building
130185 | THR-ACC-NR-782 | HVAC, Heater, Baseboard,Chlorine Bldg | THR-ACC-DIS | H.V.A.C.,Heater,Unit | HVAC |  | NR | http://www.toronto.ca/TWONTO#heater |  | Air Conditioning, HVAC, Chlorine Building
130186 | THR-ACC-NR-783 | HVAC, Heater, Baseboard,C | THR-ACC-DIS | H.V.A.C.,Heater,Unit | HVAC |  | NR | http://www.toronto.ca/TWONTO#heater |  | Air Conditioning, HVAC, Chlorine Building
130187 | THR-ACC-NR-785 | HVAC, Heater Unit and Fan, Dechlorination Bldg | THR-ACC-DCL | H.V.A.C.,Heater,Unit | HVAC |  | NR | http://www.toronto.ca/TWONTO#heater |  | Air Conditioning, HVAC, Dechlorination Building
130188 | THR-ACC-NR-787 | HVAC, Heater Unit & Fan, Dechlorination Bldg | THR-ACC-DCL | H.V.A.C.,Heater,Unit | HVAC |  | NR | http://www.toronto.ca/TWONTO#heater |  | Air Conditioning, HVAC, Dechlorination Building
130189 | THR-ACC-NR-788 | HVAC, Heater Unit & Fan,Chlorine Bldg | THR-ACC-DIS | H.V.A.C.,Heater,Unit | HVAC |  | NR | http://www.toronto.ca/TWONTO#heater |  | Air Conditioning, HVAC, Chlorine Building
130190 | THR-ACC-NR-790 | HVAC, Heater Unit & Fan,Chlorine Bldg | THR-ACC-DIS | H.V.A.C.,Heater,Unit | HVAC |  | NR | http://www.toronto.ca/TWONTO#heater |  | Air Conditioning, HVAC, Chlorine Building
130191 | THR-ACC-NR-792 | HVAC, Heater Unit & Fan (Removed from Service) | THR-ACC-DIS | H.V.A.C.,Heater,Unit | HVAC | 35146 | NR | http://www.toronto.ca/TWONTO#heater |  | Air Conditioning, HVAC, Chlorine Building
130192 | THR-ACC-NR-797 | HVAC, Heater Unit & Fan,Chlorine Bldg | THR-ACC-DIS | H.V.A.C.,Heater,Unit | HVAC |  | NR | http://www.toronto.ca/TWONTO#heater |  | Air Conditioning, HVAC, Chlorine Building
130193 | THR-ACC-NR-798 | HVAC, Heater Unit & Fan,Chlorine Bldg | THR-ACC-DIS | H.V.A.C.,Heater,Unit | HVAC |  | NR | http://www.toronto.ca/TWONTO#heater |  | Air Conditioning, HVAC, Chlorine Building
130194 | THR-ACC-NR-799 | HVAC, Heater Unit & Fan,Chlorine Bldg | THR-ACC-DIS | H.V.A.C.,Heater,Unit | HVAC |  | NR | http://www.toronto.ca/TWONTO#heater |  | Air Conditioning, HVAC, Chlorine Building
130208 | THR-ACC-NU-558 | Make Up Air w/ Electric Heater, Grit Building, Stores Ceiling | THR-ACC-GRIT | H.V.A.C. | HVAC |  | NU | http://www.toronto.ca/TWONTO#heater |  | Heating, Ventilation and Air Conditioning, Grit Building
130228 | THR-ACC-NU-712 | Air Handling Unit, Ferrous Chloride Bldg. | THR-ACC-PRS | H.V.A.C. | HVAC |  | NU | http://www.toronto.ca/TWONTO#air_handler_unit |  | Heating, Ventilation and Air Conditioning, Ferrous Chloride Building
130237 | THR-ACC-NX-501 | A/C Unit, Men's Locker Room, Admin. Bldg. | THR-ACC-ADM | H.V.A.C.,Air Conditioner | HVAC |  | NX | http://www.toronto.ca/TWONTO#air_condition |  | Air Conditioning, HVAC, Admin Building
130238 | THR-ACC-NX-502 | A/C Unit, Men's Locker Room, Admin. Bldg. | THR-ACC-ADM | H.V.A.C.,Air Conditioner | HVAC |  | NX | http://www.toronto.ca/TWONTO#air_condition |  | Air Conditioning, HVAC, Admin Building
130263 | THR-ACC-NX-650 | A/C Unit, Nurse Office, Admin Bldg. Roof | THR-ACC-ADM | H.V.A.C.,Air Conditioner | HVAC |  | NX | http://www.toronto.ca/TWONTO#air_condition |  | Air Conditioning, HVAC, Admin Building
130288 | THR-ACC-NX-716 | Heating and Cooling Unit for Training Room | THR-ACC-HH | H.V.A.C. | HVAC |  | NX | http://www.toronto.ca/TWONTO#air_condition |  | Heating, Ventilation and Air Conditioning, Head House
130302 | THR-ACC-NX-744 | HVAC, Air Conditioning Unit, Centralized AC,Chlorine Bldg | THR-ACC-DIS | H.V.A.C.,Air Conditioner | HVAC |  | NX | http://www.toronto.ca/TWONTO#air_condition |  | Air Conditioning, HVAC, Chlorine Building
130303 | THR-ACC-NX-750 | A/C Unit, Control Room, Admin Bldg. Roof | THR-ACC-ADM | H.V.A.C.,Air Conditioner | HVAC |  | NX | http://www.toronto.ca/TWONTO#air_condition |  | Air Conditioning, HVAC, Admin Building
130308 | THR-ACC-NX-778 | Humidifier, Adminitration Building | THR-ACC-ADM | Air Handling Unit | HVAC |  | NX | http://www.toronto.ca/TWONTO#humidier |  | Air Conditioning, HVAC, Admin Building
130309 | THR-ACC-NX-778 | Humidifier, Adminitration Building | THR-ACC-WA3 | Air Handling Unit | HVAC |  | NX | http://www.toronto.ca/TWONTO#humidier |  | Air Conditioning, Boiler, Fans & AHU
130315 | THR-ACC-NX-791 | Air Handling Unit, Chlorine Bldg. | THR-ACC-DIS | Air Handling Unit | HVAC |  | NX | http://www.toronto.ca/TWONTO#air_handler_unit |  | Air Conditioning, HVAC, Chlorine Building
130316 | THR-ACC-NX-792 | Air Handling Unit, Chlorine Bldg. | THR-ACC-DIS | Air Handling Unit | HVAC |  | NX | http://www.toronto.ca/TWONTO#air_handler_unit |  | Air Conditioning, HVAC, Chlorine Building
130340 | THR-ACC-OCS | Air Conditioning, HVAC, Odour Control Bldg. | THR-ACC-WA3 | H.V.A.C.,Air Conditioner | HVAC |  |  | http://www.toronto.ca/TWONTO#collection_of_assets |  | Air Conditioning, Boiler, Fans & AHU
130445 | THR-ACC-PRM | Heating, Ventilation and Air Conditioning, Primaries | THR-ACC-HVAC |  | HVAC |  |  | http://www.toronto.ca/TWONTO#collection_of_assets |  | Air Conditioning, Heating, Ventilation & Air Conditioning
130446 | THR-ACC-PRM | Heating, Ventilation and Air Conditioning, Primaries | THR-OCS-NEW |  | HVAC |  |  | http://www.toronto.ca/TWONTO#collection_of_assets |  | Odour Control, Biofilter
130447 | THR-ACC-PRS | Heating, Ventilation and Air Conditioning, Ferrous Chloride Building | THR-ACC-WA4 |  | HVAC |  |  | http://www.toronto.ca/TWONTO#collection_of_assets |  | Air Conditioning, AHU, HVAC,Work Area4
130448 | THR-ACC-PRS | Heating, Ventilation and Air Conditioning, Ferrous Chloride Building | THR-PRS |  | HVAC |  |  | http://www.toronto.ca/TWONTO#collection_of_assets |  | Phosphorous Removal System
130500 | THR-ACC-T&G | Air Conditioning, AHU, HVAC, Tunnels & Galleries | THR-ACC-WA3 | H.V.A.C.,Air Conditioner | HVAC |  |  | http://www.toronto.ca/TWONTO#collection_of_assets |  | Air Conditioning, Boiler, Fans & AHU
130526 | THR-ACC-THK | Air Conditioning, AHU, HVAC, STB | THR-ACC-HVAC | H.V.A.C.,Air Conditioner | HVAC |  |  | http://www.toronto.ca/TWONTO#collection_of_assets |  | Air Conditioning, Heating, Ventilation & Air Conditioning
130527 | THR-ACC-THK | Air Conditioning, AHU, HVAC, STB | THR-ACC-WA1 | H.V.A.C.,Air Conditioner | HVAC |  |  | http://www.toronto.ca/TWONTO#collection_of_assets |  | Air Conditioning, AHU, HVAC,Work Area1
130672 | THR-ACC-TSL-4800 | Switch, Temperature, HTR-4800, NW Wall, Electrical Room, West Substation | THR-ACC-HTR-4800 | Switch,Temperature-Low | HVAC |  | TSL | http://www.toronto.ca/TWONTO#temperature_switch |  | Heater, Unit, Electric, NW Wall, Electrical Room, West Substation
130673 | THR-ACC-TSL-4801 | Switch, Temperature, HTR-4801, NE Wall, Electrical Room, West Substation | THR-ACC-HTR-4801 | Switch,Temperature-Low | HVAC |  | TSL | http://www.toronto.ca/TWONTO#temperature_switch |  | Heater, Unit, Electric, NE Wall, Electrical Room, West Substation
133891 | THR-DIS-AHU-0100 | HVAC, Air Conditioning Unit, Chlorine Bldg,Roof | THR-ACC-DIS | H.V.A.C.,Air Conditioner | HVAC |  | AHU | http://www.toronto.ca/TWONTO#air_condition |  | Air Conditioning, HVAC, Chlorine Building
133985 | THR-DIS-FN-0100 | Fan, Workshop, Disinfection Building Roof | THR-DIS | Fan | HVAC |  | FN | http://www.toronto.ca/TWONTO#blower_or_fan_with_drive |  | Disinfection
136641 | THR-HVAC-ACB | Heating, Ventilation and Air Conditioning, Air Compressor Building | THR-ACC-HVAC |  | HVAC |  |  | http://www.toronto.ca/TWONTO#collection_of_assets |  | Air Conditioning, Heating, Ventilation & Air Conditioning
136642 | THR-HVAC-HPBB | Heating, Ventilation and Air Conditioning, High Pressure Blower Building | THR-ACC-HVAC |  | HVAC |  |  | http://www.toronto.ca/TWONTO#collection_of_assets |  | Air Conditioning, Heating, Ventilation & Air Conditioning
136643 | THR-HVAC-HPBB | Heating, Ventilation and Air Conditioning, High Pressure Blower Building | THR-AER-BL |  | HVAC |  |  | http://www.toronto.ca/TWONTO#collection_of_assets |  | Aeration Blowers
136644 | THR-HVAC-WS | Heating, Ventilation and Air Conditioning, West Substation | THR-ACC-WA3 |  | HVAC |  |  | http://www.toronto.ca/TWONTO#collection_of_assets |  | Air Conditioning, Boiler, Fans & AHU
136956 | THR-OCS-DM-0041 | Damper, Butterfly, Suction, Fan 0040, South Biofilter | THR-OCS-FN-0040 | Damper/Louver | HVAC |  | DM | http://www.toronto.ca/TWONTO#air_damper |  | Fan, Centrifugal, Odourous Air, South Biofilter
136957 | THR-OCS-DM-0042 | Damper, Butterfly, Discharge, Fan 0040, South Biofilter | THR-OCS-FN-0040 | Damper/Louver | HVAC |  | DM | http://www.toronto.ca/TWONTO#air_damper |  | Fan, Centrifugal, Odourous Air, South Biofilter
136958 | THR-OCS-DM-0051 | Damper, Butterfly, Suction, Fan 0050, South Biofilter | THR-OCS-FN-0050 | Damper/Louver | HVAC |  | DM | http://www.toronto.ca/TWONTO#air_damper |  | Fan, Centrifugal, Odourous Air, South Biofilter
136959 | THR-OCS-DM-0052 | Damper, Butterfly, Discharge, Fan 0050, South Biofilter | THR-OCS-FN-0050 | Damper/Louver | HVAC |  | DM | http://www.toronto.ca/TWONTO#air_damper |  | Fan, Centrifugal, Odourous Air, South Biofilter
136960 | THR-OCS-DM-0062 | Damper, Butterfly, Discharge, Fan 0060, Carbon System - Omitted | THR-OCS-FN-0060 | Damper/Louver | HVAC |  | DM | http://www.toronto.ca/TWONTO#air_damper |  | Fan, Centrifugal, Odourous Air, Carbon System
136961 | THR-OCS-DM-2207 | Damper, Butterfly, Suction, Fan 2200, North Biofilter | THR-OCS-FN-2200 | Damper/Louver | HVAC |  | DM | http://www.toronto.ca/TWONTO#air_damper |  | Fan, Centrifugal, Odourous Air, North Biofilter
136962 | THR-OCS-DM-2208 | Damper, Butterfly, Discharge, Fan 2200, North Biofilter | THR-OCS-FN-2200 | Damper/Louver | HVAC |  | DM | http://www.toronto.ca/TWONTO#air_damper |  | Fan, Centrifugal, Odourous Air, North Biofilter
136963 | THR-OCS-DM-2227 | Damper, Butterfly, Suction, Fan 2220, North Biofilter | THR-OCS-FN-2220 | Damper/Louver | HVAC |  | DM | http://www.toronto.ca/TWONTO#air_damper |  | Fan, Centrifugal, Odourous Air, North Biofilter
139697 | TNT-ACC-AC-2003A | Air Conditioner | TNT-ACC-AC | H.V.A.C.,Air Conditioner | HVAC |  | AC | http://www.toronto.ca/TWONTO#air_condition |  | HVAC- Air conditioner and cooling units
139698 | TNT-ACC-AC-2006A | Air Conditioner | TNT-ACC-AC | H.V.A.C.,Air Conditioner | HVAC |  | AC | http://www.toronto.ca/TWONTO#air_condition |  | HVAC- Air conditioner and cooling units
139699 | TNT-ACC-AC-2007A | Air Conditioner | TNT-ACC-AC | H.V.A.C.,Air Conditioner | HVAC |  | AC | http://www.toronto.ca/TWONTO#air_condition |  | HVAC- Air conditioner and cooling units
139700 | TNT-ACC-AC-2009A | Air Conditioner | TNT-ACC-AC | H.V.A.C.,Air Conditioner | HVAC |  | AC | http://www.toronto.ca/TWONTO#air_condition |  | HVAC- Air conditioner and cooling units
139702 | TNT-ACC-AHU-1602 | Air handling unit | TNT-ACC-AHU | Air Handling Unit | HVAC |  | AHU | http://www.toronto.ca/TWONTO#air_handler_unit |  | HVAC- AHUs and Fans
139703 | TNT-ACC-AHU-1603 | Air handling unit | TNT-ACC-AHU | Air Handling Unit | HVAC |  | AHU | http://www.toronto.ca/TWONTO#air_handler_unit |  | HVAC- AHUs and Fans
139707 | TNT-ACC-CU-2006B | Air Conditioner, outdoor condensor | TNT-ACC-AC | H.V.A.C.,Chiller | HVAC |  | CU | http://www.toronto.ca/TWONTO#AC_condenser_unit |  | HVAC- Air conditioner and cooling units
139708 | TNT-ACC-CU-2007B | Air Conditioner, outdoor condensor | TNT-ACC-AC | H.V.A.C.,Chiller | HVAC |  | CU | http://www.toronto.ca/TWONTO#AC_condenser_unit |  | HVAC- Air conditioner and cooling units
139709 | TNT-ACC-CU-2009B | Air Conditioner, outdoor condensor | TNT-ACC-AC | H.V.A.C.,Chiller | HVAC |  | CU | http://www.toronto.ca/TWONTO#AC_condenser_unit |  | HVAC- Air conditioner and cooling units
139710 | TNT-ACC-CU-2010B | Air Conditioner, outdoor condensor | TNT-ACC-AC | H.V.A.C.,Chiller | HVAC |  | CU | http://www.toronto.ca/TWONTO#AC_condenser_unit |  | HVAC- Air conditioner and cooling units
140908 | TNT-SPC-AC-1001 | AC Unit, SPC Room | TNT-ACC-AHU | Fan | HVAC |  | AC | http://www.toronto.ca/TWONTO#air_condition |  | HVAC- AHUs and Fans
143510 | WTR-PEL-AHU-1001 | Air Handling Unit, Generator Building, Roof | WTR-PEL-ACC | Air Handling Unit | HVAC |  | AHU | http://www.toronto.ca/TWONTO#air_handler_unit |  | Air Conditioning, Handling and Ventilation
145633 | WTR-PPD-AC-2041 | Air Conditioner, Ductless, Break Room | WTR-PPD-CU-3051 | H.V.A.C.,Air Conditioner | HVAC |  | AC | http://www.toronto.ca/TWONTO#air_condition |  | Condensing Unit 2, Air Cooled, Roof
145634 | WTR-PPD-AC-3042 | Air Conditioner, Ductless, Electrical Room | WTR-PPD-CU-3041 | H.V.A.C.,Air Conditioner | HVAC |  | AC | http://www.toronto.ca/TWONTO#air_condition |  | Condensing Unit 1, Air Cooled, Roof
145810 | WTR-PRH-CU-0001 | Cooling Water Condenser, Meter Access Room | WTR-PRH-ACC | H.V.A.C.,Air Conditioner | HVAC |  | CU | http://www.toronto.ca/TWONTO#AC_condenser_unit |  | Air Conditioning, Heating and Ventilation
147616 | YTF-ACC-AC-0002 | H.V.A.C., Air Conditioner, RN117, HVAC Exhaust Fans and AHU's | YTF-ACC | H.V.A.C.,Air Conditioner | HVAC |  | AC | http://www.toronto.ca/TWONTO#air_condition |  | HVAC Equipment
147617 | YTF-ACC-AC-5801 | H.V.A.C., Air Conditioner, YTF-ACC-AHU-5801, HVAC Exhaust Fans and AHU's | YTF-ACC | H.V.A.C.,Air Conditioner | HVAC |  | AC | http://www.toronto.ca/TWONTO#air_condition |  | HVAC Equipment
147618 | YTF-ACC-AC-6001 | H.V.A.C., Air Conditioner, YTF-ACC-AHU-6001, HVAC Exhaust Fans and AHU's | YTF-ACC | H.V.A.C.,Air Conditioner | HVAC |  | AC | http://www.toronto.ca/TWONTO#air_condition |  | HVAC Equipment
147619 | YTF-ACC-AHU-4101 | Air Handling Unit, RN150, HVAC Exhaust Fans and AHU's | YTF-ACC | Air Handling Unit | HVAC |  | AHU | http://www.toronto.ca/TWONTO#air_handler_unit |  | HVAC Equipment
147620 | YTF-ACC-AHU-4301 | Air Handling Unit, RN151, HVAC Exhaust Fans and AHU's | YTF-ACC | Air Handling Unit | HVAC |  | AHU | http://www.toronto.ca/TWONTO#air_handler_unit |  | HVAC Equipment
147621 | YTF-ACC-AHU-4601 | Air Handling Unit, RN146, HVAC Exhaust Fans and AHU's | YTF-ACC | Air Handling Unit | HVAC |  | AHU | http://www.toronto.ca/TWONTO#air_handler_unit |  | HVAC Equipment
147622 | YTF-ACC-AHU-4901 | Air Handling Unit, RN175, HVAC Exhaust Fans and AHU's | YTF-ACC | Air Handling Unit | HVAC |  | AHU | http://www.toronto.ca/TWONTO#air_handler_unit |  | HVAC Equipment
147623 | YTF-ACC-AHU-5201 | Air Handling Unit, RN125, HVAC Exhaust Fans and AHU's | YTF-ACC | Air Handling Unit | HVAC |  | AHU | http://www.toronto.ca/TWONTO#air_handler_unit |  | HVAC Equipment
147624 | YTF-ACC-AHU-5701 | Air Handling Unit, Telephone Room, HVAC Exhaust Fans and AHU's | YTF-ACC | Air Handling Unit | HVAC |  | AHU | http://www.toronto.ca/TWONTO#air_handler_unit |  | HVAC Equipment
147625 | YTF-ACC-AHU-5801 | Air Handling Unit, Server Room, North-West, HVAC Exhaust Fans and AHU's | YTF-ACC | Air Handling Unit | HVAC |  | AHU | http://www.toronto.ca/TWONTO#air_handler_unit |  | HVAC Equipment
147711 | YTF-CW-HU-7101 | H.V.A.C., Humidifier, General Office Area 4, City Water | YTF-CW | H.V.A.C.,Humidifier | HVAC |  | HU | http://www.toronto.ca/TWONTO#humidier |  | City Water
147712 | YTF-CW-HU-7201 | H.V.A.C., Humidifier, RN151, City Water | YTF-CW | H.V.A.C.,Humidifier | HVAC |  | HU | http://www.toronto.ca/TWONTO#humidier |  | City Water
147713 | YTF-CW-HU-7501 | H.V.A.C., Humidifier, RN132, City Water | YTF-CW | H.V.A.C.,Humidifier | HVAC |  | HU | http://www.toronto.ca/TWONTO#humidier |  | City Water
147714 | YTF-CW-HU-7601 | H.V.A.C., Humidifier, RN122, City Water | YTF-CW | H.V.A.C.,Humidifier | HVAC |  | HU | http://www.toronto.ca/TWONTO#humidier |  | City Water
38991 | TAB-ACC-DM-0041 | Combustin Air Damper Servo Motor | TAB-ACC-BO-0040 |  | Burner |  | DM | http://www.toronto.ca/TWONTO#flame_arrestor |  | Boiler#4, Plant Wide Heating System
39278 | TAB-ACC-FDT-0040 | Flame Detector | TAB-ACC-BO-0040 |  | Burner |  | FDT | http://www.toronto.ca/TWONTO#flame_or_combustion_sensing_instrument |  | Boiler#4, Plant Wide Heating System
40482 | TAB-ACC-PSL-0005 | Combustion Air Flow Proving Switch | TAB-ACC-BO-0040 |  | Burner |  | PSL | http://www.toronto.ca/TWONTO#pressure_switch |  | Boiler#4, Plant Wide Heating System
44451 | TAB-DIG-BU | Waste Gas Burner | TAB-AUX |  | Burner |  |  | http://www.toronto.ca/TWONTO#waste_gas_burner |  | Gas Services, Natural Gas, Digester Gas
44452 | TAB-DIG-BU | Waste Gas Burner | TAB-WORK-AREA-6 |  | Burner |  |  | http://www.toronto.ca/TWONTO#waste_gas_burner |  | Work Area 6
44453 | TAB-DIG-BU | Waste Gas Burner | TAB-WORK-AREA-SEO |  | Burner |  |  | http://www.toronto.ca/TWONTO#waste_gas_burner |  | TAB Work Area SEO
44454 | TAB-DIG-BU-7062 | Burner #2, Waste Gas | TAB-DIG-BU | Burner,Waste Gas | Burner |  | BU | http://www.toronto.ca/TWONTO#waste_gas_burner |  | Waste Gas Burner
44455 | TAB-DIG-BU-7062 | Burner #2, Waste Gas | TAB-SUSPENDED ENTITY | Burner,Waste Gas | Burner |  | BU | http://www.toronto.ca/TWONTO#waste_gas_burner |  | Suspended entities
44456 | TAB-DIG-BU-7200 | Waste Gas Burner, Digester Gas, Waste Gas Burner Station | TAB-DIG-BU | Burner | Burner |  | BU | http://www.toronto.ca/TWONTO#waste_gas_burner |  | Waste Gas Burner
44457 | TAB-DIG-BU-7300 | Waste Gas Burner, Digester Gas, Waste Gas Burner Station | TAB-DIG-BU | Burner | Burner |  | BU | http://www.toronto.ca/TWONTO#waste_gas_burner |  | Waste Gas Burner
44458 | TAB-DIG-BU-7400 | Waste Gas Burner, Digester Gas, Waste Gas Burner Station | TAB-DIG-BU | Burner | Burner |  | BU | http://www.toronto.ca/TWONTO#waste_gas_burner |  | Waste Gas Burner
44459 | TAB-DIG-BU-7500 | Waste Gas Burner, Waste Gas Burner Station | TAB-DIG-BU | Burner | Burner |  | BU | http://www.toronto.ca/TWONTO#waste_gas_burner |  | Waste Gas Burner
44460 | TAB-DIG-BU-7600 | Waste Gas Burner, Waste Gas Burner Station | TAB-DIG-BU | Burner | Burner |  | BU | http://www.toronto.ca/TWONTO#waste_gas_burner |  | Waste Gas Burner
62890 | THC-DIG-BU-5100 | Burner,Waste Gas,Building UU | THC-DIG-BURNERS | Burner,Waste Gas | Burner |  | BU | http://www.toronto.ca/TWONTO#waste_gas_burner |  | Waste Gas Burners
62891 | THC-DIG-BU-5182S | Waste Gas, Burner | THC-DIG-BURNERS | Burner,Waste Gas | Burner | 37958 | BU | http://www.toronto.ca/TWONTO#waste_gas_burner |  | Waste Gas Burners
62892 | THC-DIG-BU-5300 | Burner,Waste Gas,Building UU | THC-DIG-BURNERS | Burner,Waste Gas | Burner |  | BU | http://www.toronto.ca/TWONTO#waste_gas_burner |  | Waste Gas Burners
66916 | THC-INC-BU-1030 | Burner, Hearth 1, Incinerator 1000 | THC-INC-FU-1000 | Burner | Burner |  | BU | http://www.toronto.ca/TWONTO#burner_component_of_asset |  | Furnace, Incinerator 1000
66917 | THC-INC-BU-1031 | Burner, Hearth 1, Incinerator 1000 | THC-INC-FU-1000? | Burner | Burner |  | BU | http://www.toronto.ca/TWONTO#burner_component_of_asset |  | Furnace, Incinerator 1000
66918 | THC-INC-BU-1032 | Burner, Hearth 1, Incinerator 1000 | THC-INC-FU-1000 | Burner | Burner |  | BU | http://www.toronto.ca/TWONTO#burner_component_of_asset |  | Furnace, Incinerator 1000
66919 | THC-INC-BU-1033 | Burner, Hearth 1, Incinerator 1000 | THC-INC-FU-1000? | Burner | Burner |  | BU | http://www.toronto.ca/TWONTO#burner_component_of_asset |  | Furnace, Incinerator 1000
66920 | THC-INC-BU-1034 | Burner, Hearth 3, Incinerator 1000 | THC-INC-FU-1000? | Burner | Burner |  | BU | http://www.toronto.ca/TWONTO#burner_component_of_asset |  | Furnace, Incinerator 1000
66921 | THC-INC-BU-1035 | Burner, Hearth 3, Incinerator 1000 | THC-INC-FU-1000? | Burner | Burner |  | BU | http://www.toronto.ca/TWONTO#burner_component_of_asset |  | Furnace, Incinerator 1000
66922 | THC-INC-BU-1036 | Burner, Hearth 3, Incinerator 1000 | THC-INC-FU-1000? | Burner | Burner |  | BU | http://www.toronto.ca/TWONTO#burner_component_of_asset |  | Furnace, Incinerator 1000
66923 | THC-INC-BU-1037 | Burner, Hearth 3, Incinerator 1000 | THC-INC-FU-1000? | Burner | Burner |  | BU | http://www.toronto.ca/TWONTO#burner_component_of_asset |  | Furnace, Incinerator 1000
66924 | THC-INC-BU-1038 | Burner, Hearth 5, Incinerator 1000 | THC-INC-FU-1000 | Burner | Burner |  | BU | http://www.toronto.ca/TWONTO#burner_component_of_asset |  | Furnace, Incinerator 1000
66925 | THC-INC-BU-1039 | Burner, Hearth 5, Incinerator 1000 | THC-INC-FU-1000 | Burner | Burner |  | BU | http://www.toronto.ca/TWONTO#burner_component_of_asset |  | Furnace, Incinerator 1000
66926 | THC-INC-BU-1040 | Burner, Hearth 5, Incinerator 1000 | THC-INC-FU-1000 | Burner | Burner |  | BU | http://www.toronto.ca/TWONTO#burner_component_of_asset |  | Furnace, Incinerator 1000
66927 | THC-INC-BU-1041 | Burner, Hearth 5, Incinerator 1000 | THC-INC-FU-1000 | Burner | Burner |  | BU | http://www.toronto.ca/TWONTO#burner_component_of_asset |  | Furnace, Incinerator 1000
66928 | THC-INC-BU-1042 | Burner, Hearth 7, Incinerator 1000 | THC-INC-FU-1000 | Burner | Burner |  | BU | http://www.toronto.ca/TWONTO#burner_component_of_asset |  | Furnace, Incinerator 1000
66929 | THC-INC-BU-1043 | Burner, Hearth 7, Incinerator 1000 | THC-INC-FU-1000 | Burner | Burner |  | BU | http://www.toronto.ca/TWONTO#burner_component_of_asset |  | Furnace, Incinerator 1000
66930 | THC-INC-BU-2030 | Burner, Hearth 1, Incinerator 2000 | THC-INC-FU-2000 | Burner | Burner |  | BU | http://www.toronto.ca/TWONTO#burner_component_of_asset |  | Furnace, Incinerator 2000
66931 | THC-INC-BU-2031 | Burner, Hearth 1, Incinerator 2000 | THC-INC-FU-2000? | Burner | Burner |  | BU | http://www.toronto.ca/TWONTO#burner_component_of_asset |  | Furnace, Incinerator 2000
66932 | THC-INC-BU-2032 | Burner, Hearth 1, Incinerator 2000 | THC-INC-FU-2000? | Burner | Burner |  | BU | http://www.toronto.ca/TWONTO#burner_component_of_asset |  | Furnace, Incinerator 2000
66933 | THC-INC-BU-2033 | Burner, Hearth 1, Incinerator 2000 | THC-INC-FU-2000? | Burner | Burner |  | BU | http://www.toronto.ca/TWONTO#burner_component_of_asset |  | Furnace, Incinerator 2000
66934 | THC-INC-BU-2037 | Burner, Hearth 3, Incinerator 2000 | THC-INC-FU-2000 | Burner | Burner |  | BU | http://www.toronto.ca/TWONTO#burner_component_of_asset |  | Furnace, Incinerator 2000
66935 | THC-INC-BU-2037 | Burner, Hearth 3, Incinerator 2000 | THC-INC-FU-2000? | Burner | Burner |  | BU | http://www.toronto.ca/TWONTO#burner_component_of_asset |  | Furnace, Incinerator 2000
66936 | THC-INC-BU-2038 | Burner, Hearth 5, Incinerator 2000 | THC-INC-FU-2000 | Burner | Burner |  | BU | http://www.toronto.ca/TWONTO#burner_component_of_asset |  | Furnace, Incinerator 2000
66937 | THC-INC-BU-2039 | Burner, Hearth 5, Incinerator 2000 | THC-INC-FU-2000? | Burner | Burner |  | BU | http://www.toronto.ca/TWONTO#burner_component_of_asset |  | Furnace, Incinerator 2000
66938 | THC-INC-BU-2040 | Burner, Hearth 5, Incinerator 2000 | THC-INC-FU-2000? | Burner | Burner |  | BU | http://www.toronto.ca/TWONTO#burner_component_of_asset |  | Furnace, Incinerator 2000
66939 | THC-INC-BU-2041 | Burner, Hearth 5, Incinerator 2000 | THC-INC-FU-2000 | Burner | Burner |  | BU | http://www.toronto.ca/TWONTO#burner_component_of_asset |  | Furnace, Incinerator 2000
66940 | THC-INC-BU-2042 | Burner, Hearth 7, Incinerator 2000 | THC-INC-FU-2000 | Burner | Burner |  | BU | http://www.toronto.ca/TWONTO#burner_component_of_asset |  | Furnace, Incinerator 2000
66941 | THC-INC-BU-2043 | Burner, Hearth 7, Incinerator 2000 | THC-INC-FU-2000? | Burner | Burner |  | BU | http://www.toronto.ca/TWONTO#burner_component_of_asset |  | Furnace, Incinerator 2000
75828 | THR-DIG-BU-7720S | Burner, Waste Gas | THR-DIG-BU | Analyzer | Burner | 39916 | BU | http://www.toronto.ca/TWONTO#waste_gas_burner |  | Digester, Waste Gas Burners
75829 | THR-DIG-BU-7720S | Burner, Waste Gas | THR-S-E | Analyzer | Burner | 39916 | BU | http://www.toronto.ca/TWONTO#waste_gas_burner |  | SUSPENDED ENTITY
75830 | THR-DIG-BU-7750 | Waste Gas Burner, Burner 7750, WGB Bldg Roof | THR-DIG-BU | Analyzer | Burner |  | BU | http://www.toronto.ca/TWONTO#waste_gas_burner |  | Digester, Waste Gas Burners
75831 | THR-DIG-BU-7750S | Burner, Waste Gas | THR-DIG-BU | Analyzer | Burner | 40407 | BU | http://www.toronto.ca/TWONTO#waste_gas_burner |  | Digester, Waste Gas Burners
75832 | THR-DIG-BU-7750S | Burner, Waste Gas | THR-S-E | Analyzer | Burner | 40407 | BU | http://www.toronto.ca/TWONTO#waste_gas_burner |  | SUSPENDED ENTITY
75833 | THR-DIG-BU-7780 | Burner, Waste Gas 7780, Waste Gas Burner Building Roof | THR-DIG-BU | Analyzer | Burner |  | BU | http://www.toronto.ca/TWONTO#waste_gas_burner |  | Digester, Waste Gas Burners
75834 | THR-DIG-BU-7780S | Burner, Waste Gas | THR-DIG-BU | Analyzer | Burner | 40408 | BU | http://www.toronto.ca/TWONTO#waste_gas_burner |  | Digester, Waste Gas Burners
75875 | THR-DIG-FDT-7780 | Flame detector, BU-7780, WGB Bldg Roof | THR-DIG-BU-7750 | Control Panel,Operator | Burner |  | FDT | http://www.toronto.ca/TWONTO#flame_or_combustion_sensing_instrument |  | Waste Gas Burner, Burner 7750, WGB Bldg Roof
85635 | TNT-ACC-BU-5101 | Burner, Boiler #5100 | TNT-ACC-BO-5100 | Burner | Burner |  | BU | http://www.toronto.ca/TWONTO#burner_component_of_asset |  | Boiler, Hot Water
86535 | TNT-DIG-BU-5301 | Burner, Waste Gas | TNT-DIG-GAS | Burner,Waste Gas | Burner |  | BU | http://www.toronto.ca/TWONTO#waste_gas_burner |  | Digester Gas header
86536 | TNT-DIG-BU-5401 | Burner, Waste Gas | TNT-DIG-GAS | Burner,Waste Gas | Burner |  | BU | http://www.toronto.ca/TWONTO#waste_gas_burner |  | Digester Gas header
106039 | TAB-ACC-BU-0400 | Valve, Lubricated Plug, Digester Gas Train, | TAB-DIG-BLR19 | Burner | Burner |  | BU | http://www.toronto.ca/TWONTO#valve |  | Digester Gas Train,#19 Volcano Steam Boiler
108977 | TAB-CAP-PRJ-0022 | New Waste Gas Burner Project | TAB-DIG-BU | Burner,Waste Gas | Burner |  | PRJ | project |  | Waste Gas Burner
110476 | TAB-DIG-BU | Waste Gas Burner | TAB-WORK-AREA-5 |  | Burner |  |  | http://www.toronto.ca/TWONTO#collection_of_assets |  | Work Area 5
110477 | TAB-DIG-BU-7061 | Burner #1, Waste Gas | TAB-DIG-BU | Burner,Waste Gas | Burner | 46285 | BU | http://www.toronto.ca/TWONTO#waste_gas_burner |  | Waste Gas Burner
110478 | TAB-DIG-BU-7061 | Burner #1, Waste Gas | TAB-SUSPENDED ENTITY | Burner,Waste Gas | Burner | 46285 | BU | http://www.toronto.ca/TWONTO#waste_gas_burner |  | Suspended entities
110479 | TAB-DIG-BU-7063 | Burner #3, Waste Gas | TAB-DIG-BU | Burner,Waste Gas | Burner | 46286 | BU | http://www.toronto.ca/TWONTO#waste_gas_burner |  | Waste Gas Burner
110480 | TAB-DIG-BU-7063 | Burner #3, Waste Gas | TAB-SUSPENDED ENTITY | Burner,Waste Gas | Burner | 46286 | BU | http://www.toronto.ca/TWONTO#waste_gas_burner |  | Suspended entities
123192 | THC-DIG-BU-5182S | Waste Gas, Burner | THC-SUSPENDED | Burner,Waste Gas | Burner | 37958 | BU | http://www.toronto.ca/TWONTO#waste_gas_burner |  | Suspended entity
123193 | THC-DIG-BU-5200 | Burner,Waste Gas,Building UU | THC-DIG-BURNERS | Burner,Waste Gas | Burner |  | BU | http://www.toronto.ca/TWONTO#waste_gas_burner |  | Waste Gas Burners
123194 | THC-DIG-BU-5200S | Waste Gas, Burner | THC-DIG-BURNERS | Burner,Waste Gas | Burner | 36072 | BU | http://www.toronto.ca/TWONTO#waste_gas_burner |  | Waste Gas Burners
123195 | THC-DIG-BU-5200S | Waste Gas, Burner | THC-SUSPENDED | Burner,Waste Gas | Burner | 36072 | BU | http://www.toronto.ca/TWONTO#waste_gas_burner |  | Suspended entity
123196 | THC-DIG-BU-5220S | Waste Gas, Burner | THC-DIG-BURNERS | Burner,Waste Gas | Burner | 36071 | BU | http://www.toronto.ca/TWONTO#waste_gas_burner |  | Waste Gas Burners
123197 | THC-DIG-BU-5220S | Waste Gas, Burner | THC-SUSPENDED | Burner,Waste Gas | Burner | 36071 | BU | http://www.toronto.ca/TWONTO#waste_gas_burner |  | Suspended entity
125846 | THC-INC-BU-1030 | Burner, Hearth 1, Incinerator 1000 | THC-INC-FU-1000? | Burner | Burner |  | BU | http://www.toronto.ca/TWONTO#burner_component_of_asset |  | Furnace, Incinerator 1000
125847 | THC-INC-BU-1031 | Burner, Hearth 1, Incinerator 1000 | THC-INC-FU-1000 | Burner | Burner |  | BU | http://www.toronto.ca/TWONTO#burner_component_of_asset |  | Furnace, Incinerator 1000
125848 | THC-INC-BU-1032 | Burner, Hearth 1, Incinerator 1000 | THC-INC-FU-1000? | Burner | Burner |  | BU | http://www.toronto.ca/TWONTO#burner_component_of_asset |  | Furnace, Incinerator 1000
125849 | THC-INC-BU-1033 | Burner, Hearth 1, Incinerator 1000 | THC-INC-FU-1000 | Burner | Burner |  | BU | http://www.toronto.ca/TWONTO#burner_component_of_asset |  | Furnace, Incinerator 1000
125850 | THC-INC-BU-1034 | Burner, Hearth 3, Incinerator 1000 | THC-INC-FU-1000 | Burner | Burner |  | BU | http://www.toronto.ca/TWONTO#burner_component_of_asset |  | Furnace, Incinerator 1000
125851 | THC-INC-BU-1035 | Burner, Hearth 3, Incinerator 1000 | THC-INC-FU-1000 | Burner | Burner |  | BU | http://www.toronto.ca/TWONTO#burner_component_of_asset |  | Furnace, Incinerator 1000
125852 | THC-INC-BU-1036 | Burner, Hearth 3, Incinerator 1000 | THC-INC-FU-1000 | Burner | Burner |  | BU | http://www.toronto.ca/TWONTO#burner_component_of_asset |  | Furnace, Incinerator 1000
125853 | THC-INC-BU-1037 | Burner, Hearth 3, Incinerator 1000 | THC-INC-FU-1000 | Burner | Burner |  | BU | http://www.toronto.ca/TWONTO#burner_component_of_asset |  | Furnace, Incinerator 1000
125854 | THC-INC-BU-1038 | Burner, Hearth 5, Incinerator 1000 | THC-INC-FU-1000? | Burner | Burner |  | BU | http://www.toronto.ca/TWONTO#burner_component_of_asset |  | Furnace, Incinerator 1000
125855 | THC-INC-BU-1039 | Burner, Hearth 5, Incinerator 1000 | THC-INC-FU-1000? | Burner | Burner |  | BU | http://www.toronto.ca/TWONTO#burner_component_of_asset |  | Furnace, Incinerator 1000
125856 | THC-INC-BU-1040 | Burner, Hearth 5, Incinerator 1000 | THC-INC-FU-1000? | Burner | Burner |  | BU | http://www.toronto.ca/TWONTO#burner_component_of_asset |  | Furnace, Incinerator 1000
125857 | THC-INC-BU-1041 | Burner, Hearth 5, Incinerator 1000 | THC-INC-FU-1000? | Burner | Burner |  | BU | http://www.toronto.ca/TWONTO#burner_component_of_asset |  | Furnace, Incinerator 1000
125858 | THC-INC-BU-1042 | Burner, Hearth 7, Incinerator 1000 | THC-INC-FU-1000? | Burner | Burner |  | BU | http://www.toronto.ca/TWONTO#burner_component_of_asset |  | Furnace, Incinerator 1000
125859 | THC-INC-BU-1043 | Burner, Hearth 7, Incinerator 1000 | THC-INC-FU-1000? | Burner | Burner |  | BU | http://www.toronto.ca/TWONTO#burner_component_of_asset |  | Furnace, Incinerator 1000
125860 | THC-INC-BU-2030 | Burner, Hearth 1, Incinerator 2000 | THC-INC-FU-2000? | Burner | Burner |  | BU | http://www.toronto.ca/TWONTO#burner_component_of_asset |  | Furnace, Incinerator 2000
125861 | THC-INC-BU-2031 | Burner, Hearth 1, Incinerator 2000 | THC-INC-FU-2000 | Burner | Burner |  | BU | http://www.toronto.ca/TWONTO#burner_component_of_asset |  | Furnace, Incinerator 2000
125862 | THC-INC-BU-2032 | Burner, Hearth 1, Incinerator 2000 | THC-INC-FU-2000 | Burner | Burner |  | BU | http://www.toronto.ca/TWONTO#burner_component_of_asset |  | Furnace, Incinerator 2000
125863 | THC-INC-BU-2033 | Burner, Hearth 1, Incinerator 2000 | THC-INC-FU-2000 | Burner | Burner |  | BU | http://www.toronto.ca/TWONTO#burner_component_of_asset |  | Furnace, Incinerator 2000
125864 | THC-INC-BU-2034 | Burner, Hearth 3, Incinerator 2000 | THC-INC-FU-2000 | Burner | Burner |  | BU | http://www.toronto.ca/TWONTO#burner_component_of_asset |  | Furnace, Incinerator 2000
125865 | THC-INC-BU-2034 | Burner, Hearth 3, Incinerator 2000 | THC-INC-FU-2000? | Burner | Burner |  | BU | http://www.toronto.ca/TWONTO#burner_component_of_asset |  | Furnace, Incinerator 2000
125866 | THC-INC-BU-2035 | Burner, Hearth 3, Incinerator 2000 | THC-INC-FU-2000 | Burner | Burner |  | BU | http://www.toronto.ca/TWONTO#burner_component_of_asset |  | Furnace, Incinerator 2000
125867 | THC-INC-BU-2035 | Burner, Hearth 3, Incinerator 2000 | THC-INC-FU-2000? | Burner | Burner |  | BU | http://www.toronto.ca/TWONTO#burner_component_of_asset |  | Furnace, Incinerator 2000
125868 | THC-INC-BU-2036 | Burner, Hearth 3, Incinerator 2000 | THC-INC-FU-2000 | Burner | Burner |  | BU | http://www.toronto.ca/TWONTO#burner_component_of_asset |  | Furnace, Incinerator 2000
125869 | THC-INC-BU-2036 | Burner, Hearth 3, Incinerator 2000 | THC-INC-FU-2000? | Burner | Burner |  | BU | http://www.toronto.ca/TWONTO#burner_component_of_asset |  | Furnace, Incinerator 2000
125870 | THC-INC-BU-2038 | Burner, Hearth 5, Incinerator 2000 | THC-INC-FU-2000? | Burner | Burner |  | BU | http://www.toronto.ca/TWONTO#burner_component_of_asset |  | Furnace, Incinerator 2000
125871 | THC-INC-BU-2039 | Burner, Hearth 5, Incinerator 2000 | THC-INC-FU-2000 | Burner | Burner |  | BU | http://www.toronto.ca/TWONTO#burner_component_of_asset |  | Furnace, Incinerator 2000
125872 | THC-INC-BU-2040 | Burner, Hearth 5, Incinerator 2000 | THC-INC-FU-2000 | Burner | Burner |  | BU | http://www.toronto.ca/TWONTO#burner_component_of_asset |  | Furnace, Incinerator 2000
125873 | THC-INC-BU-2041 | Burner, Hearth 5, Incinerator 2000 | THC-INC-FU-2000? | Burner | Burner |  | BU | http://www.toronto.ca/TWONTO#burner_component_of_asset |  | Furnace, Incinerator 2000
125874 | THC-INC-BU-2042 | Burner, Hearth 7, Incinerator 2000 | THC-INC-FU-2000? | Burner | Burner |  | BU | http://www.toronto.ca/TWONTO#burner_component_of_asset |  | Furnace, Incinerator 2000
125875 | THC-INC-BU-2043 | Burner, Hearth 7, Incinerator 2000 | THC-INC-FU-2000 | Burner | Burner |  | BU | http://www.toronto.ca/TWONTO#burner_component_of_asset |  | Furnace, Incinerator 2000
132485 | THR-DIG-BU-7720 | Waste Gas Burner, Burner 7720, WGB Bldg Roof | THR-DIG-BU | Analyzer | Burner |  | BU | http://www.toronto.ca/TWONTO#waste_gas_burner |  | Digester, Waste Gas Burners
132486 | THR-DIG-BU-7780S | Burner, Waste Gas | THR-S-E | Analyzer | Burner | 40408 | BU | http://www.toronto.ca/TWONTO#waste_gas_burner |  | SUSPENDED ENTITY
132526 | THR-DIG-FDT-7720 | Flame detector, BU-7720, WGB Bldg Roof | THR-DIG-BU-7720 | Control Panel,Operator | Burner |  | FDT | http://www.toronto.ca/TWONTO#flame_or_combustion_sensing_instrument |  | Waste Gas Burner, Burner 7720, WGB Bldg Roof
132527 | THR-DIG-FDT-7750 | Flame detector, BU-7750, WGB Bldg Roof | THR-DIG-BU-7750 | Control Panel,Operator | Burner |  | FDT | http://www.toronto.ca/TWONTO#flame_or_combustion_sensing_instrument |  | Waste Gas Burner, Burner 7750, WGB Bldg Roof
139706 | TNT-ACC-BU-5201 | Burner, Boiler #5200 | TNT-ACC-BO-5200 | Burner | Burner |  | BU | http://www.toronto.ca/TWONTO#burner_component_of_asset |  | Boiler, Hot Water
8539 | DOS-YCM-FAK-VEH076090 | First Aid kit in vehicle # 76090 | DOS-YCM-VEH-076090 | Safety,First Aid Kit | First Aid |  |  | http://www.toronto.ca/TWONTO#first_aid_kit |  | 2021 Chevrolet Silverado 3500 - Vehicle Unit# 076090
8540 | DOS-YCM-FAK-VEH270005 | First Aid kit in Trailer vehicle # 270005 | DOS-YCM-TRL-VEH270005 | Safety,First Aid Kit | First Aid |  |  | http://www.toronto.ca/TWONTO#first_aid_kit |  | 2008 Homemade Modular - Vehicle Trailer Unit# 270005
8541 | DOS-YCM-FAK-VEH270008 | First Aid kit in Trailer vehicle # 270008 | DOS-YCM-TRL-VEH270008 | Safety,First Aid Kit | First Aid |  |  | http://www.toronto.ca/TWONTO#first_aid_kit |  | 2008 Homemade Modular - Vehicle Trailer Unit# 270008
8542 | DOS-YCM-FAK-VEH270012 | First Aid kit in Trailer vehicle # 270012 |  | Safety,First Aid Kit | First Aid |  |  | http://www.toronto.ca/TWONTO#first_aid_kit
8543 | DOS-YCM-FAK-VEH270014 | First Aid kit in Trailer vehicle # 270014 | DOS-YCM-TRL-VEH270014 | Safety,First Aid Kit | First Aid |  |  | http://www.toronto.ca/TWONTO#first_aid_kit |  | 2019 ALANTRA LEASING 22X10 - Vehicle Trailer Unit# 270014
8544 | DOS-YCM-FAK-VEH270015 | First Aid kit in Trailer vehicle # 270015 | DOS-YCM-TRL-VEH270015 | Safety,First Aid Kit | First Aid |  |  | http://www.toronto.ca/TWONTO#first_aid_kit |  | 2019 ALANTRA LEASING 22X10 - Vehicle Trailer Unit# 270015
8545 | DOS-YCM-FAK-VEH270017 | First Aid kit in Trailer vehicle # 270017 | DOS-YCM-TRL-VEH270017 | Safety,First Aid Kit | First Aid |  |  | http://www.toronto.ca/TWONTO#first_aid_kit |  | 2019 Haulmark trailer - Vehicle Unit# 270017
8546 | DOS-YCM-FAK-VEH41088 | First Aid kit in vehicle # 41088 | DOS-YCM-VEH-41088 | Safety,First Aid Kit | First Aid |  |  | http://www.toronto.ca/TWONTO#first_aid_kit |  | 2010 FORD ESCAPE HYBRID - Vehicle Unit# 41088
8547 | DOS-YCM-FAK-VEH76089 | First Aid kit in vehicle # 76089 | DOS-YCM-VEH-076089 | Safety,First Aid Kit | First Aid |  |  | http://www.toronto.ca/TWONTO#first_aid_kit |  | 2021 Chevrolet Silverado 3500 - Vehicle Unit# 076089
8551 | DOS-YCM-SQ-VEH270008 | Portable eye wash station in Trailer vehicle # 270008 | DOS-YCM-TRL-VEH270008 | Safety,Eye wash | First Aid |  |  | eye_wash_bottle |  | 2008 Homemade Modular - Vehicle Trailer Unit# 270008
8552 | DOS-YCM-SQ-VEH270012 | Portable eye wash station in Trailer vehicle # 270012 |  | Safety,Eye wash | First Aid |  |  | eye_wash_bottle
8553 | DOS-YCM-SQ-VEH270014 | Portable eye wash station in Trailer vehicle # 270014 | DOS-YCM-TRL-VEH270014 | Safety,Eye wash | First Aid |  |  | eye_wash_bottle |  | 2019 ALANTRA LEASING 22X10 - Vehicle Trailer Unit# 270014
8554 | DOS-YCM-SQ-VEH270017 | Portable eye wash station in Trailer vehicle # 270017 | DOS-YCM-TRL-VEH270017 | Safety,Eye wash | First Aid |  |  | eye_wash_bottle |  | 2019 Haulmark trailer - Vehicle Unit# 270017
24234 | FHO-SES-DEF-0001 | Defibrillation Unit, Admin Building, Control Room, | FHO-GRK-PRTY-0002 | Safety,Defibrillator | First Aid |  | DEF | http://www.toronto.ca/TWONTO#automatic_external_defibrillator |  | Grounds Maintenance
24235 | FHO-SES-FAK-0101 | First Aid Kit Station, Admin Building, S4, Switchgear Room, South Side | FHO-SES-SQ-0004 | Safety,First Aid Kit | First Aid |  | FAK | http://www.toronto.ca/TWONTO#first_aid_station_equipment |  | First Aid
24236 | FHO-SES-FAK-0103 | First Aid Kit Station, Admin Building, S2, Electrical Shop, South Wall | FHO-SES-SQ-0004 | Safety,First Aid Kit | First Aid |  | FAK | http://www.toronto.ca/TWONTO#first_aid_station_equipment |  | First Aid
24237 | FHO-SES-FAK-0401 | First Aid Kit Station, Treated Water Building, S2, South Mixing Gallery, South End, Sluice Gate Hall | FHO-SES-SQ-0004 | Safety,First Aid Kit | First Aid |  | FAK | http://www.toronto.ca/TWONTO#first_aid_station_equipment |  | First Aid
24238 | FHO-SES-FAK-0501 | First Aid Kit Station, Raw Water Building, S9, By Service Elevator | FHO-SES-SQ-0004 | Safety,First Aid Kit | First Aid |  | FAK | http://www.toronto.ca/TWONTO#first_aid_station_equipment |  | First Aid
24239 | FHO-SES-FAK-1501 | First Aid Kit Station, Ozone Building, L1, Hallway | FHO-SES-SQ-0004 | Safety,First Aid Kit | First Aid |  | FAK | http://www.toronto.ca/TWONTO#first_aid_station_equipment |  | First Aid
24898 | FHO-SES-SQ-4010 | First Aid Kit Station, Admin Building, Rest Room (Inside Conference Room) | FHO-SES-SQ-0004 | Safety,First Aid Kit | First Aid |  | SQ | http://www.toronto.ca/TWONTO#first_aid_station_equipment |  | First Aid
40510 | DOS-YCM-FAK-VEH135150 | First Aid kit in vehicle # 135150 | DOS-YCM-VEH-135150 | Safety,First Aid Kit | First Aid |  |  | http://www.toronto.ca/TWONTO#first_aid_kit |  | 2011 Vercedes Sprinter 3500 - Vehicle Unit# 135150
40511 | DOS-YCM-FAK-VEH270007 | First Aid kit in Trailer vehicle # 270007 | DOS-YCM-TRL-VEH270007 | Safety,First Aid Kit | First Aid |  |  | http://www.toronto.ca/TWONTO#first_aid_kit |  | 2008 Homemade Modular - Vehicle Trailer Unit# 270007
40512 | DOS-YCM-FAK-VEH270009 | First Aid kit in Trailer vehicle # 270009 | DOS-YCM-TRL-VEH270009 | Safety,First Aid Kit | First Aid |  |  | http://www.toronto.ca/TWONTO#first_aid_kit |  | 2008 Homemade Modular - Vehicle Trailer Unit# 270009
40513 | DOS-YCM-FAK-VEH270013 | First Aid kit in Trailer vehicle # 270013 | DOS-YCM-TRL-VEH270013 | Safety,First Aid Kit | First Aid |  |  | http://www.toronto.ca/TWONTO#first_aid_kit |  | 2019 ALANTRA LEASING 22X10 - Vehicle Trailer Unit# 270013
40514 | DOS-YCM-FAK-VEH67022 | First Aid kit in vehicle # 67022 | DOS-YCM-VEH-67022 | Safety,First Aid Kit | First Aid |  |  | http://www.toronto.ca/TWONTO#first_aid_kit |  | 2012 DODGE - Vehicle Unit# 67022
40515 | DOS-YCM-FAK-VEH67024 | First Aid kit in vehicle # 67024 | DOS-YCM-VEH-67024 | Safety,First Aid Kit | First Aid |  |  | http://www.toronto.ca/TWONTO#first_aid_kit |  | 2012 DODGE - Vehicle Unit# 67024
40516 | DOS-YCM-FAK-VEH67046 | First Aid kit in vehicle # 67046 | DOS-YCM-VEH-67046 | Safety,First Aid Kit | First Aid |  |  | http://www.toronto.ca/TWONTO#first_aid_kit |  | 2013 FORD F250 4X4 - Vehicle Unit# 67046
40517 | DOS-YCM-FAK-VEH67082 | First Aid kit in vehicle # 67082 | DOS-YCM-VEH-67082 | Safety,First Aid Kit | First Aid |  |  | http://www.toronto.ca/TWONTO#first_aid_kit |  | 2020 Chevrolet 2500 - Vehicle Unit# 67082
40518 | DOS-YCM-FAK-VEH73118 | First Aid kit in vehicle # 73118 | DOS-YCM-VEH-73118 | Safety,First Aid Kit | First Aid |  |  | http://www.toronto.ca/TWONTO#first_aid_kit |  | 2012 DODGE RAM 3500 - Vehicle Unit# 73118
40524 | DOS-YCM-SQ-VEH270005 | Portable eye wash station in Trailer vehicle # 270005 | DOS-YCM-TRL-VEH270005 | Safety,Eye wash | First Aid |  |  | eye_wash_bottle |  | 2008 Homemade Modular - Vehicle Trailer Unit# 270005
40525 | DOS-YCM-SQ-VEH270007 | Portable eye wash station in Trailer vehicle # 270007 | DOS-YCM-TRL-VEH270007 | Safety,Eye wash | First Aid |  |  | eye_wash_bottle |  | 2008 Homemade Modular - Vehicle Trailer Unit# 270007
40526 | DOS-YCM-SQ-VEH270009 | Portable eye wash station in Trailer vehicle # 270009 | DOS-YCM-TRL-VEH270009 | Safety,Eye wash | First Aid |  |  | eye_wash_bottle |  | 2008 Homemade Modular - Vehicle Trailer Unit# 270009
40527 | DOS-YCM-SQ-VEH270013 | Portable eye wash station in Trailer vehicle # 270013 | DOS-YCM-TRL-VEH270013 | Safety,Eye wash | First Aid |  |  | eye_wash_bottle |  | 2019 ALANTRA LEASING 22X10 - Vehicle Trailer Unit# 270013
40528 | DOS-YCM-SQ-VEH270015 | Portable eye wash station in Trailer vehicle # 270015 | DOS-YCM-TRL-VEH270015 | Safety,Eye wash | First Aid |  |  | eye_wash_bottle |  | 2019 ALANTRA LEASING 22X10 - Vehicle Trailer Unit# 270015
86184 | FHO-SES-DEF-0001 | Defibrillation Unit, Admin Building, Control Room, | FHO-SES-SQ-0001 | Safety,Defibrillator | First Aid |  | DEF | http://www.toronto.ca/TWONTO#automatic_external_defibrillator |  | Safety Equipment
86185 | FHO-SES-DEF-0001 | Defibrillation Unit, Admin Building, Control Room, | FHO-SES-SQ-0004 | Safety,Defibrillator | First Aid |  | DEF | http://www.toronto.ca/TWONTO#automatic_external_defibrillator |  | First Aid
86186 | FHO-SES-DEF-0002 | Defibrillation Unit, S9, Raw Water Pump Room | FHO-SES-SQ-0004 | Safety,Defibrillator | First Aid |  | DEF | http://www.toronto.ca/TWONTO#automatic_external_defibrillator |  | First Aid
86187 | FHO-SES-DEF-0003 | Defibrillation Unit, Chemical Building, S4, East Wall Outside Diesel Room | FHO-SES-SQ-0004 | Safety,Defibrillator | First Aid |  | DEF | http://www.toronto.ca/TWONTO#automatic_external_defibrillator |  | First Aid
86188 | FHO-SES-FAK-0102 | First Aid Kit Station, Admin Building, L1, Control Room, South Entrance | FHO-SES-SQ-0004 | Safety,First Aid Kit | First Aid |  | FAK | http://www.toronto.ca/TWONTO#first_aid_station_equipment |  | First Aid
87986 | FHO-SES-SQ-4011 | First Aid Kit Station, Admin Building, L2, Kitchen | FHO-SES-SQ-0004 | Safety,First Aid Kit | First Aid |  | SQ | http://www.toronto.ca/TWONTO#first_aid_station_equipment |  | First Aid
96254 | YCM-BLD-FAK-0001 | First Aid kit inside the building | FAC-YCM-BLD | Safety,First Aid Kit | First Aid |  | FAK | http://www.toronto.ca/TWONTO#first_aid_kit |  | BUILDING ENVELOPE
23189 | FHO-LAB-ANL-0010 | Distillation Columns | FHO-AUX | Sampler | Sampler |  | ANL | http://www.toronto.ca/TWONTO#test_equipment |  | Lab/Portable Testing Instruments
36317 | COL-RBC-SP-0314 | Sampler, Overflow | COL-RBC-MISC |  | Sampler |  | SP | http://www.toronto.ca/TWONTO#auto_sampler |  | Miscellaneous Equipment
37660 | PK2412D | Sampler, ( WAS ) | TAB-THK-SP | Sampler | Sampler |  |  | http://www.toronto.ca/TWONTO#auto_sampler |  | Auto sampler
50230 | TAB-PLT-SP-0041 | Sampler, P-Bldg. Screen Effluent Channel | TAB-PLT-T-0100 | Sampler | Sampler |  | SP | http://www.toronto.ca/TWONTO#auto_sampler |  | Tank, Reservoir, Grit Removal, Grit Bldg., P Bldg.
50231 | TAB-PLT-SP-0201 | Sampler, Grit Tank T-0200 Discharge, Old Screen Area, Grit Bldg., P Bldg. | TAB-SUSPENDED ENTITY | Sampler | Sampler | 46072 | SP | http://www.toronto.ca/TWONTO#auto_sampler |  | Suspended entities
50232 | TAB-PLT-SP-0301 | Sampler, Grit Tank T-0300 Discharge, Old Screen Area, Grit Bldg., P Bldg. | TAB-SUSPENDED ENTITY | Sampler | Sampler | 46073 | SP | http://www.toronto.ca/TWONTO#auto_sampler |  | Suspended entities
50233 | TAB-PLT-SP-0401 | Sampler, Grit Tank T-0400 Discharge, Old Screen Area, Grit Bldg., P Bldg. | TAB-SUSPENDED ENTITY | Sampler | Sampler | 46074 | SP | http://www.toronto.ca/TWONTO#auto_sampler |  | Suspended entities
50234 | TAB-PLT-SP-0500 | Sampler, Raw Sewage, D Bldg | TAB-PLT-G-D | Sampler | Sampler |  | SP | http://www.toronto.ca/TWONTO#auto_sampler |  | D Building - Conduits 6-11
50235 | TAB-PLT-SP-0501 | Sampler, Grit Tank T-0500 Discharge, Old Screen Area, Grit Bldg., P Bldg. | TAB-PLT-T-0500 | Sampler | Sampler | 46075 | SP | http://www.toronto.ca/TWONTO#auto_sampler |  | Tank, Reservoir, Grit Removal, Grit Bldg., P Bldg.
50236 | TAB-PLT-SP-0601 | Sampler, Grit Tank T-0600 Discharge, Old Screen Area, Grit Bldg., P Bldg. | TAB-PLT-T-0600 | Sampler | Sampler | 46076 | SP | http://www.toronto.ca/TWONTO#auto_sampler |  | Tank, Reservoir, Grit Removal, Grit Bldg., P Bldg.
50237 | TAB-PLT-SP-0601 | Sampler, Grit Tank T-0600 Discharge, Old Screen Area, Grit Bldg., P Bldg. | TAB-SUSPENDED ENTITY | Sampler | Sampler | 46076 | SP | http://www.toronto.ca/TWONTO#auto_sampler |  | Suspended entities
50238 | TAB-PLT-SP-1000 | Sampler, Raw Sewage, Grit Works, Conduit 1 | TAB-SUSPENDED ENTITY | Sampler | Sampler | 34265 | SP | http://www.toronto.ca/TWONTO#auto_sampler |  | Suspended entities
50239 | TAB-PLT-SP-2000 | Sampler, Raw Sewage, P Bldg, Grit Works, Conduit 2 | TAB-RSP-PIP-0002 | Sampler | Sampler | 34266 | SP | http://www.toronto.ca/TWONTO#auto_sampler |  | Influent Conduit # 2, Raw Sewage Conduit from High Level
50240 | TAB-PLT-SP-2000 | Sampler, Raw Sewage, P Bldg, Grit Works, Conduit 2 | TAB-SUSPENDED ENTITY | Sampler | Sampler | 34266 | SP | http://www.toronto.ca/TWONTO#auto_sampler |  | Suspended entities
50241 | TAB-PLT-SP-3000 | Sampler, Raw Sewage, P Bldg, Grit Works, Conduit 3 | TAB-SUSPENDED ENTITY | Sampler | Sampler | 46077 | SP | http://www.toronto.ca/TWONTO#auto_sampler |  | Suspended entities
50242 | TAB-PLT-SP-5000 | Sampler, Raw Sewage, P Bldg, Grit Works, Conduit 5 | TAB-RSP-PIP-0005 | Sampler | Sampler | 46079 | SP | http://www.toronto.ca/TWONTO#auto_sampler |  | Influent Conduit # 5, Raw Sewage Conduit from Main Pumping Station
50243 | TAB-PLT-SP-5000 | Sampler, Raw Sewage, P Bldg, Grit Works, Conduit 5 | TAB-SUSPENDED ENTITY | Sampler | Sampler | 46079 | SP | http://www.toronto.ca/TWONTO#auto_sampler |  | Suspended entities
50244 | TAB-PLT-SP-7000 | Sampler, Raw Sewage, D Bldg, N. Outside Hut, Conduit 7 | TAB-SUSPENDED ENTITY | Sampler | Sampler | 34187 | SP | http://www.toronto.ca/TWONTO#auto_sampler |  | Suspended entities
50245 | TAB-PLT-SP-8000 | Sampler, Raw Sewage,Conduit 8 | TAB-PLT-G-D | Sampler | Sampler | 34188 | SP | http://www.toronto.ca/TWONTO#auto_sampler |  | D Building - Conduits 6-11
50246 | TAB-PLT-SP-9000 | Sampler, Raw Sewage, Conduit 9 | TAB-SUSPENDED ENTITY | Sampler | Sampler | 34189 | SP | http://www.toronto.ca/TWONTO#auto_sampler |  | Suspended entities
51252 | TAB-PRM-SP-0701 | Sampler, Primary Tanks, T-0700 to T-0900 Common Effluent Channel | TAB-PRM-T-0700 | Sampler | Sampler |  | SP | http://www.toronto.ca/TWONTO#auto_sampler |  | P Building, Primary Tank 7
56170 | TAB-STR-SP-1001 | Sampler, Settled Sewage, North Conduit | TAB-STR-SP | Sampler | Sampler |  | SP | http://www.toronto.ca/TWONTO#auto_sampler |  | Aeration, Sampler Settled Sewage
56171 | TAB-STR-SP-3001 | Sampler,East Bypass SBS-2 | TAB-STR-SP | Sampler | Sampler |  | SP | http://www.toronto.ca/TWONTO#auto_sampler |  | Aeration, Sampler Settled Sewage
56172 | TAB-STR-SP-3132 | Sampler, North Final Effluent Conduit-FES-2(PK2409D) | TAB-WA8-INQ | Sampler | Sampler |  | SP | http://www.toronto.ca/TWONTO#auto_sampler |  | Instrument Equipment
56173 | TAB-STR-SP-3132? | Sampler,Final Effluent FES-2 | TAB-STR-SP | Sampler | Sampler | 34190 | SP | http://www.toronto.ca/TWONTO#auto_sampler |  | Aeration, Sampler Settled Sewage
56174 | TAB-STR-SP-3132? | Sampler,Final Effluent FES-2 | TAB-SUSPENDED ENTITY | Sampler | Sampler | 34190 | SP | http://www.toronto.ca/TWONTO#auto_sampler |  | Suspended entities
56175 | TAB-STR-SP-3334 | Sampler, South Final Effluent Conduit-FES-1 (PK2408D) | TAB-DIS-CHL1 | Sampler | Sampler |  | SP | http://www.toronto.ca/TWONTO#auto_sampler |  | Chlorination Process
56176 | TAB-STR-SP-3334 | Sampler, South Final Effluent Conduit-FES-1 (PK2408D) | TAB-STR-INQ | Sampler | Sampler |  | SP | http://www.toronto.ca/TWONTO#auto_sampler |  | WA1 Instrumentation & Safety Equipment (Gas Monitors)
69056 | THC-PLT-SP-0002 | Autosampler Unit, Primary Influent Channel, Phase I , Sluice gate, TEMP 1 | THC-PLT-GRIT TANKS | Sampler | Sampler |  | SP | http://www.toronto.ca/TWONTO#auto_sampler |  | Grid Tanks
69057 | THC-PLT-SP-0100 | Autosampler Unit, Raw Sewage, Influent Channel | THC-PLT-GRIT TANKS | Sampler | Sampler |  | SP | http://www.toronto.ca/TWONTO#auto_sampler |  | Grid Tanks
69864 | THC-PRM-SP-0004 | Autosampler Unit, Primary, Old section, Effluent 7-8, TEMP 3 | THC-SUSPENDED | Sampler | Sampler | 35761 | SP | http://www.toronto.ca/TWONTO#auto_sampler |  | Suspended entity
71586 | THC-STR-SP-0001 | Autosampler Unit, Secondary, Phase I, Final Effluent, TEMP 4 | THC-STR | Sampler | Sampler |  | SP | http://www.toronto.ca/TWONTO#auto_sampler |  | Secondary Treatment
71587 | THC-STR-SP-0004 | Autosampler Unit, Secondary, Old Section final outfall across the road, North of #2 final tank | THC-STR | Sampler | Sampler |  | SP | http://www.toronto.ca/TWONTO#auto_sampler |  | Secondary Treatment
75773 | THR-DCL-ZONE-3 | Zone 3, Simulator Contact Point | THR-DCL | Sampler | Sampler |  | ZONE | http://www.toronto.ca/TWONTO#sampling_point |  | Dechlorination
75774 | THR-DCL-ZONE-3 | Zone 3, Simulator Contact Point | THR-DCL-ZONE | Sampler | Sampler |  | ZONE | http://www.toronto.ca/TWONTO#sampling_point |  | Simulator Zone, De-chlorination System
80497 | THR-FT-SP-0001 | Sampler, Final Effluent | THR-FT-AIT | Sampler | Sampler |  | SP | http://www.toronto.ca/TWONTO#auto_sampler |  | Analyzer, Turbidity, Sampler & Pump, Final Tanks
83278 | THR-PRM-SP-0001 | Sampler, North Primary Treatment | THR-PRM-NORTH | Sampler | Sampler |  | SP | http://www.toronto.ca/TWONTO#auto_sampler |  | Primary Treatment, North Primary
83279 | THR-PRM-SP-0002 | Sampler, South Primary Treatment | THR-PRM-SOUTH | Sampler | Sampler |  | SP | http://www.toronto.ca/TWONTO#auto_sampler |  | Primary Treatment, South Primary
83280 | THR-PRM-SP-0002 | Sampler, South Primary Treatment | THR-PRM-STA-2 | Sampler | Sampler |  | SP | http://www.toronto.ca/TWONTO#auto_sampler |  | South Primary Station 2
83281 | THR-PRM-SP-0002 | Sampler, South Primary Treatment | THR-PRM-T | Sampler | Sampler |  | SP | http://www.toronto.ca/TWONTO#auto_sampler |  | Primary Sedimentation Tanks
86381 | TNT-CSO-SP-0300 | Sampler, Auto | TNT-CSO | Sampler | Sampler |  | SP | http://www.toronto.ca/TWONTO#auto_sampler |  | Combined Sewer Overflow and storage system
87134 | TNT-PLT-SP-0001 | Sampler, Raw Sewage, | TNT-PLT | Sampler | Sampler |  | SP | http://www.toronto.ca/TWONTO#auto_sampler |  | Preliminary Treatment
87196 | TNT-PRM-SP-0001 | Sampler, Automatic, Primary Effluent Auto Sampler, Primary Treatment | TNT-PRM | Sampler | Sampler |  | SP | http://www.toronto.ca/TWONTO#auto_sampler |  | Primary Treatment
105059 | PK2413D | Sampler, ( SUBNATANT) | TAB-THK-SP | Sampler | Sampler |  |  | http://www.toronto.ca/TWONTO#auto_sampler |  | Auto sampler
114814 | TAB-PLT-SP-0201 | Sampler, Grit Tank T-0200 Discharge, Old Screen Area, Grit Bldg., P Bldg. | TAB-PLT-T-0200 | Sampler | Sampler | 46072 | SP | http://www.toronto.ca/TWONTO#auto_sampler |  | Tank, Reservoir, Grit Removal, Grit Bldg., P Bldg.
114815 | TAB-PLT-SP-0301 | Sampler, Grit Tank T-0300 Discharge, Old Screen Area, Grit Bldg., P Bldg. | TAB-PLT-T-0300 | Sampler | Sampler | 46073 | SP | http://www.toronto.ca/TWONTO#auto_sampler |  | Tank, Reservoir, Grit Removal, Grit Bldg., P Bldg.
114816 | TAB-PLT-SP-0401 | Sampler, Grit Tank T-0400 Discharge, Old Screen Area, Grit Bldg., P Bldg. | TAB-PLT-T-0400 | Sampler | Sampler | 46074 | SP | http://www.toronto.ca/TWONTO#auto_sampler |  | Tank, Reservoir, Grit Removal, Grit Bldg., P Bldg.
114817 | TAB-PLT-SP-0501 | Sampler, Grit Tank T-0500 Discharge, Old Screen Area, Grit Bldg., P Bldg. | TAB-SUSPENDED ENTITY | Sampler | Sampler | 46075 | SP | http://www.toronto.ca/TWONTO#auto_sampler |  | Suspended entities
114818 | TAB-PLT-SP-1000 | Sampler, Raw Sewage, Grit Works, Conduit 1 | TAB-RSP-PIP-0001 | Sampler | Sampler | 34265 | SP | http://www.toronto.ca/TWONTO#auto_sampler |  | Influent Conduit # 1, Raw Sewage Conduit from High Level
114819 | TAB-PLT-SP-3000 | Sampler, Raw Sewage, P Bldg, Grit Works, Conduit 3 | TAB-RSP-PIP-0003 | Sampler | Sampler | 46077 | SP | http://www.toronto.ca/TWONTO#auto_sampler |  | Influent Conduit # 3, Raw Sewage Conduit from Coxwell
114820 | TAB-PLT-SP-4000 | Sampler, Raw Sewage, P Bldg, Grit Works, Conduit 4 | TAB-RSP-PIP-0004 | Sampler | Sampler | 46078 | SP | http://www.toronto.ca/TWONTO#auto_sampler |  | Influent Conduit # 4, Raw Sewage Conduit from Coxwell
114821 | TAB-PLT-SP-4000 | Sampler, Raw Sewage, P Bldg, Grit Works, Conduit 4 | TAB-SUSPENDED ENTITY | Sampler | Sampler | 46078 | SP | http://www.toronto.ca/TWONTO#auto_sampler |  | Suspended entities
114822 | TAB-PLT-SP-6000 | Sampler, Raw Sewage, D Bldg, S. Outside Hut, Conduit 6 | TAB-PLT-G-D | Sampler | Sampler | 34186 | SP | http://www.toronto.ca/TWONTO#auto_sampler |  | D Building - Conduits 6-11
114823 | TAB-PLT-SP-6000 | Sampler, Raw Sewage, D Bldg, S. Outside Hut, Conduit 6 | TAB-SUSPENDED ENTITY | Sampler | Sampler | 34186 | SP | http://www.toronto.ca/TWONTO#auto_sampler |  | Suspended entities
114824 | TAB-PLT-SP-7000 | Sampler, Raw Sewage, D Bldg, N. Outside Hut, Conduit 7 | TAB-PLT-G-D | Sampler | Sampler | 34187 | SP | http://www.toronto.ca/TWONTO#auto_sampler |  | D Building - Conduits 6-11
114825 | TAB-PLT-SP-8000 | Sampler, Raw Sewage,Conduit 8 | TAB-SUSPENDED ENTITY | Sampler | Sampler | 34188 | SP | http://www.toronto.ca/TWONTO#auto_sampler |  | Suspended entities
114826 | TAB-PLT-SP-9000 | Sampler, Raw Sewage, Conduit 9 | TAB-PLT-G-D | Sampler | Sampler | 34189 | SP | http://www.toronto.ca/TWONTO#auto_sampler |  | D Building - Conduits 6-11
115566 | TAB-PRM-SP-9596 | Sampler, PRE, Primary Treatment, Primary Clarification | TAB-PRM-T | Sampler | Sampler |  | SP | http://www.toronto.ca/TWONTO#auto_sampler |  | D Building - Scum, Sludge Hoppers & Primary Tanks 10-12
118154 | TAB-SLO-SP-0001 | Sampling Point, Sludge Cake to Plelletization Plant | TAB-SLO-PIP | Sampler | Sampler |  | SP | http://www.toronto.ca/TWONTO#sampling_point |  | Sludge Transfer Pipe Lubrication
118822 | TAB-STR-SP-1001 | Sampler, Settled Sewage, North Conduit | TAB-STR-INQ | Sampler | Sampler |  | SP | http://www.toronto.ca/TWONTO#auto_sampler |  | WA1 Instrumentation & Safety Equipment (Gas Monitors)
118823 | TAB-STR-SP-2001 | Sampler, Settled Sewage, South Conduit, P Bldg | TAB-STR-INQ | Sampler | Sampler |  | SP | http://www.toronto.ca/TWONTO#auto_sampler |  | WA1 Instrumentation & Safety Equipment (Gas Monitors)
118824 | TAB-STR-SP-2001 | Sampler, Settled Sewage, South Conduit, P Bldg | TAB-STR-SP | Sampler | Sampler |  | SP | http://www.toronto.ca/TWONTO#auto_sampler |  | Aeration, Sampler Settled Sewage
118825 | TAB-STR-SP-3001 | Sampler,East Bypass SBS-2 | TAB-STR-INQ | Sampler | Sampler |  | SP | http://www.toronto.ca/TWONTO#auto_sampler |  | WA1 Instrumentation & Safety Equipment (Gas Monitors)
118826 | TAB-STR-SP-3132 | Sampler, North Final Effluent Conduit-FES-2(PK2409D) | TAB-DIS-CHL1 | Sampler | Sampler |  | SP | http://www.toronto.ca/TWONTO#auto_sampler |  | Chlorination Process
118827 | TAB-STR-SP-3132 | Sampler, North Final Effluent Conduit-FES-2(PK2409D) | TAB-STR-INQ | Sampler | Sampler |  | SP | http://www.toronto.ca/TWONTO#auto_sampler |  | WA1 Instrumentation & Safety Equipment (Gas Monitors)
118828 | TAB-STR-SP-3334 | Sampler, South Final Effluent Conduit-FES-1 (PK2408D) | TAB-WA8-INQ | Sampler | Sampler |  | SP | http://www.toronto.ca/TWONTO#auto_sampler |  | Instrument Equipment
118829 | TAB-STR-SP-4001 | Sampler,West Bypass SBS-3 | TAB-STR-INQ | Sampler | Sampler |  | SP | http://www.toronto.ca/TWONTO#auto_sampler |  | WA1 Instrumentation & Safety Equipment (Gas Monitors)
118830 | TAB-STR-SP-4001 | Sampler,West Bypass SBS-3 | TAB-STR-SP | Sampler | Sampler |  | SP | http://www.toronto.ca/TWONTO#auto_sampler |  | Aeration, Sampler Settled Sewage
122423 | THC-DCL-SP-0001 | Autosampler, Chlorinated Final Effluent Sample to Simulator, Dechlorination | THC-DCL | Sampler | Sampler |  | SP | http://www.toronto.ca/TWONTO#auto_sampler |  | Dechlorination Process
122424 | THC-DCL-SP-0001 | Autosampler, Chlorinated Final Effluent Sample to Simulator, Dechlorination | THC-DCL-SIMULATION | Sampler | Sampler |  | SP | http://www.toronto.ca/TWONTO#auto_sampler |  | Dechlorination Simulation
124378 | THC-DIS-SP-0601 | Sampler,Automatic,Sample Well,South Effluent Pump Station,Ground Floor | THC-PWA-SOUTH |  | Sampler |  | SP | http://www.toronto.ca/TWONTO#auto_sampler |  | South Pumping Station
124379 | THC-DIS-SP-0602 | Sampler,Automatic,Sample Well,South Effluent Pump Station,Ground Floor | THC-PWA-SOUTH |  | Sampler |  | SP | http://www.toronto.ca/TWONTO#auto_sampler |  | South Pumping Station
127083 | THC-PLT-SP-0001 | Autosampler Unit, Raw Sewage, Influent Channel | THC-PLT-GRIT TANKS | Sampler | Sampler |  | SP | http://www.toronto.ca/TWONTO#auto_sampler |  | Grid Tanks
127084 | THC-PLT-SP-0004 | Autosampler Unit, Preliminary, North side of Headworks over the Influent channel | THC-PLT | Sampler | Sampler |  | SP | http://www.toronto.ca/TWONTO#auto_sampler |  | Preliminary Treatment (Grit and Screenings)
127603 | THC-PRM-SP-0001 | Autosampler Unit, Primary, Phase I | THC-PRM | Sampler | Sampler |  | SP | http://www.toronto.ca/TWONTO#auto_sampler |  | Primary Treatment
127604 | THC-PRM-SP-0002 | Autosampler Unit, Primary, Phase IV | THC-PRM | Sampler | Sampler |  | SP | http://www.toronto.ca/TWONTO#auto_sampler |  | Primary Treatment
127605 | THC-PRM-SP-0003 | Autosampler Unit, Primary, Phase IV, Influent 11-12, TEMP 2 | THC-PRM | Sampler | Sampler |  | SP | http://www.toronto.ca/TWONTO#auto_sampler |  | Primary Treatment
127606 | THC-PRM-SP-0004 | Autosampler Unit, Primary, Old section, Effluent 7-8, TEMP 3 | THC-PRM | Sampler | Sampler | 35761 | SP | http://www.toronto.ca/TWONTO#auto_sampler |  | Primary Treatment
127607 | THC-PRM-SP-0004 | Autosampler Unit, Primary, Old section, Effluent 7-8, TEMP 3 | THC-STR | Sampler | Sampler | 35761 | SP | http://www.toronto.ca/TWONTO#auto_sampler |  | Secondary Treatment
128957 | THC-STR-SP-0002 | Autosampler Unit, Secondary, Phase IV, Final Effluent, TEMP 5 | THC-STR | Sampler | Sampler |  | SP | http://www.toronto.ca/TWONTO#auto_sampler |  | Secondary Treatment
132408 | THR-DCL-ZONE-1 | Zone 1, Simulator Contact Point | THR-DCL | Sampler | Sampler |  | ZONE | http://www.toronto.ca/TWONTO#sampling_point |  | Dechlorination
132409 | THR-DCL-ZONE-1 | Zone 1, Simulator Contact Point | THR-DCL-ZONE | Sampler | Sampler |  | ZONE | http://www.toronto.ca/TWONTO#sampling_point |  | Simulator Zone, De-chlorination System
132410 | THR-DCL-ZONE-2 | Zone 2, Simulator Contact Point | THR-DCL | Sampler | Sampler |  | ZONE | http://www.toronto.ca/TWONTO#sampling_point |  | Dechlorination
132411 | THR-DCL-ZONE-2 | Zone 2, Simulator Contact Point | THR-DCL-ZONE | Sampler | Sampler |  | ZONE | http://www.toronto.ca/TWONTO#sampling_point |  | Simulator Zone, De-chlorination System
137530 | THR-PLT-SP-0003 | Sampler, Raw Sewage, Preliminary Treatment | THR-PLT-HH | Sampler | Sampler |  | SP | http://www.toronto.ca/TWONTO#auto_sampler |  | Preliminary Treatment, Head House
140015 | TNT-AER-SP-0001 | Sampler, Mixed Liquer channel | TNT-AER-ML-CHNL | Sampler | Sampler |  | SP | http://www.toronto.ca/TWONTO#auto_sampler |  | Mixed liquer Channel
140198 | TNT-CSO-SP-0100 | Sampler, Diversion Chamber A | TNT-CSO | Sampler | Sampler |  | SP | http://www.toronto.ca/TWONTO#auto_sampler |  | Combined Sewer Overflow and storage system
140199 | TNT-CSO-SP-0200 | Sampler, Tank Overflow at Weir | TNT-CSO | Sampler | Sampler |  | SP | http://www.toronto.ca/TWONTO#auto_sampler |  | Combined Sewer Overflow and storage system
140662 | TNT-FT-SP-0003 | Sampler, Final effluent channel | TNT-FT-FE-0001 | Sampler | Sampler |  | SP | http://www.toronto.ca/TWONTO#auto_sampler |  | Final Effluent Channel, Final Tanks- Samplers
147209 | WTR-RRH-SP-0001 | Sampler, Water from Tank 0100 & Tank 0200 | WTR-RRH-AUX | Sampler | Sampler |  | SP | http://www.toronto.ca/TWONTO#auto_sampler |  | Auxiliary Equipment (Building Facilities)
2465 | COL-120-RPU-0700 | Remote Processing Unit, Coxwell Control Chambers No. 7&8, MTI | COL-MTI | RPU | Remote Processor Unit |  | RPU | http://www.toronto.ca/TWONTO#RPU_panel |  | Mid-Toronto Interceptor
2466 | COL-120-RPU-0700 | Remote Processing Unit, Coxwell Control Chambers No. 7&8, MTI | COL-MTI-CH-0700 | RPU | Remote Processor Unit |  | RPU | http://www.toronto.ca/TWONTO#RPU_panel |  | Chamber,Boston Dome Chamber No.7,MTI
2480 | COL-BCV-RPU-0001 | Remote Processing Unit | COL-BCV | RPU | Remote Processor Unit |  | RPU | http://www.toronto.ca/TWONTO#RPU_panel |  | Carlingview Blower Station
2481 | COL-BCV-RPU-0001 | Remote Processing Unit | COL-BCV-MISC | RPU | Remote Processor Unit |  | RPU | http://www.toronto.ca/TWONTO#RPU_panel |  | Miscellaneous Equipment
2518 | COL-BEB-RPU-0001 | Remote Processing Unit | COL-BEB | RPU | Remote Processor Unit |  | RPU | http://www.toronto.ca/TWONTO#RPU_panel |  | Edenbridge Blower Station
2537 | COL-CED-RPU-0100 | Remote Processing Unit | COL-CED | RPU | Remote Processor Unit |  | RPU | http://www.toronto.ca/TWONTO#RPU_panel |  | Coatsworth Cut CSO Storage Tank
2538 | COL-CED-RPU-0100 | Remote Processing Unit | COL-CED-MISC | RPU | Remote Processor Unit |  | RPU | http://www.toronto.ca/TWONTO#RPU_panel |  | Miscellaneous Equipment
2539 | COL-CED-RPU-0100 | Remote Processing Unit | COL-PAB-MISC | RPU | Remote Processor Unit |  | RPU | http://www.toronto.ca/TWONTO#RPU_panel |  | Miscellaneous Equipment
2799 | COL-MTI-OIT-1400C | Operator Interface Terminal,Rosedale Valley Control Chamber No.14C, MTI | COL-MTI | Control Panel,Operator | Remote Processor Unit |  | OIT | http://www.toronto.ca/TWONTO#operator_interface_terminal |  | Mid-Toronto Interceptor
2800 | COL-MTI-OIT-1400C | Operator Interface Terminal,Rosedale Valley Control Chamber No.14C, MTI | COL-MTI-CH-1400C | Control Panel,Operator | Remote Processor Unit |  | OIT | http://www.toronto.ca/TWONTO#operator_interface_terminal |  | Chamber,Rosedale Valley Control Chamber No.14C, MTI
2803 | COL-MTI-OIT-2300B | Operator Interface Terminal,Simcoe Control Chamber No.23B, MTI | COL-MTI | Control Panel,Operator | Remote Processor Unit |  | OIT | http://www.toronto.ca/TWONTO#operator_interface_terminal |  | Mid-Toronto Interceptor
2804 | COL-MTI-OIT-2300B | Operator Interface Terminal,Simcoe Control Chamber No.23B, MTI | COL-MTI-CH-2300B | Control Panel,Operator | Remote Processor Unit |  | OIT | http://www.toronto.ca/TWONTO#operator_interface_terminal |  | Chamber,Simcoe Control Chamber No.23B, MTI
2806 | COL-MTI-OIT-2400 | Operator Interface Terminal,Spadina Control Chamber No.24, MTI | COL-MTI | Control Panel,Operator | Remote Processor Unit |  | OIT | http://www.toronto.ca/TWONTO#operator_interface_terminal |  | Mid-Toronto Interceptor
2807 | COL-MTI-OIT-2700B | Operator Interface Terminal,Strachan Control Chamber No.27B, MTI | COL-MTI-CH-2700B | Control Panel,Operator | Remote Processor Unit |  | OIT | http://www.toronto.ca/TWONTO#operator_interface_terminal |  | Chamber,Strachan St. Control Chamber No.27B, MTI
2837 | COL-MTI-RPU-1400C | Remote Processing Unit, Rosedale Valley Control Chamber No.14C, MTI | COL-MTI-CH-1400C | RPU | Remote Processor Unit |  | RPU | http://www.toronto.ca/TWONTO#RPU_panel |  | Chamber,Rosedale Valley Control Chamber No.14C, MTI
2841 | COL-MTI-RPU-2300B | Remote Processing Unit, Simcoe Control Chamber No.23B, MTI | COL-MTI | RPU | Remote Processor Unit |  | RPU | http://www.toronto.ca/TWONTO#RPU_panel |  | Mid-Toronto Interceptor
2842 | COL-MTI-RPU-2300B | Remote Processing Unit, Simcoe Control Chamber No.23B, MTI | COL-MTI-CH-2300B | RPU | Remote Processor Unit |  | RPU | http://www.toronto.ca/TWONTO#RPU_panel |  | Chamber,Simcoe Control Chamber No.23B, MTI
2845 | COL-MTI-RPU-2300D | Remote Processing Unit, Simcoe Control Chamber No.2300D, MTI | COL-MTI-CH-2300D | RPU | Remote Processor Unit |  | RPU | http://www.toronto.ca/TWONTO#RPU_panel |  | Chamber,Simcoe Control Chamber No.2300D, MTI
2846 | COL-MTI-RPU-2400 | Remote Processing Unit, Spadina Control Chamber No.24, MTI | COL-MTI-CH-2400 | RPU | Remote Processor Unit |  | RPU | http://www.toronto.ca/TWONTO#RPU_panel |  | Chamber,Spadina Control Chamber No.24, MTI
2847 | COL-MTI-RPU-3400 | Remote Processing Unit, Parkside Control Chamber No.34, MTI | COL-MTI | RPU | Remote Processor Unit |  | RPU | http://www.toronto.ca/TWONTO#RPU_panel |  | Mid-Toronto Interceptor
3062 | COL-PBG-RPU-0001 | Remote Processing Unit, All control and Instrumentation Equipment - RPU | COL-PBG |  | Remote Processor Unit |  | RPU | http://www.toronto.ca/TWONTO#RPU_panel |  | Brule Gardens Sewage Pumping Station
3063 | COL-PBG-RPU-0001 | Remote Processing Unit, All control and Instrumentation Equipment - RPU | COL-PBG-MISC |  | Remote Processor Unit |  | RPU | http://www.toronto.ca/TWONTO#RPU_panel |  | Miscellaneous Equipment
3115 | COL-PBP-RPU-0001 | Remote Processing Unit | COL-PBP-MISC | RPU | Remote Processor Unit |  | RPU | http://www.toronto.ca/TWONTO#RPU_panel |  | Miscellaneous Equipment
3160 | COL-PBR-RPU-0001 | Remote Processing Unit, All control and Instrumentation Equipment - RPU | COL-PBR |  | Remote Processor Unit |  | RPU | http://www.toronto.ca/TWONTO#RPU_panel |  | Berry Road Sewage Pumping Station
3490 | COL-PCU-RPU-0100 | Remote Processor Unit, Electrical Room | COL-PCU | RPU | Remote Processor Unit |  | RPU | http://www.toronto.ca/TWONTO#RPU_panel |  | Cumber Pumping Station
3491 | COL-PCU-RPU-0100 | Remote Processor Unit, Electrical Room | COL-PCU-MISC | RPU | Remote Processor Unit |  | RPU | http://www.toronto.ca/TWONTO#RPU_panel |  | Miscellaneous Equipment
3640 | COL-PEV-RPU-0001 | Remote Processing Unit, All control and Instrumentation Equipment - RPU | COL-PEV |  | Remote Processor Unit |  | RPU | http://www.toronto.ca/TWONTO#RPU_panel |  | Ellis Sewage Pumping Station
4034 | COL-PHB-RPU-0001 | Remote Processing Unit | COL-PHB | RPU | Remote Processor Unit |  | RPU | http://www.toronto.ca/TWONTO#RPU_panel |  | Humber Sewage Pumping Station
4108 | COL-PHP-RPU-0001 | Remote Processing Unit, All control and Instrumentation Equipment - RPU | COL-PHP |  | Remote Processor Unit |  | RPU | http://www.toronto.ca/TWONTO#RPU_panel |  | High Park Sewage Pumping Station
4109 | COL-PHP-RPU-0001 | Remote Processing Unit, All control and Instrumentation Equipment - RPU | COL-PHP-MISC |  | Remote Processor Unit |  | RPU | http://www.toronto.ca/TWONTO#RPU_panel |  | Miscellaneous Equipment
4208 | COL-PKG-RPU-0001 | Remote process unit | COL-PKG-MISC |  | Remote Processor Unit |  | RPU | http://www.toronto.ca/TWONTO#RPU_panel |  | Miscellaneous Equipment
4271 | COL-PKP-RPU-0001 | Remote Processing Unit, All control and Instrumentation Equipment - RPU | COL-PKP |  | Remote Processor Unit |  | RPU | http://www.toronto.ca/TWONTO#RPU_panel |  | Kennedy Park Sewage Pumping Station
4272 | COL-PKP-RPU-0001 | Remote Processing Unit, All control and Instrumentation Equipment - RPU | COL-PKP-MISC |  | Remote Processor Unit |  | RPU | http://www.toronto.ca/TWONTO#RPU_panel |  | Miscellaneous Equipment
4297 | COL-PKS-RPU-0001 | Remote Processing Unit | COL-PKS-MISC | RPU | Remote Processor Unit |  | RPU | http://www.toronto.ca/TWONTO#RPU_panel |  | Miscellaneous Equipment
4695 | COL-PMD-RPU-0001 | Remote process unit | COL-PMD-MISC |  | Remote Processor Unit |  | RPU | http://www.toronto.ca/TWONTO#RPU_panel |  | Miscellaneous Equipment
5177 | COL-PMP-RPU-0001 | Remote Processing Unit | COL-PMP |  | Remote Processor Unit |  | RPU | http://www.toronto.ca/TWONTO#RPU_panel |  | Mount Pleasant Sewage Pumping Station
5653 | COL-POM-RPU-0001 | Remote Processing Unit | COL-POM | RPU | Remote Processor Unit |  | RPU | http://www.toronto.ca/TWONTO#RPU_panel |  | Old Mill Sewage Pumping Station
5654 | COL-POM-RPU-0001 | Remote Processing Unit | COL-POM-MISC | RPU | Remote Processor Unit |  | RPU | http://www.toronto.ca/TWONTO#RPU_panel |  | Miscellaneous Equipment
5948 | COL-PRG-RPU-0001 | Remote Processing Unit | COL-PRG-MISC | RPU | Remote Processor Unit |  | RPU | http://www.toronto.ca/TWONTO#RPU_panel |  | Miscellaneous Equipment
6124 | COL-PSD-RPU-0001 | Remote Processing Unit, All control and Instrumentation Equipment - RPU | COL-PSD |  | Remote Processor Unit |  | RPU | http://www.toronto.ca/TWONTO#RPU_panel |  | Spadina Sewage Pumping Station
6125 | COL-PSD-RPU-0001 | Remote Processing Unit, All control and Instrumentation Equipment - RPU | COL-PSD-MISC |  | Remote Processor Unit |  | RPU | http://www.toronto.ca/TWONTO#RPU_panel |  | Miscellaneous Equipment
6652 | COL-PSU-RPU-0001 | Remote Processing Unit, All control and Instrumentation Equipment - RPU | COL-PSU-MISC |  | Remote Processor Unit |  | RPU | http://www.toronto.ca/TWONTO#RPU_panel |  | Miscellaneous Equipment
6923 | COL-PVM-RPU-0001 | Remote Processing Unit, All control and Instrumentation Equipment - RPU | COL-PVM |  | Remote Processor Unit |  | RPU | http://www.toronto.ca/TWONTO#RPU_panel |  | Valleymede Sewage Pumping Station
6924 | COL-PVM-RPU-0001 | Remote Processing Unit, All control and Instrumentation Equipment - RPU | COL-PVM-MISC |  | Remote Processor Unit |  | RPU | http://www.toronto.ca/TWONTO#RPU_panel |  | Miscellaneous Equipment
6966 | COL-PWC-RPU-0001 | Remote process unit | COL-PWC-MISC |  | Remote Processor Unit |  | RPU | http://www.toronto.ca/TWONTO#RPU_panel |  | Miscellaneous Equipment
7276 | COL-PWR-RPU-0100 | Remote Processor Unit, Control Room, West Rouge PS | COL-PWR-AUX-ELEC | RPU | Remote Processor Unit |  | RPU | http://www.toronto.ca/TWONTO#RPU_panel |  | Electrical Equipment
7277 | COL-PWR-RPU-0100 | Remote Processor Unit, Control Room, West Rouge PS | COL-PWR-MISC | RPU | Remote Processor Unit |  | RPU | http://www.toronto.ca/TWONTO#RPU_panel |  | Miscellaneous Equipment
9827 | FCL-ACC-RPU-0101 | RPU Panel, Low Lift BAS, Low Lift Pump Room S/E | FCL-GRK | Control Panel | Remote Processor Unit |  | RPU | http://www.toronto.ca/TWONTO#RPU_panel |  | Buildings and Grounds
9828 | FCL-ACC-RPU-0101 | RPU Panel, Low Lift BAS, Low Lift Pump Room S/E | FCL-TRW | Control Panel | Remote Processor Unit |  | RPU | http://www.toronto.ca/TWONTO#RPU_panel |  | Treated Water
9829 | FCL-ACC-RPU-0101 | RPU Panel, Low Lift BAS, Low Lift Pump Room S/E | FCL_ELS_MISCELLANEOUS | Control Panel | Remote Processor Unit |  | RPU | http://www.toronto.ca/TWONTO#RPU_panel |  | FCL_ELS_MISCELLANEOUS
9830 | FCL-ACC-RPU-0201 | RPU Panel, Flocculation/Sedimentation BAS, Dry Chemical Building Storage Area, Lobby | FCL-GRK | Control Panel | Remote Processor Unit |  | RPU | http://www.toronto.ca/TWONTO#RPU_panel |  | Buildings and Grounds
9831 | FCL-ACC-RPU-0201 | RPU Panel, Flocculation/Sedimentation BAS, Dry Chemical Building Storage Area, Lobby | FCL_ELS_MISCELLANEOUS | Control Panel | Remote Processor Unit |  | RPU | http://www.toronto.ca/TWONTO#RPU_panel |  | FCL_ELS_MISCELLANEOUS
9832 | FCL-ACC-RPU-0301 | RPU Panel, Admin Building BAS, High Lift Building Control Room | FCL-GRK | Control Panel | Remote Processor Unit |  | RPU | http://www.toronto.ca/TWONTO#RPU_panel |  | Buildings and Grounds
9833 | FCL-ACC-RPU-0301 | RPU Panel, Admin Building BAS, High Lift Building Control Room | FCL_ELS_MISCELLANEOUS | Control Panel | Remote Processor Unit |  | RPU | http://www.toronto.ca/TWONTO#RPU_panel |  | FCL_ELS_MISCELLANEOUS
9834 | FCL-ACC-RPU-0401 | RPU Panel, High Lift Building BAS, High Lift Heating & Ventilation Room | FCL-GRK | Control Panel | Remote Processor Unit |  | RPU | http://www.toronto.ca/TWONTO#RPU_panel |  | Buildings and Grounds
9835 | FCL-ACC-RPU-0401 | RPU Panel, High Lift Building BAS, High Lift Heating & Ventilation Room | FCL_ELS_MISCELLANEOUS | Control Panel | Remote Processor Unit |  | RPU | http://www.toronto.ca/TWONTO#RPU_panel |  | FCL_ELS_MISCELLANEOUS
9836 | FCL-ACC-RPU-0501 | RPU Panel, Filter Building BAS, Filter Building Piping Gallery East | FCL-GRK | Control Panel | Remote Processor Unit |  | RPU | http://www.toronto.ca/TWONTO#RPU_panel |  | Buildings and Grounds
9837 | FCL-ACC-RPU-0501 | RPU Panel, Filter Building BAS, Filter Building Piping Gallery East | FCL_ELS_MISCELLANEOUS | Control Panel | Remote Processor Unit |  | RPU | http://www.toronto.ca/TWONTO#RPU_panel |  | FCL_ELS_MISCELLANEOUS
9838 | FCL-ACC-RPU-0801 | RPU, Surge Building BAS, Surge Building North | FCL_ELS_MISCELLANEOUS | Control Panel | Remote Processor Unit |  | RPU | http://www.toronto.ca/TWONTO#RPU_panel |  | FCL_ELS_MISCELLANEOUS
12726 | COL-BDC-RPU-0001 | Remote Processing Unit | COL-BDC | RPU | Remote Processor Unit |  | RPU | http://www.toronto.ca/TWONTO#RPU_panel |  | Disco Blower Station
12727 | COL-BDC-RPU-0001 | Remote Processing Unit | COL-BDC-MISC | RPU | Remote Processor Unit |  | RPU | http://www.toronto.ca/TWONTO#RPU_panel |  | Miscellaneous Equipment
12747 | COL-BEB-RPU-0001 | Remote Processing Unit | COL-BEB-MISC | RPU | Remote Processor Unit |  | RPU | http://www.toronto.ca/TWONTO#RPU_panel |  | Miscellaneous Equipment
12983 | FCL-RW-RPU-0001 | RPU Panel, Low Lift Bldg Pumping Station | FCL-RW | Control Panel | Remote Processor Unit |  | RPU | http://www.toronto.ca/TWONTO#RPU_panel |  | Raw Water
13787 | COL-MTI-OIT-2400 | Operator Interface Terminal,Spadina Control Chamber No.24, MTI | COL-MTI-CH-2400 | Control Panel,Operator | Remote Processor Unit |  | OIT | http://www.toronto.ca/TWONTO#operator_interface_terminal |  | Chamber,Spadina Control Chamber No.24, MTI
13788 | COL-MTI-OIT-2700B | Operator Interface Terminal,Strachan Control Chamber No.27B, MTI | COL-MTI | Control Panel,Operator | Remote Processor Unit |  | OIT | http://www.toronto.ca/TWONTO#operator_interface_terminal |  | Mid-Toronto Interceptor
13809 | COL-MTI-RPU-1400C | Remote Processing Unit, Rosedale Valley Control Chamber No.14C, MTI | COL-MTI | RPU | Remote Processor Unit |  | RPU | http://www.toronto.ca/TWONTO#RPU_panel |  | Mid-Toronto Interceptor
13811 | COL-MTI-RPU-2400 | Remote Processing Unit, Spadina Control Chamber No.24, MTI | COL-MTI | RPU | Remote Processor Unit |  | RPU | http://www.toronto.ca/TWONTO#RPU_panel |  | Mid-Toronto Interceptor
13812 | COL-MTI-RPU-2700B | Remote Processing Unit, Strachan Control Chamber No.27B, MTI | COL-MTI | RPU | Remote Processor Unit |  | RPU | http://www.toronto.ca/TWONTO#RPU_panel |  | Mid-Toronto Interceptor
13813 | COL-MTI-RPU-2700B | Remote Processing Unit, Strachan Control Chamber No.27B, MTI | COL-MTI-CH-2700B | RPU | Remote Processor Unit |  | RPU | http://www.toronto.ca/TWONTO#RPU_panel |  | Chamber,Strachan St. Control Chamber No.27B, MTI
13814 | COL-MTI-RPU-2900 | Remote Processing Unit, Roxton Control Chamber No.29, MTI | COL-MTI | RPU | Remote Processor Unit |  | RPU | http://www.toronto.ca/TWONTO#RPU_panel |  | Mid-Toronto Interceptor
13815 | COL-MTI-RPU-2900 | Remote Processing Unit, Roxton Control Chamber No.29, MTI | COL-MTI-CH-2900 | RPU | Remote Processor Unit |  | RPU | http://www.toronto.ca/TWONTO#RPU_panel |  | Chamber,Roxton St. Control Chamber No.29, MTI
13816 | COL-MTI-RPU-3400 | Remote Processing Unit, Parkside Control Chamber No.34, MTI | COL-MTI-CH-3400 | RPU | Remote Processor Unit |  | RPU | http://www.toronto.ca/TWONTO#RPU_panel |  | Chamber,Parkside St. Control Chamber No.34, MTI
13911 | FCL-SPC-RPU-1121 | RPU Panel, Gaseous Chemicals, Chemical Building | FCL-ELS-PS-0001 | Control Panel | Remote Processor Unit |  | RPU | http://www.toronto.ca/TWONTO#RPU_panel |  | Uninterruptible Power Supply,High Lift Bldg - Switchgear Room,LP-0001
13912 | FCL-SPC-RPU-1121A | RPU Panel, Gaseous Chemicals, Chemical Building | FCL_ELS_MISCELLANEOUS | Control Panel | Remote Processor Unit |  | RPU | http://www.toronto.ca/TWONTO#RPU_panel |  | FCL_ELS_MISCELLANEOUS
13954 | FCL-SPC-RPU-1122 | RPU Panel, Gaseous Chemicals, Chemical Building | FCL-ELS-PS-0001 | Control Panel | Remote Processor Unit |  | RPU | http://www.toronto.ca/TWONTO#RPU_panel |  | Uninterruptible Power Supply,High Lift Bldg - Switchgear Room,LP-0001
13955 | FCL-SPC-RPU-1123 | RPU Panel, Liquid Chemicals, Chemical Building | FCL-ELS-PS-0001 | Control Panel | Remote Processor Unit |  | RPU | http://www.toronto.ca/TWONTO#RPU_panel |  | Uninterruptible Power Supply,High Lift Bldg - Switchgear Room,LP-0001
13956 | FCL-SPC-RPU-1123 | RPU Panel, Liquid Chemicals, Chemical Building | FCL_ELS_MISCELLANEOUS | Control Panel | Remote Processor Unit |  | RPU | http://www.toronto.ca/TWONTO#RPU_panel |  | FCL_ELS_MISCELLANEOUS
13957 | FCL-SPC-RPU-1124 | RPU Panel, Gaseous Chemical, Gaseous Chemical Building | FCL-ELS-PS-0001 | Control Panel | Remote Processor Unit |  | RPU | http://www.toronto.ca/TWONTO#RPU_panel |  | Uninterruptible Power Supply,High Lift Bldg - Switchgear Room,LP-0001
13958 | FCL-SPC-RPU-1221 | RPU Panel, Backwash Pumps 0101-0401, High Lift Bldg - Switchgear Room | FCL_ELS_MISCELLANEOUS | Control Panel | Remote Processor Unit |  | RPU | http://www.toronto.ca/TWONTO#RPU_panel |  | FCL_ELS_MISCELLANEOUS
13959 | FCL-SPC-RPU-1222 | RPU Panel, Building Services, High Lift Bldg - Switchgear Room | FCL_ELS_MISCELLANEOUS | Control Panel | Remote Processor Unit |  | RPU | http://www.toronto.ca/TWONTO#RPU_panel |  | FCL_ELS_MISCELLANEOUS
13960 | FCL-SPC-RPU-1224 | RPU Panel, High Lift Pumps 0101-1001, High Lift Bldg - Switchgear Room | FCL_ELS_MISCELLANEOUS | Control Panel | Remote Processor Unit |  | RPU | http://www.toronto.ca/TWONTO#RPU_panel |  | FCL_ELS_MISCELLANEOUS
13961 | FCL-SPC-RPU-1421 | RPU Panel, Sewage Channel, Surge Chamber | FCL_ELS_MISCELLANEOUS | Control Panel | Remote Processor Unit |  | RPU | http://www.toronto.ca/TWONTO#RPU_panel |  | FCL_ELS_MISCELLANEOUS
13962 | FCL-SPC-RPU-1521 | RPU Panel, Settled Water Conduit Level and General Backwash, Filter Gallery | FCL-ELS-PS-0001 | Control Panel | Remote Processor Unit |  | RPU | http://www.toronto.ca/TWONTO#RPU_panel |  | Uninterruptible Power Supply,High Lift Bldg - Switchgear Room,LP-0001
13963 | FCL-SPC-RPU-1522 | RPU Panel, Filters 0101 and 0201, Filter Gallery | FCL_ELS_MISCELLANEOUS | Control Panel | Remote Processor Unit |  | RPU | http://www.toronto.ca/TWONTO#RPU_panel |  | FCL_ELS_MISCELLANEOUS
13964 | FCL-SPC-RPU-1523 | RPU Panel, Filters 0301 and 0401, Filter Gallery | FCL-ELS-PS-0001 | Control Panel | Remote Processor Unit |  | RPU | http://www.toronto.ca/TWONTO#RPU_panel |  | Uninterruptible Power Supply,High Lift Bldg - Switchgear Room,LP-0001
13965 | FCL-SPC-RPU-1524 | RPU Panel, Filters 0501 and 0601, Filter Gallery | FCL_ELS_MISCELLANEOUS | Control Panel | Remote Processor Unit |  | RPU | http://www.toronto.ca/TWONTO#RPU_panel |  | FCL_ELS_MISCELLANEOUS
13966 | FCL-SPC-RPU-1621 | RPU Panel, Filters 0801 and 0801, Filter Gallery | FCL_ELS_MISCELLANEOUS | Control Panel | Remote Processor Unit |  | RPU | http://www.toronto.ca/TWONTO#RPU_panel |  | FCL_ELS_MISCELLANEOUS
13967 | FCL-SPC-RPU-1622 | RPU Panel, Filters 0901 and 1001, Filter Gallery | FCL-ELS-PS-0001 | Control Panel | Remote Processor Unit |  | RPU | http://www.toronto.ca/TWONTO#RPU_panel |  | Uninterruptible Power Supply,High Lift Bldg - Switchgear Room,LP-0001
13968 | FCL-SPC-RPU-1623 | RPU Panel, Filters 1201 and 1201, Filter Gallery | FCL-ELS-PS-0001 | Control Panel | Remote Processor Unit |  | RPU | http://www.toronto.ca/TWONTO#RPU_panel |  | Uninterruptible Power Supply,High Lift Bldg - Switchgear Room,LP-0001
13969 | FCL-SPC-RPU-1623 | RPU Panel, Filters 1201 and 1201, Filter Gallery | FCL_ELS_MISCELLANEOUS | Control Panel | Remote Processor Unit |  | RPU | http://www.toronto.ca/TWONTO#RPU_panel |  | FCL_ELS_MISCELLANEOUS
13970 | FCL-SPC-RPU-1624 | RPU Panel, Filters 1301 and 1401, Filter Gallery | FCL-ELS-PS-0001 | Control Panel | Remote Processor Unit |  | RPU | http://www.toronto.ca/TWONTO#RPU_panel |  | Uninterruptible Power Supply,High Lift Bldg - Switchgear Room,LP-0001
13971 | FCL-SPC-RPU-1625 | RPU Panel, Filters 1501 and 1601, Filter Gallery | FCL-ELS-PS-0001 | Control Panel | Remote Processor Unit |  | RPU | http://www.toronto.ca/TWONTO#RPU_panel |  | Uninterruptible Power Supply,High Lift Bldg - Switchgear Room,LP-0001
13972 | FCL-SPC-RPU-1721 | RPU Panel, Alum Pumps, Liquid Alum Storage Room | FCL_ELS_MISCELLANEOUS | Control Panel | Remote Processor Unit |  | RPU | http://www.toronto.ca/TWONTO#RPU_panel |  | FCL_ELS_MISCELLANEOUS
13973 | FCL-SPC-RPU-1722 | RPU Panel, PAC System, Alum Bag Storage Room | FCL-ELS-PS-0001 | Control Panel | Remote Processor Unit |  | RPU | http://www.toronto.ca/TWONTO#RPU_panel |  | Uninterruptible Power Supply,High Lift Bldg - Switchgear Room,LP-0001
13974 | FCL-SPC-RPU-1723 | RPU Panel, Pretreatment Module 1, PAC Pump Area | FCL-ELS-PS-0001 | Control Panel | Remote Processor Unit |  | RPU | http://www.toronto.ca/TWONTO#RPU_panel |  | Uninterruptible Power Supply,High Lift Bldg - Switchgear Room,LP-0001
13975 | FCL-SPC-RPU-1724 | RPU Panel, Pretreatment Module 2, PAC Pump Area | FCL-ELS-PS-0001 | Control Panel | Remote Processor Unit |  | RPU | http://www.toronto.ca/TWONTO#RPU_panel |  | Uninterruptible Power Supply,High Lift Bldg - Switchgear Room,LP-0001
13976 | FCL-SPC-RPU-1725 | RPU Panel, Pretreatment Module 3, PAC Pump Area | FCL_ELS_MISCELLANEOUS | Control Panel | Remote Processor Unit |  | RPU | http://www.toronto.ca/TWONTO#RPU_panel |  | FCL_ELS_MISCELLANEOUS
13977 | FCL-SPC-RPU-1727 | RPU Panel, Corrosion Control, Raw Water Pumping | FCL-CCS | Control Panel | Remote Processor Unit |  | RPU | http://www.toronto.ca/TWONTO#RPU_panel |  | Corrosion Control System
13978 | FCL-SPC-RPU-1821 | RPU Panel, Screens, Raw Water Pumping | FCL_ELS_MISCELLANEOUS | Control Panel | Remote Processor Unit |  | RPU | http://www.toronto.ca/TWONTO#RPU_panel |  | FCL_ELS_MISCELLANEOUS
13979 | FCL-SPC-RPU-1822 | RPU Panel, Zebra Mussel/Raw Water Sampling, Raw Water Pumping | FCL_ELS_MISCELLANEOUS | Control Panel | Remote Processor Unit |  | RPU | http://www.toronto.ca/TWONTO#RPU_panel |  | FCL_ELS_MISCELLANEOUS
13980 | FCL-SPC-RPU-1823 | RPU Panel, Low Lift Pumps 2-6, Raw Water Pumping | FCL-ELS-PS-0001 | Control Panel | Remote Processor Unit |  | RPU | http://www.toronto.ca/TWONTO#RPU_panel |  | Uninterruptible Power Supply,High Lift Bldg - Switchgear Room,LP-0001
13981 | FCL-SPC-RPU-1825 | RPU Panel, Switchgear, Raw Water Pumping | FCL_ELS_MISCELLANEOUS | Control Panel | Remote Processor Unit |  | RPU | http://www.toronto.ca/TWONTO#RPU_panel |  | FCL_ELS_MISCELLANEOUS
13982 | FCL-SPC-RPU-1921 | RPU Panel, RMF Clarification Facility, Electrical Room, WWW-CP-1100 | FCL-ELS-PS-0001 | Control Panel | Remote Processor Unit |  | RPU | http://www.toronto.ca/TWONTO#RPU_panel |  | Uninterruptible Power Supply,High Lift Bldg - Switchgear Room,LP-0001
13983 | FCL-SPC-RPU-1921R | RPU Panel, Centrifuge to Clarification Facility, Clarification Facility, Electrical Room | FCL_ELS_MISCELLANEOUS | Control Panel | Remote Processor Unit |  | RPU | http://www.toronto.ca/TWONTO#RPU_panel |  | FCL_ELS_MISCELLANEOUS
13984 | FCL-SPC-RPU-2022 | RPU Panel, Centrifuge CF-5501, RMF Centrifuge Building, Control Room | FCL_ELS_MISCELLANEOUS | Control Panel | Remote Processor Unit |  | RPU | http://www.toronto.ca/TWONTO#RPU_panel |  | FCL_ELS_MISCELLANEOUS
13985 | FCL-SPC-RPU-2023 | RPU Panel, Centrifuge CF-5601, RMF Centrifuge Building, Control Room | FCL-ELS-PS-0001 | Control Panel | Remote Processor Unit |  | RPU | http://www.toronto.ca/TWONTO#RPU_panel |  | Uninterruptible Power Supply,High Lift Bldg - Switchgear Room,LP-0001
13986 | FCL-SPC-RPU-2121 | RPU Panel, RMF Clarification Facility, Electrical Room | FCL_ELS_MISCELLANEOUS | Control Panel | Remote Processor Unit |  | RPU | http://www.toronto.ca/TWONTO#RPU_panel |  | FCL_ELS_MISCELLANEOUS
13987 | FCL-SPC-RPU-2423 | Remote Processor Unit, Sedimentation Tank T-0300 | FCL-ELS-PS-0003 | Controller,PLC | Remote Processor Unit |  | RPU | http://www.toronto.ca/TWONTO#RPU_panel |  | Emergency Power
14139 | COL-PAB-RPU-0001 | Remote Processing Unit | COL-PAB-MISC | RPU | Remote Processor Unit |  | RPU | http://www.toronto.ca/TWONTO#RPU_panel |  | Miscellaneous Equipment
14231 | FCL-TRW-RPU-0002-SUS | Remote Processing Unit | FCL-SUSPENDED |  | Remote Processor Unit | 36790 | RPU | http://www.toronto.ca/TWONTO#RPU_panel |  | Suspended entity
14232 | FCL-TRW-RPU-0002-SUS | Remote Processing Unit | FCL-TRW |  | Remote Processor Unit | 36790 | RPU | http://www.toronto.ca/TWONTO#RPU_panel |  | Treated Water
14233 | FCL-TRW-RPU-0003-SUS | Remote Processing Unit | FCL-SUSPENDED |  | Remote Processor Unit | 36791 | RPU | http://www.toronto.ca/TWONTO#RPU_panel |  | Suspended entity
14234 | FCL-TRW-RPU-0003-SUS | Remote Processing Unit | FCL-TRW |  | Remote Processor Unit | 36791 | RPU | http://www.toronto.ca/TWONTO#RPU_panel |  | Treated Water
14689 | COL-PBP-RPU-0001 | Remote Processing Unit | COL-PBP | RPU | Remote Processor Unit |  | RPU | http://www.toronto.ca/TWONTO#RPU_panel |  | Baby Point Sewage Pumping Station
15136 | COL-PBR-RPU-0001 | Remote Processing Unit, All control and Instrumentation Equipment - RPU | COL-PBR-MISC |  | Remote Processor Unit |  | RPU | http://www.toronto.ca/TWONTO#RPU_panel |  | Miscellaneous Equipment
16969 | COL-PCU-RPU-0100 | Remote Processor Unit, Electrical Room | COL-PCU-AUX-ELEC | RPU | Remote Processor Unit |  | RPU | http://www.toronto.ca/TWONTO#RPU_panel |  | Electrical Equipment
17704 | COL-PEV-RPU-0001 | Remote Processing Unit, All control and Instrumentation Equipment - RPU | COL-PEV-MISC |  | Remote Processor Unit |  | RPU | http://www.toronto.ca/TWONTO#RPU_panel |  | Miscellaneous Equipment
17746 | COL-PFB-RPU-0001 | Remote process unit | COL-PFB-MISC |  | Remote Processor Unit |  | RPU | http://www.toronto.ca/TWONTO#RPU_panel |  | Miscellaneous Equipment
18227 | FHA-SPC-RPU-1211 | Computer, SCADA Client. Pump Building Basement, Switchgear Room | FHA-ELS | Computer Equipment | Remote Processor Unit |  | RPU | http://www.toronto.ca/TWONTO#operator_interface_terminal |  | Electrical
18228 | FHA-SPC-RPU-1221 | RPU, Raw Water Pumping, Pump Building Basement, Switchgear Room | FHA-ELS |  | Remote Processor Unit |  | RPU | http://www.toronto.ca/TWONTO#RPU_panel |  | Electrical
18229 | FHA-SPC-RPU-1223 | RPU, Backwash, Pump Building Basement, Switchgear Room | FHA-ELS |  | Remote Processor Unit |  | RPU | http://www.toronto.ca/TWONTO#RPU_panel |  | Electrical
18230 | FHA-SPC-RPU-1224 | RPU,High Lift Water Pumping, Pump Building Basement, Switchgear Room | FHA-ELS |  | Remote Processor Unit |  | RPU | http://www.toronto.ca/TWONTO#RPU_panel |  | Electrical
18231 | FHA-SPC-RPU-1225 | RPU, Raw Water Summator. Pump Building Basement, Switchgear Room, RPU-1221 Panel | FHA-ELS |  | Remote Processor Unit |  | RPU | http://www.toronto.ca/TWONTO#RPU_panel |  | Electrical
18232 | FHA-SPC-RPU-1226 | RPU, Treated Water Summator, RPU-1224 Panel, Pump Building Basement, Switchgear Room | FHA-ELS | RPU | Remote Processor Unit |  | RPU | http://www.toronto.ca/TWONTO#RPU_panel |  | Electrical
18233 | FHA-SPC-RPU-1321 | RPU,Liquid Chemical | FHA-SUSPENDED |  | Remote Processor Unit | 33407 | RPU | http://www.toronto.ca/TWONTO#RPU_panel |  | Suspended Obsolete entity for storage purpose
18234 | FHA-SPC-RPU-1421 | RPU, Screens, Pump Building, Screen Room | FHA-ELS |  | Remote Processor Unit |  | RPU | http://www.toronto.ca/TWONTO#RPU_panel |  | Electrical
18235 | FHA-SPC-RPU-1523 | RPU, Main Electrical Switchgear, Service Building Switchgear Room | FHA-ELS |  | Remote Processor Unit |  | RPU | http://www.toronto.ca/TWONTO#RPU_panel |  | Electrical
18236 | FHA-SPC-RPU-1611 | Computer, SCADA Client, Filtration Building, Filter Pipe Gallery | FHA-ELS | Computer Equipment | Remote Processor Unit |  | RPU | http://www.toronto.ca/TWONTO#operator_interface_terminal |  | Electrical
18237 | FHA-SPC-RPU-1623 | RPI, Filters F-3301-3601, East Filter Pipe Gallery | FHA-ELS |  | Remote Processor Unit |  | RPU | http://www.toronto.ca/TWONTO#RPU_panel |  | Electrical
18238 | FHA-SPC-RPU-1624 | RPU, Filters F-3701-4001, East Filter Pipe Gallery | FHA-ELS |  | Remote Processor Unit |  | RPU | http://www.toronto.ca/TWONTO#RPU_panel |  | Electrical
18239 | FHA-SPC-RPU-1721 | RPU, Filters F-0101-0401, West Filter Pipe Gallery | FHA-ELS |  | Remote Processor Unit |  | RPU | http://www.toronto.ca/TWONTO#RPU_panel |  | Electrical
18240 | FHA-SPC-RPU-1723 | RPU, Filters F-0901-1201, West Filter Pipe Gallery | FHA-ELS |  | Remote Processor Unit |  | RPU | http://www.toronto.ca/TWONTO#RPU_panel |  | Electrical
18241 | FHA-SPC-RPU-1724 | RPU, Filters F-1301-1601, West Filter Pipe Gallery | FHA-ELS |  | Remote Processor Unit |  | RPU | http://www.toronto.ca/TWONTO#RPU_panel |  | Electrical
18242 | FHA-SPC-RPU-1821 | RPU, Sedimentation & General Backwash, Filter Gallery Centre | FHA-ELS |  | Remote Processor Unit |  | RPU | http://www.toronto.ca/TWONTO#RPU_panel |  | Electrical
18243 | FHA-SPC-RPU-1824 | Remote Processing Unit, Sedimentation Basin Rehabilitation, Sedimentation Basin Basement | FHA-ELS |  | Remote Processor Unit |  | RPU | http://www.toronto.ca/TWONTO#RPU_panel |  | Electrical
18244 | FHA-SPC-RPU-1826 | RPU, Chemical Gas "B" Cl & SO2, Filter Pipe Gallery Centre | FHA-ELS |  | Remote Processor Unit |  | RPU | http://www.toronto.ca/TWONTO#RPU_panel |  | Electrical
18245 | FHA-SPC-RPU-1827 | RPU, Filter Master Rate, Admin Building, Operator Control Room, CBP | FHA-ELS | UPS | Remote Processor Unit |  | RPU | http://www.toronto.ca/TWONTO#RPU_panel |  | Electrical
18246 | FHA-SPC-RPU-1911 | Computer, SCADA Client, RMF, Centrifuge Control Room 1 | FHA-ELS | Computer Equipment | Remote Processor Unit |  | RPU | http://www.toronto.ca/TWONTO#operator_interface_terminal |  | Electrical
18247 | FHA-SPC-RPU-1924 | FHA-WWW-RPU-1924 - RPU is for Centrifuge CF 2501 | FHA-WWW-CF-2501 |  | Remote Processor Unit |  | RPU | http://www.toronto.ca/TWONTO#RPU_panel |  | Centrifuge, Dewatering, RMF, Centrifuge Service Platform
18248 | FHA-SPC-RPU-1925 | FHA-WWW-RPU-1925 - RPU, RMF | FHA-ELS |  | Remote Processor Unit |  | RPU | http://www.toronto.ca/TWONTO#RPU_panel |  | Electrical
18249 | FHA-SPC-RPU-1926 | FHA-WWW-RPU-1926 - RPU, RMF | FHA-ELS |  | Remote Processor Unit |  | RPU | http://www.toronto.ca/TWONTO#RPU_panel |  | Electrical
18250 | FHA-SPC-RPU-1927 | FHA-WWW-RPU-1927 - RPU, RMF | FHA-ELS |  | Remote Processor Unit |  | RPU | http://www.toronto.ca/TWONTO#RPU_panel |  | Electrical
18251 | FHA-SPC-RPU-2011 | Computer, SCADA Client, RMF, Electrical Room 2/PLC Room | FHA-ELS | Computer Equipment | Remote Processor Unit |  | RPU | http://www.toronto.ca/TWONTO#operator_interface_terminal |  | Electrical
18252 | FHA-SPC-RPU-2021 | RPU, Liquid Chemical, SBS, Ammonia, Fluoride, RMF, PLC Room | FHA-ELS | RPU | Remote Processor Unit |  | RPU | http://www.toronto.ca/TWONTO#RPU_panel |  | Electrical
18253 | FHA-SPC-RPU-2022 | RPU, Corrosion Control, Chemical Building | FHA-ELS | Controller,PLC | Remote Processor Unit |  | RPU | http://www.toronto.ca/TWONTO#RPU_panel |  | Electrical
19509 | FHO-ACC-RPU-0101 | Remote Programming Unit, Admin Building HVAC, Admin Bldg. S1, AHU Room, North Wall | FHO-MCS-HVAC | Controller,PLC | Remote Processor Unit |  | RPU | http://www.toronto.ca/TWONTO#RPU_panel |  | Plant HVAC
19510 | FHO-ACC-RPU-0201 | Remote Programming Unit, Building HVAC, Chemical Building, L2, North Penthouse, S/W | FHO-MCS-HVAC | Controller,PLC | Remote Processor Unit |  | RPU | http://www.toronto.ca/TWONTO#RPU_panel |  | Plant HVAC
19511 | FHO-ACC-RPU-0301 | Remote Programming Unit, Chemical Building HVAC, Chemical Building, L2, South Penthouse | FHO-MCS-HVAC | Controller,PLC | Remote Processor Unit |  | RPU | http://www.toronto.ca/TWONTO#RPU_panel |  | Plant HVAC
19512 | FHO-ACC-RPU-0501 | Remote Programming Unit, Raw Water Building HVAC, Raw Water Building, S8, Ventilation Room | FHO-MCS-HVAC | Controller,PLC | Remote Processor Unit |  | RPU | http://www.toronto.ca/TWONTO#RPU_panel |  | Plant HVAC
19513 | FHO-ACC-RPU-0601 | Remote Programming Unit, Raw Water Building HVAC, Raw Water Building, S7, Storage Area | FHO-MCS-HVAC | Controller,PLC | Remote Processor Unit |  | RPU | http://www.toronto.ca/TWONTO#RPU_panel |  | Plant HVAC
19514 | FHO-ACC-RPU-0801 | Remote Programming Unit, Switchgear Room HVAC, Chemical Building, S4, Emergency Generator Room | FHO-MCS-HVAC | Controller,PLC | Remote Processor Unit |  | RPU | http://www.toronto.ca/TWONTO#RPU_panel |  | Plant HVAC
19515 | FHO-ACC-RPU-0901 | Remote Programming Unit, Filter Gallery1-8 HVAC, Filter Building, S2, HVAC Room | FHO-MCS-HVAC | Controller,PLC | Remote Processor Unit |  | RPU | http://www.toronto.ca/TWONTO#RPU_panel |  | Plant HVAC
19516 | FHO-ACC-RPU-1101 | Remote Programming Unit, Clarifier Building HVAC, Clarifier Building, S2, Main Foyer | FHO-MCS-HVAC | Controller,PLC | Remote Processor Unit |  | RPU | http://www.toronto.ca/TWONTO#RPU_panel |  | Plant HVAC
19517 | FHO-ACC-RPU-1511 | Remote Programming Unit, Ozone Building HVAC, Ozone Building, L1, Electrical Room | FHO-MCS-HVAC | Controller,PLC | Remote Processor Unit |  | RPU | http://www.toronto.ca/TWONTO#RPU_panel |  | Plant HVAC
19518 | FHO-ACC-RPU-1541 | Remote Programming Unit, Ozone Building HVAC, Ozone Building, L1, Electrical Room | FHO-MCS-HVAC | Controller,PLC | Remote Processor Unit |  | RPU | http://www.toronto.ca/TWONTO#RPU_panel |  | Plant HVAC
19519 | FHO-ACC-RPU-1611 | Remote Programming Unit, Standby Building HVAC, Standby Building, S2, Generator Room, West Wall | FHO-MCS-HVAC | Controller,PLC | Remote Processor Unit |  | RPU | http://www.toronto.ca/TWONTO#RPU_panel |  | Plant HVAC
19923 | COL-PHB-RPU-0001 | Remote Processing Unit | COL-PHB-MISC | RPU | Remote Processor Unit |  | RPU | http://www.toronto.ca/TWONTO#RPU_panel |  | Miscellaneous Equipment
25264 | FHO-SPC-RPU-1121 | RPU, Raw Water Pumps PLC, Admin Building S4, Main Electrical Room | FHO-RAW | Controller,PLC | Remote Processor Unit |  | RPU | http://www.toronto.ca/TWONTO#RPU_panel |  | Raw Water Production
25265 | FHO-SPC-RPU-1123 | RPU, High Lift Pumps PLC, Admin Building S4, Main Electrical Room | FHO TRW PUMPING | Controller,PLC | Remote Processor Unit |  | RPU | http://www.toronto.ca/TWONTO#RPU_panel |  | Treated Water Pumping
25266 | FHO-SPC-RPU-1221 | RPU, Pre-Treatments Modules 1&2 PLC, Admin Building S4, Main Electrical Room | FHO-PLT | Controller,PLC | Remote Processor Unit |  | RPU | http://www.toronto.ca/TWONTO#RPU_panel |  | Preliminary Treatment
25267 | FHO-SPC-RPU-1224 | RPU, Polymer System PLC, Chemical Building, S4, Chemical Gallery | FHO-POL | Controller,PLC | Remote Processor Unit |  | RPU | http://www.toronto.ca/TWONTO#RPU_panel |  | Polymer System
25268 | FHO-SPC-RPU-1225 | RPU, Alum System PLC, Chemical Building, S4, Chemical Gallery | FHO-ALM | Controller,PLC | Remote Processor Unit |  | RPU | http://www.toronto.ca/TWONTO#RPU_panel |  | Alum System
25269 | FHO-SPC-RPU-1230 | RPU, Filter Backwash Summator, Chemical Building, S4, SBS Pump Room, SBS-CP-0801 | FHO-BW |  | Remote Processor Unit |  | RPU | http://www.toronto.ca/TWONTO#RPU_panel |  | Backwash System
25270 | FHO-SPC-RPU-1421 | RPU, General Raw Water PLC, Raw Water Building, S7, Electrical Room | FHO-RAW | Controller,PLC | Remote Processor Unit |  | RPU | http://www.toronto.ca/TWONTO#RPU_panel |  | Raw Water Production
25271 | FHO-SPC-RPU-1621 | RPU, Waste Water PLC, Clarifier Building, S2, Corridor | FHO-WWW | Controller,PLC | Remote Processor Unit |  | RPU | http://www.toronto.ca/TWONTO#RPU_panel |  | Residue Management / Waste Water System
25272 | FHO-SPC-RPU-1722 | RPU, Filters 1 & 2 PLC, Filter 1-8 Building, S2, Filter Pipe Gallery, East Wall | FHO-FLT | Controller,PLC | Remote Processor Unit |  | RPU | http://www.toronto.ca/TWONTO#RPU_panel |  | Filtration
25273 | FHO-SPC-RPU-1722A | RPU, Filters 1 & 2 PLC Expansion, Filter 1-8 Building, S2, Filter Pipe Gallery, East Wall | FHO-FLT |  | Remote Processor Unit |  | RPU | http://www.toronto.ca/TWONTO#RPU_panel |  | Filtration
25274 | FHO-SPC-RPU-1725 | RPU, Filters F-0501 & 0601 PLC, Filter 1-8 Building, S2, Filter Pipe Gallery, East Wall | FHO-FLT | Controller,PLC | Remote Processor Unit |  | RPU | http://www.toronto.ca/TWONTO#RPU_panel |  | Filtration
25275 | FHO-SPC-RPU-1726 | RPU, Filters F-0701 & 0801 PLC, Filter 1-8 Building, S2, Filter Pipe Gallery, East Wall | FHO-FLT | Controller,PLC | Remote Processor Unit |  | RPU | http://www.toronto.ca/TWONTO#RPU_panel |  | Filtration
25276 | FHO-SPC-RPU-1813 | RPU, Raw, Filtered & Treated Water Summator & Master Filter Rate Controler, Control Room, CBP Panel | FHO-FLT |  | Remote Processor Unit |  | RPU | http://www.toronto.ca/TWONTO#RPU_panel |  | Filtration
25277 | FHO-SPC-RPU-1921 | RPU Panel, Chemical Dispersion, Ozone Building, L1, Ozone Equipment Room, West Wall | FHO-WWW | Controller,PLC | Remote Processor Unit |  | RPU | http://www.toronto.ca/TWONTO#RPU_panel |  | Residue Management / Waste Water System
25278 | FHO-SPC-RPU-1922 | Ozone master PLC A | FHO-WWW | Controller,PLC | Remote Processor Unit |  | RPU | http://www.toronto.ca/TWONTO#RPU_panel |  | Residue Management / Waste Water System
25279 | FHO-SPC-RPU-1922B | Ozone master PLC | FHO-WWW | Controller,PLC | Remote Processor Unit | 35167 | RPU | http://www.toronto.ca/TWONTO#RPU_panel |  | Residue Management / Waste Water System
25280 | FHO-SPC-RPU-2022 | RPU Panel, Air Scour Blower, Ozone Building, L1, Electrical Room, West Wall | FHO-BW | Controller,PLC | Remote Processor Unit |  | RPU | http://www.toronto.ca/TWONTO#RPU_panel |  | Backwash System
25281 | FHO-SPC-RPU-2023 | RPU Panel, Filter 9-10, Ozone Building, L1, Electrical Room, West Wall | FHO-WWW | Controller,PLC | Remote Processor Unit |  | RPU | http://www.toronto.ca/TWONTO#RPU_panel |  | Residue Management / Waste Water System
25282 | FHO-SPC-RPU-2024 | RPU Panel, Filter 11-12, Ozone Building, L1, Electrical Room, West Wall | FHO-WWW | Controller,PLC | Remote Processor Unit |  | RPU | http://www.toronto.ca/TWONTO#RPU_panel |  | Residue Management / Waste Water System
25283 | FHO-SPC-RPU-2025 | RPU Panel, Filter 13, Ozone Building, L1, Electrical Room, West Wall | FHO-WWW | Controller,PLC | Remote Processor Unit |  | RPU | http://www.toronto.ca/TWONTO#RPU_panel |  | Residue Management / Waste Water System
25284 | FHO-SPC-RPU-GROUP1 | Remote processing units -Group 1 | FHO TRW PUMPING | Controller,PLC | Remote Processor Unit |  |  | http://www.toronto.ca/TWONTO#RPU_panel |  | Treated Water Pumping
26856 | COL-PRG-RPU-0001 | Remote Processing Unit | COL-PRG | RPU | Remote Processor Unit |  | RPU | http://www.toronto.ca/TWONTO#RPU_panel |  | Ridge Valley Pumping Station
27159 | COL-PRR-RPU-0001 | Remote Processing Unit, All control and Instrumentation Equipment - RPU | COL-PRR |  | Remote Processor Unit |  | RPU | http://www.toronto.ca/TWONTO#RPU_panel |  | Riverside Sewage Pumping Station
27160 | COL-PRR-RPU-0001 | Remote Processing Unit, All control and Instrumentation Equipment - RPU | COL-PRR-MISC |  | Remote Processor Unit |  | RPU | http://www.toronto.ca/TWONTO#RPU_panel |  | Miscellaneous Equipment
27751 | FIS-ELS-RPU-0001 | Power Supply Location | 16854 |  | Remote Processor Unit |  | RPU | ? |  | Process Control & Instrumentation
29348 | COL-PSM-RPU-0001 | Remote Processing Unit, All control and Instrumentation Equipment - RPU | COL-PSM |  | Remote Processor Unit |  | RPU | http://www.toronto.ca/TWONTO#RPU_panel |  | Simcoe St Sewage Pumping Station
29349 | COL-PSM-RPU-0001 | Remote Processing Unit, All control and Instrumentation Equipment - RPU | COL-PSM-MISC |  | Remote Processor Unit |  | RPU | http://www.toronto.ca/TWONTO#RPU_panel |  | Miscellaneous Equipment
29450 | COL-PSP-RPU-0001 | Remote Processing Unit, All control and Instrumentation Equipment - RPU | COL-PSP |  | Remote Processor Unit |  | RPU | http://www.toronto.ca/TWONTO#RPU_panel |  | Southport Sewage Pumping Station
29451 | COL-PSP-RPU-0001 | Remote Processing Unit, All control and Instrumentation Equipment - RPU | COL-PSP-MISC |  | Remote Processor Unit |  | RPU | http://www.toronto.ca/TWONTO#RPU_panel |  | Miscellaneous Equipment
29545 | FIS-SPC-RPU-1221 | Remote Processing Unit, Filter F-0100, Filter Building, Filter Gallery, Area Control Panel CP-0101 | FIS-FLT-F-0100 |  | Remote Processor Unit |  | RPU | http://www.toronto.ca/TWONTO#RPU_panel |  | Filter, Settled Water, Filter Building, Filter Gallery
29546 | FIS-SPC-RPU-1223 | Remote Processing Unit, Filter F-0300, Filter Building, Filter Gallery, Area Control Panel CP-0301 | FIS-FLT-F-0300 |  | Remote Processor Unit |  | RPU | http://www.toronto.ca/TWONTO#RPU_panel |  | Filter, Settled Water, Filter Building, Filter Gallery
29547 | FIS-SPC-RPU-1224 | Remote Processing Unit, Filter F-0400, Filter Building, Filter Gallery, Area Control Panel CP-0401 | FIS-FLT-F-0400 |  | Remote Processor Unit |  | RPU | http://www.toronto.ca/TWONTO#RPU_panel |  | Filter, Settled Water, Filter Building, Filter Gallery
29548 | FIS-SPC-RPU-1225 | Remote Processing Unit, Filter F-0500, Filter Building, Filter Gallery, Area Control Panel CP-0501 | FIS-FLT-F-0500 |  | Remote Processor Unit |  | RPU | http://www.toronto.ca/TWONTO#RPU_panel |  | Filter, Settled Water, Filter Building, Filter Gallery
29549 | FIS-SPC-RPU-1321 | Remote Processing Unit, Backwash Pumps, Filter Building, Pump Room | FIS-ELS |  | Remote Processor Unit |  | RPU | http://www.toronto.ca/TWONTO#RPU_panel |  | System, Electrical Distribution System
29550 | FIS-SPC-RPU-1422 | Remote Processing Unit, Ammonia/Fluoride, Ammonia Building, Storage Room | FIS-DIS | Controller,PLC | Remote Processor Unit |  | RPU | http://www.toronto.ca/TWONTO#RPU_panel |  | Disinfection
29551 | FIS-SPC-RPU-1521 | Remote Processing Unit, Switchgear, Workshop and Office Building, Machine Shop | FIS-TRW |  | Remote Processor Unit |  | RPU | http://www.toronto.ca/TWONTO#RPU_panel |  | Treated Water Production
29552 | FIS-SPC-RPU-1523 | Remote Processing Unit, PACL System, Workshop Building, Main Floor, Chemical Storage Room | FIS-CCS | Controller,PLC | Remote Processor Unit |  | RPU | http://www.toronto.ca/TWONTO#RPU_panel |  | Corrosion Control
29553 | FIS-SPC-RPU-1526 | Remote Processing Unit, El. Generator and Load Shed Control, Electrical Generator Room | 16856 |  | Remote Processor Unit |  | RPU | http://www.toronto.ca/TWONTO#RPU_panel |  | Emergency Power, Diesel & UPS
29554 | FIS-SPC-RPU-1624 | Remote Processing Unit, Scrubber System, Workshop Building, EICT Corridor | FIS-DIS | Controller,PLC | Remote Processor Unit |  | RPU | http://www.toronto.ca/TWONTO#RPU_panel |  | Disinfection
29555 | FIS-SPC-RPU-1821 | Remote Processing Unit, Intake Valves, Intake Valve Chamber, Upper Level | FIS-RW |  | Remote Processor Unit |  | RPU | http://www.toronto.ca/TWONTO#RPU_panel |  | Raw Water Production
29556 | FIS-SPC-RPU-1822 | Remote Processing Unit, Zebra Mussel, Intake Valve Chamber, Upper Level | FIS-RW |  | Remote Processor Unit |  | RPU | http://www.toronto.ca/TWONTO#RPU_panel |  | Raw Water Production
29558 | FIS-SPC-RPU-2121 | Controller,PLC, Control Panel | FIS-SBS |  | Remote Processor Unit |  | RPU | http://www.toronto.ca/TWONTO#RPU_panel |  | SBS System
29661 | FIS-TRW-RPU-0001 | Remote Processing Unit | FIS-TRW |  | Remote Processor Unit |  | RPU | http://www.toronto.ca/TWONTO#RPU_panel |  | Treated Water Production
29662 | FIS-TRW-RPU-0002 | Remote Processing Unit | FIS-TRW |  | Remote Processor Unit |  | RPU | http://www.toronto.ca/TWONTO#RPU_panel |  | Treated Water Production
30077 | COL-PST-RPU-0001 | Remote Processing Unit, All control and Instrumentation Equipment - RPU | COL-PST |  | Remote Processor Unit |  | RPU | http://www.toronto.ca/TWONTO#RPU_panel |  | Strachan Pumping Station
30078 | COL-PST-RPU-0001 | Remote Processing Unit, All control and Instrumentation Equipment - RPU | COL-PST-MISC |  | Remote Processor Unit |  | RPU | http://www.toronto.ca/TWONTO#RPU_panel |  | Miscellaneous Equipment
31262 | COL-PSU-RPU-0001 | Remote Processing Unit, All control and Instrumentation Equipment - RPU | COL-PSU |  | Remote Processor Unit |  | RPU | http://www.toronto.ca/TWONTO#RPU_panel |  | Sunnyside Pumping Station
34554 | COL-PWN-RPU-0001 | Remote Processing Unit | COL-PWN | RPU | Remote Processor Unit |  | RPU | http://www.toronto.ca/TWONTO#RPU_panel |  | Warren Park Pumping Station
34555 | COL-PWN-RPU-0001 | Remote Processing Unit | COL-PWN-MISC | RPU | Remote Processor Unit |  | RPU | http://www.toronto.ca/TWONTO#RPU_panel |  | Miscellaneous Equipment
35573 | COL-PWR-RPU-0100 | Remote Processor Unit, Control Room, West Rouge PS | COL-PWR | RPU | Remote Processor Unit |  | RPU | http://www.toronto.ca/TWONTO#RPU_panel |  | West Rouge Pumping Station
37439 | COL-SMC-RPU-0001 | Remote Processing Unit | COL-SMC-MISC |  | Remote Processor Unit |  | RPU | http://www.toronto.ca/TWONTO#RPU_panel |  | Miscellaneous Equipment
37809 | RPU IO EXTENSION, FINAL C | RPU IO Extension, Final Clarifiers - South | THR-FT-RPU-0200 | RPU | Remote Processor Unit |  |  | http://www.toronto.ca/TWONTO#RPU_panel |  | RPU, Final Clarifiers - South
37810 | RPU-27600 | RPU 21 | TAB-DIG-ELQ-T13-16 | SCADA | Remote Processor Unit |  |  | http://www.toronto.ca/TWONTO#RPU_panel |  | Digester Tanks 13-16, Electrical Equipment
38083 | SWM-PBL-RPU-0001 | Remote Processing Unit | SWM-PBL | RPU | Remote Processor Unit |  | RPU | http://www.toronto.ca/TWONTO#RPU_panel |  | Bloor Storm Pumping Station
38084 | SWM-PBL-RPU-0001 | Remote Processing Unit | SWM-PBL-MISC | RPU | Remote Processor Unit |  | RPU | http://www.toronto.ca/TWONTO#RPU_panel |  | Miscellaneous Equipment
38163 | SWM-PET-RPU-0001 | Remote process unit | SWM-PET |  | Remote Processor Unit |  | RPU | http://www.toronto.ca/TWONTO#RPU_panel |  | Eglinton - Bellamy Storm Pumping Station
38204 | SWM-PIT-RPU-0001 | Remote Processing Unit | SWM-PIT | RPU | Remote Processor Unit |  | RPU | http://www.toronto.ca/TWONTO#RPU_panel |  | Islington Storm Pumping Station
38468 | SWM-PWI-RPU-0001 | Remote Processing Unit, All control and Instrumentation Equipment - RPU | SWM-PWI |  | Remote Processor Unit |  | RPU | http://www.toronto.ca/TWONTO#RPU_panel |  | Wilson Storm Pumping Station
40492 | TAB-ACC-RPU-1401 | RPU-GE1401 | TAB-ELS-WA6 | RPU | Remote Processor Unit |  | RPU | http://www.toronto.ca/TWONTO#RPU_panel |  | Panel Boards, MCC, WA6
40493 | TAB-ACC-RPU-1402 | RPU-GE1402 | TAB-ELS-WA6 | RPU | Remote Processor Unit |  | RPU | http://www.toronto.ca/TWONTO#RPU_panel |  | Panel Boards, MCC, WA6
40494 | TAB-ACC-RPU-1405 | RPU-GE1405 | TAB-ELS-WA6 | RPU | Remote Processor Unit |  | RPU | http://www.toronto.ca/TWONTO#RPU_panel |  | Panel Boards, MCC, WA6
40495 | TAB-ACC-RPU-1406 | RPU-GE1406 | TAB-ELS-WA6 | RPU | Remote Processor Unit |  | RPU | http://www.toronto.ca/TWONTO#RPU_panel |  | Panel Boards, MCC, WA6
40496 | TAB-ACC-RPU-1408 | Control Panel, RPU, Building Services, Sewall Tunnel, East | TAB-ACC-4900 | RPU | Remote Processor Unit |  | RPU | http://www.toronto.ca/TWONTO#RPU_panel |  | Process Heating, HVAC Waste Gas Burner station
40497 | TAB-ACC-RPU-1408 | Control Panel, RPU, Building Services, Sewall Tunnel, East | TAB-ELS-WA6 | RPU | Remote Processor Unit |  | RPU | http://www.toronto.ca/TWONTO#RPU_panel |  | Panel Boards, MCC, WA6
40498 | TAB-ACC-RPU-1409 | RPU-GE1409 | TAB-ELS-WA6 | RPU | Remote Processor Unit |  | RPU | http://www.toronto.ca/TWONTO#RPU_panel |  | Panel Boards, MCC, WA6
40499 | TAB-ACC-RPU-1410 | RPU-GE1410 | TAB-ELS-WA6 | RPU | Remote Processor Unit |  | RPU | http://www.toronto.ca/TWONTO#RPU_panel |  | Panel Boards, MCC, WA6
40500 | TAB-ACC-RPU-1413 | RPU-GE1413 | TAB-ELS-WA6 | RPU | Remote Processor Unit |  | RPU | http://www.toronto.ca/TWONTO#RPU_panel |  | Panel Boards, MCC, WA6
40501 | TAB-ACC-RPU-1417S | RPU-GE1417 | TAB-ELS-WA6 | RPU | Remote Processor Unit | 46225 | RPU | http://www.toronto.ca/TWONTO#RPU_panel |  | Panel Boards, MCC, WA6
40502 | TAB-ACC-RPU-1417S | RPU-GE1417 | TAB-SUSPENDED ENTITY | RPU | Remote Processor Unit | 46225 | RPU | http://www.toronto.ca/TWONTO#RPU_panel |  | Suspended entities
40503 | TAB-ACC-RPU-1418 | RPU-GE1418 | TAB-ELS-WA6 | RPU | Remote Processor Unit |  | RPU | http://www.toronto.ca/TWONTO#RPU_panel |  | Panel Boards, MCC, WA6
42615 | TAB-AUX-RPU-1120 | RPU | TAB-AUX-C | RPU | Remote Processor Unit |  | RPU | http://www.toronto.ca/TWONTO#RPU_panel |  | Auxiliary Building - Compressed Service Air Equipment
43443 | FCL-ACC-RPU-0601 | RPU Panel, Filter Building BAS, Filter Building Piping Gallery West | FCL-GRK | Control Panel | Remote Processor Unit |  | RPU | http://www.toronto.ca/TWONTO#RPU_panel |  | Buildings and Grounds
43444 | FCL-ACC-RPU-0601 | RPU Panel, Filter Building BAS, Filter Building Piping Gallery West | FCL_ELS_MISCELLANEOUS | Control Panel | Remote Processor Unit |  | RPU | http://www.toronto.ca/TWONTO#RPU_panel |  | FCL_ELS_MISCELLANEOUS
43445 | FCL-ACC-RPU-0701 | RPU Panel, Gaseous Chemical Building BAS, Ammonia Control Panel Room | FCL-GRK | Control Panel | Remote Processor Unit |  | RPU | http://www.toronto.ca/TWONTO#RPU_panel |  | Buildings and Grounds
43446 | FCL-ACC-RPU-0701 | RPU Panel, Gaseous Chemical Building BAS, Ammonia Control Panel Room | FCL_ELS_MISCELLANEOUS | Control Panel | Remote Processor Unit |  | RPU | http://www.toronto.ca/TWONTO#RPU_panel |  | FCL_ELS_MISCELLANEOUS
43447 | FCL-ACC-RPU-0801 | RPU, Surge Building BAS, Surge Building North | FCL-ACC-P-HL | Control Panel | Remote Processor Unit |  | RPU | http://www.toronto.ca/TWONTO#RPU_panel |  | High Lift Pumping Station HVAC Equipment
43696 | TAB-DEW-RPU-1101 | RPU for Centrifuges 1 - 4 | TAB-DEW CENTRIFUGES | RPU | Remote Processor Unit |  | RPU | http://www.toronto.ca/TWONTO#RPU_panel |  | Centrifuge Systems
43697 | TAB-DEW-RPU-1102 | RPU for Centrifuges 1 - 4 Sludge & Polymer Pumps & Valves | TAB-DEW CENTRIFUGES | RPU | Remote Processor Unit |  | RPU | http://www.toronto.ca/TWONTO#RPU_panel |  | Centrifuge Systems
43698 | TAB-DEW-RPU-1102A | RPU for Sludge & Polymer Pumps & Valves | TAB-DEW CENTRIFUGES |  | Remote Processor Unit |  | RPU | http://www.toronto.ca/TWONTO#RPU_panel |  | Centrifuge Systems
43699 | TAB-DEW-RPU-1103 | RPU for Sludge Holding Tank Mixer & Valve Control | TAB-DEW-SLUDGE SILO | RPU | Remote Processor Unit |  | RPU | http://www.toronto.ca/TWONTO#RPU_panel |  | Sludge Holding Tank System, Conveyors
43700 | TAB-DEW-RPU-1105 | RPU for Centrifuges 5 - 8 | TAB-DEW CENTRIFUGES | RPU | Remote Processor Unit |  | RPU | http://www.toronto.ca/TWONTO#RPU_panel |  | Centrifuge Systems
43701 | TAB-DEW-RPU-1106 | RPU for Centrifuge 5 - 8 Sludge & Polymer Pumps & Valves | TAB-DEW CENTRIFUGES | RPU | Remote Processor Unit |  | RPU | http://www.toronto.ca/TWONTO#RPU_panel |  | Centrifuge Systems
43702 | TAB-DEW-RPU-1121 | RPU for Old Wet Well Pump & Valve Control | TAB-DEW-WEL | RPU | Remote Processor Unit |  | RPU | http://www.toronto.ca/TWONTO#RPU_panel |  | Centrate Wet Wells
43703 | TAB-DEW-RPU-1121A | RPU for Old Wet Well Pump & Valve Control | TAB-DEW-WEL |  | Remote Processor Unit |  | RPU | http://www.toronto.ca/TWONTO#RPU_panel |  | Centrate Wet Wells
43704 | TAB-DEW-RPU-1132 | RPU for Equalization Tank Control | TAB-DEW-EQUALIZATION | RPU | Remote Processor Unit |  | RPU | http://www.toronto.ca/TWONTO#RPU_panel |  | Equalization Tank System
43705 | TAB-DEW-RPU-1133 | RPU | TAB-DEW-SLUDGE SILO | RPU | Remote Processor Unit |  | RPU | http://www.toronto.ca/TWONTO#RPU_panel |  | Sludge Holding Tank System, Conveyors
43706 | TAB-DEW-RPU-1134 | RPU | TAB-DEW-SLUDGE SILO | RPU | Remote Processor Unit |  | RPU | http://www.toronto.ca/TWONTO#RPU_panel |  | Sludge Holding Tank System, Conveyors
43707 | TAB-DEW-RPU-1135 | RPU | TAB-DEW-SLUDGE SILO | RPU | Remote Processor Unit |  | RPU | http://www.toronto.ca/TWONTO#RPU_panel |  | Sludge Holding Tank System, Conveyors
43708 | TAB-DEW-RPU-1140 | RPU | TAB-DEW CENTRIFUGES | RPU | Remote Processor Unit |  | RPU | http://www.toronto.ca/TWONTO#RPU_panel |  | Centrifuge Systems
43709 | TAB-DEW-RPU-1141 | RPU | TAB-DEW CENTRIFUGES | RPU | Remote Processor Unit |  | RPU | http://www.toronto.ca/TWONTO#RPU_panel |  | Centrifuge Systems
43710 | TAB-DEW-RPU-1142 | RPU | TAB-DEW CENTRIFUGES | RPU | Remote Processor Unit |  | RPU | http://www.toronto.ca/TWONTO#RPU_panel |  | Centrifuge Systems
43711 | TAB-DEW-RPU-1147 | RPU | TAB-DEW-SLUDGE SILO | RPU | Remote Processor Unit |  | RPU | http://www.toronto.ca/TWONTO#RPU_panel |  | Sludge Holding Tank System, Conveyors
43712 | TAB-DEW-RPU-1150 | Remote Processing Unit, | TAB-SPC-COM-2200 | RPU | Remote Processor Unit |  | RPU | http://www.toronto.ca/TWONTO#RPU_panel |  | Communication Unit
45392 | TAB-DIG-RPU-0901 | RPU | TAB-DIG-ELQ-T1-4 | RPU | Remote Processor Unit |  | RPU | http://www.toronto.ca/TWONTO#RPU_panel |  | Digester Tanks 1-4, Electrical Equipment
45393 | TAB-DIG-RPU-0909 | RPU Control Panel, PLC, Digester 5-12 Electrical Control Room | TAB-DIG-ELQ-T9-12 | RPU | Remote Processor Unit |  | RPU | http://www.toronto.ca/TWONTO#RPU_panel |  | Digester Tanks 9-12, Electrical Equipment
45394 | TAB-DIG-RPU-0909A | RPU Control Panel, PLC, Digester 5-12 Electrical Control Room | TAB-DIG-ELQ-T9-12 | RPU | Remote Processor Unit |  | RPU | http://www.toronto.ca/TWONTO#RPU_panel |  | Digester Tanks 9-12, Electrical Equipment
45395 | TAB-DIG-RPU-0912 | RPU | TAB-DIG-ELQ-T1-4 | RPU | Remote Processor Unit |  | RPU | http://www.toronto.ca/TWONTO#RPU_panel |  | Digester Tanks 1-4, Electrical Equipment
45396 | TAB-DIG-RPU-1001 | Remote Processing Unit (RPU-27591) | TAB-DIG-ELQ-T13-16 | RPU | Remote Processor Unit |  | RPU | http://www.toronto.ca/TWONTO#RPU_panel |  | Digester Tanks 13-16, Electrical Equipment
45397 | TAB-DIG-RPU-1002 | Remote Processing Unit (RPU-27593) | TAB-DIG-ELQ-T13-16 | SCADA | Remote Processor Unit |  | RPU | http://www.toronto.ca/TWONTO#RPU_panel |  | Digester Tanks 13-16, Electrical Equipment
45398 | TAB-DIG-RPU-1006 | Remote Processing Unit | TAB-DIG-ELQ-T13-16 | RPU | Remote Processor Unit |  | RPU | http://www.toronto.ca/TWONTO#RPU_panel |  | Digester Tanks 13-16, Electrical Equipment
45399 | TAB-DIG-RPU-1007 | Remote Processing Unit | TAB-DIG-ELQ-T13-16 | RPU | Remote Processor Unit |  | RPU | http://www.toronto.ca/TWONTO#RPU_panel |  | Digester Tanks 13-16, Electrical Equipment
45400 | TAB-DIG-RPU-1008 | Remote Processing Unit | TAB-DIG-ELQ-T13-16 | RPU | Remote Processor Unit |  | RPU | http://www.toronto.ca/TWONTO#RPU_panel |  | Digester Tanks 13-16, Electrical Equipment
45401 | TAB-DIG-RPU-1009 | Remote Processing Unit | TAB-DIG-ELQ-T13-16 | RPU | Remote Processor Unit |  | RPU | http://www.toronto.ca/TWONTO#RPU_panel |  | Digester Tanks 13-16, Electrical Equipment
45402 | TAB-DIG-RPU-1011 | RPU for DIG 19-22 | TAB-DIG-INQ-T19-22 | RPU | Remote Processor Unit |  | RPU | http://www.toronto.ca/TWONTO#RPU_panel |  | Digester Tanks 19-22, Instrument Equipment
45403 | TAB-DIG-RPU-1013 | RPU, Controller,PLC, Control Panels, DIG 19-22 | TAB-DIG-SQ-T19-22 | RPU | Remote Processor Unit |  | RPU | http://www.toronto.ca/TWONTO#RPU_panel |  | Digester Tanks 19-22, Safety Equipments
45404 | TAB-DIG-RPU-1021 | RPU, DIG Gas Control Bldg. | TAB-DIG-INQ-T19-22 | RPU | Remote Processor Unit |  | RPU | http://www.toronto.ca/TWONTO#RPU_panel |  | Digester Tanks 19-22, Instrument Equipment
45405 | TAB-DIG-RPU-1022 | RPU, DIG Gas Control Bldg. | TAB-DIG-INQ-T19-22 | RPU | Remote Processor Unit |  | RPU | http://www.toronto.ca/TWONTO#RPU_panel |  | Digester Tanks 19-22, Instrument Equipment
45406 | TAB-DIG-RPU-1024 | RPU, DIG Gas Control Bldg. | TAB-GAS-ELS | RPU | Remote Processor Unit |  | RPU | http://www.toronto.ca/TWONTO#RPU_panel |  | Digester Control Building - Electrical System
45407 | TAB-DIG-RPU-1032 | Control Panel, Remote Processing Unit, Gas Burner Station Control | TAB-DIG-BU | RPU | Remote Processor Unit |  | RPU | http://www.toronto.ca/TWONTO#RPU_panel |  | Waste Gas Burner
45408 | TAB-DIG-RPU-1036 | RPU | TAB-DIG-ELQ-T1-4 | RPU | Remote Processor Unit |  | RPU | http://www.toronto.ca/TWONTO#RPU_panel |  | Digester Tanks 1-4, Electrical Equipment
45409 | TAB-DIG-RPU-1041 | PLC 22 - Digestion | TAB-DIG-INQ-T19-22 | SCADA | Remote Processor Unit |  | RPU | http://www.toronto.ca/TWONTO#RPU_panel |  | Digester Tanks 19-22, Instrument Equipment
46867 | TAB-DIS-RPU-0523 | RPU | TAB-DIS-INQ | RPU | Remote Processor Unit |  | RPU | http://www.toronto.ca/TWONTO#RPU_panel |  | Disinfection - Instrument Equipment
47760 | TAB-EL2-RPU-0810 | RPU | TAB-ELS-SOUTH | RPU | Remote Processor Unit |  | RPU | http://www.toronto.ca/TWONTO#RPU_panel |  | South Substation
48370 | TAB-EPG-RPU-6001 | Remote Processing Unit,Controller,Standby Generator 6001,Emergency Power,P Building | TAB-EL1-GEN-6001 | RPU | Remote Processor Unit |  | RPU | http://www.toronto.ca/TWONTO#RPU_panel |  | Generator, Standby Power, 600V 1000kw - P Bldg
49229 | TAB-OCS-RPU-0326 | RPU Panel, Biofilter System, Electrical Room, Old Screen Bldg., P Bldg. | TAB-EL1-LP-6631 | RPU | Remote Processor Unit |  | RPU | http://www.toronto.ca/TWONTO#RPU_panel |  | Lighting Panel,120/208V,Electrical Room,Ground Floor,Grit Build,P Building
49230 | TAB-OCS-RPU-0517 | Remote Processing Unit, Odour Control System | TAB-OCS | RPU | Remote Processor Unit |  | RPU | http://www.toronto.ca/TWONTO#RPU_panel |  | Odour Control System, Aeration tanks
49231 | TAB-OCS-RPU-0518 | Remote Processing Unit, Odour Control System | TAB-OCS | RPU | Remote Processor Unit |  | RPU | http://www.toronto.ca/TWONTO#RPU_panel |  | Odour Control System, Aeration tanks
49286 | TAB-PAB-RPU-0221 | RPU, | TAB-RSP-INQ | RPU | Remote Processor Unit |  | RPU | http://www.toronto.ca/TWONTO#RPU_panel |  | T Building - Instrumentation
50201 | TAB-PLT-RPU-0301 | RPU, Remote Processor Unit | TAB-PLT-INQ | RPU | Remote Processor Unit |  | RPU | http://www.toronto.ca/TWONTO#RPU_panel |  | P Building - Instrumentation Equipment
50202 | TAB-PLT-RPU-0323 | RPU Panel, Screen System, Second Floor Electrical Room, P Bldg. | TAB-EL1-LP-6925 | RPU | Remote Processor Unit |  | RPU | http://www.toronto.ca/TWONTO#RPU_panel |  | Lighting Panel,120/208V,Electrical Room,Second Floor,Screen Build,P Building
50203 | TAB-PLT-RPU-0324 | RPU Panel, Screen System, Second Floor Electrical Room, P Bldg. | TAB-EL1-LP-6925 | RPU | Remote Processor Unit |  | RPU | http://www.toronto.ca/TWONTO#RPU_panel |  | Lighting Panel,120/208V,Electrical Room,Second Floor,Screen Build,P Building
50204 | TAB-PLT-RPU-0325 | RPU Panel, Washer Compactor System, Second Floor Electrical Room, P Bldg. | TAB-EL1-LP-6925 | RPU | Remote Processor Unit |  | RPU | http://www.toronto.ca/TWONTO#RPU_panel |  | Lighting Panel,120/208V,Electrical Room,Second Floor,Screen Build,P Building
50205 | TAB-PLT-RPU-0326 | RPU Panel, Washer Compactor System, Second Floor Electrical Room, P Bldg. | TAB-EL1-LP-6925 | RPU | Remote Processor Unit |  | RPU | http://www.toronto.ca/TWONTO#RPU_panel |  | Lighting Panel,120/208V,Electrical Room,Second Floor,Screen Build,P Building
50206 | TAB-PLT-RPU-0332 | RPU Panel, Plant, Operating Gallery Area, Blower Room, P Bldg. | TAB-EL1-LP-6631 | RPU | Remote Processor Unit |  | RPU | http://www.toronto.ca/TWONTO#RPU_panel |  | Lighting Panel,120/208V,Electrical Room,Ground Floor,Grit Build,P Building
50207 | TAB-PLT-RPU-0333 | RPU Panel, Plant Services, Workshop Bldg, Control Room, P Bldg. | TAB-EL1-LP-6962 | RPU | Remote Processor Unit |  | RPU | http://www.toronto.ca/TWONTO#RPU_panel |  | Lighting Panel,120/208V,Electrical Room,Second Floor,Workshop,P Building
50208 | TAB-PLT-RPU-0401 | RPU, Remote Processor Unit | TAB-PLT-INQ-D | RPU | Remote Processor Unit |  | RPU | http://www.toronto.ca/TWONTO#RPU_panel |  | D Building - Instrumentation Equipment
50209 | TAB-PLT-RPU-0402 | RPU, Remote Processor Unit | TAB-PLT-INQ-D | RPU | Remote Processor Unit |  | RPU | http://www.toronto.ca/TWONTO#RPU_panel |  | D Building - Instrumentation Equipment
50210 | TAB-PLT-RPU-0403 | RPU, Remote Processor Unit | TAB-PLT-INQ-D | RPU | Remote Processor Unit |  | RPU | http://www.toronto.ca/TWONTO#RPU_panel |  | D Building - Instrumentation Equipment
50211 | TAB-PLT-RPU-0404 | RPU, Remote Processor Unit | TAB-PLT-INQ-D | RPU | Remote Processor Unit |  | RPU | http://www.toronto.ca/TWONTO#RPU_panel |  | D Building - Instrumentation Equipment
50318 | TAB-PLT-UPS-0323 | RPU Panel, Screen System, Second Floor Electrical Room, P Bldg. | TAB-PLT-RPU-0323 | RPU | Remote Processor Unit |  | UPS | http://www.toronto.ca/TWONTO#RPU_panel |  | RPU Panel, Screen System, Second Floor Electrical Room, P Bldg.
50319 | TAB-PLT-UPS-0324 | UPS for RPU | TAB-PLT-RPU-0324 | RPU | Remote Processor Unit |  | UPS | http://www.toronto.ca/TWONTO#UPS |  | RPU Panel, Screen System, Second Floor Electrical Room, P Bldg.
50320 | TAB-PLT-UPS-0325 | UPS for RPU | TAB-PLT-RPU-0325 | RPU | Remote Processor Unit |  | UPS | http://www.toronto.ca/TWONTO#UPS |  | RPU Panel, Washer Compactor System, Second Floor Electrical Room, P Bldg.
50321 | TAB-PLT-UPS-0330 | UPS for RPU | TAB-PLT-RPU-0330 | UPS | Remote Processor Unit |  | UPS | http://www.toronto.ca/TWONTO#UPS |  | RPU Panel, Washer Compactor System, Second Floor Electrical Room, P Bldg.
51244 | TAB-PRM-RPU-0311 | RPU-GE0311 | TAB-PRM-INQ-P | RPU | Remote Processor Unit |  | RPU | http://www.toronto.ca/TWONTO#RPU_panel |  | P Building - Instrument Equipment
51245 | TAB-PRM-RPU-0313 | RPU-GE0313 | TAB-PRM-INQ-P | RPU | Remote Processor Unit |  | RPU | http://www.toronto.ca/TWONTO#RPU_panel |  | P Building - Instrument Equipment
51246 | TAB-PRM-RPU-0314 | RUP for PLC-54 | TAB-PRM-INQ-P | RPU | Remote Processor Unit |  | RPU | http://www.toronto.ca/TWONTO#RPU_panel |  | P Building - Instrument Equipment
51247 | TAB-PRM-RPU-0314A | PLC 54-2 | TAB-PRM-INQ-P | RPU | Remote Processor Unit |  | RPU | http://www.toronto.ca/TWONTO#RPU_panel |  | P Building - Instrument Equipment
51248 | TAB-PRM-RPU-0314B | PLC 54-3 | TAB-PRM-INQ-P | RPU | Remote Processor Unit |  | RPU | http://www.toronto.ca/TWONTO#RPU_panel |  | P Building - Instrument Equipment
51249 | TAB-PRM-RPU-0411 | RPU, Remote Processor Unit | TAB-PLT-INQ-D | RPU | Remote Processor Unit |  | RPU | http://www.toronto.ca/TWONTO#RPU_panel |  | D Building - Instrumentation Equipment
51250 | TAB-PRM-RPU-0412 | RPU, Remote Processor Unit | TAB-PLT-INQ-D | RPU | Remote Processor Unit |  | RPU | http://www.toronto.ca/TWONTO#RPU_panel |  | D Building - Instrumentation Equipment
51251 | TAB-PRM-RPU-0412C | PLC12 | TAB-PRM-INQ | RPU | Remote Processor Unit |  | RPU | http://www.toronto.ca/TWONTO#RPU_panel |  | D Building - Instrumentation Equipment
52190 | TAB-PRS-RPU-0524 | RPU, Process Control, Electrical Room,PRS Bldg | TAB-PRS-INQ | RPU | Remote Processor Unit |  | RPU | http://www.toronto.ca/TWONTO#RPU_panel |  | Instrumentation Equipment
53022 | TAB-PWA-RPU-0420 | RPU, Process Control, | TAB-PRS-INQ | RPU | Remote Processor Unit |  | RPU | http://www.toronto.ca/TWONTO#RPU_panel |  | Instrumentation Equipment
53023 | TAB-PWA-RPU-0422 | RPU,Plant Water,Plant Water Pumping Station | TAB-PWA | RPU | Remote Processor Unit |  | RPU | http://www.toronto.ca/TWONTO#RPU_panel |  | Plant Water
53024 | TAB-PWA-RPU-0830 | RPU, Process Control, | TAB-PWA-INQ | RPU | Remote Processor Unit |  | RPU | http://www.toronto.ca/TWONTO#RPU_panel |  | Plant Water - Instrumentation Equipment
53601 | FCL-RW-RPU-0001 | RPU Panel, Low Lift Bldg Pumping Station | FCL_ELS_MISCELLANEOUS | Control Panel | Remote Processor Unit |  | RPU | http://www.toronto.ca/TWONTO#RPU_panel |  | FCL_ELS_MISCELLANEOUS
53969 | TAB-RSP-RPU-0201 | RPU, Pump #'s MSP-1 & MSP-2 | TAB-RSP-INQ-M | RPU | Remote Processor Unit |  | RPU | http://www.toronto.ca/TWONTO#RPU_panel |  | M Building - Instrumentation Equipment
53970 | TAB-RSP-RPU-0202 | RPU, Pump #'s MSP-3 & MSP-4 | TAB-RSP-INQ-M | RPU | Remote Processor Unit |  | RPU | http://www.toronto.ca/TWONTO#RPU_panel |  | M Building - Instrumentation Equipment
53971 | TAB-RSP-RPU-0204 | RPU,Pumps MSP-8, MSP-9 & MSP-10 High Level Channel 1 | TAB-RSP-INQ-M | RPU | Remote Processor Unit |  | RPU | http://www.toronto.ca/TWONTO#RPU_panel |  | M Building - Instrumentation Equipment
53972 | TAB-RSP-RPU-0214 | RPU, RSP Pump #4 | TAB-RSP-INQ | RPU | Remote Processor Unit |  | RPU | http://www.toronto.ca/TWONTO#RPU_panel |  | T Building - Instrumentation
54009 | TAB-RSP-RPU-0231 | RPU, | TAB-RSP-INQ-M | RPU | Remote Processor Unit |  | RPU | http://www.toronto.ca/TWONTO#RPU_panel |  | M Building - Instrumentation Equipment
54010 | TAB-RSP-RPU-0232 | RPU, | TAB-RSP-INQ | RPU | Remote Processor Unit |  | RPU | http://www.toronto.ca/TWONTO#RPU_panel |  | T Building - Instrumentation
54011 | TAB-RSP-RPU-0232 | RPU, | TAB-RSP-INQ-M | RPU | Remote Processor Unit |  | RPU | http://www.toronto.ca/TWONTO#RPU_panel |  | M Building - Instrumentation Equipment
54012 | TAB-RSP-RPU-EIMCO-2 | RPU, | TAB-RSP-INQ-M | RPU | Remote Processor Unit |  | EIMCO | http://www.toronto.ca/TWONTO#RPU_panel |  | M Building - Instrumentation Equipment
54041 | TAB-RSP-UPS-0201 | UPS for RPU, | TAB-RSP-RPU-0201 | UPS | Remote Processor Unit |  | UPS | http://www.toronto.ca/TWONTO#UPS |  | RPU, Pump #'s MSP-1 & MSP-2
54042 | TAB-RSP-UPS-0203 | UPS for RPU | TAB-RSP-RPU-0203 | UPS | Remote Processor Unit |  | UPS | http://www.toronto.ca/TWONTO#UPS |  | RPU, Pumps MSP-5, MSP-6 & MSP-7 High Level Channel 2
54043 | TAB-RSP-UPS-0204 | UPS for RPU, | TAB-RSP-RPU-0204 | UPS | Remote Processor Unit |  | UPS | http://www.toronto.ca/TWONTO#UPS |  | RPU,Pumps MSP-8, MSP-9 & MSP-10 High Level Channel 1
54044 | TAB-RSP-UPS-0212 | UPS for RPU | TAB-RSP-RPU-0212 | RPU | Remote Processor Unit |  | UPS | http://www.toronto.ca/TWONTO#UPS |  | RPU, RSP Pump # 2
54045 | TAB-RSP-UPS-0232 | UPS for RPU, | TAB-RSP-INQ-M | UPS | Remote Processor Unit |  | UPS | http://www.toronto.ca/TWONTO#UPS |  | M Building - Instrumentation Equipment
54046 | TAB-RSP-UPS-EIMCO-2 | Ups for RPU, | TAB-RSP-INQ-M | UPS | Remote Processor Unit |  | EIMCO | http://www.toronto.ca/TWONTO#UPS |  | M Building - Instrumentation Equipment
54047 | TAB-RSP-UPS-EIMCO-2 | Ups for RPU, | TAB-RSP-RPU-EIMCO-2 | UPS | Remote Processor Unit |  | EIMCO | http://www.toronto.ca/TWONTO#UPS |  | RPU,
54275 | TAB-SA-RPU-0101 | RPU, Air Compressor, Controller, Auxiliary Systems Building, Main Floor | TAB-SA-C-0100 | Controller,PLC | Remote Processor Unit |  | RPU | http://www.toronto.ca/TWONTO#RPU_panel |  | Air Compressor, Auxiliary Systems Building, Main Floor
54276 | TAB-SA-RPU-0201 | RPU, Air Compressor, Controller, Auxiliary Systems Building, Main Floor | TAB-SA-C-0200 | Controller,PLC | Remote Processor Unit |  | RPU | http://www.toronto.ca/TWONTO#RPU_panel |  | Air Compressor, Auxiliary Systems Building, Main Floor
54277 | TAB-SA-RPU-0401 | RPU, Air Compressor, Controller, Auxiliary Systems Building, Main Floor | TAB-SA-C-0400 | Controller,PLC | Remote Processor Unit |  | RPU | http://www.toronto.ca/TWONTO#RPU_panel |  | Air Compressor, Auxiliary Systems Building, Main Floor
54278 | TAB-SA-RPU-0730 | Control Panel, RPU, Service Air, Auxiliary Systems Building, 2nd Floor | TAB-AUX-C | RPU | Remote Processor Unit |  | RPU | http://www.toronto.ca/TWONTO#RPU_panel |  | Auxiliary Building - Compressed Service Air Equipment
54279 | TAB-SA-RPU-0732 | RPU, Air Compressor, Controller, Auxiliary Systems Building, Main Floor | TAB-SA-C-0200 | RPU | Remote Processor Unit |  | RPU | http://www.toronto.ca/TWONTO#RPU_panel |  | Air Compressor, Auxiliary Systems Building, Main Floor
54280 | TAB-SA-RPU-0733 | RPU, Air Compressor, Controller, Auxiliary Systems Building, Main Floor | TAB-SA-C-0300 | RPU | Remote Processor Unit |  | RPU | http://www.toronto.ca/TWONTO#RPU_panel |  | Air Compressor, Auxiliary Systems Building, Main Floor
54281 | TAB-SA-RPU-0734 | RPU, Air Compressor, Controller, Auxiliary Systems Building, Main Floor | TAB-SA-C-0400 | RPU | Remote Processor Unit |  | RPU | http://www.toronto.ca/TWONTO#RPU_panel |  | Air Compressor, Auxiliary Systems Building, Main Floor
55213 | TAB-SLO-RPU-1201 | Remote Processing Unit, Silo 1, Biosolids Complex | TAB-SPC-COM-2200 | RPU | Remote Processor Unit |  | RPU | http://www.toronto.ca/TWONTO#RPU_panel |  | Communication Unit
55215 | TAB-SLO-RPU-1208 | Remote Processing Unit, Bio-Solid Loading Bay, Mezzanine | TAB-SPC-COM-3900 | RPU | Remote Processor Unit |  | RPU | http://www.toronto.ca/TWONTO#RPU_panel |  | Communication Unit, Bio-Solid Loading Bay, Mezzanine
55216 | TAB-SLO-RPU-1212 | Remote Processing Unit, | TAB-SPC-COM-3900 | RPU | Remote Processor Unit |  | RPU | http://www.toronto.ca/TWONTO#RPU_panel |  | Communication Unit, Bio-Solid Loading Bay, Mezzanine
55954 | FCL-SPC-RPU-1121 | RPU Panel, Gaseous Chemicals, Chemical Building | FCL_ELS_MISCELLANEOUS | Control Panel | Remote Processor Unit |  | RPU | http://www.toronto.ca/TWONTO#RPU_panel |  | FCL_ELS_MISCELLANEOUS
55955 | FCL-SPC-RPU-1122 | RPU Panel, Gaseous Chemicals, Chemical Building | FCL_ELS_MISCELLANEOUS | Control Panel | Remote Processor Unit |  | RPU | http://www.toronto.ca/TWONTO#RPU_panel |  | FCL_ELS_MISCELLANEOUS
55956 | FCL-SPC-RPU-1122A | RPU Panel, Gaseous Chemicals, Chemical Building | FCL_ELS_MISCELLANEOUS | Control Panel | Remote Processor Unit |  | RPU | http://www.toronto.ca/TWONTO#RPU_panel |  | FCL_ELS_MISCELLANEOUS
55957 | FCL-SPC-RPU-1124 | RPU Panel, Gaseous Chemical, Gaseous Chemical Building | FCL_ELS_MISCELLANEOUS | Control Panel | Remote Processor Unit |  | RPU | http://www.toronto.ca/TWONTO#RPU_panel |  | FCL_ELS_MISCELLANEOUS
55958 | FCL-SPC-RPU-1221 | RPU Panel, Backwash Pumps 0101-0401, High Lift Bldg - Switchgear Room | FCL-ELS-PS-0001 | Control Panel | Remote Processor Unit |  | RPU | http://www.toronto.ca/TWONTO#RPU_panel |  | Uninterruptible Power Supply,High Lift Bldg - Switchgear Room,LP-0001
55959 | FCL-SPC-RPU-1222 | RPU Panel, Building Services, High Lift Bldg - Switchgear Room | FCL-ELS-PS-0001 | Control Panel | Remote Processor Unit |  | RPU | http://www.toronto.ca/TWONTO#RPU_panel |  | Uninterruptible Power Supply,High Lift Bldg - Switchgear Room,LP-0001
55960 | FCL-SPC-RPU-1223 | RPU Panel, Load Shedding, High Lift Bldg - Switchgear Room | FCL-ELS-PS-0001 | Control Panel | Remote Processor Unit |  | RPU | http://www.toronto.ca/TWONTO#RPU_panel |  | Uninterruptible Power Supply,High Lift Bldg - Switchgear Room,LP-0001
55961 | FCL-SPC-RPU-1223 | RPU Panel, Load Shedding, High Lift Bldg - Switchgear Room | FCL_ELS_MISCELLANEOUS | Control Panel | Remote Processor Unit |  | RPU | http://www.toronto.ca/TWONTO#RPU_panel |  | FCL_ELS_MISCELLANEOUS
55962 | FCL-SPC-RPU-1224 | RPU Panel, High Lift Pumps 0101-1001, High Lift Bldg - Switchgear Room | FCL-ELS-PS-0001 | Control Panel | Remote Processor Unit |  | RPU | http://www.toronto.ca/TWONTO#RPU_panel |  | Uninterruptible Power Supply,High Lift Bldg - Switchgear Room,LP-0001
55963 | FCL-SPC-RPU-1421 | RPU Panel, Sewage Channel, Surge Chamber | FCL-ELS-PS-0001 | Control Panel | Remote Processor Unit |  | RPU | http://www.toronto.ca/TWONTO#RPU_panel |  | Uninterruptible Power Supply,High Lift Bldg - Switchgear Room,LP-0001
55964 | FCL-SPC-RPU-1521 | RPU Panel, Settled Water Conduit Level and General Backwash, Filter Gallery | FCL_ELS_MISCELLANEOUS | Control Panel | Remote Processor Unit |  | RPU | http://www.toronto.ca/TWONTO#RPU_panel |  | FCL_ELS_MISCELLANEOUS
55965 | FCL-SPC-RPU-1522 | RPU Panel, Filters 0101 and 0201, Filter Gallery | FCL-ELS-PS-0001 | Control Panel | Remote Processor Unit |  | RPU | http://www.toronto.ca/TWONTO#RPU_panel |  | Uninterruptible Power Supply,High Lift Bldg - Switchgear Room,LP-0001
55966 | FCL-SPC-RPU-1523 | RPU Panel, Filters 0301 and 0401, Filter Gallery | FCL_ELS_MISCELLANEOUS | Control Panel | Remote Processor Unit |  | RPU | http://www.toronto.ca/TWONTO#RPU_panel |  | FCL_ELS_MISCELLANEOUS
55967 | FCL-SPC-RPU-1524 | RPU Panel, Filters 0501 and 0601, Filter Gallery | FCL-ELS-PS-0001 | Control Panel | Remote Processor Unit |  | RPU | http://www.toronto.ca/TWONTO#RPU_panel |  | Uninterruptible Power Supply,High Lift Bldg - Switchgear Room,LP-0001
55968 | FCL-SPC-RPU-1621 | RPU Panel, Filters 0801 and 0801, Filter Gallery | FCL-ELS-PS-0001 | Control Panel | Remote Processor Unit |  | RPU | http://www.toronto.ca/TWONTO#RPU_panel |  | Uninterruptible Power Supply,High Lift Bldg - Switchgear Room,LP-0001
55969 | FCL-SPC-RPU-1622 | RPU Panel, Filters 0901 and 1001, Filter Gallery | FCL_ELS_MISCELLANEOUS | Control Panel | Remote Processor Unit |  | RPU | http://www.toronto.ca/TWONTO#RPU_panel |  | FCL_ELS_MISCELLANEOUS
55970 | FCL-SPC-RPU-1624 | RPU Panel, Filters 1301 and 1401, Filter Gallery | FCL_ELS_MISCELLANEOUS | Control Panel | Remote Processor Unit |  | RPU | http://www.toronto.ca/TWONTO#RPU_panel |  | FCL_ELS_MISCELLANEOUS
55971 | FCL-SPC-RPU-1625 | RPU Panel, Filters 1501 and 1601, Filter Gallery | FCL_ELS_MISCELLANEOUS | Control Panel | Remote Processor Unit |  | RPU | http://www.toronto.ca/TWONTO#RPU_panel |  | FCL_ELS_MISCELLANEOUS
55972 | FCL-SPC-RPU-1626 | RPU Panel, Filters 1701 and 1801, Filter Gallery | FCL-ELS-PS-0001 | Control Panel | Remote Processor Unit |  | RPU | http://www.toronto.ca/TWONTO#RPU_panel |  | Uninterruptible Power Supply,High Lift Bldg - Switchgear Room,LP-0001
55973 | FCL-SPC-RPU-1626 | RPU Panel, Filters 1701 and 1801, Filter Gallery | FCL_ELS_MISCELLANEOUS | Control Panel | Remote Processor Unit |  | RPU | http://www.toronto.ca/TWONTO#RPU_panel |  | FCL_ELS_MISCELLANEOUS
55974 | FCL-SPC-RPU-1721 | RPU Panel, Alum Pumps, Liquid Alum Storage Room | FCL-ELS-PS-0001 | Control Panel | Remote Processor Unit |  | RPU | http://www.toronto.ca/TWONTO#RPU_panel |  | Uninterruptible Power Supply,High Lift Bldg - Switchgear Room,LP-0001
55975 | FCL-SPC-RPU-1722 | RPU Panel, PAC System, Alum Bag Storage Room | FCL_ELS_MISCELLANEOUS | Control Panel | Remote Processor Unit |  | RPU | http://www.toronto.ca/TWONTO#RPU_panel |  | FCL_ELS_MISCELLANEOUS
55976 | FCL-SPC-RPU-1723 | RPU Panel, Pretreatment Module 1, PAC Pump Area | FCL_ELS_MISCELLANEOUS | Control Panel | Remote Processor Unit |  | RPU | http://www.toronto.ca/TWONTO#RPU_panel |  | FCL_ELS_MISCELLANEOUS
55977 | FCL-SPC-RPU-1724 | RPU Panel, Pretreatment Module 2, PAC Pump Area | FCL_ELS_MISCELLANEOUS | Control Panel | Remote Processor Unit |  | RPU | http://www.toronto.ca/TWONTO#RPU_panel |  | FCL_ELS_MISCELLANEOUS
55978 | FCL-SPC-RPU-1725 | RPU Panel, Pretreatment Module 3, PAC Pump Area | FCL-ELS-PS-0001 | Control Panel | Remote Processor Unit |  | RPU | http://www.toronto.ca/TWONTO#RPU_panel |  | Uninterruptible Power Supply,High Lift Bldg - Switchgear Room,LP-0001
55979 | FCL-SPC-RPU-1726 | RPU, Preatreatment - Sedimentation, PAC Pump Area, ALM-CP-0401 | FCL-ELS-PS-0001 | Control Panel | Remote Processor Unit |  | RPU | http://www.toronto.ca/TWONTO#RPU_panel |  | Uninterruptible Power Supply,High Lift Bldg - Switchgear Room,LP-0001
55980 | FCL-SPC-RPU-1726 | RPU, Preatreatment - Sedimentation, PAC Pump Area, ALM-CP-0401 | FCL_ELS_MISCELLANEOUS | Control Panel | Remote Processor Unit |  | RPU | http://www.toronto.ca/TWONTO#RPU_panel |  | FCL_ELS_MISCELLANEOUS
55981 | FCL-SPC-RPU-1727 | RPU Panel, Corrosion Control, Raw Water Pumping | FCL_ELS_MISCELLANEOUS | Control Panel | Remote Processor Unit |  | RPU | http://www.toronto.ca/TWONTO#RPU_panel |  | FCL_ELS_MISCELLANEOUS
55982 | FCL-SPC-RPU-1821 | RPU Panel, Screens, Raw Water Pumping | FCL-ELS-PS-0001 | Control Panel | Remote Processor Unit |  | RPU | http://www.toronto.ca/TWONTO#RPU_panel |  | Uninterruptible Power Supply,High Lift Bldg - Switchgear Room,LP-0001
55983 | FCL-SPC-RPU-1822 | RPU Panel, Zebra Mussel/Raw Water Sampling, Raw Water Pumping | FCL-ELS-PS-0001 | Control Panel | Remote Processor Unit |  | RPU | http://www.toronto.ca/TWONTO#RPU_panel |  | Uninterruptible Power Supply,High Lift Bldg - Switchgear Room,LP-0001
55984 | FCL-SPC-RPU-1823 | RPU Panel, Low Lift Pumps 2-6, Raw Water Pumping | FCL_ELS_MISCELLANEOUS | Control Panel | Remote Processor Unit |  | RPU | http://www.toronto.ca/TWONTO#RPU_panel |  | FCL_ELS_MISCELLANEOUS
55985 | FCL-SPC-RPU-1825 | RPU Panel, Switchgear, Raw Water Pumping | FCL-ELS-PS-0001 | Control Panel | Remote Processor Unit |  | RPU | http://www.toronto.ca/TWONTO#RPU_panel |  | Uninterruptible Power Supply,High Lift Bldg - Switchgear Room,LP-0001
56040 | FCL-SPC-RPU-1921 | RPU Panel, RMF Clarification Facility, Electrical Room, WWW-CP-1100 | FCL_ELS_MISCELLANEOUS | Control Panel | Remote Processor Unit |  | RPU | http://www.toronto.ca/TWONTO#RPU_panel |  | FCL_ELS_MISCELLANEOUS
56041 | FCL-SPC-RPU-1921R | RPU Panel, Centrifuge to Clarification Facility, Clarification Facility, Electrical Room | FCL-ELS-PS-0001 | Control Panel | Remote Processor Unit |  | RPU | http://www.toronto.ca/TWONTO#RPU_panel |  | Uninterruptible Power Supply,High Lift Bldg - Switchgear Room,LP-0001
56042 | FCL-SPC-RPU-2022 | RPU Panel, Centrifuge CF-5501, RMF Centrifuge Building, Control Room | FCL-ELS-PS-0001 | Control Panel | Remote Processor Unit |  | RPU | http://www.toronto.ca/TWONTO#RPU_panel |  | Uninterruptible Power Supply,High Lift Bldg - Switchgear Room,LP-0001
56043 | FCL-SPC-RPU-2023 | RPU Panel, Centrifuge CF-5601, RMF Centrifuge Building, Control Room | FCL_ELS_MISCELLANEOUS | Control Panel | Remote Processor Unit |  | RPU | http://www.toronto.ca/TWONTO#RPU_panel |  | FCL_ELS_MISCELLANEOUS
56044 | FCL-SPC-RPU-2121 | RPU Panel, RMF Clarification Facility, Electrical Room | FCL-ELS-PS-0001 | Control Panel | Remote Processor Unit |  | RPU | http://www.toronto.ca/TWONTO#RPU_panel |  | Uninterruptible Power Supply,High Lift Bldg - Switchgear Room,LP-0001
56045 | FCL-SPC-RPU-2121R | RPU Panel, Clarification Facility to Centrifuge, Centrifuge Building, Control Room | FCL-ELS-PS-0001 | Control Panel | Remote Processor Unit |  | RPU | http://www.toronto.ca/TWONTO#RPU_panel |  | Uninterruptible Power Supply,High Lift Bldg - Switchgear Room,LP-0001
56046 | FCL-SPC-RPU-2121R | RPU Panel, Clarification Facility to Centrifuge, Centrifuge Building, Control Room | FCL_ELS_MISCELLANEOUS | Control Panel | Remote Processor Unit |  | RPU | http://www.toronto.ca/TWONTO#RPU_panel |  | FCL_ELS_MISCELLANEOUS
56047 | FCL-SPC-RPU-2521 | Remote Processor Unit, Sedimentation Tank T-0100 | FCL-ELS-PS-0001 | Controller,PLC | Remote Processor Unit |  | RPU | http://www.toronto.ca/TWONTO#RPU_panel |  | Uninterruptible Power Supply,High Lift Bldg - Switchgear Room,LP-0001
56048 | FCL-SPC-RPU-2522 | Remote Processor Unit, Sedimentation Tank T-0200 | FCL-ELS-PS-0002 | Controller,PLC | Remote Processor Unit |  | RPU | http://www.toronto.ca/TWONTO#RPU_panel |  | Uninterruptible Power Supply,Low Lift Bldg - Switchgear Room,LP-0002
56117 | TAB-STR-RPU-0505 | RPU-GE0505 | TAB-STR-RPU |  | Remote Processor Unit |  | RPU | http://www.toronto.ca/TWONTO#RPU_panel |  | Aeration Gallery - RPUs
56118 | TAB-STR-RPU-0506 | RPU-GE0506 | TAB-STR-RPU |  | Remote Processor Unit |  | RPU | http://www.toronto.ca/TWONTO#RPU_panel |  | Aeration Gallery - RPUs
56119 | TAB-STR-RPU-0509 | RPU-GE0509 | TAB-STR-BL | RPU | Remote Processor Unit |  | RPU | http://www.toronto.ca/TWONTO#RPU_panel |  | Process Air Blowers & Lube Oil Pumps
56120 | TAB-STR-RPU-0515 | RPU-GE0515 | TAB-STR-RPU | RPU | Remote Processor Unit |  | RPU | http://www.toronto.ca/TWONTO#RPU_panel |  | Aeration Gallery - RPUs
56121 | TAB-STR-RPU-0707 | RPU-GE0707 | TAB-STR-RPU | RPU | Remote Processor Unit |  | RPU | http://www.toronto.ca/TWONTO#RPU_panel |  | Aeration Gallery - RPUs
56159 | TAB-STR-RPU-0708 | RPU-GE0708 | TAB-STR-RPU | RPU | Remote Processor Unit |  | RPU | http://www.toronto.ca/TWONTO#RPU_panel |  | Aeration Gallery - RPUs
56160 | TAB-STR-RPU-0709 | RPU-GE0709 | TAB-STR-RPU | RPU | Remote Processor Unit |  | RPU | http://www.toronto.ca/TWONTO#RPU_panel |  | Aeration Gallery - RPUs
56161 | TAB-STR-RPU-0711 | RPU-GE0511 | TAB-STR-RPU | RPU | Remote Processor Unit |  | RPU | http://www.toronto.ca/TWONTO#RPU_panel |  | Aeration Gallery - RPUs
56162 | TAB-STR-RPU-0721 | RPU-GE0721 | TAB-STR-RPU | RPU | Remote Processor Unit |  | RPU | http://www.toronto.ca/TWONTO#RPU_panel |  | Aeration Gallery - RPUs
56163 | TAB-STR-RPU-0723 | RPU-GE0723 | TAB-STR-RPU | RPU | Remote Processor Unit |  | RPU | http://www.toronto.ca/TWONTO#RPU_panel |  | Aeration Gallery - RPUs
56164 | TAB-STR-RPU-0724 | RPU-GE0724 | TAB-STR-RPU | RPU | Remote Processor Unit |  | RPU | http://www.toronto.ca/TWONTO#RPU_panel |  | Aeration Gallery - RPUs
56165 | TAB-STR-RPU-0725 | RPU-GE0725 | TAB-STR-RPU | RPU | Remote Processor Unit |  | RPU | http://www.toronto.ca/TWONTO#RPU_panel |  | Aeration Gallery - RPUs
56166 | TAB-STR-RPU-0726 | RPU-GE0726 | TAB-STR-RPU | RPU | Remote Processor Unit |  | RPU | http://www.toronto.ca/TWONTO#RPU_panel |  | Aeration Gallery - RPUs
56259 | TAB-STR-UPS-0724 | UPS for RPU-GE0724 | TAB-STR-RPU-0724 | UPS | Remote Processor Unit |  | UPS | http://www.toronto.ca/TWONTO#UPS |  | RPU-GE0724
56513 | FCL-TRW-RPU-0001 | RPU Panel, Treated Water Pumping, High Lift Pumping Station | FCL-TRW | Control Panel | Remote Processor Unit |  | RPU | http://www.toronto.ca/TWONTO#RPU_panel |  | Treated Water
56514 | FCL-TRW-RPU-0001 | RPU Panel, Treated Water Pumping, High Lift Pumping Station | FCL_ELS_MISCELLANEOUS | Control Panel | Remote Processor Unit |  | RPU | http://www.toronto.ca/TWONTO#RPU_panel |  | FCL_ELS_MISCELLANEOUS
56882 | TAB-THK-RPU-0412A | PLC10 | TAB-THK-RPU | SCADA | Remote Processor Unit |  | RPU | http://www.toronto.ca/TWONTO#RPU_panel |  | RPU Location
56883 | TAB-THK-RPU-0602 | RPU-GE0602 | TAB-THK-RPU | RPU | Remote Processor Unit |  | RPU | http://www.toronto.ca/TWONTO#RPU_panel |  | RPU Location
56884 | TAB-THK-RPU-0604 | RPU-GE0604 | TAB-THK-RPU | RPU | Remote Processor Unit |  | RPU | http://www.toronto.ca/TWONTO#RPU_panel |  | RPU Location
56885 | TAB-THK-RPU-0606 | RPU-GE0606 | TAB-THK-RPU | RPU | Remote Processor Unit |  | RPU | http://www.toronto.ca/TWONTO#RPU_panel |  | RPU Location
59434 | THC-ACC-RPU-1601 | RPU,HVAC,WAS Thickening Building (1) | THC-THK-ELS | Control Panel,Instrumentation | Remote Processor Unit |  | RPU | http://www.toronto.ca/TWONTO#RPU_panel |  | TWAS Elecftrical equipment Sludge Thickening
59435 | THC-ACC-RPU-1801 | RPU Panel,Air Handling Unit,Electrical Room,Phase 4 | THC-ACC-BLDG O | Air Handling Unit | Remote Processor Unit |  | RPU | http://www.toronto.ca/TWONTO#RPU_panel |  | Phase IV , Building O HVAC
59436 | THC-ACC-RPU-1901 | RPU Panel, Boiler room | THC-ACC-BLDG E | Air Handling Unit | Remote Processor Unit |  | RPU | http://www.toronto.ca/TWONTO#RPU_panel |  | Boiler House, HVAC
59437 | THC-ACC-RPU-1901 | RPU Panel, Boiler room | THC-ACC-BLDG G | Air Handling Unit | Remote Processor Unit |  | RPU | http://www.toronto.ca/TWONTO#RPU_panel |  | Air Treatment Building HVAC
59438 | THC-ACC-RPU-2901 | RPU,Sludge Storage and Transfer | THC-THK-ELS | Control Panel,Instrumentation | Remote Processor Unit |  | RPU | http://www.toronto.ca/TWONTO#RPU_panel |  | TWAS Elecftrical equipment Sludge Thickening
59439 | THC-ACC-RPU-3012 | RPU, HVAC, Mech Room #2, Headworks | THC-SPC-COM-3008 | RPU | Remote Processor Unit |  | RPU | http://www.toronto.ca/TWONTO#RPU_panel |  | Termination Panel, Network, Mechanical Room 2
60978 | THC-AUX-RPU-2801 | RPU Panel, Instrument Air and Ventilation | THC-AUX-LIQUIDS |  | Remote Processor Unit |  | RPU | http://www.toronto.ca/TWONTO#RPU_panel |  | Auxiliary Systems, Plant Liquids side
61940 | THC-DEW-RPU-2101 | Remote Processing Unit, control room | THC-DEW | Controller,PLC | Remote Processor Unit |  | RPU | http://www.toronto.ca/TWONTO#RPU_panel |  | Dewatering Process
61941 | THC-DEW-RPU-2101A | Remote Processing Unit | THC-DEW | Controller,PLC | Remote Processor Unit |  | RPU | http://www.toronto.ca/TWONTO#RPU_panel |  | Dewatering Process
61942 | THC-DEW-RPU-2101A | Remote Processing Unit | THC-DEW-RPU | Controller,PLC | Remote Processor Unit |  | RPU | http://www.toronto.ca/TWONTO#RPU_panel |  | Incineration RPUs
61943 | THC-DEW-RPU-2101D | Remote Processing Unit | THC-DEW | Controller,PLC | Remote Processor Unit |  | RPU | http://www.toronto.ca/TWONTO#RPU_panel |  | Dewatering Process
61944 | THC-DEW-RPU-2102 | Remote Processing Unit | THC-DEW | Controller,PLC | Remote Processor Unit |  | RPU | http://www.toronto.ca/TWONTO#RPU_panel |  | Dewatering Process
61945 | THC-DEW-RPU-2102 | Remote Processing Unit | THC-DEW-RPU | Controller,PLC | Remote Processor Unit |  | RPU | http://www.toronto.ca/TWONTO#RPU_panel |  | Incineration RPUs
61946 | THC-DEW-RPU-2103 | Remote Processing Unit | THC-DEW | Controller,PLC | Remote Processor Unit |  | RPU | http://www.toronto.ca/TWONTO#RPU_panel |  | Dewatering Process
61947 | THC-DEW-RPU-2201 | Remote Processing Unit,Dewatering,Basement B2,Biosolids Building East | THC-DEW | Controller,PLC | Remote Processor Unit |  | RPU | http://www.toronto.ca/TWONTO#RPU_panel |  | Dewatering Process
61948 | THC-DEW-RPU-2206 | Remote Processing Unit,Dewatering,Cake Pump-6810 RPU,Ground Floor,Biosolids Building West (TEMP) | THC-DEW-P-6810 | Control Panel,Instrumentation | Remote Processor Unit |  | RPU | http://www.toronto.ca/TWONTO#RPU_panel |  | Pump,Dewatered Biosolids,Solid Treatment
61949 | THC-DEW-RPU-2214 | Controller Panel,Centrifuge 1400,Centrifuge Room,Biosolids Building (West/Temp-East)-TEMP TAG | THC-DEW-CF-1400 | Control Panel,Instrumentation | Remote Processor Unit |  | RPU | http://www.toronto.ca/TWONTO#RPU_panel |  | Centrifuge,Dewatering,BLS/PYS - Solid Treatment,Incinerator Building
61950 | THC-DEW-RPU-2302 | Remote Processing Unit,Dewatering,3rd Floor,Biosolids Building West | THC-DEW-RPU |  | Remote Processor Unit |  | RPU | http://www.toronto.ca/TWONTO#RPU_panel |  | Incineration RPUs
61951 | THC-DEW-RPU-2306 | Remote Processing Unit,Dewatering,Cake Pump-6810 RPU,3rd Floor,Biosolids Building West | THC-DEW-P-6810 |  | Remote Processor Unit |  | RPU | http://www.toronto.ca/TWONTO#RPU_panel |  | Pump,Dewatered Biosolids,Solid Treatment
61952 | THC-DEW-RPU-2313 | Controller Panel,Centrifuge 1300,Centrifuge Room,5th Floor,Biosolids Building West | THC-DEW-CF-1300 |  | Remote Processor Unit |  | RPU | http://www.toronto.ca/TWONTO#RPU_panel |  | Centrifuge,Dewatering,BLS/PYS - Solid Treatment,Incinerator Building
61953 | THC-DEW-RPU-2315 | Controller Panel,Centrifuge 1500,Centrifuge Room,5th Floor,Biosolids Building West | THC-DEW-CF-1500 |  | Remote Processor Unit |  | RPU | http://www.toronto.ca/TWONTO#RPU_panel |  | Centrifuge,Dewatering,BLS/PYS - Solid Treatment,Incinerator Building
61954 | THC-DEW-RPU-2901 | RPU,Sludge Storage and Transfer | THC-THK-ELS | Control Panel,Instrumentation | Remote Processor Unit |  | RPU | http://www.toronto.ca/TWONTO#RPU_panel |  | TWAS Elecftrical equipment Sludge Thickening
61955 | THC-DEW-RPU-2901 | RPU,Sludge Storage and Transfer | THC-THK-P-5982 | Control Panel,Instrumentation | Remote Processor Unit |  | RPU | http://www.toronto.ca/TWONTO#RPU_panel |  | Pump,Centrifugal,Submersible,Thickening Building Sump
63364 | THC-DIG-RPU-1401 | Remote Processing Unit, Transmitter,Remote I/O,Digester,MCC Room Main Control Panel | THC-ELS-PS-0001-U | Transmitter | Remote Processor Unit |  | RPU | http://www.toronto.ca/TWONTO#RPU_panel |  | Primary Power Equipment, Building U
63365 | THC-DIG-RPU-1401A | Remote Processing Unit, , Digester Building, Basement | THC-AER |  | Remote Processor Unit |  | RPU | http://www.toronto.ca/TWONTO#RPU_panel |  | AerationTreatment Process
63366 | THC-DIG-RPU-1401A | Remote Processing Unit, , Digester Building, Basement | THC-DIG-BURNERS |  | Remote Processor Unit |  | RPU | http://www.toronto.ca/TWONTO#RPU_panel |  | Waste Gas Burners
63367 | THC-DIG-RPU-1401A | Remote Processing Unit, , Digester Building, Basement | THC-GRK-STRC-UU |  | Remote Processor Unit |  | RPU | http://www.toronto.ca/TWONTO#RPU_panel |  | Waste Gas Burner Building,Building UU
63368 | THC-DIG-RPU-1401B | Remote Processing Unit, , Digester Building, Basement level | THC-GRK-ELS-U |  | Remote Processor Unit |  | RPU | http://www.toronto.ca/TWONTO#RPU_panel |  | Building U, Anaerobic Digesters Bldg.
63369 | THC-DIG-RPU-1404 | RPU, Waste Gas Burners, Electrical Room, Waste Gas Burner Building | THC-GRK-STRC-UU | Control Panel | Remote Processor Unit |  | RPU | http://www.toronto.ca/TWONTO#RPU_panel |  | Waste Gas Burner Building,Building UU
63370 | THC-DIG-RPU-1705 | Remote Processing Unit, Digester Electrical room | THC-GRK-STRC-UU |  | Remote Processor Unit |  | RPU | http://www.toronto.ca/TWONTO#RPU_panel |  | Waste Gas Burner Building,Building UU
64563 | THC-DIS-RPU-1801 | Remote Processing Unit, Control Panel | THC-DIS |  | Remote Processor Unit |  | RPU | http://www.toronto.ca/TWONTO#RPU_panel |  | Disinfection (Chlorination) Process
64564 | THC-DIS-RPU-2801 | Remote Processor Unit,Chlorination,Plant Air,HVAC & Misc.,Disinfection Bldg | THC-DIS |  | Remote Processor Unit |  | RPU | http://www.toronto.ca/TWONTO#RPU_panel |  | Disinfection (Chlorination) Process
66424 | FHA-SPC-RPU-1321 | RPU,Liquid Chemical | FHA-ELS |  | Remote Processor Unit | 33407 | RPU | http://www.toronto.ca/TWONTO#RPU_panel |  | Electrical
66425 | FHA-SPC-RPU-1422 | RPU, Raw Water General, Pump Building, Low Lift Pump Basement | FHA-ELS |  | Remote Processor Unit |  | RPU | http://www.toronto.ca/TWONTO#RPU_panel |  | Electrical
66426 | FHA-SPC-RPU-1511 | Computer, SCADA Client, Service Building, Instrumentation Shop | FHA-ELS | Computer Equipment | Remote Processor Unit |  | RPU | http://www.toronto.ca/TWONTO#operator_interface_terminal |  | Electrical
66427 | FHA-SPC-RPU-1521 | RPU, Alum System, Service Building Basement | FHA-ELS |  | Remote Processor Unit |  | RPU | http://www.toronto.ca/TWONTO#RPU_panel |  | Electrical
66428 | FHA-SPC-RPU-1621 | RPU, Filters F-2501-2801, East Filter Pipe Gallery | FHA-ELS |  | Remote Processor Unit |  | RPU | http://www.toronto.ca/TWONTO#RPU_panel |  | Electrical
66429 | FHA-SPC-RPU-1622 | RPU, Filters F-2901-3201, East Filter Pipe Gallery | FHA-ELS |  | Remote Processor Unit |  | RPU | http://www.toronto.ca/TWONTO#RPU_panel |  | Electrical
66430 | FHA-SPC-RPU-1722 | RPU, Filters F-0501-0801, West Filter Pipe Gallery | FHA-ELS |  | Remote Processor Unit |  | RPU | http://www.toronto.ca/TWONTO#RPU_panel |  | Electrical
66431 | FHA-SPC-RPU-1811 | Computer, SCADA Client, Filter Gallery Centre | FHA-ELS | Computer Equipment | Remote Processor Unit |  | RPU | http://www.toronto.ca/TWONTO#operator_interface_terminal |  | Electrical
66432 | FHA-SPC-RPU-1822 | RPU, Filters F-1701-2001, West Filter Pipe Gallery | FHA-ELS |  | Remote Processor Unit |  | RPU | http://www.toronto.ca/TWONTO#RPU_panel |  | Electrical
66433 | FHA-SPC-RPU-1823 | RPU, Filters F-2101-2401, East Filter Pipe Gallery | FHA-ELS |  | Remote Processor Unit |  | RPU | http://www.toronto.ca/TWONTO#RPU_panel |  | Electrical
66434 | FHA-SPC-RPU-1825 | RPU, Chemical Gas "A" Cl & SO2, Filter Pipe Gallery Centre | FHA-ELS |  | Remote Processor Unit |  | RPU | http://www.toronto.ca/TWONTO#RPU_panel |  | Electrical
66435 | FHA-SPC-RPU-1921 | FHA-WWW-RPU-1921 - RPU, RMF | FHA-ELS |  | Remote Processor Unit |  | RPU | http://www.toronto.ca/TWONTO#RPU_panel |  | Electrical
66476 | FHA-SPC-RPU-1922 | FHA-WWW-RPU-1922 - RPU, RMF | FHA-ELS |  | Remote Processor Unit |  | RPU | http://www.toronto.ca/TWONTO#RPU_panel |  | Electrical
66477 | FHA-SPC-RPU-1923 | FHA-WWW-RPU-1923 - RPU is for Centrifuge CF 2401 | FHA-WWW-CF-2401 |  | Remote Processor Unit |  | RPU | http://www.toronto.ca/TWONTO#RPU_panel |  | Centrifuge, Dewatering, RMF, Centrifuge Service Platform
67171 | THC-INC-RPU-2101A | Remote Processing Unit | THC-DEW-RPU |  | Remote Processor Unit |  | RPU | http://www.toronto.ca/TWONTO#RPU_panel |  | Incineration RPUs
67172 | THC-INC-RPU-2101A | Remote Processing Unit | THC-INC |  | Remote Processor Unit |  | RPU | http://www.toronto.ca/TWONTO#RPU_panel |  | Incineration Process
67173 | THC-INC-RPU-2102 | Remote Processing Unit,Incinerator,2rd Floor,Biosolids Building East | THC-DEW-RPU |  | Remote Processor Unit |  | RPU | http://www.toronto.ca/TWONTO#RPU_panel |  | Incineration RPUs
67174 | THC-INC-RPU-2105 | Remote Processing Unit,Plant Services,2rd Floor,Biosolids Building East | THC-DEW-RPU | Control Panel,Instrumentation | Remote Processor Unit |  | RPU | http://www.toronto.ca/TWONTO#RPU_panel |  | Incineration RPUs
68503 | THC-OCS-RPU-1802 | Phase IV Odour Control RPU, Phase IV Electrical Room, Phase I/IV Odour Control | THC-PRM-BIOFILTER | RPU | Remote Processor Unit |  | RPU | http://www.toronto.ca/TWONTO#RPU_panel |  | Biofilter system
68504 | THC-OCS-RPU-1803 | RPU, Phase I/IV Modular Biofilter, Phase IV Electrical Room, Phase I/IV Odour Control | THC-PRM-BIOFILTER | RPU | Remote Processor Unit |  | RPU | http://www.toronto.ca/TWONTO#RPU_panel |  | Biofilter system
68505 | THC-OCS-RPU-3013 | Biofilter, RPU Panel, Headworks | THC-SPC-COM-3004 | RPU | Remote Processor Unit |  | RPU | http://www.toronto.ca/TWONTO#RPU_panel |  | Termination Panel, Network, Headworks Electrical Room
68995 | THC-PLT-RPU-1502 | Remote Processing Unit | THC-PLT |  | Remote Processor Unit |  | RPU | http://www.toronto.ca/TWONTO#RPU_panel |  | Preliminary Treatment (Grit and Screenings)
68996 | THC-PLT-RPU-3002 | RPU Panel, Headworks | THC-SPC-COM-3003 | RPU | Remote Processor Unit |  | RPU | http://www.toronto.ca/TWONTO#RPU_panel |  | Termination Panel, Network, Headworks Electrical Room
68997 | THC-PLT-RPU-3003 | RPU, Perforate Screen SC-0150 Control Panel, Headworks, Raw Sewage Screening | THC-PLT-SC-0150 | Controller,PLC | Remote Processor Unit |  | RPU | http://www.toronto.ca/TWONTO#RPU_panel |  | Screen, Perforated Plate, Screen Room, Raw Sewage Screening
68998 | THC-PLT-RPU-3004 | RPU, Perforate Screen SC-0250 Control Panel, Headworks, Raw Sewage Screening | THC-PLT-SC-0250 | Controller,PLC | Remote Processor Unit |  | RPU | http://www.toronto.ca/TWONTO#RPU_panel |  | Screen, Perforated Plate, Screen Room, Raw Sewage Screening
68999 | THC-PLT-RPU-3005 | RPU, Perforate Screen SC-0350 Control Panel, Headworks, Raw Sewage Screening | THC-PLT-SC-0350 | Controller,PLC | Remote Processor Unit |  | RPU | http://www.toronto.ca/TWONTO#RPU_panel |  | Screen, Perforated Plate, Screen Room, Raw Sewage Screening
69000 | THC-PLT-RPU-3006 | RPU, Perforate Screen SC-0450 Control Panel, Headworks, Raw Sewage Screening | THC-PLT-SC-0450 | Controller,PLC | Remote Processor Unit |  | RPU | http://www.toronto.ca/TWONTO#RPU_panel |  | Screen, Perforated Plate, Screen Room, Raw Sewage Screening
69001 | THC-PLT-RPU-3007 | RPU, Perforate Screen SC-0550 Control Panel, Headworks, Raw Sewage Screening | THC-PLT-SC-0550 | Controller,PLC | Remote Processor Unit |  | RPU | http://www.toronto.ca/TWONTO#RPU_panel |  | Screen, Perforated Plate, Screen Room, Raw Sewage Screening
69046 | THC-PLT-RPU-3008 | RPU, Screen Washer Compactor CMP-0810 Control Panel, Headworks, Screenings Conveyance | THC-PLT-CMP-0810 | Controller,PLC | Remote Processor Unit |  | RPU | http://www.toronto.ca/TWONTO#RPU_panel |  | Washer Compactor, Screen Room, Screenings Conveyance
69274 | FHO-ACC-RPU-0110 | Remote Programming Unit, Admin Building HVAC, Admin Bldg. L2, East Wing, Mechanical Room | FHO-MCS-HVAC | Controller,PLC | Remote Processor Unit |  | RPU | http://www.toronto.ca/TWONTO#RPU_panel |  | Plant HVAC
69275 | FHO-ACC-RPU-0203 | Remote Programming Unit, Chemical Building HVAC, Chemical Building, S4, East of SBS Pump Room | FHO-MCS-HVAC | Controller,PLC | Remote Processor Unit |  | RPU | http://www.toronto.ca/TWONTO#RPU_panel |  | Plant HVAC
69276 | FHO-ACC-RPU-0401 | Remote Programming Unit, TWPS. HVAC,TWPS., S4, East Ventilation Equipment Room | FHO-MCS-HVAC | Controller,PLC | Remote Processor Unit |  | RPU | http://www.toronto.ca/TWONTO#RPU_panel |  | Plant HVAC
69277 | FHO-ACC-RPU-0701 | Remote Programming Unit, TWPS HVAC, TWPS, S3, Compressor Room | FHO-MCS-HVAC | Controller,PLC | Remote Processor Unit |  | RPU | http://www.toronto.ca/TWONTO#RPU_panel |  | Plant HVAC
69278 | FHO-ACC-RPU-0902 | Remote Programming Unit, Filter Gallery1-8 HVAC, Filter Building, L1, Filter Gallery, East | FHO-MCS-HVAC | Controller,PLC | Remote Processor Unit |  | RPU | http://www.toronto.ca/TWONTO#RPU_panel |  | Plant HVAC
69279 | FHO-ACC-RPU-1001 | Remote Programming Unit, TRW Suction Channel HVAC, TRW Suction Channel, S2, North Mixer Gallery, N | FHO-MCS-HVAC | Controller,PLC | Remote Processor Unit |  | RPU | http://www.toronto.ca/TWONTO#RPU_panel |  | Plant HVAC
69434 | THC-POL-RPU-2201 | RPU, Polymer System, DEW | THC-DEW-POL | Transmitter | Remote Processor Unit |  | RPU | http://www.toronto.ca/TWONTO#RPU_panel |  | Polymer System Dewatering
69435 | THC-POL-RPU-2201 | RPU, Polymer System, DEW | THC-SPC-WA1 | Transmitter | Remote Processor Unit |  | RPU | http://www.toronto.ca/TWONTO#RPU_panel |  | System Process Control
69862 | THC-PRM-RPU-1811 | Remote Processing Unit, Tunnel 19 west | THC-PRM-RPU |  | Remote Processor Unit |  | RPU | http://www.toronto.ca/TWONTO#RPU_panel |  | Primary Clarification RPUs
70366 | THC-PRS-RPU-1303 | RPU,Ferrous Chloride System, Ferrous Chloride Building | THC-PRS-BLDG |  | Remote Processor Unit |  | RPU | http://www.toronto.ca/TWONTO#RPU_panel |  | Phosphorous removal system, Building and Storage
70470 | THC-PWA-RPU-2402 | RPU, S.E. Pumping Station | THC-PWA-P-0400 |  | Remote Processor Unit |  | RPU | http://www.toronto.ca/TWONTO#RPU_panel |  | Pump, P-0400, S.E. Pumping Station
71877 | THC-THK-RPU-1603 | RPU,WAS Thickening (2) | THC-THK-ELS | Control Panel,Instrumentation | Remote Processor Unit |  | RPU | http://www.toronto.ca/TWONTO#RPU_panel |  | TWAS Elecftrical equipment Sludge Thickening
71878 | THC-THK-RPU-1605 | RPU,Polymer Make-up,WAS Thickening Building (1) | THC-MCS-LD-I | Control Panel,Instrumentation | Remote Processor Unit |  | RPU | http://www.toronto.ca/TWONTO#RPU_panel |  | Lifting Devices, Headhouse, Building I
71879 | THC-THK-RPU-1606 | RPU,Polymer Make-up,WAS Thickening Building (2) | THC-THK-ELS | Control Panel,Instrumentation | Remote Processor Unit |  | RPU | http://www.toronto.ca/TWONTO#RPU_panel |  | TWAS Elecftrical equipment Sludge Thickening
71880 | THC-THK-RPU-1607 | RPU,Polymer Feed,WAS Thickening Building (1) | THC-GRK-DR-J | Control Panel,Instrumentation | Remote Processor Unit |  | RPU | http://www.toronto.ca/TWONTO#RPU_panel |  | Doors, Building J
71881 | THC-THK-RPU-1607 | RPU,Polymer Feed,WAS Thickening Building (1) | THC-THK-ELS | Control Panel,Instrumentation | Remote Processor Unit |  | RPU | http://www.toronto.ca/TWONTO#RPU_panel |  | TWAS Elecftrical equipment Sludge Thickening
71882 | THC-THK-RPU-1609 | RPU,Polymer Feed,WAS Thickening Building (3) | THC-THK-ELS | Control Panel | Remote Processor Unit |  | RPU | http://www.toronto.ca/TWONTO#RPU_panel |  | TWAS Elecftrical equipment Sludge Thickening
71883 | THC-THK-RPU-1616 | Controller Panel,Centrifuge CF-0600,Thickening Building | THC-THK-CF-0600 | Control Panel,Instrumentation | Remote Processor Unit |  | RPU | http://www.toronto.ca/TWONTO#RPU_panel |  | Centrifuge,WAS Thickening
73380 | THR-ACC-OIT-0001 | Remote Processor Unit, SCADA, QuickPanel 172.22.37.24 | THR-SPC | RPU | Remote Processor Unit |  | OIT | http://www.toronto.ca/TWONTO#RPU_panel |  | Process Control Systems - Services Area
73567 | THR-ACC-RPU-0001A | Remote Processor Unit, SCADA, Digester 7-8 Electrical Room (172.22.39.170) | THR-SPC | RPU | Remote Processor Unit |  | RPU | http://www.toronto.ca/TWONTO#RPU_panel |  | Process Control Systems - Services Area
73568 | THR-ACC-RPU-0003B | Remote Processor Unit, SCADA,Old RAS Building Gallery (172.22.39.173) | THR-SPC | RPU | Remote Processor Unit |  | RPU | http://www.toronto.ca/TWONTO#RPU_panel |  | Process Control Systems - Services Area
73569 | THR-ACC-RPU-0003S | Remote Processor Unit, SCADA, Aeration Gallery (172.22.39.174) | THR-SPC | RPU | Remote Processor Unit | 39353 | RPU | http://www.toronto.ca/TWONTO#RPU_panel |  | Process Control Systems - Services Area
73570 | THR-ACC-RPU-0004 | Remote Processor Unit, SCADA,Final Clarifier Gallery T16/T21(172.22.39.172) | THR-SPC | RPU | Remote Processor Unit |  | RPU | http://www.toronto.ca/TWONTO#RPU_panel |  | Process Control Systems - Services Area
73572 | THR-ACC-RPU-0020 | Remote Processor Unit, SCADA,Headhouse Old MCC Room (172.22.37.230) | THR-SPC | RPU | Remote Processor Unit |  | RPU | http://www.toronto.ca/TWONTO#RPU_panel |  | Process Control Systems - Services Area
73573 | THR-ACC-RPU-0100 | RPU, Plant Services,South,SP RAS Pumping Station Electrical Building | THR-ITS-COM-4002 | RPU | Remote Processor Unit |  | RPU | http://www.toronto.ca/TWONTO#RPU_panel |  | Termination Panel, Plant Services - South
73574 | THR-ACC-RPU-0200 | RPU, Plant Services,South,SP RAS Pumping Station Electrical Building | THR-ELS-RSPS | RPU | Remote Processor Unit |  | RPU | http://www.toronto.ca/TWONTO#RPU_panel |  | Electrical System, Returns Sludge Pumping Station
73575 | THR-ACC-RPU-0701 | Remote Processor Unit, HVAC, Glycol AHU , Gas Compressor Building, South | THR-DIG |  | Remote Processor Unit |  | RPU | http://www.toronto.ca/TWONTO#RPU_panel |  | Digester
73577 | THR-ACC-RPU-3300 | Remote Processor Unit, Controller,HVAC,HPBB | THR-ELS-HPBB |  | Remote Processor Unit |  | RPU | http://www.toronto.ca/TWONTO#RPU_panel |  | Electrical System, High Pressure Blower Building
73578 | THR-ACC-RPU-3600 | Remote Processor Unit, Controller,HVAC,East Workshop | THR-ELS-EMS |  | Remote Processor Unit |  | RPU | http://www.toronto.ca/TWONTO#RPU_panel |  | Electrical System, East Maintenance Shop
73834 | THR-ACC-UPS-0001B | UPS for , RPU THR-ACC-RPU-0001B, SCADA, North Grit Gallery (172.22.39.171) | THR-ACC-RPU-0001B | RPU | Remote Processor Unit |  | UPS | http://www.toronto.ca/TWONTO#UPS |  | Remote Processor Unit, SCADA, North Grit Gallery (172.22.39.171)
73835 | THR-ACC-UPS-0003 | UPS for RPU (THR-ACC-RPU-0003), SCADA, Aeration Gallery (172.22.39.174) | THR-ACC-RPU-0003S | RPU | Remote Processor Unit |  | UPS | http://www.toronto.ca/TWONTO#UPS |  | Remote Processor Unit, SCADA, Aeration Gallery (172.22.39.174)
73836 | THR-ACC-UPS-0004 | UPS for RPU (THR-ACC-RPU-0004), SCADA,Final Clarifier Gallery T16/T21(172.22.39.172) | THR-ACC-RPU-0004 | RPU | Remote Processor Unit |  | UPS | http://www.toronto.ca/TWONTO#UPS |  | Remote Processor Unit, SCADA,Final Clarifier Gallery T16/T21(172.22.39.172)
74337 | THR-AER-RPU-0002 | Remote Processor Unit, South Aeration, Blower 1211 (172.22.37.161) | THR-AER-BL-1211 | RPU | Remote Processor Unit |  | RPU | http://www.toronto.ca/TWONTO#RPU_panel |  | Blower, Centrifugal, Secondary Treatment, Aeration Blower System - Engine Room
74338 | THR-AER-RPU-0002 | Remote Processor Unit, South Aeration, Blower 1211 (172.22.37.161) | THR-ELS-AER | RPU | Remote Processor Unit |  | RPU | http://www.toronto.ca/TWONTO#RPU_panel |  | Electrical System, Aeration and Galleries
74339 | THR-AER-RPU-0003 | Remote Processor Unit, South Aeration, Blower 1311 (172.22.37.162) | THR-AER-BL-1311 | RPU | Remote Processor Unit |  | RPU | http://www.toronto.ca/TWONTO#RPU_panel |  | Blower, Centrifugal, Secondary Treatment, Aeration Blower System - Engine Room
74340 | THR-AER-RPU-0003 | Remote Processor Unit, South Aeration, Blower 1311 (172.22.37.162) | THR-ELS-AER | RPU | Remote Processor Unit |  | RPU | http://www.toronto.ca/TWONTO#RPU_panel |  | Electrical System, Aeration and Galleries
74341 | THR-AER-RPU-0004 | Remote Processor Unit, SCADA,Engine Room East BL-1411 (172.22.37.129) | THR-SPC | RPU | Remote Processor Unit |  | RPU | http://www.toronto.ca/TWONTO#RPU_panel |  | Process Control Systems - Services Area
74342 | THR-AER-RPU-0005 | Remote Processor Unit, SCADA,Engine Room East BL-1511 (172.22.37.144) | THR-SPC | RPU | Remote Processor Unit |  | RPU | http://www.toronto.ca/TWONTO#RPU_panel |  | Process Control Systems - Services Area
74343 | THR-AER-RPU-0011S | Remote Processor Unit, South Aeration, Tank 0200 (172.22.37.164) | THR-AER-T-0210 | RPU | Remote Processor Unit | 39377 | RPU | http://www.toronto.ca/TWONTO#RPU_panel |  | Tank, Secondary Treatment, Aeration - South
74344 | THR-AER-RPU-0012S | Remote Processor Unit, South Aeration, Tank 0300 (172.22.37.165) | THR-ELS-AER | RPU | Remote Processor Unit | 39378 | RPU | http://www.toronto.ca/TWONTO#RPU_panel |  | Electrical System, Aeration and Galleries
74345 | THR-AER-RPU-0020 | Remote Processor Unit, North Aeration, Blower 1611 (172.22.37.168) | THR-AER-BL-1611 | RPU | Remote Processor Unit |  | RPU | http://www.toronto.ca/TWONTO#RPU_panel |  | Blower, Centrifugal, Secondary Treatment, Aeration Blower System - HPBB
74346 | THR-AER-RPU-0020 | Remote Processor Unit, North Aeration, Blower 1611 (172.22.37.168) | THR-ELS-AER | RPU | Remote Processor Unit |  | RPU | http://www.toronto.ca/TWONTO#RPU_panel |  | Electrical System, Aeration and Galleries
74347 | THR-AER-RPU-0022 | Remote Processor Unit, North Aeration, Blower 1811 (172.22.37.170) | THR-AER-BL-1811 | RPU | Remote Processor Unit |  | RPU | http://www.toronto.ca/TWONTO#RPU_panel |  | Blower, Centrifugal, Secondary Treatment, Aeration Blower System - HPBB
74348 | THR-AER-RPU-0023 | Remote Processor Unit, North Aeration, Blower 1911 (172.22.37.171) | THR-ELS-AER | RPU | Remote Processor Unit |  | RPU | http://www.toronto.ca/TWONTO#RPU_panel |  | Electrical System, Aeration and Galleries
74349 | THR-AER-RPU-0030 | Remote Processor Unit, North Aeration, Tank 0600 (172.22.37.172) | THR-AER-T-0600 | RPU | Remote Processor Unit |  | RPU | http://www.toronto.ca/TWONTO#RPU_panel |  | Tank, Secondary Treatment, Aeration - North #06
74350 | THR-AER-RPU-0032 | Remote Processor Unit, North Aeration, Tank 0800 (172.22.37.174) | THR-AER-T-0800 | RPU | Remote Processor Unit |  | RPU | http://www.toronto.ca/TWONTO#RPU_panel |  | Tank, Secondary Treatment, Aeration - North #08
74351 | THR-AER-RPU-0032 | Remote Processor Unit, North Aeration, Tank 0800 (172.22.37.174) | THR-ELS-AER | RPU | Remote Processor Unit |  | RPU | http://www.toronto.ca/TWONTO#RPU_panel |  | Electrical System, Aeration and Galleries
74352 | THR-AER-RPU-0100 | Remote Processor Unit, SCADA,GE RX3i 172.22.37.236 THRPSN04 Aeration Tank Electrical Building | THR-ITS-COM-4201 | RPU | Remote Processor Unit |  | RPU | http://www.toronto.ca/TWONTO#RPU_panel |  | Termination Panel, Aeration - South
74353 | THR-AER-RPU-0100 | Remote Processor Unit, SCADA,GE RX3i 172.22.37.236 THRPSN04 Aeration Tank Electrical Building | THR-SPC | RPU | Remote Processor Unit |  | RPU | http://www.toronto.ca/TWONTO#RPU_panel |  | Process Control Systems - Services Area
74354 | THR-AER-RPU-0200 | Remote Processor Unit, SCADA,GE RX3i 172.22.37.237 THRPSN04 Aeration Tank Electrical Building | THR-ITS-COM-4201 | RPU | Remote Processor Unit |  | RPU | http://www.toronto.ca/TWONTO#RPU_panel |  | Termination Panel, Aeration - South
74355 | THR-AER-RPU-0200 | Remote Processor Unit, SCADA,GE RX3i 172.22.37.237 THRPSN04 Aeration Tank Electrical Building | THR-SPC | RPU | Remote Processor Unit |  | RPU | http://www.toronto.ca/TWONTO#RPU_panel |  | Process Control Systems - Services Area
74409 | THR-AER-UPS-0100 | Uninterruptible Power Supply, RPU-0100, South Aeration | THR-AER-RPU-0100 | RPU | Remote Processor Unit |  | UPS | http://www.toronto.ca/TWONTO#UPS |  | Remote Processor Unit, SCADA,GE RX3i 172.22.37.236 THRPSN04 Aeration Tank Electrical Building
74590 | THR-AI-RPU-0100 | Remote Processor Unit, Instrument Air - South | THR-SPC-COM-5202 | RPU | Remote Processor Unit |  | RPU | http://www.toronto.ca/TWONTO#RPU_panel |  | Termination Panel, Instrument Air - South
74930 | THR-CG-OIT-0002 | Remote Processor Unit, SCADA,Co-Gen Compressors (172.22.37.158) | THR-SPC | RPU | Remote Processor Unit |  | OIT | http://www.toronto.ca/TWONTO#RPU_panel |  | Process Control Systems - Services Area
74958 | THR-CG-RPU-0002 | Remote Processor Unit, SCADA,Co-Gen Compressors MCC Room (172.22.37.146) | THR-SPC | RPU | Remote Processor Unit |  | RPU | http://www.toronto.ca/TWONTO#RPU_panel |  | Process Control Systems - Services Area
74959 | THR-CG-RPU-0005 | Remote Processor Unit, SCADA,Gas Compressor MCC Room (172.22.37.147) | THR-SPC | RPU | Remote Processor Unit |  | RPU | http://www.toronto.ca/TWONTO#RPU_panel |  | Process Control Systems - Services Area
74960 | THR-CG-RPU-0011 | Remote Processor Unit, SCADA,Engine room East Side (172.22.37.149) | THR-SPC | RPU | Remote Processor Unit |  | RPU | http://www.toronto.ca/TWONTO#RPU_panel |  | Process Control Systems - Services Area
74961 | THR-CG-RPU-0012 | Remote Processor Unit, SCADA,Engine room East Side (172.22.37.150) | THR-SPC | RPU | Remote Processor Unit |  | RPU | http://www.toronto.ca/TWONTO#RPU_panel |  | Process Control Systems - Services Area
75620 | THR-DCL-RPU-0001 | Remote Processor Unit, Dechlorination (172.22.37.225) | THR-DCL-UPS-0001 | RPU | Remote Processor Unit |  | RPU | http://www.toronto.ca/TWONTO#RPU_panel |  | Uninterruptible Power Supply THR-DCL-RPU-0001, Dechlorination
76469 | THR-DIG-RPU-0002 | Remote Processor Unit, Digester, Tank 0700 (172.22.39.123) | THR-ELS-DIG | RPU | Remote Processor Unit |  | RPU | http://www.toronto.ca/TWONTO#RPU_panel |  | Electrical System, Digester Tanks
76470 | THR-DIG-RPU-0003 | Remote Processor Unit, Digester, Tank 0700 (172.22.39.128) | THR-DIG-PD-0700 | RPU | Remote Processor Unit |  | RPU | http://www.toronto.ca/TWONTO#RPU_panel |  | Tank, Primary Digester-7, Solids Treatment
76471 | THR-DIG-RPU-0003 | Remote Processor Unit, Digester, Tank 0700 (172.22.39.128) | THR-DIG-RPU | RPU | Remote Processor Unit |  | RPU | http://www.toronto.ca/TWONTO#RPU_panel |  | RPU, UPS, Digester
76472 | THR-DIG-RPU-0003 | Remote Processor Unit, Digester, Tank 0700 (172.22.39.128) | THR-DIG-T-7-8 | RPU | Remote Processor Unit |  | RPU | http://www.toronto.ca/TWONTO#RPU_panel |  | Digester, Entities Common to Tanks 7-8
76473 | THR-DIG-RPU-0003 | Remote Processor Unit, Digester, Tank 0700 (172.22.39.128) | THR-ELS-DIG | RPU | Remote Processor Unit |  | RPU | http://www.toronto.ca/TWONTO#RPU_panel |  | Electrical System, Digester Tanks
76474 | THR-DIG-RPU-0004 | Remote Processor Unit, Digester, Tank 0800 (172.22.39.129) | THR-DIG-T-7-8 | RPU | Remote Processor Unit |  | RPU | http://www.toronto.ca/TWONTO#RPU_panel |  | Digester, Entities Common to Tanks 7-8
76475 | THR-DIG-RPU-0004 | Remote Processor Unit, Digester, Tank 0800 (172.22.39.129) | THR-ELS-DIG | RPU | Remote Processor Unit |  | RPU | http://www.toronto.ca/TWONTO#RPU_panel |  | Electrical System, Digester Tanks
76476 | THR-DIG-RPU-0006 | Remote Processor Unit, forDig10,Digester 9-10 Basement | THR-DIG-T-9-10 | RPU | Remote Processor Unit |  | RPU | http://www.toronto.ca/TWONTO#RPU_panel |  | Digester, Entities Common to Tanks 9-10
76477 | THR-DIG-RPU-0006 | Remote Processor Unit, forDig10,Digester 9-10 Basement | THR-ELS-DIG | RPU | Remote Processor Unit |  | RPU | http://www.toronto.ca/TWONTO#RPU_panel |  | Electrical System, Digester Tanks
76478 | THR-DIG-RPU-0012 | Remote Processor Unit, Digester Compressor 5680 & Compressor 5660 & Compressor 5640 (172.22.39.127) | THR-DIG-C | RPU | Remote Processor Unit |  | RPU | http://www.toronto.ca/TWONTO#RPU_panel |  | Digester, Gas Compressors
76479 | THR-DIG-RPU-0013S | Remote Processor Unit, Digester, Waste Gas Burner 7720 (172.22.39.131) | THR-DIG-BU-7720S | RPU | Remote Processor Unit | 38935 | RPU | http://www.toronto.ca/TWONTO#RPU_panel |  | Burner, Waste Gas
76480 | THR-DIG-RPU-0014-SUSPEND | Remote Processor Unit, RPU , Digester, A-B SLC-5/05 172.22.37.151 THRPSN11 Engine room East Side | THR-ELS-GCB | RPU | Remote Processor Unit | 41319 | RPU | http://www.toronto.ca/TWONTO#RPU_panel |  | Electrical System, Digester Gas Compressor Building
76481 | THR-DIG-RPU-0014S | Remote Processor Unit, Digester, Waste Gas Burner 7750 (172.22.39.132) | THR-ELS-GCB | RPU | Remote Processor Unit | 38936 | RPU | http://www.toronto.ca/TWONTO#RPU_panel |  | Electrical System, Digester Gas Compressor Building
76482 | THR-DIG-RPU-0015-SUSPEND | Remote Processor Unit, Digester 172.22.39.133 THRPSN07 | THR-ELS-GCB | RPU | Remote Processor Unit | 41320 | RPU | http://www.toronto.ca/TWONTO#RPU_panel |  | Electrical System, Digester Gas Compressor Building
76483 | THR-DIG-RPU-0015S | Remote Processor Unit, Digester, Waste Gas Burner 7780 (172.22.39.133) | THR-DIG-BU-7780S | RPU | Remote Processor Unit | 38937 | RPU | http://www.toronto.ca/TWONTO#RPU_panel |  | Burner, Waste Gas
76484 | THR-DIG-RPU-0015S | Remote Processor Unit, Digester, Waste Gas Burner 7780 (172.22.39.133) | THR-ELS-GCB | RPU | Remote Processor Unit | 38937 | RPU | http://www.toronto.ca/TWONTO#RPU_panel |  | Electrical System, Digester Gas Compressor Building
76485 | THR-DIG-RPU-0016A | Remote Processor Unit, Digester 1-6 Mezzanine | THR-DIG-PD-0100 | RPU | Remote Processor Unit | 39134 | RPU | http://www.toronto.ca/TWONTO#RPU_panel |  | Tank, Primary Digester-1, Solids Treatment
76486 | THR-DIG-RPU-0018 | Remote Processor Unit, Digester MCC Room (172.22.39.136) | THR-DIG-RPU | RPU | Remote Processor Unit |  | RPU | http://www.toronto.ca/TWONTO#RPU_panel |  | RPU, UPS, Digester
76487 | THR-DIG-RPU-0018 | Remote Processor Unit, Digester MCC Room (172.22.39.136) | THR-ELS-DIG | RPU | Remote Processor Unit |  | RPU | http://www.toronto.ca/TWONTO#RPU_panel |  | Electrical System, Digester Tanks
76488 | THR-DIG-RPU-0018A | Remote Processor Unit, Digester 1-6 Mezzanine | THR-DIG-RPU | RPU | Remote Processor Unit |  | RPU | http://www.toronto.ca/TWONTO#RPU_panel |  | RPU, UPS, Digester
76489 | THR-DIG-RPU-0018A | Remote Processor Unit, Digester 1-6 Mezzanine | THR-ELS-DIG | RPU | Remote Processor Unit |  | RPU | http://www.toronto.ca/TWONTO#RPU_panel |  | Electrical System, Digester Tanks
76490 | THR-DIG-RPU-0019 | Remote Processor Unit, SCADA,Digester 1-6 (172.22.39.137) | THR-SPC | RPU | Remote Processor Unit |  | RPU | http://www.toronto.ca/TWONTO#RPU_panel |  | Process Control Systems - Services Area
76491 | THR-DIG-RPU-0019A | Remote Processor Unit, Digester 1-6 Mezzanine | THR-DIG-RPU | RPU | Remote Processor Unit |  | RPU | http://www.toronto.ca/TWONTO#RPU_panel |  | RPU, UPS, Digester
76492 | THR-DIG-RPU-0019A | Remote Processor Unit, Digester 1-6 Mezzanine | THR-DIG-SD-0400 | RPU | Remote Processor Unit |  | RPU | http://www.toronto.ca/TWONTO#RPU_panel |  | Tank, Secondary Digester-4, Solids Treatment
76493 | THR-DIG-RPU-0019A | Remote Processor Unit, Digester 1-6 Mezzanine | THR-ELS-DIG | RPU | Remote Processor Unit |  | RPU | http://www.toronto.ca/TWONTO#RPU_panel |  | Electrical System, Digester Tanks
76494 | THR-DIG-RPU-0020 | Remote Processor Unit, Digester 1-6 (172.22.39.138) | THR-SPC | RPU | Remote Processor Unit |  | RPU | http://www.toronto.ca/TWONTO#RPU_panel |  | Process Control Systems - Services Area
76495 | THR-DIG-RPU-0020A | Remote Processor Unit, Digester 1-6 Mezzanine | THR-DIG-RPU | RPU | Remote Processor Unit |  | RPU | http://www.toronto.ca/TWONTO#RPU_panel |  | RPU, UPS, Digester
76496 | THR-DIG-RPU-0021 | Remote Processor Unit, Digester 1-6 mezzanine (172.22.39.139) | THR-ELS-DIG | RPU | Remote Processor Unit |  | RPU | http://www.toronto.ca/TWONTO#RPU_panel |  | Electrical System, Digester Tanks
76497 | THR-DIG-RPU-0021A | Remote Processor Unit, Digester 1-6 mezzanine | THR-DIG-RPU | RPU | Remote Processor Unit |  | RPU | http://www.toronto.ca/TWONTO#RPU_panel |  | RPU, UPS, Digester
76498 | THR-DIG-RPU-0021A | Remote Processor Unit, Digester 1-6 mezzanine | THR-ELS-DIG | RPU | Remote Processor Unit |  | RPU | http://www.toronto.ca/TWONTO#RPU_panel |  | Electrical System, Digester Tanks
76499 | THR-DIG-RPU-0022 | Remote Processor Unit, Gas Compressor Bldg. (172.22.39.121) | THR-DIG-RPU | RPU | Remote Processor Unit |  | RPU | http://www.toronto.ca/TWONTO#RPU_panel |  | RPU, UPS, Digester
76500 | THR-DIG-RPU-0023 | RPU, Remote Processing Unit.GE RX3i 172.22.39.147 THRPSN07 Waste Gas Burners MCC | THR-ELS-DIG | RPU | Remote Processor Unit |  | RPU | http://www.toronto.ca/TWONTO#RPU_panel |  | Electrical System, Digester Tanks
76501 | THR-DIG-RPU-0051 | RPU, Remote Processor Unit, GE RX3i 172.22.39.122 THRPSN07 Digester 7-10 MCC Room | THR-ELS-DIG | RPU | Remote Processor Unit |  | RPU | http://www.toronto.ca/TWONTO#RPU_panel |  | Electrical System, Digester Tanks
76502 | THR-DIG-RPU-0051B | Remote Processor Unit, Gas Compressor Bldg. MCC | THR-ELS-GCB | RPU | Remote Processor Unit |  | RPU | http://www.toronto.ca/TWONTO#RPU_panel |  | Electrical System, Digester Gas Compressor Building
76746 | THR-DIG-UPS-0051 | RPU, Remote Processor Unit, GE RX3i 172.22.39.122 THRPSN07 Digester 7-10 MCC Room | THR-DIG-RPU-0051 | RPU | Remote Processor Unit |  | UPS | http://www.toronto.ca/TWONTO#RPU_panel |  | RPU, Remote Processor Unit, GE RX3i 172.22.39.122 THRPSN07 Digester 7-10 MCC Room
77781 | THR-DIS-RPU-0001 | Remote Processor Unit, Disinfection Chlorination | THR-ELS-DIS | RPU | Remote Processor Unit |  | RPU | http://www.toronto.ca/TWONTO#RPU_panel |  | Electrical System, Disinfection, Chlorine Building
77782 | THR-DIS-RPU-0001A | Remote Processor Unit, Disinfection Chlorination | THR-ELS-DIS | RPU | Remote Processor Unit | 34705 | RPU | http://www.toronto.ca/TWONTO#RPU_panel |  | Electrical System, Disinfection, Chlorine Building
77783 | THR-DIS-RPU-0001A | Remote Processor Unit, Disinfection Chlorination | THR-S-E | RPU | Remote Processor Unit | 34705 | RPU | http://www.toronto.ca/TWONTO#RPU_panel |  | SUSPENDED ENTITY
77784 | THR-DIS-RPU-0002 | Remote Processor Unit, Disinfection Chlorination, Palace Pier (172.22.37.247) | THR-DIS-T-PP | RPU | Remote Processor Unit |  | RPU | http://www.toronto.ca/TWONTO#RPU_panel |  | Disinfection, Tank, Palace Pier
77785 | THR-DIS-RPU-0002 | Remote Processor Unit, Disinfection Chlorination, Palace Pier (172.22.37.247) | THR-ELS-DIS | RPU | Remote Processor Unit |  | RPU | http://www.toronto.ca/TWONTO#RPU_panel |  | Electrical System, Disinfection, Chlorine Building
77786 | THR-DIS-RPU-0004 | RPU, Control Panel, Disinfection system, Disinfection Building Second Floor (172.22.37.232) | THR-ELS-DIS | RPU | Remote Processor Unit |  | RPU | http://www.toronto.ca/TWONTO#RPU_panel |  | Electrical System, Disinfection, Chlorine Building
79200 | THR-ELS-RPU-0001 | Remote Processor Unit, Main South Substation | THR-ELS-NS | RPU | Remote Processor Unit |  | RPU | http://www.toronto.ca/TWONTO#RPU_panel |  | Electrical System, North Substation
79201 | THR-ELS-RPU-0003 | Remote Processing Unit, Control Room, West Substation (172.22.37.117) | THR-ELS-SS | Control Panel,Instrumentation | Remote Processor Unit |  | RPU | http://www.toronto.ca/TWONTO#RPU_panel |  | Electrical System, South Main Substation
79509 | THR-EPS-RPU-0001 | Remote Processor Unit, Effluent Pump, Centrifugaling | THR-ELS-EPS | RPU | Remote Processor Unit |  | RPU | http://www.toronto.ca/TWONTO#RPU_panel |  | Electrical System, Effluent Pumping System
79604 | THR-FPW-RPU-0001 | RPU, Control Panel, Filtered Plant Water Building, Plant Services (172.22.37.242) | THR-FPW-F | RPU | Remote Processor Unit |  | RPU | http://www.toronto.ca/TWONTO#RPU_panel |  | Filtered Plant Water, Filter Beds
79605 | THR-FPW-RPU-0002 | RPU, Control Panel, Filters Inlet Valve Operator, Filtered Plant Water Building, Plant Services (172.22.37.241) | THR-FPW-F | RPU | Remote Processor Unit |  | RPU | http://www.toronto.ca/TWONTO#RPU_panel |  | Filtered Plant Water, Filter Beds
79606 | THR-FPW-RPU-0100 | Remote Processor Unit, Plant Water Pumping | THR-ELS-FPW | RPU | Remote Processor Unit |  | RPU | http://www.toronto.ca/TWONTO#RPU_panel |  | Electrical System, Filtered Plant Water Building
80468 | THR-FT-RPU-0001S | Remote Processor Unit, Final Tank 0100, Tank 0300 (172.22.37.194) | THR-ELS-RSPS | RPU | Remote Processor Unit | 39564 | RPU | http://www.toronto.ca/TWONTO#RPU_panel |  | Electrical System, Returns Sludge Pumping Station
80469 | THR-FT-RPU-0003S | Remote Processor Unit, Final Tank 0500, Tank 0700 (172.22.37.181) | THR-ELS-FST | RPU | Remote Processor Unit | 39566 | RPU | http://www.toronto.ca/TWONTO#RPU_panel |  | Electrical System, Final Sedimentation Tanks & Galleries
80470 | THR-FT-RPU-0003S | Remote Processor Unit, Final Tank 0500, Tank 0700 (172.22.37.181) | THR-FT-T | RPU | Remote Processor Unit | 39566 | RPU | http://www.toronto.ca/TWONTO#RPU_panel |  | Final Sedimentation Tank & Dedicated WAS Pumping
80471 | THR-FT-RPU-0005S | Remote Processor Unit, Final Tank 0900, Tank 1000, Tank 1100,Tank 1200 (172.22.37.180) | THR-FT-RPU | RPU | Remote Processor Unit | 39568 | RPU | http://www.toronto.ca/TWONTO#RPU_panel |  | Final Tank, Remote Processor Unit, UPS & RTU
80472 | THR-FT-RPU-0006BS | Remote Processor Unit, Final Tank 0700, Tank 0800, | THR-ELS-FST | RPU | Remote Processor Unit | 39570 | RPU | http://www.toronto.ca/TWONTO#RPU_panel |  | Electrical System, Final Sedimentation Tanks & Galleries
80473 | THR-FT-RPU-0008 | Remote Processor Unit, Final Tank 1400, Tank 1500 (172.22.37.191) | THR-ELS-FST | RPU | Remote Processor Unit |  | RPU | http://www.toronto.ca/TWONTO#RPU_panel |  | Electrical System, Final Sedimentation Tanks & Galleries
80474 | THR-FT-RPU-0008 | Remote Processor Unit, Final Tank 1400, Tank 1500 (172.22.37.191) | THR-FT-RPU | RPU | Remote Processor Unit |  | RPU | http://www.toronto.ca/TWONTO#RPU_panel |  | Final Tank, Remote Processor Unit, UPS & RTU
80475 | THR-FT-RPU-0008 | Remote Processor Unit, Final Tank 1400, Tank 1500 (172.22.37.191) | THR-FT-T | RPU | Remote Processor Unit |  | RPU | http://www.toronto.ca/TWONTO#RPU_panel |  | Final Sedimentation Tank & Dedicated WAS Pumping
80476 | THR-FT-RPU-0010 | Remote Processor Unit, Final Tank 1800, Tank 2100 (172.22.37.186) | THR-FT-RPU | RPU | Remote Processor Unit |  | RPU | http://www.toronto.ca/TWONTO#RPU_panel |  | Final Tank, Remote Processor Unit, UPS & RTU
80477 | THR-FT-RPU-0011 | Remote Processor Unit, Final Tank 1900, Tank 2000 (172.22.37.187) | THR-ELS-FST | RPU | Remote Processor Unit |  | RPU | http://www.toronto.ca/TWONTO#RPU_panel |  | Electrical System, Final Sedimentation Tanks & Galleries
80478 | THR-FT-RPU-0011 | Remote Processor Unit, Final Tank 1900, Tank 2000 (172.22.37.187) | THR-FT-T | RPU | Remote Processor Unit |  | RPU | http://www.toronto.ca/TWONTO#RPU_panel |  | Final Sedimentation Tank & Dedicated WAS Pumping
80479 | THR-FT-RPU-0012S | Remote Processor Unit, Final Tanks, Clarifiers 1-12 (172.22.37.183) | THR-ELS-FST | RPU | Remote Processor Unit | 39571 | RPU | http://www.toronto.ca/TWONTO#RPU_panel |  | Electrical System, Final Sedimentation Tanks & Galleries
80480 | THR-FT-RPU-0012S | Remote Processor Unit, Final Tanks, Clarifiers 1-12 (172.22.37.183) | THR-FT-RPU | RPU | Remote Processor Unit | 39571 | RPU | http://www.toronto.ca/TWONTO#RPU_panel |  | Final Tank, Remote Processor Unit, UPS & RTU
80481 | THR-FT-RPU-0012S | Remote Processor Unit, Final Tanks, Clarifiers 1-12 (172.22.37.183) | THR-FT-T | RPU | Remote Processor Unit | 39571 | RPU | http://www.toronto.ca/TWONTO#RPU_panel |  | Final Sedimentation Tank & Dedicated WAS Pumping
80482 | THR-FT-RPU-0021 | Remote Processor Unit, SCADA,Old RAS Pumping Station.(172.22.37.193) | THR-SPC | RPU | Remote Processor Unit |  | RPU | http://www.toronto.ca/TWONTO#RPU_panel |  | Process Control Systems - Services Area
80483 | THR-FT-RPU-0024 | Remote Processor Unit, SCADA,Final Clarifier (172.22.37.189) | THR-SPC | RPU | Remote Processor Unit |  | RPU | http://www.toronto.ca/TWONTO#RPU_panel |  | Process Control Systems - Services Area
80484 | THR-FT-RPU-0036 | Remote Processor Unit, Final Tank 20 | THR-ELS-FST | RPU | Remote Processor Unit |  | RPU | http://www.toronto.ca/TWONTO#RPU_panel |  | Electrical System, Final Sedimentation Tanks & Galleries
80485 | THR-FT-RPU-0200A | RPU IO Extension, Final Clarifiers - South | THR-FT-RPU-0200 | RPU | Remote Processor Unit |  | RPU | http://www.toronto.ca/TWONTO#RPU_panel |  | RPU, Final Clarifiers - South
80486 | THR-FT-RPU-0300 | Remote Processor Unit, SCADA, GE RX3i(172.22.37.155)THRPSN05 New Final Clarifier MCC (South East) | THR-SPC | RPU | Remote Processor Unit |  | RPU | http://www.toronto.ca/TWONTO#RPU_panel |  | Process Control Systems - Services Area
80487 | THR-FT-RPU-0400 | RPU, Final Clarifiers - South | THR-ITS-COM-4102 | RPU | Remote Processor Unit |  | RPU | http://www.toronto.ca/TWONTO#RPU_panel |  | Termination Panel, RAS and Final Clarifiers - South
80488 | THR-FT-RPU-0400A | RPU IO Extension, RAS System - South | THR-FT-RPU-0400 | RPU | Remote Processor Unit |  | RPU | http://www.toronto.ca/TWONTO#RPU_panel |  | RPU, Final Clarifiers - South
80489 | THR-FT-RPU-0500 | RPU, WAS System - South | THR-ITS-COM-4001 | RPU | Remote Processor Unit |  | RPU | http://www.toronto.ca/TWONTO#RPU_panel |  | Termination Panel, RAS/WAS and Final Clarifiers - South
82031 | THR-OCS-RPU-0027S | Remote Processor Unit, Odour Control Bldg. | THR-ELS-OCS | RPU | Remote Processor Unit | 39800 | RPU | http://www.toronto.ca/TWONTO#RPU_panel |  | Electrical System, Odour Control System
82032 | THR-OCS-RTU-0027 | Remote Terminal Unit 27,Odour Control Facility Phase 2 | THR-OCS | RPU | Remote Processor Unit |  | RTU | http://www.toronto.ca/TWONTO#RTU_panel |  | Odour Control System
82723 | THR-PLT-RPU | Prelimnery Treatement RPUs | THR-SPC |  | Remote Processor Unit |  |  | http://www.toronto.ca/TWONTO#collection_of_assets |  | Process Control Systems - Services Area
82724 | THR-PLT-RPU-0002 | RPU, Preliminary Treatment, South Grit | THR-ELS-HH | RPU | Remote Processor Unit |  | RPU | http://www.toronto.ca/TWONTO#RPU_panel |  | Electrical System, Head House and Engine Room
82725 | THR-PLT-RPU-0011 | RPU, Preliminary Treatment, Grit New Electrical Room | THR-ELS-GRIT | RPU | Remote Processor Unit |  | RPU | http://www.toronto.ca/TWONTO#RPU_panel |  | Electrical System, Grit Bldg., North Prelimanry and Primary Station
82726 | THR-PLT-RPU-0011 | RPU, Preliminary Treatment, Grit New Electrical Room | THR-PLT-GRITS | RPU | Remote Processor Unit |  | RPU | http://www.toronto.ca/TWONTO#RPU_panel |  | Gate,Sluice,Preliminary Treatment, Grit Building
82727 | THR-PLT-RPU-0020 | RPU, Preliminary Treatment, (RTU-20) Headhouse Electrical Room | THR-ELS-HH | RPU | Remote Processor Unit |  | RPU | http://www.toronto.ca/TWONTO#RPU_panel |  | Electrical System, Head House and Engine Room
82728 | THR-PLT-RPU-0204 | RPU, South Grit, Headhouse Electrical Room (172.22.37.210) | THR-ELS-HH | RPU | Remote Processor Unit |  | RPU | http://www.toronto.ca/TWONTO#RPU_panel |  | Electrical System, Head House and Engine Room
82729 | THR-PLT-RPU-0207 | RPU, Screen SC-0122, Headhouse Electrical Room (172.22.37.216) | THR-ELS-HH | RPU | Remote Processor Unit |  | RPU | http://www.toronto.ca/TWONTO#RPU_panel |  | Electrical System, Head House and Engine Room
82730 | THR-PLT-RPU-0220 | RPU, North Grit, North Grit Electrical Room (172.22.37.201) | THR-ELS-GRIT | RPU | Remote Processor Unit |  | RPU | http://www.toronto.ca/TWONTO#RPU_panel |  | Electrical System, Grit Bldg., North Prelimanry and Primary Station
82731 | THR-PLT-RPU-0231 | RPU, Blowers Master Control Panel, North Grit Blower Room (172.22.37.203) | THR-ELS-GRIT | RPU | Remote Processor Unit |  | RPU | http://www.toronto.ca/TWONTO#RPU_panel |  | Electrical System, Grit Bldg., North Prelimanry and Primary Station
82732 | THR-PLT-RPU-0233 | RPU, Blower BL-2110 Control Panel, North Grit Blower Room | THR-ELS-GRIT | RPU | Remote Processor Unit |  | RPU | http://www.toronto.ca/TWONTO#RPU_panel |  | Electrical System, Grit Bldg., North Prelimanry and Primary Station
82733 | THR-PLT-RPU-0234 | RPU, Blower BL-2120 Control Panel, North Grit Blower Room | THR-ELS-GRIT | RPU | Remote Processor Unit |  | RPU | http://www.toronto.ca/TWONTO#RPU_panel |  | Electrical System, Grit Bldg., North Prelimanry and Primary Station
83202 | THR-PRM-OIT-0902 | Remote Processor Unit, SCADA,North Primary Tank 9(Wireless) (172.22.37.137) | THR-SPC | RPU | Remote Processor Unit |  | OIT | http://www.toronto.ca/TWONTO#RPU_panel |  | Process Control Systems - Services Area
83203 | THR-PRM-OIT-1102 | Remote Processor Unit, SCADA,North Primary Tank 11(Wireless) (172.22.37.139) | THR-SPC | RPU | Remote Processor Unit |  | OIT | http://www.toronto.ca/TWONTO#RPU_panel |  | Process Control Systems - Services Area
83263 | THR-PRM-RPU-0001 | RPU, Primary Treatment, South Tanks 0100 and 0200 (172.22.37.120) | THR-PRM-STA-1 | RPU | Remote Processor Unit |  | RPU | http://www.toronto.ca/TWONTO#RPU_panel |  | South Primary Station 1
83264 | THR-PRM-RPU-0003 | RPU, Primary Treatment, South Tanks 0300 to 0400 (172.22.37.121) | THR-ELS-PRMS | RPU | Remote Processor Unit |  | RPU | http://www.toronto.ca/TWONTO#RPU_panel |  | Electrical System, Primary Station South
83265 | THR-PRM-RPU-0003 | RPU, Primary Treatment, South Tanks 0300 to 0400 (172.22.37.121) | THR-PRM-SOUTH | RPU | Remote Processor Unit |  | RPU | http://www.toronto.ca/TWONTO#RPU_panel |  | Primary Treatment, South Primary
83266 | THR-PRM-RPU-0005 | RPU, Primary Treatment, South Tanks 0700 to 0800 (172.22.37.126) | THR-ELS-PRMS | RPU | Remote Processor Unit |  | RPU | http://www.toronto.ca/TWONTO#RPU_panel |  | Electrical System, Primary Station South
83267 | THR-PRM-RPU-0005 | RPU, Primary Treatment, South Tanks 0700 to 0800 (172.22.37.126) | THR-PRM-SOUTH | RPU | Remote Processor Unit |  | RPU | http://www.toronto.ca/TWONTO#RPU_panel |  | Primary Treatment, South Primary
83268 | THR-PRM-RPU-0005 | RPU, Primary Treatment, South Tanks 0700 to 0800 (172.22.37.126) | THR-PRM-STA-3 | RPU | Remote Processor Unit |  | RPU | http://www.toronto.ca/TWONTO#RPU_panel |  | South Primary Station 3
83269 | THR-PRM-RPU-0010 | RPU, Primary Treatment, Grit New Electrical Room (172.22.37.123) | THR-PRM-NORTH | RPU | Remote Processor Unit |  | RPU | http://www.toronto.ca/TWONTO#RPU_panel |  | Primary Treatment, North Primary
83270 | THR-PRM-RPU-0011 | RPU, Primary Treatment, South Tanks (172.22.37.124) | THR-ELS-GRIT | RPU | Remote Processor Unit |  | RPU | http://www.toronto.ca/TWONTO#RPU_panel |  | Electrical System, Grit Bldg., North Prelimanry and Primary Station
83756 | THR-PRS-RPU-0001 | Ferrous Chloride Building RPU | THR-ELS-PRS | RPU | Remote Processor Unit |  | RPU | http://www.toronto.ca/TWONTO#RPU_panel |  | Electrical System, Phosphorous Removal System
83757 | THR-PRS-RPU-0001S | Remote Processor Unit, Phosphorous Removal System | THR-ELS-PRS | RPU | Remote Processor Unit | 39859 | RPU | http://www.toronto.ca/TWONTO#RPU_panel |  | Electrical System, Phosphorous Removal System
84564 | THR-SPC-RPU-0001A | Remote Processor Unit, SCADA, Gallery Ventilation | THR-ACC-AHU | RPU | Remote Processor Unit |  | RPU | http://www.toronto.ca/TWONTO#RPU_panel |  | Air Conditioning, Air Handling Unit, Gallery Ventilation
84565 | THR-SPC-RPU-0001A | Remote Processor Unit, SCADA, Gallery Ventilation | THR-ACC-WA3 | RPU | Remote Processor Unit |  | RPU | http://www.toronto.ca/TWONTO#RPU_panel |  | Air Conditioning, Boiler, Fans & AHU
84566 | THR-SPC-RPU-0001B | Remote Processor Unit, SCADA, Gallery Ventilation | THR-ACC-AHU | RPU | Remote Processor Unit |  | RPU | http://www.toronto.ca/TWONTO#RPU_panel |  | Air Conditioning, Air Handling Unit, Gallery Ventilation
84567 | THR-SPC-RPU-0003B | Remote Processor Unit, SCADA, Gallery Ventilation | THR-ACC-AHU | RPU | Remote Processor Unit |  | RPU | http://www.toronto.ca/TWONTO#RPU_panel |  | Air Conditioning, Air Handling Unit, Gallery Ventilation
84568 | THR-SPC-RPU-0003C | Remote Processor Unit, SCADA, Gallery Ventilation | THR-ACC-AHU | RPU | Remote Processor Unit |  | RPU | http://www.toronto.ca/TWONTO#RPU_panel |  | Air Conditioning, Air Handling Unit, Gallery Ventilation
85015 | THR-THK-RPU-0005 | Remote Processor Unit, Thickening Polymer Mixing System | THR-ELS-STB | RPU | Remote Processor Unit |  | RPU | http://www.toronto.ca/TWONTO#RPU_panel |  | Electrical System, Sludge Thickening Building
85016 | THR-THK-RPU-0007 | Remote Processor Unit, Thickening Main Centrifuge 1 | THR-THK-CF | RPU | Remote Processor Unit |  | RPU | http://www.toronto.ca/TWONTO#RPU_panel |  | Centrifuge, Sludge Thickening
85017 | THR-THK-RPU-0008 | Remote Processor Unit, Thickening Main Centrifuge 2 | THR-ELS-STB | RPU | Remote Processor Unit |  | RPU | http://www.toronto.ca/TWONTO#RPU_panel |  | Electrical System, Sludge Thickening Building
85018 | THR-THK-RPU-0011 | Remote Processor Unit, STB Control Room (172.22.39.151) | THR-THK | RPU | Remote Processor Unit |  | RPU | http://www.toronto.ca/TWONTO#RPU_panel |  | Sludge Thickening
85019 | THR-THK-RPU-0011 | Remote Processor Unit, STB Control Room (172.22.39.151) | THR-THK-RPU | RPU | Remote Processor Unit |  | RPU | http://www.toronto.ca/TWONTO#RPU_panel |  | RPU & UPS, Sludge Thickening Building
85020 | THR-THK-RPU-0012 | Remote Processor Unit, STB Control Room (172.22.39.152) | THR-ELS-STB | RPU | Remote Processor Unit |  | RPU | http://www.toronto.ca/TWONTO#RPU_panel |  | Electrical System, Sludge Thickening Building
85021 | THR-THK-RPU-0012 | Remote Processor Unit, STB Control Room (172.22.39.152) | THR-THK | RPU | Remote Processor Unit |  | RPU | http://www.toronto.ca/TWONTO#RPU_panel |  | Sludge Thickening
85022 | THR-THK-RPU-0012 | Remote Processor Unit, STB Control Room (172.22.39.152) | THR-THK-RPU | RPU | Remote Processor Unit |  | RPU | http://www.toronto.ca/TWONTO#RPU_panel |  | RPU & UPS, Sludge Thickening Building
85023 | THR-THK-RPU-0013 | Remote Processor Unit, STB Control Room (172.22.39.153) | THR-ELS-STB | RPU | Remote Processor Unit |  | RPU | http://www.toronto.ca/TWONTO#RPU_panel |  | Electrical System, Sludge Thickening Building
85024 | THR-THK-RPU-0013 | Remote Processor Unit, STB Control Room (172.22.39.153) | THR-THK | RPU | Remote Processor Unit |  | RPU | http://www.toronto.ca/TWONTO#RPU_panel |  | Sludge Thickening
85025 | THR-THK-RPU-0013 | Remote Processor Unit, STB Control Room (172.22.39.153) | THR-THK-RPU | RPU | Remote Processor Unit |  | RPU | http://www.toronto.ca/TWONTO#RPU_panel |  | RPU & UPS, Sludge Thickening Building
85026 | THR-THK-RPU-0200 | Remote Processor Unit, STB Control Room (172.22.39.162) | THR-ELS-STB | RPU | Remote Processor Unit |  | RPU | http://www.toronto.ca/TWONTO#RPU_panel |  | Electrical System, Sludge Thickening Building
85027 | THR-THK-RPU-0200 | Remote Processor Unit, STB Control Room (172.22.39.162) | THR-THK-CF | RPU | Remote Processor Unit |  | RPU | http://www.toronto.ca/TWONTO#RPU_panel |  | Centrifuge, Sludge Thickening
86095 | TNT-AER-RPU-0101 | Remote Processing Unit, Aeration | TNT-AER | RPU | Remote Processor Unit |  | RPU | http://www.toronto.ca/TWONTO#RPU_panel |  | Aeration Treatment
86380 | TNT-CSO-RPU-1401 | RPU Lab | TNT-ELS | RPU | Remote Processor Unit |  | RPU | http://www.toronto.ca/TWONTO#RPU_panel |  | Instrument / Electrical
86795 | TNT-DIS-RPU-1101 | Remote Processing Unit, Disinfection | TNT-DIS-T-0100 | RPU | Remote Processor Unit |  | RPU | http://www.toronto.ca/TWONTO#RPU_panel |  | Tank, Chlorine Contact
86796 | TNT-DIS-RPU-1101A | Remote Processing Unit, Disinfection | TNT-DIS-T-0100 | RPU | Remote Processor Unit |  | RPU | http://www.toronto.ca/TWONTO#RPU_panel |  | Tank, Chlorine Contact
86951 | TNT-ELS-RPU-1301 | Remote Processing Unit, Substation | TNT-ELS-LP-2002A | RPU | Remote Processor Unit |  | RPU | http://www.toronto.ca/TWONTO#RPU_panel |  | 208/120V Lighting Panel
88168 | WTR-037-RPU-0001 | Remote Processing Unit, RPU-0001 Panel, Chamber 037-01, Gerrard & Kingswood | CH 037 01 | RPU | Remote Processor Unit |  | RPU | http://www.toronto.ca/TWONTO#RPU_panel |  | Chamber
88403 | WTR-108-RPU-0001 | Remote Processing Unit, RPU-0001 Panel, Chamber 108-01, Queen & Nursewood | CH 108 01 | RPU | Remote Processor Unit |  | RPU | http://www.toronto.ca/TWONTO#RPU_panel |  | Chamber
88624 | WTR-153-RPU-0002 | Remote Processing Unit, RPU-0002 Panel, Chamber 153-02, Celeste & Kingston | CH 153 02 | RPU | Remote Processor Unit |  | RPU | http://www.toronto.ca/TWONTO#RPU_panel |  | Chamber
89039 | FHO-SPC-RPU-1222 | RPU, Pre-Treatments Modules 3&4 PLC, Admin Building S4, Main Electrical Room | FHO-PLT | Controller,PLC | Remote Processor Unit |  | RPU | http://www.toronto.ca/TWONTO#RPU_panel |  | Preliminary Treatment
89040 | FHO-SPC-RPU-1223 | RPU, PAC(former) System/Sampling PLC, Chemical Building, S2, Gallery Former PAC Area | FHO-PLT | Controller,PLC | Remote Processor Unit |  | RPU | http://www.toronto.ca/TWONTO#RPU_panel |  | Preliminary Treatment
89041 | FHO-SPC-RPU-1224 | RPU, Polymer System PLC, Chemical Building, S4, Chemical Gallery | FHO-ALM | Controller,PLC | Remote Processor Unit |  | RPU | http://www.toronto.ca/TWONTO#RPU_panel |  | Alum System
89042 | FHO-SPC-RPU-1226 | RPU, PACL System PLC, Chemical Building, S4, Chemical Gallery | FHO-PCL | Controller,PLC | Remote Processor Unit |  | RPU | http://www.toronto.ca/TWONTO#RPU_panel |  | PACL System
89043 | FHO-SPC-RPU-1227 | RPU, SBS System PLC, Chemical Building, S4, Chemical Gallery | FHO-PLT | Controller,PLC | Remote Processor Unit |  | RPU | http://www.toronto.ca/TWONTO#RPU_panel |  | Preliminary Treatment
89044 | FHO-SPC-RPU-1228 | RPU, Corrosion Control, Chemical Building, S4, Chemical Gallery | FHO-CCS |  | Remote Processor Unit |  | RPU | http://www.toronto.ca/TWONTO#RPU_panel |  | Corrosion Control Process
89045 | FHO-SPC-RPU-1321 | RPU, Gaseous Chemicals 1 PLC, Chemical Building, L1, Chemical Workshop | FHO-DIS | Controller,PLC | Remote Processor Unit |  | RPU | http://www.toronto.ca/TWONTO#RPU_panel |  | Disinfection
89046 | FHO-SPC-RPU-1322 | RPU, Gaseous Chemicals 2 PLC, Chemical Building, L1, Chemical Workshop | FHO-DIS | Controller,PLC | Remote Processor Unit |  | RPU | http://www.toronto.ca/TWONTO#RPU_panel |  | Disinfection
89117 | FHO-SPC-RPU-1323 | RPU, Aqua Ammonia/Fluoride PLC, Chemical Building, S4, Chemical Gallery, North Wall | FHO-DIS | Controller,PLC | Remote Processor Unit |  | RPU | http://www.toronto.ca/TWONTO#RPU_panel |  | Disinfection
89118 | FHO-SPC-RPU-1521 | RPU, Surge Protection Facility PLC, Surge Building, S2, Compressor Room | FHO-TRW- SURGE | Controller,PLC | Remote Processor Unit |  | RPU | http://www.toronto.ca/TWONTO#RPU_panel |  | Surge Protection System
89119 | FHO-SPC-RPU-1522 | RPU, Surge Protection PLC, Standby Power Building, S2, Electrical Room | FHO-TRW- SURGE | Controller,PLC | Remote Processor Unit |  | RPU | http://www.toronto.ca/TWONTO#RPU_panel |  | Surge Protection System
89120 | FHO-SPC-RPU-1523 | RPU, Standby Generation PLC, Standby Power Building, S2, Electrical Room | FHO-TRW- SURGE | Controller,PLC | Remote Processor Unit |  | RPU | http://www.toronto.ca/TWONTO#RPU_panel |  | Surge Protection System
89121 | FHO-SPC-RPU-1721 | RPU, Backwash System PLC, Filter Building, S2, Filter Pipe Gallery, West Wall | FHO-BW | Controller,PLC | Remote Processor Unit |  | RPU | http://www.toronto.ca/TWONTO#RPU_panel |  | Backwash System
89122 | FHO-SPC-RPU-1723 | RPU, Filters F-0301 & 0401 PLC, Filter 1-8 Building, S2, Filter Pipe Gallery, East Wall | FHO-FLT | Controller,PLC | Remote Processor Unit |  | RPU | http://www.toronto.ca/TWONTO#RPU_panel |  | Filtration
89123 | FHO-SPC-RPU-1723A | RPU, Filters 3 & 4 PLC Expansion, Filter 1-8 Building, S2, Filter Pipe Gallery, East Wall | FHO-FLT |  | Remote Processor Unit |  | RPU | http://www.toronto.ca/TWONTO#RPU_panel |  | Filtration
89124 | FHO-SPC-RPU-1725A | RPU, Filters 5 & 6 PLC Expansion, Filter 1-8 Building, S2, Filter Pipe Gallery, East Wall | FHO-FLT |  | Remote Processor Unit |  | RPU | http://www.toronto.ca/TWONTO#RPU_panel |  | Filtration
89125 | FHO-SPC-RPU-1726A | RPU, Filters 7 & 8 PLC Expansion, Filter 1-8 Building, S2, Filter Pipe Gallery, East Wall | FHO-FLT |  | Remote Processor Unit |  | RPU | http://www.toronto.ca/TWONTO#RPU_panel |  | Filtration
89126 | FHO-SPC-RPU-1821 | RPU, Electrical Services PLC, Admin Building S4, Main Electrical Room | FHO-ELS-INQ | Controller,PLC | Remote Processor Unit |  | RPU | http://www.toronto.ca/TWONTO#RPU_panel |  | Power Management
89127 | FHO-SPC-RPU-1822SUSP | Remote Programming Unit, HVAC Control PLC | FHO-MCS-HVAC | Controller,PLC | Remote Processor Unit | 40747 | RPU | http://www.toronto.ca/TWONTO#RPU_panel |  | Plant HVAC
89128 | FHO-SPC-RPU-1923 | RPU, Ozone Generator OZ-1100, Ozone Building, L1, Ozone Equipment Room, Electrical Enclosure | FHO-DOZ |  | Remote Processor Unit |  | RPU | http://www.toronto.ca/TWONTO#RPU_panel |  | Ozonation System
89129 | FHO-SPC-RPU-1924 | RPU, Ozone Generator OZ-1200, Ozone Building, L1, Ozone Equipment Room, Electrical Enclosure | FHO-DOZ |  | Remote Processor Unit |  | RPU | http://www.toronto.ca/TWONTO#RPU_panel |  | Ozonation System
89130 | FHO-SPC-RPU-1925 | RPU Panel, Ozone Generation System, Ozone Building, L1, Ozone Equipment Room, West Wall | FHO-DOZ | Controller,PLC | Remote Processor Unit |  | RPU | http://www.toronto.ca/TWONTO#RPU_panel |  | Ozonation System
89131 | FHO-SPC-RPU-1925 | RPU Panel, Ozone Generation System, Ozone Building, L1, Ozone Equipment Room, West Wall | FHO-DOZ-GEN | Controller,PLC | Remote Processor Unit |  | RPU | http://www.toronto.ca/TWONTO#RPU_panel |  | FHO OZONE GENERATION SYSTEM
89132 | FHO-SPC-RPU-2022 | RPU Panel, Air Scour Blower, Ozone Building, L1, Electrical Room, West Wall | FHO-FLT | Controller,PLC | Remote Processor Unit |  | RPU | http://www.toronto.ca/TWONTO#RPU_panel |  | Filtration
89133 | FHO-SPC-RPU-2026 | RPU Panel, Waste Water Tank 3 &4, Ozone Building, L1, Electrical Room, West Wall | FHO-WWW | Controller,PLC | Remote Processor Unit |  | RPU | http://www.toronto.ca/TWONTO#RPU_panel |  | Residue Management / Waste Water System
89134 | FHO-SPC-RPU-2043_SUSP | RPU - Old surge building | FHO-BW | Controller,PLC | Remote Processor Unit | 35489 | RPU | http://www.toronto.ca/TWONTO#RPU_panel |  | Backwash System
89273 | WTR-269-RPU-0401 | Remote Processor Unit | WTR-269-CH-0005 | Meter,Flow,Magmeter | Remote Processor Unit |  | RPU | http://www.toronto.ca/TWONTO#RPU_panel |  | Chamber,Revenue Meter,Woodbine-Steelcase (Magmeter)
89419 | WTR-287-RPU-0004A | Remote Processing Unit, RPU-0004A Panel, Chamber 287-04A, Murray Ross PKWY & Keele Street | CH 287 04A | RPU | Remote Processor Unit |  | RPU | http://www.toronto.ca/TWONTO#RPU_panel |  | Chamber
89529 | WTR-300-RPU-1101 | Remote Processor Unit | WTR-300-CH-0012 | Meter,Flow,Magmeter | Remote Processor Unit |  | RPU | http://www.toronto.ca/TWONTO#RPU_panel |  | Chamber,Revenue Meter,Islington-Steeles (Magmeter)
89590 | WTR-307-RPU-1601 | Remote Processor Unit | WTR-307-CH-0016 | Meter,Flow,Magmeter | Remote Processor Unit |  | RPU | http://www.toronto.ca/TWONTO#RPU_panel |  | Chamber,Revenue Meter,Adesso-Steeles (Magmeter)
89751 | WTR-333-RPU-0013 | Remote Processing Unit, RPU-0013 Panel, Chamber 333-13, Lessard Park | CH 333 13 | RPU | Remote Processor Unit |  | RPU | http://www.toronto.ca/TWONTO#RPU_panel |  | Chamber (LessardPark)
89983 | WTR-359-RPU-0401 | Remote Processor Unit | WTR-359-CH-0004 | Meter,Flow,Magmeter | Remote Processor Unit |  | RPU | http://www.toronto.ca/TWONTO#RPU_panel |  | Chamber,Revenue Meter,Willowdale-Highland (Magmeter)
90357 | WTR-PDS-RPU-0001 | Control Panel, RPU | WTR-PDS-CP-0001 | RPU | Remote Processor Unit |  | RPU | http://www.toronto.ca/TWONTO#RPU_panel |  | Control Panel
90997 | WTR-PEL-RPU-0001 | Remote Processing Unit | WTR-PEL-ELS | RPU | Remote Processor Unit |  | RPU | http://www.toronto.ca/TWONTO#RPU_panel |  | Electrical System
91670 | WTR-PJO-RPU-0001 | RPU | WTR-PJO-ELS | RPU | Remote Processor Unit |  | RPU | http://www.toronto.ca/TWONTO#RPU_panel |  | Electrical System
92241 | WTR-PJS-RPU-0002 | Control Panel, Process Control Unit, for WTR-PJS-UPS-0002 | WTR-PJS-ELS | RPU | Remote Processor Unit |  | RPU | http://www.toronto.ca/TWONTO#RPU_panel |  | Electrical System
92581 | WTR-PKL-RPU-0001 | Control Panel,Process Control Unit,RPU-0001 | WTR-PKL-ELS | RPU | Remote Processor Unit |  | RPU | http://www.toronto.ca/TWONTO#RPU_panel |  | Electrical System
92971 | WTR-PLW-RPU-0001 | Remote Processing Unit | WTR-PLW-ELS | RPU | Remote Processor Unit |  | RPU | http://www.toronto.ca/TWONTO#RPU_panel |  | Electrical System
92972 | WTR-PLW-RPU-0004 | Remote Processing Unit | WTR-PLW-ELS | RPU | Remote Processor Unit |  | RPU | http://www.toronto.ca/TWONTO#RPU_panel |  | Electrical System
93352 | WTR-PMI-RPU-0001 | Remote Processing Unit, Old Pump Room | WTR-PMI-ELS | RPU | Remote Processor Unit |  | RPU | http://www.toronto.ca/TWONTO#RPU_panel |  | Electrical System
93353 | WTR-PMI-RPU-0002 | Control Panel, Process Control Unit, New Pump Room | WTR-PMI-TRW |  | Remote Processor Unit |  | RPU | http://www.toronto.ca/TWONTO#RPU_panel |  | Treated Water (Transmission)
93354 | WTR-PMI-RPU-0003 | Control Panel, Process Control Unit, HVAC | WTR-PMI-ELS |  | Remote Processor Unit |  | RPU | http://www.toronto.ca/TWONTO#RPU_panel |  | Electrical System
93355 | WTR-PMI-RPU-0003 | Control Panel, Process Control Unit, HVAC | WTR-PMI-TRW |  | Remote Processor Unit |  | RPU | http://www.toronto.ca/TWONTO#RPU_panel |  | Treated Water (Transmission)
93983 | WTR-PRH-RPU-0001 | Control Panel, Process Control Unit, RPU 0001 | WTR-PRH-ELS | RPU | Remote Processor Unit |  | RPU | http://www.toronto.ca/TWONTO#RPU_panel |  | Electrical System
93984 | WTR-PRH-RPU-0002 | Remote Processing Unit, Control Panel, Switchgear Room | WTR-PRH-ELS | RPU | Remote Processor Unit |  | RPU | http://www.toronto.ca/TWONTO#RPU_panel |  | Electrical System
94128 | WTR-PRV-RPU-0001 | Remote Processing Unit | WTR-PRV-ELS | RPU | Remote Processor Unit |  | RPU | http://www.toronto.ca/TWONTO#RPU_panel |  | Electrical System
94302 | WTR-PSA-RPU-0001 | Remote Processing Unit | WTR-PSA-ELS | RPU | Remote Processor Unit |  | RPU | http://www.toronto.ca/TWONTO#RPU_panel |  | Electrical System
94844 | WTR-PTH-RPU-0001 | Remote Processing Unit | WTR-PTH-ELS | RPU | Remote Processor Unit |  | RPU | http://www.toronto.ca/TWONTO#RPU_panel |  | Electrical System
94845 | WTR-PTH-RPU-0002 | Remote Processing Unit | WTR-PTH-ELS | RPU | Remote Processor Unit |  | RPU | http://www.toronto.ca/TWONTO#RPU_panel |  | Electrical System
94955 | WTR-PWT-RPU-0002 | Remote Processing Unit, Standby Power, Electrical Room | WTR-PWT-GEN-1100 | RPU | Remote Processor Unit |  | RPU | http://www.toronto.ca/TWONTO#RPU_panel |  | Generator, Diesel, Standby Power, Outdoor, West Tor PS
95135 | WTR-RDF-RPU-0001 | Remote Processing Unit, Dufferin Reservoir, South Valve House | WTR-RDF-ELS | RPU | Remote Processor Unit |  | RPU | http://www.toronto.ca/TWONTO#RPU_panel |  | Electrical System
95224 | WTR-REB-RPU-0001 | RPU | WTR-REB-ELS | RPU | Remote Processor Unit | 35842 | RPU | http://www.toronto.ca/TWONTO#RPU_panel |  | Electrical System
95244 | WTR-REG-RPU-0001 | Remote Processing Unit | WTR-REG-ELS | RPU | Remote Processor Unit |  | RPU | http://www.toronto.ca/TWONTO#RPU_panel |  | Electrical System
95347 | WTR-RLL-RPU-0001 | Remote Processing Unit | WTR-RLL-ELS | RPU | Remote Processor Unit |  | RPU | http://www.toronto.ca/TWONTO#RPU_panel |  | Electrical System
95372 | WTR-RLW-RPU-0001 | Remote Processing Unit | WTR-RLW-ELS | RPU | Remote Processor Unit |  | RPU | http://www.toronto.ca/TWONTO#RPU_panel |  | Electrical System
95424 | WTR-RMA-RPU-0001 | RPU | WTR-RMA-ELS | RPU | Remote Processor Unit | 36100 | RPU | http://www.toronto.ca/TWONTO#RPU_panel |  | Electrical System
95614 | WTR-RMP-RPU-0001S | Remote Processing Unit | WTR-RMP-ELSS | RPU | Remote Processor Unit | 38604 | RPU | http://www.toronto.ca/TWONTO#RPU_panel |  | Electrical System
95935 | WTR-RRV-RPU-0001 | Remote Processing Unit | WTR-RRV-ELS | RPU | Remote Processor Unit |  | RPU | http://www.toronto.ca/TWONTO#RPU_panel |  | Electrical System
96056 | WTR-RWB-RPU-0001S | RPU | WTR-RWB-ELSS | RPU | Remote Processor Unit | 35936 | RPU | http://www.toronto.ca/TWONTO#RPU_panel |  | Electrical System
96069 | WTR-RWL-RPU-0001 | RPU | WTR-RWL-ELS | RPU | Remote Processor Unit |  | RPU | http://www.toronto.ca/TWONTO#RPU_panel |  | Electrical System
98183 | FIS-SPC-RPU-1123 | Remote Processing Unit, Sampling Pumps and Metering PLC, Metering Building Lower Level | FIS-ELS |  | Remote Processor Unit |  | RPU | http://www.toronto.ca/TWONTO#RPU_panel |  | System, Electrical Distribution System
98184 | FIS-SPC-RPU-1222 | Remote Processing Unit, Filter F-0200, Filter Building, Filter Gallery, Area Control Panel CP-0201 | FIS-FLT-F-0200 |  | Remote Processor Unit |  | RPU | http://www.toronto.ca/TWONTO#RPU_panel |  | Filter, Settled Water, Filter Building, Filter Gallery
98185 | FIS-SPC-RPU-1226 | Remote Processing Unit, Filter F-0600, Filter Building, Filter Gallery, Area Control Panel CP-0601 | FIS-FLT-F-0600 |  | Remote Processor Unit |  | RPU | http://www.toronto.ca/TWONTO#RPU_panel |  | Filter, Settled Water, Filter Building, Filter Gallery
98186 | FIS-SPC-RPU-1322 | Remote Processing Unit, Reservoir Level, Filter Building Pump Room | FIS-ELS |  | Remote Processor Unit |  | RPU | http://www.toronto.ca/TWONTO#RPU_panel |  | System, Electrical Distribution System
98187 | FIS-SPC-RPU-1522 | Remote Processing Unit, RMF Dechlorination/Raw Water Flow Totalization,Workshop, Chemical Storage Rm | FIS-TRW | Controller | Remote Processor Unit |  | RPU | http://www.toronto.ca/TWONTO#RPU_panel |  | Treated Water Production
98188 | FIS-SPC-RPU-1522 | Remote Processing Unit, RMF Dechlorination/Raw Water Flow Totalization,Workshop, Chemical Storage Rm | FIS-WWW | Controller | Remote Processor Unit |  | RPU | http://www.toronto.ca/TWONTO#RPU_panel |  | Waste Water
98189 | FIS-SPC-RPU-1524 | Remote Processing Unit, High Lift Pumping, Workshop Building, Machine Shop Mezzanine | FIS-TRW | Controller | Remote Processor Unit |  | RPU | http://www.toronto.ca/TWONTO#RPU_panel |  | Treated Water Production
98190 | FIS-SPC-RPU-1525 | Remote Processing Unit, Corrosion Control, Workshop Building, Chemical Storage Room | FIS-CCS | Controller,PLC | Remote Processor Unit |  | RPU | http://www.toronto.ca/TWONTO#RPU_panel |  | Corrosion Control
98191 | FIS-SPC-RPU-1527 | Remote Processing Unit, RMF Dechlorination/Raw Water Flow Totalization,Workshop, Chemical Storage Rm | FIS-TRW | Controller | Remote Processor Unit |  | RPU | http://www.toronto.ca/TWONTO#RPU_panel |  | Treated Water Production
98192 | FIS-SPC-RPU-1621 | Remote Processing Unit, Gaseous Chemicals, Workshop Building, EICT Corridor | FIS-DIS | Controller,PLC | Remote Processor Unit |  | RPU | http://www.toronto.ca/TWONTO#RPU_panel |  | Disinfection
98193 | FIS-SPC-RPU-1622 | Remote Processing Unit, Gaseous Chemicals, Workshop Building, EICT Corridor | FIS-DIS | Controller,PLC | Remote Processor Unit |  | RPU | http://www.toronto.ca/TWONTO#RPU_panel |  | Disinfection
98194 | FIS-SPC-RPU-1720 | Remote Processing Unit,, Raw Water Pumps, Raw Water PS Building, Pump Room | FIS-RW |  | Remote Processor Unit |  | RPU | http://www.toronto.ca/TWONTO#RPU_panel |  | Raw Water Production
98195 | FIS-SPC-RPU-1721 | Remote Processing Unit,, Screenings, Raw Water PS Building, Pump Room | FIS-RW |  | Remote Processor Unit |  | RPU | http://www.toronto.ca/TWONTO#RPU_panel |  | Raw Water Production
105174 | RPU-27592 | PLC20D | TAB-DIG-ELQ-T13-16 | SCADA | Remote Processor Unit |  |  | http://www.toronto.ca/TWONTO#RPU_panel |  | Digester Tanks 13-16, Electrical Equipment
105473 | SWM-PET-RPU-0001 | Remote process unit | SWM-PET-MISC |  | Remote Processor Unit |  | RPU | http://www.toronto.ca/TWONTO#RPU_panel |  | Miscellaneous Equipment
105527 | SWM-PIT-RPU-0001 | Remote Processing Unit | SWM-PIT-MISC | RPU | Remote Processor Unit |  | RPU | http://www.toronto.ca/TWONTO#RPU_panel |  | Miscellaneous Equipment
105573 | SWM-PMG-RPU-0001 | Remote Processing Unit | SWM-PMG | RPU | Remote Processor Unit |  | RPU | http://www.toronto.ca/TWONTO#RPU_panel |  | Martin Grove Storm Pumping Station
105574 | SWM-PMG-RPU-0001 | Remote Processing Unit | SWM-PMG-MISC | RPU | Remote Processor Unit |  | RPU | http://www.toronto.ca/TWONTO#RPU_panel |  | Miscellaneous Equipment
105696 | SWM-PWD-RPU-0001 | Remote process unit | SWM-PWD-MISC |  | Remote Processor Unit |  | RPU | http://www.toronto.ca/TWONTO#RPU_panel |  | Miscellaneous Equipment
105759 | SWM-PWI-RPU-0001 | Remote Processing Unit, All control and Instrumentation Equipment - RPU | SWM-PWI-MISC |  | Remote Processor Unit |  | RPU | http://www.toronto.ca/TWONTO#RPU_panel |  | Miscellaneous Equipment
105784 | SWM-SOS-RPU-0001 | Remote Processing Unit | SWM-SOS |  | Remote Processor Unit |  | RPU | http://www.toronto.ca/TWONTO#RPU_panel |  | Old Sheppard Park Storm Water Tank
107403 | TAB-ACC-RPU-0100 | RPU- | TAB-ACC-AHU-DIG | RPU | Remote Processor Unit |  | RPU | http://www.toronto.ca/TWONTO#RPU_panel |  | AHUs/Supply Fans Dig. Bldg.
107404 | TAB-ACC-RPU-0100 | RPU- | TAB-ELS-WA6 | RPU | Remote Processor Unit |  | RPU | http://www.toronto.ca/TWONTO#RPU_panel |  | Panel Boards, MCC, WA6
107405 | TAB-ACC-RPU-1403 | RPU-GE1403 | TAB-ELS-WA6 | RPU | Remote Processor Unit |  | RPU | http://www.toronto.ca/TWONTO#RPU_panel |  | Panel Boards, MCC, WA6
107406 | TAB-ACC-RPU-1404 | RPU-GE1404 | TAB-ELS-WA6 | RPU | Remote Processor Unit |  | RPU | http://www.toronto.ca/TWONTO#RPU_panel |  | Panel Boards, MCC, WA6
107407 | TAB-ACC-RPU-1407 | RPU-GE1407 | TAB-ELS-WA6 | RPU | Remote Processor Unit |  | RPU | http://www.toronto.ca/TWONTO#RPU_panel |  | Panel Boards, MCC, WA6
107408 | TAB-ACC-RPU-1411 | RPU-GE1411 | TAB-ELS-WA6 | RPU | Remote Processor Unit |  | RPU | http://www.toronto.ca/TWONTO#RPU_panel |  | Panel Boards, MCC, WA6
107409 | TAB-ACC-RPU-1412 | RPU-GE1412 | TAB-ELS-WA6 | RPU | Remote Processor Unit |  | RPU | http://www.toronto.ca/TWONTO#RPU_panel |  | Panel Boards, MCC, WA6
107410 | TAB-ACC-RPU-1414 | Remote Processing Unit, Bio Solid Loading Bay, Mezzanine | TAB-ELS-WA6 | RPU | Remote Processor Unit |  | RPU | http://www.toronto.ca/TWONTO#RPU_panel |  | Panel Boards, MCC, WA6
107411 | TAB-ACC-RPU-1414 | Remote Processing Unit, Bio Solid Loading Bay, Mezzanine | TAB-SPC-COM-3900 | RPU | Remote Processor Unit |  | RPU | http://www.toronto.ca/TWONTO#RPU_panel |  | Communication Unit, Bio-Solid Loading Bay, Mezzanine
107412 | TAB-ACC-RPU-1415 | RPU-GE1415 | TAB-ELS-WA6 | RPU | Remote Processor Unit |  | RPU | http://www.toronto.ca/TWONTO#RPU_panel |  | Panel Boards, MCC, WA6
107413 | TAB-ACC-RPU-1416 | RPU-GE1416 | TAB-ELS-WA6 | RPU | Remote Processor Unit |  | RPU | http://www.toronto.ca/TWONTO#RPU_panel |  | Panel Boards, MCC, WA6
107414 | TAB-ACC-RPU-6100 | RPU- | TAB-ACC-AHU-DIG | RPU | Remote Processor Unit |  | RPU | http://www.toronto.ca/TWONTO#RPU_panel |  | AHUs/Supply Fans Dig. Bldg.
108987 | TAB-CHL-RPU-0522S | RPU GE0522 for PLC46 | TAB-DIS-INQ |  | Remote Processor Unit | 46212 | RPU | http://www.toronto.ca/TWONTO#RPU_panel |  | Disinfection - Instrument Equipment
108988 | TAB-CHL-RPU-0522S | RPU GE0522 for PLC46 | TAB-SUSPENDED ENTITY |  | Remote Processor Unit | 46212 | RPU | http://www.toronto.ca/TWONTO#RPU_panel |  | Suspended entities
109779 | TAB-DEW-RPU-1101A | Sludge Line Input Valve Control | TAB-DEW SLUDGE FEED |  | Remote Processor Unit |  | RPU | http://www.toronto.ca/TWONTO#RPU_panel |  | Sludge Feed to Centrifuge System
109780 | TAB-DEW-RPU-1104 | RPU for Polymer Storage Valves | TAB-DEW POLYMER PREP | RPU | Remote Processor Unit |  | RPU | http://www.toronto.ca/TWONTO#RPU_panel |  | Polymer Solution Preparation & Storage Systems
109781 | TAB-DEW-RPU-1105A | RPU for Sludge Cake Input Line Valves | TAB-DEW SLUDGE CAKE |  | Remote Processor Unit |  | RPU | http://www.toronto.ca/TWONTO#RPU_panel |  | Sludge Cake Pumping
109782 | TAB-DEW-RPU-1106A | RPU for Centrifuge 5 - 8 Sludge & Polymer Pumps & Valves | TAB-DEW CENTRIFUGES |  | Remote Processor Unit |  | RPU | http://www.toronto.ca/TWONTO#RPU_panel |  | Centrifuge Systems
109783 | TAB-DEW-RPU-1107 | RPU for Centrifuges 9 - 12 | TAB-DEW CENTRIFUGES | RPU | Remote Processor Unit |  | RPU | http://www.toronto.ca/TWONTO#RPU_panel |  | Centrifuge Systems
109784 | TAB-DEW-RPU-1110 | RPU | TAB-DEW CENTRIFUGES | RPU | Remote Processor Unit |  | RPU | http://www.toronto.ca/TWONTO#RPU_panel |  | Centrifuge Systems
109785 | TAB-DEW-RPU-1111 | RPU for Polymer Preparation Systems 1 & 2 | TAB-DEW POLYMER PREP | RPU | Remote Processor Unit |  | RPU | http://www.toronto.ca/TWONTO#RPU_panel |  | Polymer Solution Preparation & Storage Systems
109786 | TAB-DEW-RPU-1112 | RPU for Polymer Preparation Systems 3 & 4 | TAB-DEW POLYMER PREP | RPU | Remote Processor Unit |  | RPU | http://www.toronto.ca/TWONTO#RPU_panel |  | Polymer Solution Preparation & Storage Systems
109787 | TAB-DEW-RPU-1113 | RPU for Polymer Preparation Systems 5 & 6 | TAB-DEW POLYMER PREP | RPU | Remote Processor Unit |  | RPU | http://www.toronto.ca/TWONTO#RPU_panel |  | Polymer Solution Preparation & Storage Systems
109788 | TAB-DEW-RPU-1122 | RPU for New Wet Well Pump & Valve Control | TAB-DEW-WEL | RPU | Remote Processor Unit |  | RPU | http://www.toronto.ca/TWONTO#RPU_panel |  | Centrate Wet Wells
109789 | TAB-DEW-RPU-1130 | RPU for Sludge Floor 2 Sludge Conveyors | TAB-DEW-SLUDGE SILO | RPU | Remote Processor Unit |  | RPU | http://www.toronto.ca/TWONTO#RPU_panel |  | Sludge Holding Tank System, Conveyors
109790 | TAB-DEW-RPU-1136 | RPU | TAB-DEW-SLUDGE SILO | RPU | Remote Processor Unit |  | RPU | http://www.toronto.ca/TWONTO#RPU_panel |  | Sludge Holding Tank System, Conveyors
109791 | TAB-DEW-RPU-1137 | RPU | TAB-DEW-SLUDGE SILO | RPU | Remote Processor Unit |  | RPU | http://www.toronto.ca/TWONTO#RPU_panel |  | Sludge Holding Tank System, Conveyors
109792 | TAB-DEW-RPU-1138 | RPU | TAB-DEW-SLUDGE SILO | RPU | Remote Processor Unit |  | RPU | http://www.toronto.ca/TWONTO#RPU_panel |  | Sludge Holding Tank System, Conveyors
109793 | TAB-DEW-RPU-1139 | RPU | TAB-DEW-SLUDGE SILO | RPU | Remote Processor Unit |  | RPU | http://www.toronto.ca/TWONTO#RPU_panel |  | Sludge Holding Tank System, Conveyors
109794 | TAB-DEW-RPU-1143 | RPU | TAB-DEW CENTRIFUGES | RPU | Remote Processor Unit |  | RPU | http://www.toronto.ca/TWONTO#RPU_panel |  | Centrifuge Systems
109795 | TAB-DEW-RPU-1144 | RPU | TAB-DEW CENTRIFUGES | RPU | Remote Processor Unit |  | RPU | http://www.toronto.ca/TWONTO#RPU_panel |  | Centrifuge Systems
109796 | TAB-DEW-RPU-1145 | RPU for Sludge Line Input Valve Control | TAB-DEW SLUDGE FEED | RPU | Remote Processor Unit |  | RPU | http://www.toronto.ca/TWONTO#RPU_panel |  | Sludge Feed to Centrifuge System
109797 | TAB-DEW-RPU-1146 | RPU for Sludge Floor 2 Sludge Conveyors | TAB-DEW-SLUDGE SILO | RPU | Remote Processor Unit |  | RPU | http://www.toronto.ca/TWONTO#RPU_panel |  | Sludge Holding Tank System, Conveyors
111093 | TAB-DIG-RPU-0905 | RPU | TAB-DIG-ELQ-T5-8 | RPU | Remote Processor Unit |  | RPU | http://www.toronto.ca/TWONTO#RPU_panel |  | Digester Tanks 5-8, Electrical Equipment
111094 | TAB-DIG-RPU-0909B | RPU Control Panel, PLC, Digester 5-12 Electrical Control Room. | TAB-DIG-ELQ-T9-12 | RPU | Remote Processor Unit |  | RPU | http://www.toronto.ca/TWONTO#RPU_panel |  | Digester Tanks 9-12, Electrical Equipment
111095 | TAB-DIG-RPU-1004 | Remote Processing Unit | TAB-DIG-ELQ-T13-16 | RPU | Remote Processor Unit |  | RPU | http://www.toronto.ca/TWONTO#RPU_panel |  | Digester Tanks 13-16, Electrical Equipment
111096 | TAB-DIG-RPU-1005 | Remote Processing Unit | TAB-DIG-ELQ-T13-16 | RPU | Remote Processor Unit |  | RPU | http://www.toronto.ca/TWONTO#RPU_panel |  | Digester Tanks 13-16, Electrical Equipment
111097 | TAB-DIG-RPU-1012 | RPU, Gas Alarms,DIG 19-22 | TAB-DIG-INQ-T19-22 | SCADA | Remote Processor Unit |  | RPU | http://www.toronto.ca/TWONTO#RPU_panel |  | Digester Tanks 19-22, Instrument Equipment
111098 | TAB-DIG-RPU-1021 | RPU, DIG Gas Control Bldg. | TAB-GAS-ELS | RPU | Remote Processor Unit |  | RPU | http://www.toronto.ca/TWONTO#RPU_panel |  | Digester Control Building - Electrical System
111099 | TAB-DIG-RPU-1022 | RPU, DIG Gas Control Bldg. | TAB-GAS-ELS | RPU | Remote Processor Unit |  | RPU | http://www.toronto.ca/TWONTO#RPU_panel |  | Digester Control Building - Electrical System
111100 | TAB-DIG-RPU-1023 | RPU | TAB-DIG-INQ-T19-22 | RPU | Remote Processor Unit |  | RPU | http://www.toronto.ca/TWONTO#RPU_panel |  | Digester Tanks 19-22, Instrument Equipment
111101 | TAB-DIG-RPU-1023 | RPU | TAB-GAS-ELS | RPU | Remote Processor Unit |  | RPU | http://www.toronto.ca/TWONTO#RPU_panel |  | Digester Control Building - Electrical System
111102 | TAB-DIG-RPU-1024 | RPU, DIG Gas Control Bldg. | TAB-DIG-INQ-T19-22 | RPU | Remote Processor Unit |  | RPU | http://www.toronto.ca/TWONTO#RPU_panel |  | Digester Tanks 19-22, Instrument Equipment
111103 | TAB-DIG-RPU-1035 | Remote Processing Unit | TAB-DIG-ELQ-T13-16 | RPU | Remote Processor Unit |  | RPU | http://www.toronto.ca/TWONTO#RPU_panel |  | Digester Tanks 13-16, Electrical Equipment
111104 | TAB-DIG-RPU-1037 | RPU, DIG Gas Control Bldg. | TAB-GAS-ELS | RPU | Remote Processor Unit |  | RPU | http://www.toronto.ca/TWONTO#RPU_panel |  | Digester Control Building - Electrical System
112219 | TAB-DIS-RPU-0522S | RPU | TAB-DIS-INQ | RPU | Remote Processor Unit | 46214 | RPU | http://www.toronto.ca/TWONTO#RPU_panel |  | Disinfection - Instrument Equipment
112220 | TAB-DIS-RPU-0522S | RPU | TAB-SUSPENDED ENTITY | RPU | Remote Processor Unit | 46214 | RPU | http://www.toronto.ca/TWONTO#RPU_panel |  | Suspended entities
112221 | TAB-DIS-RPU-0801 | RPU | TAB-DIS-INQ | RPU | Remote Processor Unit |  | RPU | http://www.toronto.ca/TWONTO#RPU_panel |  | Disinfection - Instrument Equipment
112809 | TAB-EL1-RPU-0327 | Remote Processing Unit 0327,Electrical,P Building Substation | TAB-ELS-P BLDG | RPU | Remote Processor Unit |  | RPU | http://www.toronto.ca/TWONTO#RPU_panel |  | P Building Outdoor Substation
112939 | TAB-EL1-UPS-0327 | UPS for Remote Processing Unit 0327,Electrical,P Building Substation | TAB-EL1-RPU-0327 | UPS | Remote Processor Unit |  | UPS | http://www.toronto.ca/TWONTO#UPS |  | Remote Processing Unit 0327,Electrical,P Building Substation
113308 | TAB-EL3-RPU-0820 | RPU | TAB-ELS-SEAWALL | RPU | Remote Processor Unit |  | RPU | http://www.toronto.ca/TWONTO#RPU_panel |  | Seawall Substation
114068 | TAB-OCS-RPU-0516 | Remote Processing Unit, Odour Control System | TAB-OCS | RPU | Remote Processor Unit |  | RPU | http://www.toronto.ca/TWONTO#RPU_panel |  | Odour Control System, Aeration tanks
114069 | TAB-OCS-RPU-0519 | Remote Processing Unit, Odour Control System | TAB-OCS | RPU | Remote Processor Unit |  | RPU | http://www.toronto.ca/TWONTO#RPU_panel |  | Odour Control System, Aeration tanks
114070 | TAB-OCS-RPU-1209 | RPU | TAB-SPC-COM-3900 | RPU | Remote Processor Unit |  | RPU | http://www.toronto.ca/TWONTO#RPU_panel |  | Communication Unit, Bio-Solid Loading Bay, Mezzanine
114120 | TAB-PAB-RPU-0222 | RPU, | TAB-RSP-INQ-M | RPU | Remote Processor Unit |  | RPU | http://www.toronto.ca/TWONTO#RPU_panel |  | M Building - Instrumentation Equipment
114121 | TAB-PAB-UPS-0221 | UPS for RPU, | TAB-PAB-RPU-0221 | UPS | Remote Processor Unit |  | UPS | http://www.toronto.ca/TWONTO#UPS |  | RPU,
114122 | TAB-PAB-UPS-0222 | UPS for RPU, | TAB-PAB-RPU-0222 | UPS | Remote Processor Unit |  | UPS | http://www.toronto.ca/TWONTO#UPS |  | RPU,
114781 | TAB-PLT-RPU-0302 | Remote Processor Unit | TAB-PLT-INQ | SCADA | Remote Processor Unit |  | RPU | http://www.toronto.ca/TWONTO#RPU_panel |  | P Building - Instrumentation Equipment
114782 | TAB-PLT-RPU-0321 | RPU Panel, Plant, Second Floor Electrical Room, P Bldg. | TAB-EL1-LP-6925 | RPU | Remote Processor Unit |  | RPU | http://www.toronto.ca/TWONTO#RPU_panel |  | Lighting Panel,120/208V,Electrical Room,Second Floor,Screen Build,P Building
114783 | TAB-PLT-RPU-0322 | RPU Panel, Plant, Second Floor Electrical Room, P Bldg. | TAB-EL1-LP-6911 | RPU | Remote Processor Unit |  | RPU | http://www.toronto.ca/TWONTO#RPU_panel |  | Lighting Panel,120/208V,Electrical Room,Ground Floor,Screen Build,P Building
114784 | TAB-PLT-RPU-0330 | RPU Panel, Washer Compactor System, Second Floor Electrical Room, P Bldg. | TAB-EL1-LP-6911 | RPU | Remote Processor Unit |  | RPU | http://www.toronto.ca/TWONTO#RPU_panel |  | Lighting Panel,120/208V,Electrical Room,Ground Floor,Screen Build,P Building
114785 | TAB-PLT-RPU-0331 | RPU Panel, Plant Services, Operating Gallery Area, Blower Room, P Bldg. | TAB-EL1-LP-6631 | RPU | Remote Processor Unit |  | RPU | http://www.toronto.ca/TWONTO#RPU_panel |  | Lighting Panel,120/208V,Electrical Room,Ground Floor,Grit Build,P Building
114786 | TAB-PLT-RPU-0405 | RPU, Remote Processor Unit | TAB-PLT-INQ-D | RPU | Remote Processor Unit |  | RPU | http://www.toronto.ca/TWONTO#RPU_panel |  | D Building - Instrumentation Equipment
114787 | TAB-PLT-RPU-0406 | RPU, Remote Processor Unit | TAB-PLT-INQ-D | RPU | Remote Processor Unit |  | RPU | http://www.toronto.ca/TWONTO#RPU_panel |  | D Building - Instrumentation Equipment
114788 | TAB-PLT-RPU-0407 | RPU, Remote Processor Unit | TAB-PLT-INQ-D | RPU | Remote Processor Unit |  | RPU | http://www.toronto.ca/TWONTO#RPU_panel |  | D Building - Instrumentation Equipment
114789 | TAB-PLT-RPU-0408 | RPU, Remote Processor Unit | TAB-PLT-INQ-D | RPU | Remote Processor Unit |  | RPU | http://www.toronto.ca/TWONTO#RPU_panel |  | D Building - Instrumentation Equipment
114891 | TAB-PLT-UPS-0321 | UPS for RPU, Second Floor Electrical Room, P Bldg. | TAB-PLT-RPU-0321 | RPU | Remote Processor Unit |  | UPS | http://www.toronto.ca/TWONTO#UPS |  | RPU Panel, Plant, Second Floor Electrical Room, P Bldg.
114892 | TAB-PLT-UPS-0322 | UPS for RPU | TAB-PLT-RPU-0322 | RPU | Remote Processor Unit |  | UPS | http://www.toronto.ca/TWONTO#UPS |  | RPU Panel, Plant, Second Floor Electrical Room, P Bldg.
114893 | TAB-PLT-UPS-0326 | UPS for RPU | TAB-PLT-RPU-0326 | RPU | Remote Processor Unit |  | UPS | http://www.toronto.ca/TWONTO#UPS |  | RPU Panel, Washer Compactor System, Second Floor Electrical Room, P Bldg.
115560 | TAB-PRM-RPU-0312 | RPU-PLC-53-1 | TAB-PRM-INQ-P | RPU | Remote Processor Unit |  | RPU | http://www.toronto.ca/TWONTO#RPU_panel |  | P Building - Instrument Equipment
115561 | TAB-PRM-RPU-0312A | PLC 53-2 | TAB-PRM-INQ-P | RPU | Remote Processor Unit |  | RPU | http://www.toronto.ca/TWONTO#RPU_panel |  | P Building - Instrument Equipment
115562 | TAB-PRM-RPU-0312C | PLC 53-4 | TAB-PRM-INQ-P | RPU | Remote Processor Unit |  | RPU | http://www.toronto.ca/TWONTO#RPU_panel |  | P Building - Instrument Equipment
115563 | TAB-PRM-RPU-0320 | RUP | TAB-PRM-INQ-P | RPU | Remote Processor Unit |  | RPU | http://www.toronto.ca/TWONTO#RPU_panel |  | P Building - Instrument Equipment
115564 | TAB-PRM-RPU-0328 | RPU Panel, Polymer System, Polymer Room, Old Screen Bldg., P Bldg. | TAB-EL1-MCC-6631 | RPU | Remote Processor Unit |  | RPU | http://www.toronto.ca/TWONTO#RPU_panel |  | Control Panel, MCC,Electrical Room,Grit Build,P Building
115565 | TAB-PRM-RPU-0329 | RPU Panel, CEPT System, Workshop Bldg, Control Room, P Bldg. | TAB-EL1-MCC-6962 | RPU | Remote Processor Unit |  | RPU | http://www.toronto.ca/TWONTO#RPU_panel |  | MCC,Mechanical Room,Ground Floor,Screen Build,P Building
116164 | TAB-PRS-RPU-0521 | RPU, Pipe Gallery | TAB-PRS-INQ | SCADA | Remote Processor Unit |  | RPU | http://www.toronto.ca/TWONTO#RPU_panel |  | Instrumentation Equipment
116643 | TAB-PWA-RPU-0420 | RPU, Process Control, | TAB-PWA-INQ | RPU | Remote Processor Unit |  | RPU | http://www.toronto.ca/TWONTO#RPU_panel |  | Plant Water - Instrumentation Equipment
116644 | TAB-PWA-RPU-0421 | RPU, Process Control, | TAB-PWA-INQ | RPU | Remote Processor Unit |  | RPU | http://www.toronto.ca/TWONTO#RPU_panel |  | Plant Water - Instrumentation Equipment
116645 | TAB-PWA-RPU-0423 | RPU,Plant Water,Plant Water Pumping Station | TAB-PWA | RPU | Remote Processor Unit |  | RPU | http://www.toronto.ca/TWONTO#RPU_panel |  | Plant Water
117284 | TAB-RSP-RPU-0203 | RPU, Pumps MSP-5, MSP-6 & MSP-7 High Level Channel 2 | TAB-RSP-INQ-M | RPU | Remote Processor Unit |  | RPU | http://www.toronto.ca/TWONTO#RPU_panel |  | M Building - Instrumentation Equipment
117285 | TAB-RSP-RPU-0206 | RPU, M building gates | TAB-RSP-INQ-M | RPU | Remote Processor Unit |  | RPU | http://www.toronto.ca/TWONTO#RPU_panel |  | M Building - Instrumentation Equipment
117286 | TAB-RSP-RPU-0211 | RPU, RSP Pump # 1 | TAB-RSP-INQ | RPU | Remote Processor Unit |  | RPU | http://www.toronto.ca/TWONTO#RPU_panel |  | T Building - Instrumentation
117287 | TAB-RSP-RPU-0212 | RPU, RSP Pump # 2 | TAB-RSP-INQ | RPU | Remote Processor Unit |  | RPU | http://www.toronto.ca/TWONTO#RPU_panel |  | T Building - Instrumentation
117288 | TAB-RSP-RPU-0213 | RPU, RSP Pump # 3 | TAB-RSP-INQ | RPU | Remote Processor Unit |  | RPU | http://www.toronto.ca/TWONTO#RPU_panel |  | T Building - Instrumentation
117289 | TAB-RSP-RPU-0215 | RPU, RSP Pump # 5 | TAB-RSP-INQ | RPU | Remote Processor Unit |  | RPU | http://www.toronto.ca/TWONTO#RPU_panel |  | T Building - Instrumentation
117290 | TAB-RSP-RPU-0216 | RPU, T Building Gates | TAB-RSP-INQ | RPU | Remote Processor Unit |  | RPU | http://www.toronto.ca/TWONTO#RPU_panel |  | T Building - Instrumentation
117291 | TAB-RSP-RPU-EIMCO-1 | RPU, | TAB-RSP-INQ-M | RPU | Remote Processor Unit |  | EIMCO | http://www.toronto.ca/TWONTO#RPU_panel |  | M Building - Instrumentation Equipment
117321 | TAB-RSP-UPS-0202 | UPS for RPU, | TAB-RSP-RPU-0202 | UPS | Remote Processor Unit |  | UPS | http://www.toronto.ca/TWONTO#UPS |  | RPU, Pump #'s MSP-3 & MSP-4
117322 | TAB-RSP-UPS-0211 | UPS forRPU, | TAB-RSP-RPU-0211 | RPU | Remote Processor Unit |  | UPS | http://www.toronto.ca/TWONTO#UPS |  | RPU, RSP Pump # 1
117323 | TAB-RSP-UPS-0212 | UPS for RPU | TAB-RSP-INQ | RPU | Remote Processor Unit |  | UPS | http://www.toronto.ca/TWONTO#UPS |  | T Building - Instrumentation
117324 | TAB-RSP-UPS-0213 | USP for RPU, | TAB-RSP-RPU-0213 | RPU | Remote Processor Unit |  | UPS | http://www.toronto.ca/TWONTO#UPS |  | RPU, RSP Pump # 3
117325 | TAB-RSP-UPS-0214 | UPS for RPU, | TAB-RSP-RPU-0214 | RPU | Remote Processor Unit |  | UPS | http://www.toronto.ca/TWONTO#UPS |  | RPU, RSP Pump #4
117326 | TAB-RSP-UPS-0215 | UPS for RPU, | TAB-RSP-RPU-0215 | RPU | Remote Processor Unit |  | UPS | http://www.toronto.ca/TWONTO#UPS |  | RPU, RSP Pump # 5
117327 | TAB-RSP-UPS-0216 | UPS for RPU, | TAB-RSP-RPU-0216 | RPU | Remote Processor Unit |  | UPS | http://www.toronto.ca/TWONTO#UPS |  | RPU, T Building Gates
117328 | TAB-RSP-UPS-0231 | UPS for RPU, | TAB-RSP-RPU-0231 | UPS | Remote Processor Unit |  | UPS | http://www.toronto.ca/TWONTO#UPS |  | RPU,
117329 | TAB-RSP-UPS-0232 | UPS for RPU, | TAB-RSP-RPU-0232 | UPS | Remote Processor Unit |  | UPS | http://www.toronto.ca/TWONTO#UPS |  | RPU,
117330 | TAB-RSP-UPS-EIMCO-1 | RPU, | TAB-RSP-RPU-EIMCO-1 | UPS | Remote Processor Unit |  | EIMCO | http://www.toronto.ca/TWONTO#UPS |  | RPU,
117511 | TAB-SA-RPU-0301 | RPU, Air Compressor, Controller, Auxiliary Systems Building, Main Floor | TAB-SA-C-0300 | Controller,PLC | Remote Processor Unit |  | RPU | http://www.toronto.ca/TWONTO#RPU_panel |  | Air Compressor, Auxiliary Systems Building, Main Floor
117512 | TAB-SA-RPU-0731 | RPU, Air Compressor, Controller, Auxiliary Systems Building, Main Floor | TAB-SA-C-0100 | RPU | Remote Processor Unit |  | RPU | http://www.toronto.ca/TWONTO#RPU_panel |  | Air Compressor, Auxiliary Systems Building, Main Floor
118146 | TAB-SLO-RPU-1207 | Remote Processing Unit, Bio-Solid Loading Bay, Mezzanine | TAB-SPC-COM-3900 | RPU | Remote Processor Unit |  | RPU | http://www.toronto.ca/TWONTO#RPU_panel |  | Communication Unit, Bio-Solid Loading Bay, Mezzanine
118810 | TAB-STR-RPU-0501 | RPU-GE0501 | TAB-STR-RPU |  | Remote Processor Unit |  | RPU | http://www.toronto.ca/TWONTO#RPU_panel |  | Aeration Gallery - RPUs
118811 | TAB-STR-RPU-0502 | RPU-GE0502 | TAB-STR-RPU | RPU | Remote Processor Unit |  | RPU | http://www.toronto.ca/TWONTO#RPU_panel |  | Aeration Gallery - RPUs
118812 | TAB-STR-RPU-0503 | RPU-GE0503 | TAB-STR-RPU |  | Remote Processor Unit |  | RPU | http://www.toronto.ca/TWONTO#RPU_panel |  | Aeration Gallery - RPUs
118813 | TAB-STR-RPU-0504 | RPU-GE0504 | TAB-STR-RPU |  | Remote Processor Unit |  | RPU | http://www.toronto.ca/TWONTO#RPU_panel |  | Aeration Gallery - RPUs
118814 | TAB-STR-RPU-0507 | RPU-GE0507 | TAB-STR-RPU | RPU | Remote Processor Unit |  | RPU | http://www.toronto.ca/TWONTO#RPU_panel |  | Aeration Gallery - RPUs
118815 | TAB-STR-RPU-0508 | RPU-GE0508 | TAB-STR-RPU |  | Remote Processor Unit |  | RPU | http://www.toronto.ca/TWONTO#RPU_panel |  | Aeration Gallery - RPUs
118816 | TAB-STR-RPU-0511 | RPU-0511, Aeration Tank 2 | TAB-STR-T-0200 | RPU | Remote Processor Unit |  | RPU | http://www.toronto.ca/TWONTO#RPU_panel |  | Aeration Tank 02
118817 | TAB-STR-RPU-0710 | RPU-GE0710 | TAB-STR-RPU | RPU | Remote Processor Unit |  | RPU | http://www.toronto.ca/TWONTO#RPU_panel |  | Aeration Gallery - RPUs
118818 | TAB-STR-RPU-0722 | RPU-GE0722 | TAB-STR-RPU | RPU | Remote Processor Unit |  | RPU | http://www.toronto.ca/TWONTO#RPU_panel |  | Aeration Gallery - RPUs
119330 | TAB-THK-RPU-0601 | RPU-GE0601 | TAB-THK-RPU | RPU | Remote Processor Unit |  | RPU | http://www.toronto.ca/TWONTO#RPU_panel |  | RPU Location
119331 | TAB-THK-RPU-0603 | RPU-GE0603 | TAB-THK-RPU | RPU | Remote Processor Unit |  | RPU | http://www.toronto.ca/TWONTO#RPU_panel |  | RPU Location
119332 | TAB-THK-RPU-0605 | RPU-GE0605 | TAB-THK-RPU | RPU | Remote Processor Unit |  | RPU | http://www.toronto.ca/TWONTO#RPU_panel |  | RPU Location
119333 | TAB-THK-RPU-0607 | RPU-GE0607 | TAB-THK-RPU | RPU | Remote Processor Unit |  | RPU | http://www.toronto.ca/TWONTO#RPU_panel |  | RPU Location
119334 | TAB-THK-RPU-0610 | RPU-GE0610 | TAB-THK-RPU | RPU | Remote Processor Unit |  | RPU | http://www.toronto.ca/TWONTO#RPU_panel |  | RPU Location
120297 | THC-ACC-ASH-1801 | Smoke Detector, RPU-1801, Air Handling Unit,Electrical Room,Phase 4 | THC-ACC-RPU-1801 | Air Handling Unit | Remote Processor Unit | 45717 | ASH | http://www.toronto.ca/TWONTO#flame_or_combustion_sensing_instrument |  | RPU Panel,Air Handling Unit,Electrical Room,Phase 4
121148 | THC-ACC-RPU-1401 | Remote Processing Unit, Transmitter,Remote I/O,Digester,MCC Room Main Control Panel | THC-ELS-PS-0001-U | Transmitter | Remote Processor Unit |  | RPU | http://www.toronto.ca/TWONTO#RPU_panel |  | Primary Power Equipment, Building U
121149 | THC-ACC-RPU-1601 | RPU,HVAC,WAS Thickening Building (1) | THC-ACC-BLDG J | Control Panel,Instrumentation | Remote Processor Unit |  | RPU | http://www.toronto.ca/TWONTO#RPU_panel |  | TWAS Building, HVAC
121150 | THC-ACC-RPU-1602 | RPU,HVAC,WAS Thickening Building (2) | THC-ACC-BLDG J | Control Panel,Instrumentation | Remote Processor Unit |  | RPU | http://www.toronto.ca/TWONTO#RPU_panel |  | TWAS Building, HVAC
121151 | THC-ACC-RPU-1602 | RPU,HVAC,WAS Thickening Building (2) | THC-THK-ELS | Control Panel,Instrumentation | Remote Processor Unit |  | RPU | http://www.toronto.ca/TWONTO#RPU_panel |  | TWAS Elecftrical equipment Sludge Thickening
121152 | THC-ACC-RPU-1801 | RPU Panel,Air Handling Unit,Electrical Room,Phase 4 | THC-ACC-BLDG G | Air Handling Unit | Remote Processor Unit |  | RPU | http://www.toronto.ca/TWONTO#RPU_panel |  | Air Treatment Building HVAC
121153 | THC-ACC-RPU-1902 | RPU, Boiler Master Control Panel | THC-ACC-RPU-1901 | Air Handling Unit | Remote Processor Unit |  | RPU | http://www.toronto.ca/TWONTO#RPU_panel |  | RPU Panel, Boiler room
121154 | THC-ACC-RPU-2170 | RPU, Air Handling Unit, (new tunnel ventilation ECAP-01) | THC-ACC-FN-2170 | Air Handling Unit | Remote Processor Unit |  | RPU | http://www.toronto.ca/TWONTO#RPU_panel |  | Air Handling Unit, (new tunnel ventilation ECAP-01)
121155 | THC-ACC-RPU-2701 | Remote Processing Unit, ELEC SUBSTATION WEST SIDE BEECHGROVE | THC-THK-ELS |  | Remote Processor Unit |  | RPU | http://www.toronto.ca/TWONTO#RPU_panel |  | TWAS Elecftrical equipment Sludge Thickening
121156 | THC-ACC-RPU-3011 | RPU, HVAC, Mech Room #1, Headworks | THC-SPC-COM-3007 | RPU | Remote Processor Unit |  | RPU | http://www.toronto.ca/TWONTO#RPU_panel |  | Termination Panel, Network, Mechanical Room 1
122783 | THC-DEW-RPU-2101 | Remote Processing Unit, control room | THC-DEW-RPU | Controller,PLC | Remote Processor Unit |  | RPU | http://www.toronto.ca/TWONTO#RPU_panel |  | Incineration RPUs
122784 | THC-DEW-RPU-2101B | Remote Processing Unit | THC-DEW | Controller,PLC | Remote Processor Unit |  | RPU | http://www.toronto.ca/TWONTO#RPU_panel |  | Dewatering Process
122785 | THC-DEW-RPU-2101B | Remote Processing Unit | THC-DEW-RPU | Controller,PLC | Remote Processor Unit |  | RPU | http://www.toronto.ca/TWONTO#RPU_panel |  | Incineration RPUs
122786 | THC-DEW-RPU-2101C | Remote Processing Unit | THC-DEW | Controller,PLC | Remote Processor Unit |  | RPU | http://www.toronto.ca/TWONTO#RPU_panel |  | Dewatering Process
122787 | THC-DEW-RPU-2101C | Remote Processing Unit | THC-DEW-RPU | Controller,PLC | Remote Processor Unit |  | RPU | http://www.toronto.ca/TWONTO#RPU_panel |  | Incineration RPUs
122788 | THC-DEW-RPU-2101D | Remote Processing Unit | THC-DEW-RPU | Controller,PLC | Remote Processor Unit |  | RPU | http://www.toronto.ca/TWONTO#RPU_panel |  | Incineration RPUs
122789 | THC-DEW-RPU-2101E | Remote Processing Unit | THC-DEW | Controller,PLC | Remote Processor Unit |  | RPU | http://www.toronto.ca/TWONTO#RPU_panel |  | Dewatering Process
122790 | THC-DEW-RPU-2101E | Remote Processing Unit | THC-DEW-RPU | Controller,PLC | Remote Processor Unit |  | RPU | http://www.toronto.ca/TWONTO#RPU_panel |  | Incineration RPUs
122791 | THC-DEW-RPU-2103 | Remote Processing Unit | THC-DEW-RPU | Controller,PLC | Remote Processor Unit |  | RPU | http://www.toronto.ca/TWONTO#RPU_panel |  | Incineration RPUs
122792 | THC-DEW-RPU-2104 | Remote Processing Unit | THC-DEW | Controller,PLC | Remote Processor Unit |  | RPU | http://www.toronto.ca/TWONTO#RPU_panel |  | Dewatering Process
122793 | THC-DEW-RPU-2104 | Remote Processing Unit | THC-DEW-RPU | Controller,PLC | Remote Processor Unit |  | RPU | http://www.toronto.ca/TWONTO#RPU_panel |  | Incineration RPUs
122794 | THC-DEW-RPU-2201 | Remote Processing Unit,Dewatering,Basement B2,Biosolids Building East | THC-DEW-RPU | Controller,PLC | Remote Processor Unit |  | RPU | http://www.toronto.ca/TWONTO#RPU_panel |  | Incineration RPUs
122795 | THC-DEW-RPU-2202 | Remote Processing Unit,Dewatering,Basement B2,Biosolids Building East | THC-DEW-RPU | Computer Equipment,UPS | Remote Processor Unit |  | RPU | http://www.toronto.ca/TWONTO#RPU_panel |  | Incineration RPUs
122796 | THC-DEW-RPU-2202 | Remote Processing Unit,Dewatering,Basement B2,Biosolids Building East | THC-SPC-WA1 | Computer Equipment,UPS | Remote Processor Unit |  | RPU | http://www.toronto.ca/TWONTO#RPU_panel |  | System Process Control
122797 | THC-DEW-RPU-2203 | Remote Processing Unit,Dewatering Polymer,Basement B2,Biosolids Building East | THC-DEW-RPU |  | Remote Processor Unit |  | RPU | http://www.toronto.ca/TWONTO#RPU_panel |  | Incineration RPUs
122798 | THC-DEW-RPU-2205 | Remote Processing Unit,Dewatering,Cake Pump-6710 RPU,Ground Floor,Biosolids Building West (TEMP) | THC-DEW-P-6710 | Control Panel,Instrumentation | Remote Processor Unit |  | RPU | http://www.toronto.ca/TWONTO#RPU_panel |  | Pump,Dewatered Biosolids, Schwing type,Solid Treatment
122799 | THC-DEW-RPU-2213 | Controller Panel,Centrifuge 1300,Centrifuge Room,Biosolids Building (West/Temp-East)-TEMP TAG | THC-DEW-CF-1300 | Control Panel,Instrumentation | Remote Processor Unit |  | RPU | http://www.toronto.ca/TWONTO#RPU_panel |  | Centrifuge,Dewatering,BLS/PYS - Solid Treatment,Incinerator Building
122800 | THC-DEW-RPU-2301 | Remote Processing Unit,Dewatering,3rd Floor,Biosolids Building West | THC-DEW-RPU |  | Remote Processor Unit |  | RPU | http://www.toronto.ca/TWONTO#RPU_panel |  | Incineration RPUs
122801 | THC-DEW-RPU-2303 | Remote Processing Unit,Dewatering,Sliding Frame-6410 RPU,3rd Floor,Biosolids Building West | THC-DEW-HPU-6410 |  | Remote Processor Unit |  | RPU | http://www.toronto.ca/TWONTO#RPU_panel |  | Hydraulic Power Pack,Sliding Frame,BTU Hopper 6400,Solids Treatment
122802 | THC-DEW-RPU-2304 | Remote Processing Unit,Dewatering,Sliding Frame-6510 RPU,3rd Floor,Biosolids Building West | THC-DEW-HPU-6510 |  | Remote Processor Unit |  | RPU | http://www.toronto.ca/TWONTO#RPU_panel |  | Hydraulic Power Pack,Sliding Frame,BTU Hopper 6500,Solids Treatment
122803 | THC-DEW-RPU-2305 | Remote Processing Unit,Dewatering,Cake Pump-6710 RPU,3rd Floor,Biosolids Building West | THC-DEW-P-6710 |  | Remote Processor Unit |  | RPU | http://www.toronto.ca/TWONTO#RPU_panel |  | Pump,Dewatered Biosolids, Schwing type,Solid Treatment
122804 | THC-DEW-RPU-2311 | Controller Panel,Centrifuge 1100,Centrifuge Room,5th Floor,Biosolids Building West | THC-DEW-CF-1100 |  | Remote Processor Unit |  | RPU | http://www.toronto.ca/TWONTO#RPU_panel |  | Centrifuge,Dewatering,BLS/PYS - Solid Treatment,Incinerator Building
122805 | THC-DEW-RPU-2312 | Controller Panel,Centrifuge 1200,Centrifuge Room,5th Floor,Biosolids Building West | THC-DEW-CF-1200 |  | Remote Processor Unit |  | RPU | http://www.toronto.ca/TWONTO#RPU_panel |  | Centrifuge,Dewatering,BLS/PYS - Solid Treatment,Incinerator Building
122806 | THC-DEW-RPU-2314 | Controller Panel,Centrifuge 1400,Centrifuge Room,5th Floor,Biosolids Building West | THC-DEW-CF-1400 |  | Remote Processor Unit |  | RPU | http://www.toronto.ca/TWONTO#RPU_panel |  | Centrifuge,Dewatering,BLS/PYS - Solid Treatment,Incinerator Building
123516 | THC-DIG-RPU-1401A | Remote Processing Unit, , Digester Building, Basement | THC-ELS-RPU-1401 |  | Remote Processor Unit |  | RPU | http://www.toronto.ca/TWONTO#RPU_panel |  | Remote Processing Unit, Transmitter,Remote I/O,Digester,MCC Room Main Control Panel
123517 | THC-DIG-RPU-1401A | Remote Processing Unit, , Digester Building, Basement | THC-GRK-ELS-U |  | Remote Processor Unit |  | RPU | http://www.toronto.ca/TWONTO#RPU_panel |  | Building U, Anaerobic Digesters Bldg.
123518 | THC-DIG-RPU-1401B | Remote Processing Unit, , Digester Building, Basement level | THC-ELS-RPU-1401 |  | Remote Processor Unit |  | RPU | http://www.toronto.ca/TWONTO#RPU_panel |  | Remote Processing Unit, Transmitter,Remote I/O,Digester,MCC Room Main Control Panel
123519 | THC-DIG-RPU-1705 | Remote Processing Unit, Digester Electrical room | THC-THK-ELS |  | Remote Processor Unit |  | RPU | http://www.toronto.ca/TWONTO#RPU_panel |  | TWAS Elecftrical equipment Sludge Thickening
124376 | THC-DIS-RPU-1202 | Remote Processing Unit, Control Panel | THC-DIS |  | Remote Processor Unit |  | RPU | http://www.toronto.ca/TWONTO#RPU_panel |  | Disinfection (Chlorination) Process
124992 | THC-ELS-RPU-1401 | Remote Processing Unit, Transmitter,Remote I/O,Digester,MCC Room Main Control Panel | THC-ELS-PS-0001-U |  | Remote Processor Unit |  | RPU | http://www.toronto.ca/TWONTO#RPU_panel |  | Primary Power Equipment, Building U
124995 | THC-ELS-RPU-1605 | Remote Processing Unit, ADMIN BLDG MCC ROOM | THC-THK-ELS |  | Remote Processor Unit |  | RPU | http://www.toronto.ca/TWONTO#RPU_panel |  | TWAS Elecftrical equipment Sludge Thickening
125980 | THC-INC-RPU-2101 | Remote Processing Unit, control room | THC-DEW-RPU |  | Remote Processor Unit |  | RPU | http://www.toronto.ca/TWONTO#RPU_panel |  | Incineration RPUs
125981 | THC-INC-RPU-2101 | Remote Processing Unit, control room | THC-INC |  | Remote Processor Unit |  | RPU | http://www.toronto.ca/TWONTO#RPU_panel |  | Incineration Process
125982 | THC-INC-RPU-2101B | Remote Processing Unit | THC-DEW-RPU |  | Remote Processor Unit |  | RPU | http://www.toronto.ca/TWONTO#RPU_panel |  | Incineration RPUs
125983 | THC-INC-RPU-2101B | Remote Processing Unit | THC-INC |  | Remote Processor Unit |  | RPU | http://www.toronto.ca/TWONTO#RPU_panel |  | Incineration Process
126685 | THC-OCS-RPU-1601 | RPU,Biofilter,WAS Thickening Building | THC-THK-BIOFILTER | Control Panel | Remote Processor Unit |  | RPU | http://www.toronto.ca/TWONTO#RPU_panel |  | THK Biofilter System
126686 | THC-OCS-RPU-1601 | RPU,Biofilter,WAS Thickening Building | THC-THK-ELS | Control Panel | Remote Processor Unit |  | RPU | http://www.toronto.ca/TWONTO#RPU_panel |  | TWAS Elecftrical equipment Sludge Thickening
126687 | THC-OCS-RPU-1802 | Phase IV Odour Control RPU, Phase IV Electrical Room, Phase I/IV Odour Control | THC-SPC-COM-1805 | RPU | Remote Processor Unit |  | RPU | http://www.toronto.ca/TWONTO#RPU_panel |  | Termination Panel, Network, Phase IV Electrical Room
126688 | THC-OCS-RPU-1803 | RPU, Phase I/IV Modular Biofilter, Phase IV Electrical Room, Phase I/IV Odour Control | THC-SPC-COM-1805 | RPU | Remote Processor Unit |  | RPU | http://www.toronto.ca/TWONTO#RPU_panel |  | Termination Panel, Network, Phase IV Electrical Room
126689 | THC-OCS-RPU-2901 | RPU,Biofilter,Sludge Storage Building | THC-DEW-BIOFILTER | Control Panel,Instrumentation | Remote Processor Unit |  | RPU | http://www.toronto.ca/TWONTO#RPU_panel |  | DEW Biofilter System, Sludge Storage
126690 | THC-OCS-RPU-2901 | RPU,Biofilter,Sludge Storage Building | THC-THK-ELS | Control Panel,Instrumentation | Remote Processor Unit |  | RPU | http://www.toronto.ca/TWONTO#RPU_panel |  | TWAS Elecftrical equipment Sludge Thickening
126691 | THC-OCS-RPU-3013 | Biofilter, RPU Panel, Headworks | THC-PLT-BIOFILTER | RPU | Remote Processor Unit |  | RPU | http://www.toronto.ca/TWONTO#RPU_panel |  | Biofilter system
127061 | THC-PLT-RPU-3001 | RPU Panel, Headworks | THC-PLT-BIOFILTER | RPU | Remote Processor Unit |  | RPU | http://www.toronto.ca/TWONTO#RPU_panel |  | Biofilter system
127062 | THC-PLT-RPU-3001 | RPU Panel, Headworks | THC-SPC-COM-3003 | RPU | Remote Processor Unit |  | RPU | http://www.toronto.ca/TWONTO#RPU_panel |  | Termination Panel, Network, Headworks Electrical Room
127063 | THC-PLT-RPU-3009 | RPU, Screen Washer Compactor CMP-0820 Control Panel, Headworks, Screenings Conveyance | THC-PLT-CMP-0820 | Controller,PLC | Remote Processor Unit |  | RPU | http://www.toronto.ca/TWONTO#RPU_panel |  | Washer Compactor, Screen Room, Screenings Conveyance
127064 | THC-PLT-RPU-3010 | RPU Panel, Headworks | THC-SPC-COM-3004 | RPU | Remote Processor Unit |  | RPU | http://www.toronto.ca/TWONTO#RPU_panel |  | Termination Panel, Network, Headworks Electrical Room
127601 | THC-PRM-RPU-1813 | RPU Panel, Smoke Alarm, Phase 4 | THC-ACC-BLDG G | Air Handling Unit | Remote Processor Unit |  | RPU | http://www.toronto.ca/TWONTO#RPU_panel |  | Air Treatment Building HVAC
127602 | THC-PRM-RPU-2501 | Remote Processor Unit,South East Plant Influent & Miscellaneous,Plant Stores,Utility Room | THC-ITS-COM-2502 |  | Remote Processor Unit |  | RPU | http://www.toronto.ca/TWONTO#RPU_panel |  | Telecommunication Enclosure,Plant Stores,Utility Room
128110 | THC-PWA-RPU-2201 | RPU, Heat Treatment Building | THC-PWA-STR-0300 | RPU | Remote Processor Unit |  | RPU | http://www.toronto.ca/TWONTO#RPU_panel |  | Strainer,Automatic,Plant Effluent Water,South Effluent Pump Station,Intermediate Level
128111 | THC-PWA-RPU-2401 | Remote Processor Unit,Effluent Pumping and Sampling,South Effluent PS,Electrical Room,Ground Floor | THC-DCL | RPU | Remote Processor Unit |  | RPU | http://www.toronto.ca/TWONTO#RPU_panel |  | Dechlorination Process
128112 | THC-PWA-RPU-2401 | Remote Processor Unit,Effluent Pumping and Sampling,South Effluent PS,Electrical Room,Ground Floor | THC-ITS-COM-2402 | RPU | Remote Processor Unit |  | RPU | http://www.toronto.ca/TWONTO#RPU_panel |  | Telecommunication Enclosure,South Effluent Pump Station,Sampling Room,Ground Floor
128113 | THC-PWA-RPU-2402 | RPU, S.E. Pumping Station | THC-INC |  | Remote Processor Unit |  | RPU | http://www.toronto.ca/TWONTO#RPU_panel |  | Incineration Process
129282 | THC-THK-RPU-1602 | RPU,WAS Thickening (1) | THC-SPC-WA2 | Control Panel,Instrumentation | Remote Processor Unit |  | RPU | http://www.toronto.ca/TWONTO#RPU_panel |  | System Process Control
129283 | THC-THK-RPU-1602 | RPU,WAS Thickening (1) | THC-THK-ELS | Control Panel,Instrumentation | Remote Processor Unit |  | RPU | http://www.toronto.ca/TWONTO#RPU_panel |  | TWAS Elecftrical equipment Sludge Thickening
129284 | THC-THK-RPU-1603 | RPU,WAS Thickening (2) | THC-THK-TWAS | Control Panel,Instrumentation | Remote Processor Unit |  | RPU | http://www.toronto.ca/TWONTO#RPU_panel |  | Waste Activated Sludge Thickening
129285 | THC-THK-RPU-1604 | RPU,WAS Thickening (3) | THC-MCS-LD-I | Control Panel,Instrumentation | Remote Processor Unit |  | RPU | http://www.toronto.ca/TWONTO#RPU_panel |  | Lifting Devices, Headhouse, Building I
129286 | THC-THK-RPU-1604 | RPU,WAS Thickening (3) | THC-THK-ELS | Control Panel,Instrumentation | Remote Processor Unit |  | RPU | http://www.toronto.ca/TWONTO#RPU_panel |  | TWAS Elecftrical equipment Sludge Thickening
129287 | THC-THK-RPU-1605 | RPU,Polymer Make-up,WAS Thickening Building (1) | THC-THK-ELS | Control Panel,Instrumentation | Remote Processor Unit |  | RPU | http://www.toronto.ca/TWONTO#RPU_panel |  | TWAS Elecftrical equipment Sludge Thickening
129288 | THC-THK-RPU-1606 | RPU,Polymer Make-up,WAS Thickening Building (2) | THC-GRK-DR-J | Control Panel,Instrumentation | Remote Processor Unit |  | RPU | http://www.toronto.ca/TWONTO#RPU_panel |  | Doors, Building J
129289 | THC-THK-RPU-1608 | RPU,Polymer Feed,WAS Thickening Building (2) | THC-THK-ELS | Control Panel | Remote Processor Unit |  | RPU | http://www.toronto.ca/TWONTO#RPU_panel |  | TWAS Elecftrical equipment Sludge Thickening
129290 | THC-THK-RPU-1611 | Controller Panel,Centrifuge CF-0100,Thickening Building | THC-THK-CF-0100 | Control Panel,Instrumentation | Remote Processor Unit |  | RPU | http://www.toronto.ca/TWONTO#RPU_panel |  | Centrifuge,WAS Thickening
129291 | THC-THK-RPU-1612 | Controller Panel,Centrifuge CF-0200,Thickening Building | THC-THK-CF-0200 | Control Panel,Instrumentation | Remote Processor Unit |  | RPU | http://www.toronto.ca/TWONTO#RPU_panel |  | Centrifuge,WAS Thickening
129292 | THC-THK-RPU-1613 | Controller Panel,Centrifuge CF-0300,Thickening Building | THC-THK-CF-0300 | Control Panel,Instrumentation | Remote Processor Unit |  | RPU | http://www.toronto.ca/TWONTO#RPU_panel |  | Centrifuge,WAS Thickening
129293 | THC-THK-RPU-1614 | Controller Panel,Centrifuge CF-0400,Thickening Building | THC-THK-CF-0400 | Control Panel,Instrumentation | Remote Processor Unit |  | RPU | http://www.toronto.ca/TWONTO#RPU_panel |  | Centrifuge,WAS Thickening
129294 | THC-THK-RPU-1615 | Controller Panel,Centrifuge CF-0500,Thickening Building | THC-THK-CF-0500 | Control Panel,Instrumentation | Remote Processor Unit |  | RPU | http://www.toronto.ca/TWONTO#RPU_panel |  | Centrifuge,WAS Thickening
129295 | THC-THK-RPU-1615 | Controller Panel,Centrifuge CF-0500,Thickening Building | THC-THK-ELS | Control Panel,Instrumentation | Remote Processor Unit |  | RPU | http://www.toronto.ca/TWONTO#RPU_panel |  | TWAS Elecftrical equipment Sludge Thickening
129296 | THC-THK-RPU-1616 | Controller Panel,Centrifuge CF-0600,Thickening Building | THC-THK-ELS | Control Panel,Instrumentation | Remote Processor Unit |  | RPU | http://www.toronto.ca/TWONTO#RPU_panel |  | TWAS Elecftrical equipment Sludge Thickening
130480 | THR-ACC-RPU | Gallery Ventilaiton RPUs | THR-SPC |  | Remote Processor Unit |  |  | http://www.toronto.ca/TWONTO#collection_of_assets |  | Process Control Systems - Services Area
130481 | THR-ACC-RPU-0001B | Remote Processor Unit, SCADA, North Grit Gallery (172.22.39.171) | THR-SPC | RPU | Remote Processor Unit |  | RPU | http://www.toronto.ca/TWONTO#RPU_panel |  | Process Control Systems - Services Area
130482 | THR-ACC-RPU-0007 | Remote Processor Unit, SCADA,Engine Building Boiler 1601(172.22.37.130) | THR-SPC | RPU | Remote Processor Unit |  | RPU | http://www.toronto.ca/TWONTO#RPU_panel |  | Process Control Systems - Services Area
130483 | THR-ACC-RPU-0100 | RPU, Plant Services,South,SP RAS Pumping Station Electrical Building | THR-ELS-RSPS | RPU | Remote Processor Unit |  | RPU | http://www.toronto.ca/TWONTO#RPU_panel |  | Electrical System, Returns Sludge Pumping Station
130484 | THR-ACC-RPU-0200 | RPU, Plant Services,South,SP RAS Pumping Station Electrical Building | THR-ITS-COM-4101 | RPU | Remote Processor Unit |  | RPU | http://www.toronto.ca/TWONTO#RPU_panel |  | Termination Panel, Plant Services - South
130485 | THR-ACC-RPU-0212 | RPU, BAS System, Headhouse Electrical Room | THR-ELS-HH | RPU | Remote Processor Unit |  | RPU | http://www.toronto.ca/TWONTO#RPU_panel |  | Electrical System, Head House and Engine Room
130486 | THR-ACC-RPU-0222 | RPU, BAS System, North Grit Electrical Room | THR-ELS-GRIT | RPU | Remote Processor Unit |  | RPU | http://www.toronto.ca/TWONTO#RPU_panel |  | Electrical System, Grit Bldg., North Prelimanry and Primary Station
130487 | THR-ACC-RPU-0400 | Remote Processor Unit, Controller,PLC,Tunnel T5 Ventilation,BAS Panel 0400 | THR-ELS-DIG |  | Remote Processor Unit |  | RPU | http://www.toronto.ca/TWONTO#RPU_panel |  | Electrical System, Digester Tanks
130488 | THR-ACC-RPU-0701 | Remote Processor Unit, HVAC, Glycol AHU , Gas Compressor Building, South | THR-ELS-GCB |  | Remote Processor Unit |  | RPU | http://www.toronto.ca/TWONTO#RPU_panel |  | Electrical System, Digester Gas Compressor Building
130489 | THR-ACC-RPU-3400 | Remote Processor Unit, Controller,HVAC,Plant Water Bldg | THR-ELS-FPW |  | Remote Processor Unit |  | RPU | http://www.toronto.ca/TWONTO#RPU_panel |  | Electrical System, Filtered Plant Water Building
130490 | THR-ACC-RPU-3400 | Remote Processor Unit, Controller,HVAC,Plant Water Bldg | THR-ELS-HPBB |  | Remote Processor Unit |  | RPU | http://www.toronto.ca/TWONTO#RPU_panel |  | Electrical System, High Pressure Blower Building
130491 | THR-ACC-RPU-3600 | Remote Processor Unit, Controller,HVAC,East Workshop | THR-ELS-GCB |  | Remote Processor Unit |  | RPU | http://www.toronto.ca/TWONTO#RPU_panel |  | Electrical System, Digester Gas Compressor Building
130492 | THR-ACC-RPU-5000 | Remote Processor Unit, Controller,HVAC,Chlorine Bldg | THR-ELS-DIS |  | Remote Processor Unit |  | RPU | http://www.toronto.ca/TWONTO#RPU_panel |  | Electrical System, Disinfection, Chlorine Building
130674 | THR-ACC-UPS-0001A | UPS for RRU, THR-ACC-RPU-0001A, SCADA, Digester 7-8 Electrical Room (172.22.39.170) | THR-ACC-RPU-0001A | RPU | Remote Processor Unit |  | UPS | http://www.toronto.ca/TWONTO#UPS |  | Remote Processor Unit, SCADA, Digester 7-8 Electrical Room (172.22.39.170)
130675 | THR-ACC-UPS-0003B | UPS for RPU (THR-ACC-RPU-0003B), SCADA,Old RAS Building Gallery (172.22.39.173) | THR-ACC-RPU-0003B | RPU | Remote Processor Unit |  | UPS | http://www.toronto.ca/TWONTO#UPS |  | Remote Processor Unit, SCADA,Old RAS Building Gallery (172.22.39.173)
130677 | THR-ACC-UPS-0007 | UPS for RPU(THR-ACC-RPU-0007), SCADA,Engine Building Boiler 1601(172.22.37.130) | THR-ACC-RPU-0007 | RPU | Remote Processor Unit |  | UPS | http://www.toronto.ca/TWONTO#UPS |  | Remote Processor Unit, SCADA,Engine Building Boiler 1601(172.22.37.130)
131165 | THR-AER-RPU-0001 | Remote Processor Unit, South Aeration, Blower 1111 (172.22.37.160) | THR-AER-BL-1111 | RPU | Remote Processor Unit |  | RPU | http://www.toronto.ca/TWONTO#RPU_panel |  | Blower, Centrifugal, Secondary Treatment, Aeration Blower System - Engine Room
131166 | THR-AER-RPU-0001 | Remote Processor Unit, South Aeration, Blower 1111 (172.22.37.160) | THR-ELS-AER | RPU | Remote Processor Unit |  | RPU | http://www.toronto.ca/TWONTO#RPU_panel |  | Electrical System, Aeration and Galleries
131167 | THR-AER-RPU-0010S | Remote Processor Unit, South Aeration, Tank 0100 (172.22.37.163) | THR-AER-T-0110 | RPU | Remote Processor Unit | 39381 | RPU | http://www.toronto.ca/TWONTO#RPU_panel |  | Tank, Secondary Treatment, Aeration - South- Aeration Tank # 1
131168 | THR-AER-RPU-0010S | Remote Processor Unit, South Aeration, Tank 0100 (172.22.37.163) | THR-ELS-AER | RPU | Remote Processor Unit | 39381 | RPU | http://www.toronto.ca/TWONTO#RPU_panel |  | Electrical System, Aeration and Galleries
131169 | THR-AER-RPU-0011S | Remote Processor Unit, South Aeration, Tank 0200 (172.22.37.164) | THR-ELS-AER | RPU | Remote Processor Unit | 39377 | RPU | http://www.toronto.ca/TWONTO#RPU_panel |  | Electrical System, Aeration and Galleries
131170 | THR-AER-RPU-0012S | Remote Processor Unit, South Aeration, Tank 0300 (172.22.37.165) | THR-AER-T-0310 | RPU | Remote Processor Unit | 39378 | RPU | http://www.toronto.ca/TWONTO#RPU_panel |  | Tank, Secondary Treatment, Aeration - South
131171 | THR-AER-RPU-0013S | Remote Processor Unit, South Aeration, Tank 0400 (172.22.37.166) | THR-AER-T-0410 | RPU | Remote Processor Unit | 39379 | RPU | http://www.toronto.ca/TWONTO#RPU_panel |  | Tank, Secondary Treatment, Aeration - South
131172 | THR-AER-RPU-0013S | Remote Processor Unit, South Aeration, Tank 0400 (172.22.37.166) | THR-ELS-AER | RPU | Remote Processor Unit | 39379 | RPU | http://www.toronto.ca/TWONTO#RPU_panel |  | Electrical System, Aeration and Galleries
131173 | THR-AER-RPU-0014S | Remote Processor Unit, South Aeration, Tank 0500 (172.22.37.167) | THR-AER-T-0510 | RPU | Remote Processor Unit | 39380 | RPU | http://www.toronto.ca/TWONTO#RPU_panel |  | Tank, Secondary Treatment, Aeration - South
131174 | THR-AER-RPU-0014S | Remote Processor Unit, South Aeration, Tank 0500 (172.22.37.167) | THR-ELS-AER | RPU | Remote Processor Unit | 39380 | RPU | http://www.toronto.ca/TWONTO#RPU_panel |  | Electrical System, Aeration and Galleries
131175 | THR-AER-RPU-0021 | Remote Processor Unit, North Aeration, Blower 1711 (172.22.37.169) | THR-AER-BL-1711 | RPU | Remote Processor Unit |  | RPU | http://www.toronto.ca/TWONTO#RPU_panel |  | Blower, Centrifugal, Secondary Treatment, Aeration Blower System - HPBB
131176 | THR-AER-RPU-0021 | Remote Processor Unit, North Aeration, Blower 1711 (172.22.37.169) | THR-ELS-AER | RPU | Remote Processor Unit |  | RPU | http://www.toronto.ca/TWONTO#RPU_panel |  | Electrical System, Aeration and Galleries
131177 | THR-AER-RPU-0022 | Remote Processor Unit, North Aeration, Blower 1811 (172.22.37.170) | THR-ELS-AER | RPU | Remote Processor Unit |  | RPU | http://www.toronto.ca/TWONTO#RPU_panel |  | Electrical System, Aeration and Galleries
131178 | THR-AER-RPU-0023 | Remote Processor Unit, North Aeration, Blower 1911 (172.22.37.171) | THR-AER-BL-1911 | RPU | Remote Processor Unit |  | RPU | http://www.toronto.ca/TWONTO#RPU_panel |  | Blower, Centrifugal, Secondary Treatment, Aeration Blower System - HPBB
131179 | THR-AER-RPU-0030 | Remote Processor Unit, North Aeration, Tank 0600 (172.22.37.172) | THR-ELS-AER | RPU | Remote Processor Unit |  | RPU | http://www.toronto.ca/TWONTO#RPU_panel |  | Electrical System, Aeration and Galleries
131180 | THR-AER-RPU-0031 | Remote Processor Unit, North Aeration, Tank 0700 (172.22.37.173) | THR-AER-T-0700 | RPU | Remote Processor Unit |  | RPU | http://www.toronto.ca/TWONTO#RPU_panel |  | Tank, Secondary Treatment, Aeration - North #07
131181 | THR-AER-RPU-0031 | Remote Processor Unit, North Aeration, Tank 0700 (172.22.37.173) | THR-ELS-AER | RPU | Remote Processor Unit |  | RPU | http://www.toronto.ca/TWONTO#RPU_panel |  | Electrical System, Aeration and Galleries
131182 | THR-AER-RPU-0054 | Remote Processor Unit, Engine Room (Under Stairs) (172.22.37.175) | THR-AER | RPU | Remote Processor Unit |  | RPU | http://www.toronto.ca/TWONTO#RPU_panel |  | Aeration
131183 | THR-AER-RPU-0054 | Remote Processor Unit, Engine Room (Under Stairs) (172.22.37.175) | THR-ELS-AER | RPU | Remote Processor Unit |  | RPU | http://www.toronto.ca/TWONTO#RPU_panel |  | Electrical System, Aeration and Galleries
131184 | THR-AER-RPU-0057 | Remote Processor Unit, High Pressure Blower Bldg., MCC Room (172.22.37.176) | THR-ELS-AER | RPU | Remote Processor Unit |  | RPU | http://www.toronto.ca/TWONTO#RPU_panel |  | Electrical System, Aeration and Galleries
131185 | THR-AER-RPU-0100A | RPU IO Extension, Aeration - South | THR-AER-RPU-0100 | RPU | Remote Processor Unit |  | RPU | http://www.toronto.ca/TWONTO#RPU_panel |  | Remote Processor Unit, SCADA,GE RX3i 172.22.37.236 THRPSN04 Aeration Tank Electrical Building
131186 | THR-AER-RPU-0100B | RPU IO Extension, Aeration - South | THR-AER-RPU-0100 | RPU | Remote Processor Unit |  | RPU | http://www.toronto.ca/TWONTO#RPU_panel |  | Remote Processor Unit, SCADA,GE RX3i 172.22.37.236 THRPSN04 Aeration Tank Electrical Building
131187 | THR-AER-RPU-0200A | RPU IO Extension, Aeration - South | THR-AER-RPU-0200 | RPU | Remote Processor Unit |  | RPU | http://www.toronto.ca/TWONTO#RPU_panel |  | Remote Processor Unit, SCADA,GE RX3i 172.22.37.237 THRPSN04 Aeration Tank Electrical Building
131402 | THR-AI-RPU-0100 | Remote Processor Unit, Instrument Air - South | THR-SPC | RPU | Remote Processor Unit |  | RPU | http://www.toronto.ca/TWONTO#RPU_panel |  | Process Control Systems - Services Area
131643 | THR-BLDG-RPU | RPUs Plant Services | THR-SPC |  | Remote Processor Unit |  |  | http://www.toronto.ca/TWONTO#collection_of_assets |  | Process Control Systems - Services Area
131695 | THR-CG-OIT-0001 | Remote Processor Unit, SCADA,Co-Gen Compressors (172.22.37.157) | THR-SPC | RPU | Remote Processor Unit |  | OIT | http://www.toronto.ca/TWONTO#RPU_panel |  | Process Control Systems - Services Area
131721 | THR-CG-RPU-0001 | Remote Processor Unit, SCADA,Co-Gen Compressors MCC Room (172.22.37.145 | THR-SPC | RPU | Remote Processor Unit |  | RPU | http://www.toronto.ca/TWONTO#RPU_panel |  | Process Control Systems - Services Area
131722 | THR-CG-RPU-0010 | Remote Processor Unit, SCADA,Engine room East Side (172.22.37.148) | THR-SPC | RPU | Remote Processor Unit |  | RPU | http://www.toronto.ca/TWONTO#RPU_panel |  | Process Control Systems - Services Area
131723 | THR-CG-RPU-0014 | Remote Processor Unit, SCADA,Engine room East Side (172.22.37.151) | THR-SPC | RPU | Remote Processor Unit |  | RPU | http://www.toronto.ca/TWONTO#RPU_panel |  | Process Control Systems - Services Area
131724 | THR-CG-RPU-0015 | Remote Processor Unit, SCADA,Headhouse Basement (172.22.37.152) | THR-SPC | RPU | Remote Processor Unit |  | RPU | http://www.toronto.ca/TWONTO#RPU_panel |  | Process Control Systems - Services Area
132272 | THR-DCL-RPU-0001 | Remote Processor Unit, Dechlorination (172.22.37.225) | THR-ELS-DIS | RPU | Remote Processor Unit |  | RPU | http://www.toronto.ca/TWONTO#RPU_panel |  | Electrical System, Disinfection, Chlorine Building
133006 | THR-DIG-RPU-0004 | Remote Processor Unit, Digester, Tank 0800 (172.22.39.129) | THR-DIG-PD-0800 | RPU | Remote Processor Unit |  | RPU | http://www.toronto.ca/TWONTO#RPU_panel |  | Tank, Primary Digester-8, Solids Treatment
133007 | THR-DIG-RPU-0004 | Remote Processor Unit, Digester, Tank 0800 (172.22.39.129) | THR-DIG-RPU | RPU | Remote Processor Unit |  | RPU | http://www.toronto.ca/TWONTO#RPU_panel |  | RPU, UPS, Digester
133008 | THR-DIG-RPU-0005 | Remote Processor Unit, SCADA,for Dig9,Digester Gallery 9 &10 (172.22.39.130) | THR-SPC | RPU | Remote Processor Unit |  | RPU | http://www.toronto.ca/TWONTO#RPU_panel |  | Process Control Systems - Services Area
133009 | THR-DIG-RPU-0006 | Remote Processor Unit, forDig10,Digester 9-10 Basement | THR-DIG-RPU | RPU | Remote Processor Unit |  | RPU | http://www.toronto.ca/TWONTO#RPU_panel |  | RPU, UPS, Digester
133010 | THR-DIG-RPU-0011 | Remote Processor Unit, Digester Compressor 5880 & Compressor 5860 & Compressor 5840 (172.22.39.126) | THR-DIG-C | RPU | Remote Processor Unit |  | RPU | http://www.toronto.ca/TWONTO#RPU_panel |  | Digester, Gas Compressors
133011 | THR-DIG-RPU-0011 | Remote Processor Unit, Digester Compressor 5880 & Compressor 5860 & Compressor 5840 (172.22.39.126) | THR-ELS-GCB | RPU | Remote Processor Unit |  | RPU | http://www.toronto.ca/TWONTO#RPU_panel |  | Electrical System, Digester Gas Compressor Building
133012 | THR-DIG-RPU-0012 | Remote Processor Unit, Digester Compressor 5680 & Compressor 5660 & Compressor 5640 (172.22.39.127) | THR-ELS-GCB | RPU | Remote Processor Unit |  | RPU | http://www.toronto.ca/TWONTO#RPU_panel |  | Electrical System, Digester Gas Compressor Building
133013 | THR-DIG-RPU-0013S | Remote Processor Unit, Digester, Waste Gas Burner 7720 (172.22.39.131) | THR-ELS-GCB | RPU | Remote Processor Unit | 38935 | RPU | http://www.toronto.ca/TWONTO#RPU_panel |  | Electrical System, Digester Gas Compressor Building
133014 | THR-DIG-RPU-0014S | Remote Processor Unit, Digester, Waste Gas Burner 7750 (172.22.39.132) | THR-DIG-BU-7750S | RPU | Remote Processor Unit | 38936 | RPU | http://www.toronto.ca/TWONTO#RPU_panel |  | Burner, Waste Gas
133015 | THR-DIG-RPU-0016 | Remote Processor Unit, SCADA,Digester 1-6 (172.22.39.134) | THR-SPC | RPU | Remote Processor Unit |  | RPU | http://www.toronto.ca/TWONTO#RPU_panel |  | Process Control Systems - Services Area
133016 | THR-DIG-RPU-0016A | Remote Processor Unit, Digester 1-6 Mezzanine | THR-DIG-RPU | RPU | Remote Processor Unit | 39134 | RPU | http://www.toronto.ca/TWONTO#RPU_panel |  | RPU, UPS, Digester
133017 | THR-DIG-RPU-0016A | Remote Processor Unit, Digester 1-6 Mezzanine | THR-ELS-DIG | RPU | Remote Processor Unit | 39134 | RPU | http://www.toronto.ca/TWONTO#RPU_panel |  | Electrical System, Digester Tanks
133018 | THR-DIG-RPU-0017 | Remote Processor Unit, Digester 1-6 Mezzanine (172.22.39.135) | THR-ELS-DIG | RPU | Remote Processor Unit |  | RPU | http://www.toronto.ca/TWONTO#RPU_panel |  | Electrical System, Digester Tanks
133019 | THR-DIG-RPU-0017A | Remote Processor Unit, Digester 1-6 Mezzanine | THR-DIG-PD-0200 | RPU | Remote Processor Unit |  | RPU | http://www.toronto.ca/TWONTO#RPU_panel |  | Tank, Primary Digester-2, Solids Treatment
133020 | THR-DIG-RPU-0017A | Remote Processor Unit, Digester 1-6 Mezzanine | THR-DIG-RPU | RPU | Remote Processor Unit |  | RPU | http://www.toronto.ca/TWONTO#RPU_panel |  | RPU, UPS, Digester
133021 | THR-DIG-RPU-0017A | Remote Processor Unit, Digester 1-6 Mezzanine | THR-DIG-T | RPU | Remote Processor Unit |  | RPU | http://www.toronto.ca/TWONTO#RPU_panel |  | Digester, Tanks
133022 | THR-DIG-RPU-0017A | Remote Processor Unit, Digester 1-6 Mezzanine | THR-ELS-DIG | RPU | Remote Processor Unit |  | RPU | http://www.toronto.ca/TWONTO#RPU_panel |  | Electrical System, Digester Tanks
133023 | THR-DIG-RPU-0018 | Remote Processor Unit, Digester MCC Room (172.22.39.136) | THR-DIG-T | RPU | Remote Processor Unit |  | RPU | http://www.toronto.ca/TWONTO#RPU_panel |  | Digester, Tanks
133024 | THR-DIG-RPU-0018A | Remote Processor Unit, Digester 1-6 Mezzanine | THR-DIG-PD-0300 | RPU | Remote Processor Unit |  | RPU | http://www.toronto.ca/TWONTO#RPU_panel |  | Tank, Primary Digester-3, Solids Treatment
133025 | THR-DIG-RPU-0020A | Remote Processor Unit, Digester 1-6 Mezzanine | THR-DIG-PD-0500 | RPU | Remote Processor Unit |  | RPU | http://www.toronto.ca/TWONTO#RPU_panel |  | Tank, Primary Digester-5, Solids Treatment
133026 | THR-DIG-RPU-0020A | Remote Processor Unit, Digester 1-6 Mezzanine | THR-ELS-DIG | RPU | Remote Processor Unit |  | RPU | http://www.toronto.ca/TWONTO#RPU_panel |  | Electrical System, Digester Tanks
133027 | THR-DIG-RPU-0021A | Remote Processor Unit, Digester 1-6 mezzanine | THR-DIG-SD-0600 | RPU | Remote Processor Unit |  | RPU | http://www.toronto.ca/TWONTO#RPU_panel |  | Tank, Secondary Digester-6, Solids Treatment
133028 | THR-DIG-RPU-0022 | Remote Processor Unit, Gas Compressor Bldg. (172.22.39.121) | THR-ELS-DIG | RPU | Remote Processor Unit |  | RPU | http://www.toronto.ca/TWONTO#RPU_panel |  | Electrical System, Digester Tanks
133029 | THR-DIG-RPU-0022 | Remote Processor Unit, Gas Compressor Bldg. (172.22.39.121) | THR-ELS-GCB | RPU | Remote Processor Unit |  | RPU | http://www.toronto.ca/TWONTO#RPU_panel |  | Electrical System, Digester Gas Compressor Building
133030 | THR-DIG-RPU-0051 | RPU, Remote Processor Unit, GE RX3i 172.22.39.122 THRPSN07 Digester 7-10 MCC Room | THR-DIG-T | RPU | Remote Processor Unit |  | RPU | http://www.toronto.ca/TWONTO#RPU_panel |  | Digester, Tanks
133031 | THR-DIG-RPU0002 | Remote Processor Unit, SCADA,Digester 7-10 MCC Room | THR-SPC | RPU | Remote Processor Unit | 36257 |  | http://www.toronto.ca/TWONTO#RPU_panel |  | Process Control Systems - Services Area
134080 | THR-DIS-RPU-0001 | Remote Processor Unit, Disinfection Chlorination | THR-DIS | RPU | Remote Processor Unit |  | RPU | http://www.toronto.ca/TWONTO#RPU_panel |  | Disinfection
134081 | THR-DIS-RPU-0001A | Remote Processor Unit, Disinfection Chlorination | THR-DIS | RPU | Remote Processor Unit | 34705 | RPU | http://www.toronto.ca/TWONTO#RPU_panel |  | Disinfection
134082 | THR-DIS-RPU-0002 | Remote Processor Unit, Disinfection Chlorination, Palace Pier (172.22.37.247) | THR-DIS | RPU | Remote Processor Unit |  | RPU | http://www.toronto.ca/TWONTO#RPU_panel |  | Disinfection
134083 | THR-DIS-RPU-0002 | Remote Processor Unit, Disinfection Chlorination, Palace Pier (172.22.37.247) | THR-ELS-EPS | RPU | Remote Processor Unit |  | RPU | http://www.toronto.ca/TWONTO#RPU_panel |  | Electrical System, Effluent Pumping System
134084 | THR-DIS-RPU-0002 | Remote Processor Unit, Disinfection Chlorination, Palace Pier (172.22.37.247) | THR-S-E | RPU | Remote Processor Unit |  | RPU | http://www.toronto.ca/TWONTO#RPU_panel |  | SUSPENDED ENTITY
134085 | THR-DIS-RPU-0004 | RPU, Control Panel, Disinfection system, Disinfection Building Second Floor (172.22.37.232) | THR-DIS | RPU | Remote Processor Unit |  | RPU | http://www.toronto.ca/TWONTO#RPU_panel |  | Disinfection
135022 | THR-ELS-RPU-0001 | Remote Processor Unit, Main South Substation | THR-ELS-SS | RPU | Remote Processor Unit |  | RPU | http://www.toronto.ca/TWONTO#RPU_panel |  | Electrical System, South Main Substation
135023 | THR-ELS-RPU-0002 | Remote Processor Unit, Main South Substation | THR-ELS-SS | RPU | Remote Processor Unit |  | RPU | http://www.toronto.ca/TWONTO#RPU_panel |  | Electrical System, South Main Substation
135024 | THR-ELS-RPU-0100 | RPU , GE RX3i 172.22.37.178 THRPSN11 West Substation | THR-ELS-MAINSUB |  | Remote Processor Unit |  | RPU | http://www.toronto.ca/TWONTO#RPU_panel |  | Electrical Equipment at the Main Substation
135175 | THR-ELS-UPS-0100 | UPS, for RPU THR-ELS-RPU-0100 , West Sub Station,GE RX3i 172.22.37.178 THRPSN11 West Substation | THR-ELS-RPU-0100 |  | Remote Processor Unit |  | UPS | http://www.toronto.ca/TWONTO#UPS |  | RPU , GE RX3i 172.22.37.178 THRPSN11 West Substation
135343 | THR-FPW-RPU | FPW RPUs | THR-SPC |  | Remote Processor Unit |  |  | http://www.toronto.ca/TWONTO#collection_of_assets |  | Process Control Systems - Services Area
135344 | THR-FPW-RPU-0001 | RPU, Control Panel, Filtered Plant Water Building, Plant Services (172.22.37.242) | THR-ELS-FPW | RPU | Remote Processor Unit |  | RPU | http://www.toronto.ca/TWONTO#RPU_panel |  | Electrical System, Filtered Plant Water Building
135345 | THR-FPW-RPU-0002 | RPU, Control Panel, Filters Inlet Valve Operator, Filtered Plant Water Building, Plant Services (172.22.37.241) | THR-ELS-FPW | RPU | Remote Processor Unit |  | RPU | http://www.toronto.ca/TWONTO#RPU_panel |  | Electrical System, Filtered Plant Water Building
135346 | THR-FPW-RPU-0002 | RPU, Control Panel, Filters Inlet Valve Operator, Filtered Plant Water Building, Plant Services (172.22.37.241) | THR-FPW | RPU | Remote Processor Unit |  | RPU | http://www.toronto.ca/TWONTO#RPU_panel |  | Filtered Plant Water
135347 | THR-FPW-RPU-0010 | Remote Processor Unit, Filtrered Plant Water (172.22.37.245) | THR-SPC | RPU | Remote Processor Unit |  | RPU | http://www.toronto.ca/TWONTO#RPU_panel |  | Process Control Systems - Services Area
135967 | THR-FT-RPU-0001S | Remote Processor Unit, Final Tank 0100, Tank 0300 (172.22.37.194) | THR-ELS-FST | RPU | Remote Processor Unit | 39564 | RPU | http://www.toronto.ca/TWONTO#RPU_panel |  | Electrical System, Final Sedimentation Tanks & Galleries
135968 | THR-FT-RPU-0001S | Remote Processor Unit, Final Tank 0100, Tank 0300 (172.22.37.194) | THR-FT-RPU | RPU | Remote Processor Unit | 39564 | RPU | http://www.toronto.ca/TWONTO#RPU_panel |  | Final Tank, Remote Processor Unit, UPS & RTU
135969 | THR-FT-RPU-0001S | Remote Processor Unit, Final Tank 0100, Tank 0300 (172.22.37.194) | THR-FT-T | RPU | Remote Processor Unit | 39564 | RPU | http://www.toronto.ca/TWONTO#RPU_panel |  | Final Sedimentation Tank & Dedicated WAS Pumping
135970 | THR-FT-RPU-0002S | Remote Processor Unit, Final Tank 0200, Tank 0400 (172.22.37.195) | THR-ELS-FST | RPU | Remote Processor Unit | 39565 | RPU | http://www.toronto.ca/TWONTO#RPU_panel |  | Electrical System, Final Sedimentation Tanks & Galleries
135971 | THR-FT-RPU-0002S | Remote Processor Unit, Final Tank 0200, Tank 0400 (172.22.37.195) | THR-FT-RPU | RPU | Remote Processor Unit | 39565 | RPU | http://www.toronto.ca/TWONTO#RPU_panel |  | Final Tank, Remote Processor Unit, UPS & RTU
135972 | THR-FT-RPU-0002S | Remote Processor Unit, Final Tank 0200, Tank 0400 (172.22.37.195) | THR-FT-T | RPU | Remote Processor Unit | 39565 | RPU | http://www.toronto.ca/TWONTO#RPU_panel |  | Final Sedimentation Tank & Dedicated WAS Pumping
135973 | THR-FT-RPU-0003S | Remote Processor Unit, Final Tank 0500, Tank 0700 (172.22.37.181) | THR-FT-RPU | RPU | Remote Processor Unit | 39566 | RPU | http://www.toronto.ca/TWONTO#RPU_panel |  | Final Tank, Remote Processor Unit, UPS & RTU
135974 | THR-FT-RPU-0004S | Remote Processor Unit, Final Tank 0600, Tank 0800 (172.22.37.182) | THR-ELS-FST | RPU | Remote Processor Unit | 39567 | RPU | http://www.toronto.ca/TWONTO#RPU_panel |  | Electrical System, Final Sedimentation Tanks & Galleries
135975 | THR-FT-RPU-0004S | Remote Processor Unit, Final Tank 0600, Tank 0800 (172.22.37.182) | THR-FT-RPU | RPU | Remote Processor Unit | 39567 | RPU | http://www.toronto.ca/TWONTO#RPU_panel |  | Final Tank, Remote Processor Unit, UPS & RTU
135976 | THR-FT-RPU-0004S | Remote Processor Unit, Final Tank 0600, Tank 0800 (172.22.37.182) | THR-FT-T | RPU | Remote Processor Unit | 39567 | RPU | http://www.toronto.ca/TWONTO#RPU_panel |  | Final Sedimentation Tank & Dedicated WAS Pumping
135977 | THR-FT-RPU-0005S | Remote Processor Unit, Final Tank 0900, Tank 1000, Tank 1100,Tank 1200 (172.22.37.180) | THR-ELS-FST | RPU | Remote Processor Unit | 39568 | RPU | http://www.toronto.ca/TWONTO#RPU_panel |  | Electrical System, Final Sedimentation Tanks & Galleries
135978 | THR-FT-RPU-0005S | Remote Processor Unit, Final Tank 0900, Tank 1000, Tank 1100,Tank 1200 (172.22.37.180) | THR-FT-T | RPU | Remote Processor Unit | 39568 | RPU | http://www.toronto.ca/TWONTO#RPU_panel |  | Final Sedimentation Tank & Dedicated WAS Pumping
135979 | THR-FT-RPU-0006AS | Remote Processor Unit, Final Tank 0700, Tank 0800, | THR-ELS-FST | RPU | Remote Processor Unit | 39569 | RPU | http://www.toronto.ca/TWONTO#RPU_panel |  | Electrical System, Final Sedimentation Tanks & Galleries
135980 | THR-FT-RPU-0007 | Remote Processor Unit, Final Tank 1300 (172.22.37.190) | THR-ELS-FST | RPU | Remote Processor Unit |  | RPU | http://www.toronto.ca/TWONTO#RPU_panel |  | Electrical System, Final Sedimentation Tanks & Galleries
135981 | THR-FT-RPU-0007 | Remote Processor Unit, Final Tank 1300 (172.22.37.190) | THR-FT-T-1300 | RPU | Remote Processor Unit |  | RPU | http://www.toronto.ca/TWONTO#RPU_panel |  | Tank, Final Settling, Mixed Liquor, Secondary Treatment, Secondary Clarification - North (Tank#13)
135982 | THR-FT-RPU-0009 | Remote Processor Unit, Final Tank 1600, Tank 1700 (172.22.37.185) | THR-ELS-FST | RPU | Remote Processor Unit |  | RPU | http://www.toronto.ca/TWONTO#RPU_panel |  | Electrical System, Final Sedimentation Tanks & Galleries
135983 | THR-FT-RPU-0009 | Remote Processor Unit, Final Tank 1600, Tank 1700 (172.22.37.185) | THR-FT-RPU | RPU | Remote Processor Unit |  | RPU | http://www.toronto.ca/TWONTO#RPU_panel |  | Final Tank, Remote Processor Unit, UPS & RTU
135984 | THR-FT-RPU-0009 | Remote Processor Unit, Final Tank 1600, Tank 1700 (172.22.37.185) | THR-FT-T | RPU | Remote Processor Unit |  | RPU | http://www.toronto.ca/TWONTO#RPU_panel |  | Final Sedimentation Tank & Dedicated WAS Pumping
135985 | THR-FT-RPU-0010 | Remote Processor Unit, Final Tank 1800, Tank 2100 (172.22.37.186) | THR-ELS-FST | RPU | Remote Processor Unit |  | RPU | http://www.toronto.ca/TWONTO#RPU_panel |  | Electrical System, Final Sedimentation Tanks & Galleries
135986 | THR-FT-RPU-0010 | Remote Processor Unit, Final Tank 1800, Tank 2100 (172.22.37.186) | THR-FT-T | RPU | Remote Processor Unit |  | RPU | http://www.toronto.ca/TWONTO#RPU_panel |  | Final Sedimentation Tank & Dedicated WAS Pumping
135987 | THR-FT-RPU-0011 | Remote Processor Unit, Final Tank 1900, Tank 2000 (172.22.37.187) | THR-FT-RPU | RPU | Remote Processor Unit |  | RPU | http://www.toronto.ca/TWONTO#RPU_panel |  | Final Tank, Remote Processor Unit, UPS & RTU
135988 | THR-FT-RPU-0022S | Remote Processor Unit, SCADA,Final Clarifier (172.22.37.188) | THR-SPC | RPU | Remote Processor Unit | 39572 | RPU | http://www.toronto.ca/TWONTO#RPU_panel |  | Process Control Systems - Services Area
135989 | THR-FT-RPU-0023 | Remote Processor Unit, SCADA,Final Clarifier (172.22.37.192) | THR-SPC | RPU | Remote Processor Unit |  | RPU | http://www.toronto.ca/TWONTO#RPU_panel |  | Process Control Systems - Services Area
135990 | THR-FT-RPU-0025S | Remote Processor Unit, SCADA,Old Ras Building (172.22.37.184) | THR-SPC | RPU | Remote Processor Unit | 39573 | RPU | http://www.toronto.ca/TWONTO#RPU_panel |  | Process Control Systems - Services Area
135991 | THR-FT-RPU-0050 | Remote Processor Unit, Final Tanks | THR-ELS-FST | RPU | Remote Processor Unit |  | RPU | http://www.toronto.ca/TWONTO#RPU_panel |  | Electrical System, Final Sedimentation Tanks & Galleries
135992 | THR-FT-RPU-0057A | Remote Processor Unit, FST, T-23 | THR-ELS-FST | RPU | Remote Processor Unit |  | RPU | http://www.toronto.ca/TWONTO#RPU_panel |  | Electrical System, Final Sedimentation Tanks & Galleries
135993 | THR-FT-RPU-0100 | Remote Processor Unit, SCADA,GE RX3i(172.22.37.154)THRPSN05 New Final Clarifier MCC (South East) | THR-SPC | RPU | Remote Processor Unit |  | RPU | http://www.toronto.ca/TWONTO#RPU_panel |  | Process Control Systems - Services Area
135994 | THR-FT-RPU-0200 | RPU, Final Clarifiers - South | THR-ITS-COM-4102 | RPU | Remote Processor Unit |  | RPU | http://www.toronto.ca/TWONTO#RPU_panel |  | Termination Panel, RAS and Final Clarifiers - South
137508 | THR-PLT-RPU-0001 | RPU, Preliminary Treatment, South Screens | THR-ELS-HH | RPU | Remote Processor Unit |  | RPU | http://www.toronto.ca/TWONTO#RPU_panel |  | Electrical System, Head House and Engine Room
137509 | THR-PLT-RPU-0001 | RPU, Preliminary Treatment, South Screens | THR-PLT-HH | RPU | Remote Processor Unit |  | RPU | http://www.toronto.ca/TWONTO#RPU_panel |  | Preliminary Treatment, Head House
137510 | THR-PLT-RPU-0002 | RPU, Preliminary Treatment, South Grit | THR-PLT-HH | RPU | Remote Processor Unit |  | RPU | http://www.toronto.ca/TWONTO#RPU_panel |  | Preliminary Treatment, Head House
137511 | THR-PLT-RPU-0010 | RPU, Preliminary Treatment, Grit New Electrical Room (172.22.37.142) | THR-ELS-GRIT | RPU | Remote Processor Unit |  | RPU | http://www.toronto.ca/TWONTO#RPU_panel |  | Electrical System, Grit Bldg., North Prelimanry and Primary Station
137512 | THR-PLT-RPU-0010 | RPU, Preliminary Treatment, Grit New Electrical Room (172.22.37.142) | THR-PLT-GRITS | RPU | Remote Processor Unit |  | RPU | http://www.toronto.ca/TWONTO#RPU_panel |  | Gate,Sluice,Preliminary Treatment, Grit Building
137513 | THR-PLT-RPU-0203 | RPU, South Screenings, Headhouse Electrical Room (172.22.37.208) | THR-ELS-HH | RPU | Remote Processor Unit |  | RPU | http://www.toronto.ca/TWONTO#RPU_panel |  | Electrical System, Head House and Engine Room
137514 | THR-PLT-RPU-0205 | RPU, Screen SC-0102, Headhouse Electrical Room (172.22.37.212) | THR-ELS-HH | RPU | Remote Processor Unit |  | RPU | http://www.toronto.ca/TWONTO#RPU_panel |  | Electrical System, Head House and Engine Room
137515 | THR-PLT-RPU-0206 | RPU, Screen SC-0112, Headhouse Electrical Room (172.22.37.213) | THR-ELS-HH | RPU | Remote Processor Unit |  | RPU | http://www.toronto.ca/TWONTO#RPU_panel |  | Electrical System, Head House and Engine Room
137516 | THR-PLT-RPU-0208 | RPU, Screen SC-0132, Headhouse Electrical Room (172.22.37.217) | THR-ELS-HH | RPU | Remote Processor Unit |  | RPU | http://www.toronto.ca/TWONTO#RPU_panel |  | Electrical System, Head House and Engine Room
137517 | THR-PLT-RPU-0209 | RPU, Screen SC-0142, Headhouse Electrical Room (172.22.37.218) | THR-ELS-HH | RPU | Remote Processor Unit |  | RPU | http://www.toronto.ca/TWONTO#RPU_panel |  | Electrical System, Head House and Engine Room
137518 | THR-PLT-RPU-0210 | RPU, Screen SC-0152, Headhouse Electrical Room (172.22.37.219) | THR-ELS-HH | RPU | Remote Processor Unit |  | RPU | http://www.toronto.ca/TWONTO#RPU_panel |  | Electrical System, Head House and Engine Room
137519 | THR-PLT-RPU-0221 | RPU, North Grit, North Grit electrical Room (172.22.37.202) | THR-ELS-GRIT | RPU | Remote Processor Unit |  | RPU | http://www.toronto.ca/TWONTO#RPU_panel |  | Electrical System, Grit Bldg., North Prelimanry and Primary Station
137520 | THR-PLT-RPU-0232 | RPU, Blower BL-2100 Control Panel, North Grit Blower Room | THR-ELS-GRIT | RPU | Remote Processor Unit |  | RPU | http://www.toronto.ca/TWONTO#RPU_panel |  | Electrical System, Grit Bldg., North Prelimanry and Primary Station
137842 | THR-PRM-OIT-1002 | Remote Processor Unit, SCADA,North Primary Tank 10(Wireless) (172.22.37.138) | THR-SPC | RPU | Remote Processor Unit |  | OIT | http://www.toronto.ca/TWONTO#RPU_panel |  | Process Control Systems - Services Area
137921 | THR-PRM-RPU | Primary Treatment RPUs | THR-SPC |  | Remote Processor Unit |  |  | http://www.toronto.ca/TWONTO#collection_of_assets |  | Process Control Systems - Services Area
137922 | THR-PRM-RPU-0001 | RPU, Primary Treatment, South Tanks 0100 and 0200 (172.22.37.120) | THR-ELS-PRMS | RPU | Remote Processor Unit |  | RPU | http://www.toronto.ca/TWONTO#RPU_panel |  | Electrical System, Primary Station South
137923 | THR-PRM-RPU-0001 | RPU, Primary Treatment, South Tanks 0100 and 0200 (172.22.37.120) | THR-PRM-SOUTH | RPU | Remote Processor Unit |  | RPU | http://www.toronto.ca/TWONTO#RPU_panel |  | Primary Treatment, South Primary
137924 | THR-PRM-RPU-0002 | RPU, Primary Treatment, South Tanks 0300 to 0600 (172.22.37.122) | THR-ELS-PRMS | RPU | Remote Processor Unit |  | RPU | http://www.toronto.ca/TWONTO#RPU_panel |  | Electrical System, Primary Station South
137925 | THR-PRM-RPU-0002 | RPU, Primary Treatment, South Tanks 0300 to 0600 (172.22.37.122) | THR-PRM-SOUTH | RPU | Remote Processor Unit |  | RPU | http://www.toronto.ca/TWONTO#RPU_panel |  | Primary Treatment, South Primary
137926 | THR-PRM-RPU-0002 | RPU, Primary Treatment, South Tanks 0300 to 0600 (172.22.37.122) | THR-PRM-STA-2 | RPU | Remote Processor Unit |  | RPU | http://www.toronto.ca/TWONTO#RPU_panel |  | South Primary Station 2
137927 | THR-PRM-RPU-0003 | RPU, Primary Treatment, South Tanks 0300 to 0400 (172.22.37.121) | THR-PRM-STA-3 | RPU | Remote Processor Unit |  | RPU | http://www.toronto.ca/TWONTO#RPU_panel |  | South Primary Station 3
137928 | THR-PRM-RPU-0004 | RPU, For Primary Treatment, South Tanks 1,2,3,4 (172.22.37.125) | THR-ELS-PRMS | RPU | Remote Processor Unit |  | RPU | http://www.toronto.ca/TWONTO#RPU_panel |  | Electrical System, Primary Station South
137929 | THR-PRM-RPU-0010 | RPU, Primary Treatment, Grit New Electrical Room (172.22.37.123) | THR-ELS-GRIT | RPU | Remote Processor Unit |  | RPU | http://www.toronto.ca/TWONTO#RPU_panel |  | Electrical System, Grit Bldg., North Prelimanry and Primary Station
137930 | THR-PRM-RPU-0010 | RPU, Primary Treatment, Grit New Electrical Room (172.22.37.123) | THR-ELS-PRMS | RPU | Remote Processor Unit |  | RPU | http://www.toronto.ca/TWONTO#RPU_panel |  | Electrical System, Primary Station South
137931 | THR-PRM-RPU-0011 | RPU, Primary Treatment, South Tanks (172.22.37.124) | THR-ELS-PRMS | RPU | Remote Processor Unit |  | RPU | http://www.toronto.ca/TWONTO#RPU_panel |  | Electrical System, Primary Station South
137932 | THR-PRM-RPU-0011 | RPU, Primary Treatment, South Tanks (172.22.37.124) | THR-PRM-NORTH | RPU | Remote Processor Unit |  | RPU | http://www.toronto.ca/TWONTO#RPU_panel |  | Primary Treatment, North Primary
138273 | THR-PRS-RPU-0001S | Remote Processor Unit, Phosphorous Removal System | THR-PRS | RPU | Remote Processor Unit | 39859 | RPU | http://www.toronto.ca/TWONTO#RPU_panel |  | Phosphorous Removal System
138922 | THR-SPC-RPU-0002 | Remote Processor Unit, SCADA, Gallery Ventilation | THR-ACC-AHU | RPU | Remote Processor Unit |  | RPU | http://www.toronto.ca/TWONTO#RPU_panel |  | Air Conditioning, Air Handling Unit, Gallery Ventilation
138923 | THR-SPC-RPU-0003A | Remote Processor Unit, SCADA, Gallery Ventilation | THR-ACC-AHU | RPU | Remote Processor Unit |  | RPU | http://www.toronto.ca/TWONTO#RPU_panel |  | Air Conditioning, Air Handling Unit, Gallery Ventilation
139216 | THR-THK-RPU | RPU & UPS, Sludge Thickening Building | THR-THK | RPU | Remote Processor Unit |  |  | http://www.toronto.ca/TWONTO#collection_of_assets |  | Sludge Thickening
139217 | THR-THK-RPU-0005 | Remote Processor Unit, Thickening Polymer Mixing System | THR-THK | RPU | Remote Processor Unit |  | RPU | http://www.toronto.ca/TWONTO#RPU_panel |  | Sludge Thickening
139218 | THR-THK-RPU-0005 | Remote Processor Unit, Thickening Polymer Mixing System | THR-THK-RPU | RPU | Remote Processor Unit |  | RPU | http://www.toronto.ca/TWONTO#RPU_panel |  | RPU & UPS, Sludge Thickening Building
139219 | THR-THK-RPU-0007 | Remote Processor Unit, Thickening Main Centrifuge 1 | THR-ELS-STB | RPU | Remote Processor Unit |  | RPU | http://www.toronto.ca/TWONTO#RPU_panel |  | Electrical System, Sludge Thickening Building
139220 | THR-THK-RPU-0007 | Remote Processor Unit, Thickening Main Centrifuge 1 | THR-THK | RPU | Remote Processor Unit |  | RPU | http://www.toronto.ca/TWONTO#RPU_panel |  | Sludge Thickening
139221 | THR-THK-RPU-0008 | Remote Processor Unit, Thickening Main Centrifuge 2 | THR-THK | RPU | Remote Processor Unit |  | RPU | http://www.toronto.ca/TWONTO#RPU_panel |  | Sludge Thickening
139222 | THR-THK-RPU-0008 | Remote Processor Unit, Thickening Main Centrifuge 2 | THR-THK-CF | RPU | Remote Processor Unit |  | RPU | http://www.toronto.ca/TWONTO#RPU_panel |  | Centrifuge, Sludge Thickening
139223 | THR-THK-RPU-0011 | Remote Processor Unit, STB Control Room (172.22.39.151) | THR-ELS-STB | RPU | Remote Processor Unit |  | RPU | http://www.toronto.ca/TWONTO#RPU_panel |  | Electrical System, Sludge Thickening Building
139224 | THR-THK-RPU-0014 | Remote Processor Unit, STB Control Room (172.22.39.154) | THR-ELS-STB | RPU | Remote Processor Unit |  | RPU | http://www.toronto.ca/TWONTO#RPU_panel |  | Electrical System, Sludge Thickening Building
139225 | THR-THK-RPU-0014 | Remote Processor Unit, STB Control Room (172.22.39.154) | THR-THK | RPU | Remote Processor Unit |  | RPU | http://www.toronto.ca/TWONTO#RPU_panel |  | Sludge Thickening
139226 | THR-THK-RPU-0014 | Remote Processor Unit, STB Control Room (172.22.39.154) | THR-THK-RPU | RPU | Remote Processor Unit |  | RPU | http://www.toronto.ca/TWONTO#RPU_panel |  | RPU & UPS, Sludge Thickening Building
139227 | THR-THK-RPU-0200 | Remote Processor Unit, STB Control Room (172.22.39.162) | THR-THK | RPU | Remote Processor Unit |  | RPU | http://www.toronto.ca/TWONTO#RPU_panel |  | Sludge Thickening
141415 | WTR-029B-RPU-0016 | Remote Processing Unit, RPU-0016 Panel, Chamber 029B-16, Dupont & Davenport | CH 029B 16 | RPU | Remote Processor Unit |  | RPU | http://www.toronto.ca/TWONTO#RPU_panel |  | Chamber
141746 | WTR-119-RPU-0001A | Remote Processing Unit, RPU-0001A Panel, Chamber 119-01A, Parkway | CH 119 01A | RPU | Remote Processor Unit |  | RPU | http://www.toronto.ca/TWONTO#RPU_panel |  | Chamber
142000 | WTR-176-RPU-0009A | Remote Processing Unit, RPU-009A Panel, Chamber 176-09, New Toronto St & Kipling Avenue | CH 176 09 | RPU | Remote Processor Unit |  | RPU | http://www.toronto.ca/TWONTO#RPU_panel |  | Chamber
142109 | WTR-194-RPU-0701 | Remote Processor Unit | WTR-194-CH-0006A | Control Panel,Power Distribution Panel | Remote Processor Unit |  | RPU | http://www.toronto.ca/TWONTO#RPU_panel |  | Chamber,Revenue Meter,Keele-Steeles (Magmeter)
142312 | WTR-250-RPU-3B01 | Remote Processor Unit | WTR-250-CH-0003C | Meter,Flow,Magmeter | Remote Processor Unit |  | RPU | http://www.toronto.ca/TWONTO#RPU_panel |  | Chamber,Revenue Meter,Bathurst-Steeles (Magmeter)
142484 | WTR-282-RPU-0016 | Remote Processing Unit, RPU-0016 Panel, Chamber 282-16, Bayview & John St West | CH 282 16 | RPU | Remote Processor Unit |  | RPU | http://www.toronto.ca/TWONTO#RPU_panel |  | Chamber
142485 | WTR-282-RPU-0201 | Remote Processor Unit | WTR-282-CH-0003 | Meter,Flow,Magmeter | Remote Processor Unit |  | RPU | http://www.toronto.ca/TWONTO#RPU_panel |  | Chamber,Revenue Meter,Yonge-Elgin (Magmeter)
142599 | WTR-298-RPU-0001 | Remote Processing Unit, RPU-0001 Panel, Chamber 298-01, Bayview & John East | CH 298 01 | RPU | Remote Processor Unit |  | RPU | http://www.toronto.ca/TWONTO#RPU_panel |  | Chamber
142742 | WTR-316-RPU-0601 | Remote Processor Unit | WTR-316-CH-0006 | Meter,Flow,Magmeter | Remote Processor Unit |  | RPU | http://www.toronto.ca/TWONTO#RPU_panel |  | Chamber,Revenue Meter,McCowan-Steeles (Magmeter)
143048 | WTR-365-RPU-0601 | Remote Processor Unit | WTR-365-CH-0006 | Meter,Flow,Magmeter | Remote Processor Unit |  | RPU | http://www.toronto.ca/TWONTO#RPU_panel |  | Chamber,Revenue Meter,Dufferin-Steeles (Magmeter)
143256 | WTR-PAH-RPU-0001 | RPU | WTR-PAH-ELS | RPU | Remote Processor Unit |  | RPU | http://www.toronto.ca/TWONTO#RPU_panel |  | Electrical System
143291 | WTR-PBV-RPU-0101 | Remote Processor Unit | WTR-PBV-FIT-0001 | Meter,Flow,Magmeter | Remote Processor Unit |  | RPU | http://www.toronto.ca/TWONTO#RPU_panel |  | Transmitter, Flow Indicating, Revenue, Magmeter
143338 | WTR-PDS-RPU-0001 | Control Panel, RPU | WTR-PDS-ELS | RPU | Remote Processor Unit |  | RPU | http://www.toronto.ca/TWONTO#RPU_panel |  | Electrical System
143339 | WTR-PDS-RPU-0001S | RPU | WTR-PDS-ELS | RPU | Remote Processor Unit | 38633 | RPU | http://www.toronto.ca/TWONTO#RPU_panel |  | Electrical System
143340 | WTR-PDS-RPU-0001S | RPU | WTR-PDSS | RPU | Remote Processor Unit | 38633 | RPU | http://www.toronto.ca/TWONTO#RPU_panel |  | Dorset Pumping station (Chamber Replaced with Pod)
143456 | WTR-PEG-RPU-0001 | Remote Processing Unit | WTR-PEG-ELS | RPU | Remote Processor Unit |  | RPU | http://www.toronto.ca/TWONTO#RPU_panel |  | Electrical System
143457 | WTR-PEG-RPU-0003 | Remote Processing Unit | WTR-PEG-ELS | RPU | Remote Processor Unit | 35683 | RPU | http://www.toronto.ca/TWONTO#RPU_panel |  | Electrical System
143820 | WTR-PEL-RPU-0002 | RPU Panel, Generator Building, Electrical Room | WTR-PEL-ELS | Control Panel | Remote Processor Unit |  | RPU | http://www.toronto.ca/TWONTO#RPU_panel |  | Electrical System
143821 | WTR-PEL-RPU-0003 | RPU Panel, Generator Building, Electrical Room | WTR-PEL-ELS | Control Panel | Remote Processor Unit |  | RPU | http://www.toronto.ca/TWONTO#RPU_panel |  | Electrical System
144407 | WTR-PJO-RPU-0003 | RPU | WTR-PJO-ELS | RPU | Remote Processor Unit |  | RPU | http://www.toronto.ca/TWONTO#RPU_panel |  | Electrical System
144685 | WTR-PJS-RPU-0001 | Control Panel, Process Control Unit, RPU-0001 | WTR-PJS-ELS | RPU | Remote Processor Unit |  | RPU | http://www.toronto.ca/TWONTO#RPU_panel |  | Electrical System
145042 | WTR-PKN-RPU-0001 | Remote Processing Unit | WTR-PKN-ELS | RPU | Remote Processor Unit |  | RPU | http://www.toronto.ca/TWONTO#RPU_panel |  | Electrical System
145043 | WTR-PKN-RPU-0002 | Remote Processing Unit | WTR-PKN-ELS | RPU | Remote Processor Unit |  | RPU | http://www.toronto.ca/TWONTO#RPU_panel |  | Electrical System
145197 | WTR-PLW-RPU-0002 | Remote Processing Unit (Backup of RPU-0001) | WTR-PLW-ELS | RPU | Remote Processor Unit |  | RPU | http://www.toronto.ca/TWONTO#RPU_panel |  | Electrical System
145524 | WTR-PMI-RPU-0002 | Control Panel, Process Control Unit, New Pump Room | WTR-PMI-ELS |  | Remote Processor Unit |  | RPU | http://www.toronto.ca/TWONTO#RPU_panel |  | Electrical System
145739 | WTR-PPD-RPU-0001 | Control Panel, Process Control Unit, RPU-0001 | WTR-PPD-ELS | RPU | Remote Processor Unit |  | RPU | http://www.toronto.ca/TWONTO#RPU_panel |  | Electrical System
146190 | WTR-PSA-RPU-0002 | RPU | WTR-PSA-ELS | RPU | Remote Processor Unit |  | RPU | http://www.toronto.ca/TWONTO#RPU_panel |  | Electrical System
146191 | WTR-PSA-RPU-0003 | RPU | WTR-PSA-ELS | RPU | Remote Processor Unit |  | RPU | http://www.toronto.ca/TWONTO#RPU_panel |  | Electrical System
146380 | WTR-PSC-RPU-0001 | Remote Processing Unit | WTR-PSC-ELS | RPU | Remote Processor Unit |  | RPU | http://www.toronto.ca/TWONTO#RPU_panel |  | Electrical System
146626 | WTR-PWT-RPU-0001 | Control Panel, Process Control Unit, Bristol | WTR-PWT-ELS | RPU | Remote Processor Unit |  | RPU | http://www.toronto.ca/TWONTO#RPU_panel |  | Electrical System
146690 | WTR-RBV-RPU-0001 | RPU | WTR-RBV-ELS | RPU | Remote Processor Unit |  | RPU | http://www.toronto.ca/TWONTO#RPU_panel |  | Electrical System
146791 | WTR-RDF-RPU-0001 | Remote Processing Unit, Dufferin Reservoir, South Valve House | WTR-RDF-LP-0001 | RPU | Remote Processor Unit |  | RPU | http://www.toronto.ca/TWONTO#RPU_panel |  | Control Panel, Power Distribution
146792 | WTR-RDF-RPU-0002 | Remote Processing Unit, Dufferin Reservoir, North Valve House, Electrical Room | WTR-RDF-LP-0002 | RPU | Remote Processor Unit |  | RPU | http://www.toronto.ca/TWONTO#RPU_panel |  | Control Panel, Lighting, Dufferin Reservoir, North Valve House, Electrical Room
146919 | WTR-RKL-RPU-0001 | Remote Processing Unit | WTR-RKL-ELS | RPU | Remote Processor Unit |  | RPU | http://www.toronto.ca/TWONTO#RPU_panel |  | Electrical System
147067 | WTR-RMI-RPU-0001 | Remote Processing Unit, East Valve House | WTR-RMI-ELS | RPU | Remote Processor Unit |  | RPU | http://www.toronto.ca/TWONTO#RPU_panel |  | Electrical System
147068 | WTR-RMI-RPU-0002 | Remote Processing Unit, West Valve House | WTR-RMI-ELS | RPU | Remote Processor Unit |  | RPU | http://www.toronto.ca/TWONTO#RPU_panel |  | Electrical System
147132 | WTR-RMT-RPU-0001 | Remote Processing Unit | WTR-RMT-ELS | RPU | Remote Processor Unit |  | RPU | http://www.toronto.ca/TWONTO#RPU_panel |  | Electrical System
147151 | WTR-RRG-RPU-0001 | Remote Processing Unit | WTR-RRG-ELS | RPU | Remote Processor Unit |  | RPU | http://www.toronto.ca/TWONTO#RPU_panel |  | Electrical System
147207 | WTR-RRH-RPU-0001 | Remote Processing Unit | WTR-RRH-ELS | RPU | Remote Processor Unit |  | RPU | http://www.toronto.ca/TWONTO#RPU_panel |  | Electrical System
147357 | WTR-RST-RPU-0001 | Remote Processing Unit | WTR-RST-ELS | RPU | Remote Processor Unit |  | RPU | http://www.toronto.ca/TWONTO#RPU_panel |  | Electrical System
147358 | WTR-RST-RPU-0001S | Remote Processing Unit | WTR-RST-ELS | RPU | Remote Processor Unit | 38904 | RPU | http://www.toronto.ca/TWONTO#RPU_panel |  | Electrical System
147391 | WTR-RWA-RPU-0001 | RPU | WTR-RWA-ELS | RPU | Remote Processor Unit |  | RPU | http://www.toronto.ca/TWONTO#RPU_panel |  | Electrical System
3475 | COL-PCU-MCC-0100 | Control Panel, MCC, Cumber PS | COL-PCU-AUX-ELEC | Control Panel,MCC | Motor Control Center |  | MCC | http://www.toronto.ca/TWONTO#LV_electrical_panel |  | Electrical Equipment
5649 | COL-POM-MCC-0001 | Motor Control Centre | COL-POM | Control Panel,MCC | Motor Control Center |  | MCC | http://www.toronto.ca/TWONTO#LV_electrical_panel |  | Old Mill Sewage Pumping Station
7259 | COL-PWR-MCC-0100 | Control Panel, MCC, West Rouge PS | COL-PWR | Control Panel,MCC | Motor Control Center |  | MCC | http://www.toronto.ca/TWONTO#LV_electrical_panel |  | West Rouge Pumping Station
11845 | FCL-ELS-MCC-0501-SUS | Control Panel, MCC, Filter Building, Electrical Switchgear Room | FCL-ELS-PS-0001 | Control Panel,MCC | Motor Control Center | 36537 | MCC | http://www.toronto.ca/TWONTO#LV_electrical_panel |  | Uninterruptible Power Supply,High Lift Bldg - Switchgear Room,LP-0001
11846 | FCL-ELS-MCC-0601A-SUS | Control Panel, MCC, Treated Water High Lift Pumping Station, Electrical Switchgear Room | FCL-ELS-PS-0001 | Control Panel,MCC | Motor Control Center | 36538 | MCC | http://www.toronto.ca/TWONTO#LV_electrical_panel |  | Uninterruptible Power Supply,High Lift Bldg - Switchgear Room,LP-0001
11847 | FCL-ELS-MCC-0611-SUS | Control Panel, MCC, Treated Water Pumping Station, Electrical Switchgear Room | FCL-ELS-PS-0001 | Control Panel,MCC | Motor Control Center | 36540 | MCC | http://www.toronto.ca/TWONTO#LV_electrical_panel |  | Uninterruptible Power Supply,High Lift Bldg - Switchgear Room,LP-0001
11848 | FCL-ELS-MCC-0611-SUS | Control Panel, MCC, Treated Water Pumping Station, Electrical Switchgear Room | FCL-SUSPENDED | Control Panel,MCC | Motor Control Center | 36540 | MCC | http://www.toronto.ca/TWONTO#LV_electrical_panel |  | Suspended entity
11849 | FCL-ELS-MCC-0622-SUS | Control Panel, MCC, Filter Building Process, Electrical Switchgear Room | FCL-ELS-PS-0001 | Control Panel,MCC | Motor Control Center | 36544 | MCC | http://www.toronto.ca/TWONTO#LV_electrical_panel |  | Uninterruptible Power Supply,High Lift Bldg - Switchgear Room,LP-0001
11850 | FCL-ELS-MCC-0622-SUS | Control Panel, MCC, Filter Building Process, Electrical Switchgear Room | FCL-SUSPENDED | Control Panel,MCC | Motor Control Center | 36544 | MCC | http://www.toronto.ca/TWONTO#LV_electrical_panel |  | Suspended entity
11851 | FCL-ELS-MCC-0701-SUS | Control Panel, MCC, Filter Building Process, Electrical Switchgear Room | FCL-ELS-PS-0001 | Control Panel,MCC | Motor Control Center | 36545 | MCC | http://www.toronto.ca/TWONTO#LV_electrical_panel |  | Uninterruptible Power Supply,High Lift Bldg - Switchgear Room,LP-0001
11852 | FCL-ELS-MCC-0801-SUS | Control Panel, MCC, Filter Building, Electrical Switchgear Room | FCL-ELS-PS-0001 | Control Panel,MCC | Motor Control Center | 36546 | MCC | http://www.toronto.ca/TWONTO#LV_electrical_panel |  | Uninterruptible Power Supply,High Lift Bldg - Switchgear Room,LP-0001
11853 | FCL-ELS-MCC-0801-SUS | Control Panel, MCC, Filter Building, Electrical Switchgear Room | FCL-SUSPENDED | Control Panel,MCC | Motor Control Center | 36546 | MCC | http://www.toronto.ca/TWONTO#LV_electrical_panel |  | Suspended entity
11854 | FCL-ELS-MCC-0901A-SUS | Control Panel, MCC, Dry Chemical Building, Electrical Switchgear Room | FCL-ELS-PS-0001 | Control Panel,MCC | Motor Control Center | 36547 | MCC | http://www.toronto.ca/TWONTO#LV_electrical_panel |  | Uninterruptible Power Supply,High Lift Bldg - Switchgear Room,LP-0001
11855 | FCL-ELS-MCC-0901A-SUS | Control Panel, MCC, Dry Chemical Building, Electrical Switchgear Room | FCL-SUSPENDED | Control Panel,MCC | Motor Control Center | 36547 | MCC | http://www.toronto.ca/TWONTO#LV_electrical_panel |  | Suspended entity
11856 | FCL-ELS-MCC-0911-SUS | Control Panel, MCC, Emergency Panel Diesel Back-up, Electrical Switchgear Room | FCL-ELS-PS-0001 | Control Panel,MCC | Motor Control Center | 36549 | MCC | http://www.toronto.ca/TWONTO#LV_electrical_panel |  | Uninterruptible Power Supply,High Lift Bldg - Switchgear Room,LP-0001
11857 | FCL-ELS-MCC-0911-SUS | Control Panel, MCC, Emergency Panel Diesel Back-up, Electrical Switchgear Room | FCL-SUSPENDED | Control Panel,MCC | Motor Control Center | 36549 | MCC | http://www.toronto.ca/TWONTO#LV_electrical_panel |  | Suspended entity
11858 | FCL-ELS-MCC-1001A-SUS | Control Panel, MCC, Raw Water Low Lift Pumping Station, Electrical Switchgear Room | FCL-ELS-PS-0001 | Control Panel,MCC | Motor Control Center | 36550 | MCC | http://www.toronto.ca/TWONTO#LV_electrical_panel |  | Uninterruptible Power Supply,High Lift Bldg - Switchgear Room,LP-0001
11859 | FCL-ELS-MCC-1001B-SUS | Control Panel, MCC, Raw Water Low Lift Pumping Station, Electrical Switchgear Room | FCL-ELS-PS-0001 | Control Panel,MCC | Motor Control Center | 36551 | MCC | http://www.toronto.ca/TWONTO#LV_electrical_panel |  | Uninterruptible Power Supply,High Lift Bldg - Switchgear Room,LP-0001
11860 | FCL-ELS-MCC-1001B-SUS | Control Panel, MCC, Raw Water Low Lift Pumping Station, Electrical Switchgear Room | FCL-SUSPENDED | Control Panel,MCC | Motor Control Center | 36551 | MCC | http://www.toronto.ca/TWONTO#LV_electrical_panel |  | Suspended entity
11861 | FCL-ELS-MCC-1021-SUS | Control Panel, MCC, Dry Chemical Building, Electrical Switchgear Room | FCL-ELS-PS-0001 | Control Panel,MCC | Motor Control Center | 36554 | MCC | http://www.toronto.ca/TWONTO#LV_electrical_panel |  | Uninterruptible Power Supply,High Lift Bldg - Switchgear Room,LP-0001
11862 | FCL-ELS-MCC-1021-SUS | Control Panel, MCC, Dry Chemical Building, Electrical Switchgear Room | FCL-SUSPENDED | Control Panel,MCC | Motor Control Center | 36554 | MCC | http://www.toronto.ca/TWONTO#LV_electrical_panel |  | Suspended entity
11863 | FCL-ELS-MCC-1101A-SUS | Control Panel, MCC, Dry Chemical Building HVAC, Electrical Switchgear Room | FCL-ELS-PS-0001 | Control Panel,MCC | Motor Control Center | 36555 | MCC | http://www.toronto.ca/TWONTO#LV_electrical_panel |  | Uninterruptible Power Supply,High Lift Bldg - Switchgear Room,LP-0001
11864 | FCL-ELS-MCC-1111-SUS | Control Panel, MCC, Gaseous Chemical Building, Electrical Switchgear Room | FCL-ELS-PS-0001 | Control Panel,MCC | Motor Control Center | 36557 | MCC | http://www.toronto.ca/TWONTO#LV_electrical_panel |  | Uninterruptible Power Supply,High Lift Bldg - Switchgear Room,LP-0001
11865 | FCL-ELS-MCC-1111-SUS | Control Panel, MCC, Gaseous Chemical Building, Electrical Switchgear Room | FCL-SUSPENDED | Control Panel,MCC | Motor Control Center | 36557 | MCC | http://www.toronto.ca/TWONTO#LV_electrical_panel |  | Suspended entity
16915 | COL-PCU-MCC-0100 | Control Panel, MCC, Cumber PS | COL-PCU | Control Panel,MCC | Motor Control Center |  | MCC | http://www.toronto.ca/TWONTO#LV_electrical_panel |  | Cumber Pumping Station
26554 | COL-POM-MCC-0001 | Motor Control Centre | COL-POM-MISC | Control Panel,MCC | Motor Control Center |  | MCC | http://www.toronto.ca/TWONTO#LV_electrical_panel |  | Miscellaneous Equipment
34549 | COL-PWN-MCC-0001 | Motor Control Centre | COL-PWN | Control Panel,MCC | Motor Control Center |  | MCC | http://www.toronto.ca/TWONTO#LV_electrical_panel |  | Warren Park Pumping Station
34550 | COL-PWN-MCC-0001 | Motor Control Centre | COL-PWN-MISC | Control Panel,MCC | Motor Control Center |  | MCC | http://www.toronto.ca/TWONTO#LV_electrical_panel |  | Miscellaneous Equipment
35561 | COL-PWR-MCC-0100 | Control Panel, MCC, West Rouge PS | COL-PWR-AUX-ELEC | Control Panel,MCC | Motor Control Center |  | MCC | http://www.toronto.ca/TWONTO#LV_electrical_panel |  | Electrical Equipment
38079 | SWM-PBL-MCC-0001 | Motor Control Centre | SWM-PBL | Control Panel,MCC | Motor Control Center |  | MCC | http://www.toronto.ca/TWONTO#LV_electrical_panel |  | Bloor Storm Pumping Station
42701 | TAB-CAP-PRJ-0009 | ECAP-2 in Z Building | TAB-WA6 |  | Motor Control Center |  | PRJ | project |  | Common to Projects, Bldg. Services, Z Building
47454 | TAB-EL1-MCC-6961 | MCC,Electrical Room,Ground Floor,Screen Build,P Building | TAB-EL1-MCC-6921 | Control Panel,MCC | Motor Control Center |  | MCC | http://www.toronto.ca/TWONTO#LV_electrical_panel |  | MCC,Electrical Room,Ground Floor,Screen Build,P Building
47455 | TAB-EL1-MCC-6963 | MCC,Electrical Room,Second Floor,Screen Build,P Building | TAB-EL1-MCC-6922 | Control Panel,MCC | Motor Control Center |  | MCC | http://www.toronto.ca/TWONTO#LV_electrical_panel |  | MCC,Electrical Room,Ground Floor,Screen Build,P Building
47456 | TAB-EL1-MCC-6993 | MCC,Electrical Rm,Second Floor,Workshop,P Building | TAB-EL1-MCC-6961 | Control Panel,MCC | Motor Control Center |  | MCC | http://www.toronto.ca/TWONTO#LV_electrical_panel |  | MCC,Electrical Room,Ground Floor,Screen Build,P Building
47457 | TAB-EL1-MCC-6995 | MCC,Electrical Room,Second Floor,Screen Build,P Building | TAB-EL1-MCC-6961 | Control Panel,MCC | Motor Control Center |  | MCC | http://www.toronto.ca/TWONTO#LV_electrical_panel |  | MCC,Electrical Room,Ground Floor,Screen Build,P Building
47976 | TAB-EL3-MCC-6102 | MCC,Indoor,Plant Services,Seawall Substation | TAB-EL3-PDP-6016 | Control Panel,MCC | Motor Control Center |  | MCC | http://www.toronto.ca/TWONTO#LV_electrical_panel |  | Power distribution Panel, 600V
47978 | TAB-EL3-MCC-6104 | Motor control center, PWPS 600V | TAB-EL3-PDP-6016 | Control Panel,MCC | Motor Control Center |  | MCC | http://www.toronto.ca/TWONTO#LV_electrical_panel |  | Power distribution Panel, 600V
48362 | TAB-ELS-WA8 | Electrical Equipment, Work Area 8, ( Panel Boards, MCC ) | TAB-WA8 |  | Motor Control Center |  |  | http://www.toronto.ca/TWONTO#collection_of_assets |  | Common to WA8 Bldg. Services
50004 | FCL-ELS-MCC-0501-SUS | Control Panel, MCC, Filter Building, Electrical Switchgear Room | FCL-SUSPENDED | Control Panel,MCC | Motor Control Center | 36537 | MCC | http://www.toronto.ca/TWONTO#LV_electrical_panel |  | Suspended entity
50005 | FCL-ELS-MCC-0601A-SUS | Control Panel, MCC, Treated Water High Lift Pumping Station, Electrical Switchgear Room | FCL-SUSPENDED | Control Panel,MCC | Motor Control Center | 36538 | MCC | http://www.toronto.ca/TWONTO#LV_electrical_panel |  | Suspended entity
50006 | FCL-ELS-MCC-0601B-SUS | Control Panel, MCC, Treated Water High Lift Pumping Station, Electrical Switchgear Room | FCL-ELS-PS-0001 | Control Panel,MCC | Motor Control Center | 36539 | MCC | http://www.toronto.ca/TWONTO#LV_electrical_panel |  | Uninterruptible Power Supply,High Lift Bldg - Switchgear Room,LP-0001
50007 | FCL-ELS-MCC-0601B-SUS | Control Panel, MCC, Treated Water High Lift Pumping Station, Electrical Switchgear Room | FCL-SUSPENDED | Control Panel,MCC | Motor Control Center | 36539 | MCC | http://www.toronto.ca/TWONTO#LV_electrical_panel |  | Suspended entity
50008 | FCL-ELS-MCC-0612-SUS | Control Panel, MCC, Administration Building HVAC, Electrical Switchgear Room | FCL-ELS-PS-0001 | Control Panel,MCC | Motor Control Center | 36541 | MCC | http://www.toronto.ca/TWONTO#LV_electrical_panel |  | Uninterruptible Power Supply,High Lift Bldg - Switchgear Room,LP-0001
50009 | FCL-ELS-MCC-0612-SUS | Control Panel, MCC, Administration Building HVAC, Electrical Switchgear Room | FCL-SUSPENDED | Control Panel,MCC | Motor Control Center | 36541 | MCC | http://www.toronto.ca/TWONTO#LV_electrical_panel |  | Suspended entity
50010 | FCL-ELS-MCC-0613-SUS | Control Panel, MCC, Treated Water Essential Service, Electrical Switchgear Room | FCL-ELS-PS-0001 | Control Panel,MCC | Motor Control Center | 36542 | MCC | http://www.toronto.ca/TWONTO#LV_electrical_panel |  | Uninterruptible Power Supply,High Lift Bldg - Switchgear Room,LP-0001
50011 | FCL-ELS-MCC-0613-SUS | Control Panel, MCC, Treated Water Essential Service, Electrical Switchgear Room | FCL-SUSPENDED | Control Panel,MCC | Motor Control Center | 36542 | MCC | http://www.toronto.ca/TWONTO#LV_electrical_panel |  | Suspended entity
50012 | FCL-ELS-MCC-0621-SUS | Control Panel, MCC, Emergency Panel Diesel Back-up, Electrical Switchgear Room | FCL-ELS-PS-0001 | Control Panel,MCC | Motor Control Center | 36543 | MCC | http://www.toronto.ca/TWONTO#LV_electrical_panel |  | Uninterruptible Power Supply,High Lift Bldg - Switchgear Room,LP-0001
50013 | FCL-ELS-MCC-0621-SUS | Control Panel, MCC, Emergency Panel Diesel Back-up, Electrical Switchgear Room | FCL-SUSPENDED | Control Panel,MCC | Motor Control Center | 36543 | MCC | http://www.toronto.ca/TWONTO#LV_electrical_panel |  | Suspended entity
50014 | FCL-ELS-MCC-0701-SUS | Control Panel, MCC, Filter Building Process, Electrical Switchgear Room | FCL-SUSPENDED | Control Panel,MCC | Motor Control Center | 36545 | MCC | http://www.toronto.ca/TWONTO#LV_electrical_panel |  | Suspended entity
50015 | FCL-ELS-MCC-0901B-SUS | Control Panel, MCC, Dry Chemical Building, Electrical Switchgear Room | FCL-ELS-PS-0001 | Control Panel,MCC | Motor Control Center | 36548 | MCC | http://www.toronto.ca/TWONTO#LV_electrical_panel |  | Uninterruptible Power Supply,High Lift Bldg - Switchgear Room,LP-0001
50016 | FCL-ELS-MCC-0901B-SUS | Control Panel, MCC, Dry Chemical Building, Electrical Switchgear Room | FCL-SUSPENDED | Control Panel,MCC | Motor Control Center | 36548 | MCC | http://www.toronto.ca/TWONTO#LV_electrical_panel |  | Suspended entity
50017 | FCL-ELS-MCC-1001A-SUS | Control Panel, MCC, Raw Water Low Lift Pumping Station, Electrical Switchgear Room | FCL-SUSPENDED | Control Panel,MCC | Motor Control Center | 36550 | MCC | http://www.toronto.ca/TWONTO#LV_electrical_panel |  | Suspended entity
50018 | FCL-ELS-MCC-1011-SUS | Control Panel, MCC, Raw Water Process Essential Service, Electrical Switchgear Room | FCL-ELS-PS-0001 | Control Panel,MCC | Motor Control Center | 36552 | MCC | http://www.toronto.ca/TWONTO#LV_electrical_panel |  | Uninterruptible Power Supply,High Lift Bldg - Switchgear Room,LP-0001
50019 | FCL-ELS-MCC-1011-SUS | Control Panel, MCC, Raw Water Process Essential Service, Electrical Switchgear Room | FCL-SUSPENDED | Control Panel,MCC | Motor Control Center | 36552 | MCC | http://www.toronto.ca/TWONTO#LV_electrical_panel |  | Suspended entity
50020 | FCL-ELS-MCC-1012-SUS | Control Panel, MCC, Low Lift Process Normal Power, Electrical Switchgear Room | FCL-ELS-PS-0001 | Control Panel,MCC | Motor Control Center | 36553 | MCC | http://www.toronto.ca/TWONTO#LV_electrical_panel |  | Uninterruptible Power Supply,High Lift Bldg - Switchgear Room,LP-0001
50021 | FCL-ELS-MCC-1012-SUS | Control Panel, MCC, Low Lift Process Normal Power, Electrical Switchgear Room | FCL-SUSPENDED | Control Panel,MCC | Motor Control Center | 36553 | MCC | http://www.toronto.ca/TWONTO#LV_electrical_panel |  | Suspended entity
50022 | FCL-ELS-MCC-1101A-SUS | Control Panel, MCC, Dry Chemical Building HVAC, Electrical Switchgear Room | FCL-SUSPENDED | Control Panel,MCC | Motor Control Center | 36555 | MCC | http://www.toronto.ca/TWONTO#LV_electrical_panel |  | Suspended entity
50023 | FCL-ELS-MCC-1101B-SUS | Control Panel, MCC, Gaseous Building, Electrical Switchgear Room | FCL-ELS-PS-0001 | Control Panel,MCC | Motor Control Center | 36556 | MCC | http://www.toronto.ca/TWONTO#LV_electrical_panel |  | Uninterruptible Power Supply,High Lift Bldg - Switchgear Room,LP-0001
50024 | FCL-ELS-MCC-1101B-SUS | Control Panel, MCC, Gaseous Building, Electrical Switchgear Room | FCL-SUSPENDED | Control Panel,MCC | Motor Control Center | 36556 | MCC | http://www.toronto.ca/TWONTO#LV_electrical_panel |  | Suspended entity
53909 | TAB-RSP-MCC-0203 | MCC, 600V- M Bldg | TAB-ELS-M BLDG | Control Panel,MCC | Motor Control Center |  | MCC | http://www.toronto.ca/TWONTO#LV_electrical_panel |  | M Building Indoor Substation
65221 | THC-ELS-MCC-0302 | Motor Control Center,Tunnel T31,Electrical Room | THC-EPG-TS-2872 | Control Panel,MCC | Motor Control Center |  | MCC | http://www.toronto.ca/TWONTO#LV_electrical_panel |  | Automatic Transfer Switch,Dechlorination Building,Electrical Room
65253 | THC-ELS-MCC-1840 | Motor Control Center,Administration Building | THC-ELS-CB-1840A |  | Motor Control Center |  | MCC | http://www.toronto.ca/TWONTO#LV_electrical_panel |  | Circuit Breaker,Administration Building,Control Room
65300 | THC-ELS-MCC-1850 | Motor Control Centre,Thickening Building | THC-ELS-LVS-1800 |  | Motor Control Center |  | MCC | http://www.toronto.ca/TWONTO#LV_electrical_panel |  | Low Voltage Switchgear,Administration Building,Control Room
65301 | THC-ELS-MCC-1860 | Motor Control Centre,Sludge Storage Building | THC-ACC-BLDG D |  | Motor Control Center |  | MCC | http://www.toronto.ca/TWONTO#LV_electrical_panel |  | Sludge Holding Tanks Building HVAC
65309 | THC-ELS-MCC-2480 | Motor Control Center,Disinfection Building,Compressor Room,Ground Floor | THC-DIS |  | Motor Control Center |  | MCC | http://www.toronto.ca/TWONTO#LV_electrical_panel |  | Disinfection (Chlorination) Process
65315 | THC-ELS-MCC-2860 | Motor Control Center,Sludge Storage Building | THC-ACC-BLDG D |  | Motor Control Center |  | MCC | http://www.toronto.ca/TWONTO#LV_electrical_panel |  | Sludge Holding Tanks Building HVAC
86946 | TNT-ELS-MCC-6101 | Control Centre, Motor, Electrical Sub-Station | TNT-ELS-PDP-6001 | Control Panel,MCC | Motor Control Center |  | MCC | http://www.toronto.ca/TWONTO#LV_electrical_panel |  | 600V Power Distribution Panel
90260 | WTR-PAH-MCC-0101 | Motor Control Center | WTR-PAH-BUS-0101 | Control Panel,MCC | Motor Control Center |  | MCC | http://www.toronto.ca/TWONTO#LV_electrical_panel |  | Switchgear, 43 (L/R) / 52 CS
90261 | WTR-PAH-MCC-0201 | Motor Control Center | WTR-PAH-TR-0401 | Control Panel,MCC | Motor Control Center |  | MCC | http://www.toronto.ca/TWONTO#LV_electrical_panel |  | Transformer, Power Dry, BUS 0201, Secondary
90569 | WTR-PEL-BUS-0101 | BUS, Line 1 | WTR-PEL-ELS |  | Motor Control Center |  | BUS | http://www.toronto.ca/TWONTO#LV_electrical_panel |  | Electrical System
90570 | WTR-PEL-BUS-0101 | BUS, Line 1 | WTR-PEL-TR-0101 |  | Motor Control Center |  | BUS | http://www.toronto.ca/TWONTO#MV_electrical_cabinet |  | Transformer, Power, Line 1, 27.6 kV/4.16 kV
90571 | WTR-PEL-BUS-0201 | BUS, Line 2 | WTR-PEL-ELS |  | Motor Control Center |  | BUS | http://www.toronto.ca/TWONTO#LV_electrical_panel |  | Electrical System
90915 | WTR-PEL-MCC-0001A | Motor Control Center | WTR-PEL-BUS-0001A | Control Panel,MCC | Motor Control Center |  | MCC | http://www.toronto.ca/TWONTO#MV_electrical_cabinet |  | BUS, Secondary, 4160V
90916 | WTR-PEL-MCC-0001B | Motor Control Center | WTR-PEL-BUS-0001B | Control Panel,MCC | Motor Control Center |  | MCC | http://www.toronto.ca/TWONTO#MV_electrical_cabinet |  | BUS, Secondary, 4160V
90917 | WTR-PEL-MCC-0101 | Motor Control Center | WTR-PEL-BUS-0101 | Control Panel,MCC | Motor Control Center |  | MCC | http://www.toronto.ca/TWONTO#LV_electrical_panel |  | BUS, Line 1
90919 | WTR-PEL-MCC-0201 | Motor Control Center | WTR-PEL-TR-0401 | Control Panel,MCC | Motor Control Center |  | MCC | http://www.toronto.ca/TWONTO#LV_electrical_panel |  | Transformer, Power, Transformer T4, Secondary, Line 2
91717 | WTR-PJS-BUS-0102 | Electrical Bus | WTR-PJS-ELS | Control Panel,MCC | Motor Control Center |  | BUS | http://www.toronto.ca/TWONTO#LV_electrical_panel |  | Electrical System
91718 | WTR-PJS-BUS-0202 | Electrical Bus | WTR-PJS-ELS | Control Panel,MCC | Motor Control Center |  | BUS | http://www.toronto.ca/TWONTO#LV_electrical_panel |  | Electrical System
92195 | WTR-PJS-MCC-0101 | Motor Control Center | WTR-PJS-BUS-0101 | Control Panel,MCC | Motor Control Center |  | MCC | http://www.toronto.ca/TWONTO#LV_electrical_panel |  | Electrical Bus
92196 | WTR-PJS-MCC-0201 | Motor Control Center | WTR-PJS-BUS-0201 | Control Panel,MCC | Motor Control Center |  | MCC | http://www.toronto.ca/TWONTO#LV_electrical_panel |  | Electrical Bus
92409 | WTR-PKL-BUS-0101 | Motor Control Center,Keele Pumping Station | WTR-PKL-TR-0101 | Control Panel,MCC | Motor Control Center |  | BUS | http://www.toronto.ca/TWONTO#MV_electrical_cabinet |  | Transformer, Power, Line 1, 27.6 kV/4.16 kV
92410 | WTR-PKL-BUS-0102 | Motor Control Center,Keele Pumping Station | WTR-PKL-TR-0201 | Control Panel,MCC | Motor Control Center |  | BUS | http://www.toronto.ca/TWONTO#MV_electrical_cabinet |  | Transformer, Power, Line 2, 27.6 kV/4.16 kV
92506 | WTR-PKL-MCC-0001A | Motor Control Center,Keele Pumping Station | WTR-PKL-BUS-0101 | Control Panel,MCC | Motor Control Center |  | MCC | http://www.toronto.ca/TWONTO#LV_electrical_panel |  | Motor Control Center,Keele Pumping Station
92507 | WTR-PKL-MCC-0001B | Motor Control Center,Keele Pumping Station | WTR-PKL-BUS-0102 | Control Panel,MCC | Motor Control Center |  | MCC | http://www.toronto.ca/TWONTO#LV_electrical_panel |  | Motor Control Center,Keele Pumping Station
92508 | WTR-PKL-MCC-0001B | Motor Control Center,Keele Pumping Station | WTR-PKL-TR-0401 | Control Panel,MCC | Motor Control Center |  | MCC | http://www.toronto.ca/TWONTO#LV_electrical_panel |  | Transformer,Power,TR 0401,Secondary Line 2
92509 | WTR-PKL-MCC-0101 | Motor Control Center, Bus 0101 | WTR-PKL-TR-0301 | Control Panel | Motor Control Center |  | MCC | http://www.toronto.ca/TWONTO#LV_electrical_panel |  | Transformer,Power,TR 0301,Secondary Line 1
92510 | WTR-PKL-MCC-0201 | Motor Control Center, Bus 0201 | WTR-PKL-BUS-0102 | Control Panel | Motor Control Center |  | MCC | http://www.toronto.ca/TWONTO#LV_electrical_panel |  | Motor Control Center,Keele Pumping Station
92511 | WTR-PKL-MCC-0201 | Motor Control Center, Bus 0201 | WTR-PKL-TR-0401 | Control Panel | Motor Control Center |  | MCC | http://www.toronto.ca/TWONTO#LV_electrical_panel |  | Transformer,Power,TR 0401,Secondary Line 2
93262 | WTR-PMI-MCC-0301 | Motor Control Center, Water Transmission | WTR-PMI-ELS |  | Motor Control Center |  | MCC | http://www.toronto.ca/TWONTO#LV_electrical_panel |  | Electrical System
93263 | WTR-PMI-MCC-0304 | Motor Control Center, Water Transmission | WTR-PMI-ELS |  | Motor Control Center |  | MCC | http://www.toronto.ca/TWONTO#LV_electrical_panel |  | Electrical System
93264 | WTR-PMI-MCC-0501 | Motor Control Center, Water Transmission | WTR-PMI-ELS |  | Motor Control Center |  | MCC | http://www.toronto.ca/TWONTO#LV_electrical_panel |  | Electrical System
93265 | WTR-PMI-MCC-0601 | Motor Control Center, Water Transmission | WTR-PMI-ELS |  | Motor Control Center |  | MCC | http://www.toronto.ca/TWONTO#LV_electrical_panel |  | Electrical System
93745 | WTR-PPD-MCC-0101 | Motor Control Center | WTR-PPD-BUS-0101 | Control Panel,MCC | Motor Control Center |  | MCC | http://www.toronto.ca/TWONTO#LV_electrical_panel |  | Switchgear, Power, Bus T1
93746 | WTR-PPD-MCC-0201 | Motor Control Center | WTR-PPD-TR-0401 | Control Panel,MCC | Motor Control Center |  | MCC | http://www.toronto.ca/TWONTO#LV_electrical_panel |  | Transformer, Power, Secondary
93956 | WTR-PRH-MCC-0101 | Motor Control Center, Incoming Line | WTR-PRH-BUS-0101 | Control Panel | Motor Control Center |  | MCC | http://www.toronto.ca/TWONTO#LV_electrical_panel |  | Switchgear, Power, Bus T1
93957 | WTR-PRH-MCC-0101 | Motor Control Center, Incoming Line | WTR-PRH-TR-0301 | Control Panel | Motor Control Center |  | MCC | http://www.toronto.ca/TWONTO#LV_electrical_panel |  | Transformer, 4160/600 V, Power, Rosehill Pumping Station, Switchgear Electrical Room
93959 | WTR-PRH-MCC-0201 | Motor Control Center, Incoming Line | WTR-PRH-BUS-0201 | Control Panel | Motor Control Center |  | MCC | http://www.toronto.ca/TWONTO#LV_electrical_panel |  | Switchgear, Power, Bus T2
94606 | WTR-PSC-MCC-0101 | Motor Control Center, Bus 0101 | WTR-PSC-BUS-0101 | Control Panel | Motor Control Center |  | MCC | http://www.toronto.ca/TWONTO#LV_electrical_panel |  | Motor Control Center, Bus 0101
94607 | WTR-PSC-MCC-0201 | Motor Control Center, Bus 0201 | WTR-PSC-BUS-0201 | Control Panel | Motor Control Center |  | MCC | http://www.toronto.ca/TWONTO#LV_electrical_panel |  | Motor Control Center, Bus 0201
94608 | WTR-PSC-MCC-0201 | Motor Control Center, Bus 0201 | WTR-PSC-TR-0401 | Control Panel | Motor Control Center |  | MCC | http://www.toronto.ca/TWONTO#LV_electrical_panel |  | Transformer, Power, SST2
94609 | WTR-PSC-MCC-0202 | Motor Control Center, EM1 | WTR-PSC-ELS | Control Panel,MCC | Motor Control Center |  | MCC | http://www.toronto.ca/TWONTO#LV_electrical_panel |  | Electrical System
94610 | WTR-PSC-MCC-0202 | Motor Control Center, EM1 | WTR-PSC-TR-0401 | Control Panel,MCC | Motor Control Center |  | MCC | http://www.toronto.ca/TWONTO#LV_electrical_panel |  | Transformer, Power, SST2
94941 | WTR-PWT-MCC-0101 | Motor Control Center | WTR-PWT-TR-0301 | Control Panel,MCC | Motor Control Center |  | MCC | http://www.toronto.ca/TWONTO#LV_electrical_panel |  | Transformer, Power, Transformer T3, Secondary
94942 | WTR-PWT-MCC-0201 | Motor Control Center | WTR-PWT-BUS-0201 | Control Panel,MCC | Motor Control Center |  | MCC | http://www.toronto.ca/TWONTO#LV_electrical_panel |  | Switchgear, Power, Bus T2
94943 | WTR-PWT-MCC-0201 | Motor Control Center | WTR-PWT-TR-0401 | Control Panel,MCC | Motor Control Center |  | MCC | http://www.toronto.ca/TWONTO#LV_electrical_panel |  | Transformer, Power, Transformer T4, Secondary
95125 | WTR-RDF-MCC-0001 | Motor Control Center, Dufferin Reservoir, North Valve House | WTR-RDF-ELS | Control Panel,MCC | Motor Control Center |  | MCC | http://www.toronto.ca/TWONTO#LV_electrical_panel |  | Electrical System
95512 | WTR-RMI-MCC-0101 | Motor Control Center, Water Transmission | WTR-RMI-ELS |  | Motor Control Center |  | MCC | http://www.toronto.ca/TWONTO#LV_electrical_panel |  | Electrical System
105390 | SWM-PBL-MCC-0001 | Motor Control Centre | SWM-PBL-MISC | Control Panel,MCC | Motor Control Center |  | MCC | http://www.toronto.ca/TWONTO#LV_electrical_panel |  | Miscellaneous Equipment
105520 | SWM-PIT-MCC-0001 | Motor Control Centre | SWM-PIT | Control Panel,MCC | Motor Control Center |  | MCC | http://www.toronto.ca/TWONTO#LV_electrical_panel |  | Islington Storm Pumping Station
105521 | SWM-PIT-MCC-0001 | Motor Control Centre | SWM-PIT-MISC | Control Panel,MCC | Motor Control Center |  | MCC | http://www.toronto.ca/TWONTO#LV_electrical_panel |  | Miscellaneous Equipment
105568 | SWM-PMG-MCC-0001 | Motor Control Centre | SWM-PMG | Control Panel,MCC | Motor Control Center |  | MCC | http://www.toronto.ca/TWONTO#LV_electrical_panel |  | Martin Grove Storm Pumping Station
105569 | SWM-PMG-MCC-0001 | Motor Control Centre | SWM-PMG-MISC | Control Panel,MCC | Motor Control Center |  | MCC | http://www.toronto.ca/TWONTO#LV_electrical_panel |  | Miscellaneous Equipment
112693 | TAB-EL1-MCC-6402 | MCC, 600V- T Bldg | TAB-ELS-T BLDG | Control Panel,MCC | Motor Control Center |  | MCC | http://www.toronto.ca/TWONTO#LV_electrical_panel |  | T Building Indoor Substation
112748 | TAB-EL1-MCC-6921 | MCC,Electrical Room,Ground Floor,Screen Build,P Building | TAB-EL1-PDP-6021 | Control Panel,MCC | Motor Control Center |  | MCC | http://www.toronto.ca/TWONTO#LV_electrical_panel |  | Panel,Power Distribution,Walk-in Switchgear 600V,Outdoor,P Building Substation
112749 | TAB-EL1-MCC-6922 | MCC,Electrical Room,Ground Floor,Screen Build,P Building | TAB-EL1-PDP-6022 | Control Panel,MCC | Motor Control Center |  | MCC | http://www.toronto.ca/TWONTO#LV_electrical_panel |  | Panel,Power Distribution,Walk-in Switchgear 600V,Outdoor,P Building Substation
112750 | TAB-EL1-MCC-6925 | MCC,Electrical Rm,Second Floor,Workshop,P Building | TAB-EL1-PDP-6021 | Control Panel,MCC | Motor Control Center |  | MCC | http://www.toronto.ca/TWONTO#LV_electrical_panel |  | Panel,Power Distribution,Walk-in Switchgear 600V,Outdoor,P Building Substation
112751 | TAB-EL1-MCC-6926 | MCC,Electrical Rm,Second Floor,Workshop,P Building | TAB-EL1-PDP-6022 | Control Panel,MCC | Motor Control Center |  | MCC | http://www.toronto.ca/TWONTO#LV_electrical_panel |  | Panel,Power Distribution,Walk-in Switchgear 600V,Outdoor,P Building Substation
112752 | TAB-EL1-MCC-6962 | MCC,Mechanical Room,Ground Floor,Screen Build,P Building | TAB-EL1-MCC-6922 | Control Panel,MCC | Motor Control Center |  | MCC | http://www.toronto.ca/TWONTO#LV_electrical_panel |  | MCC,Electrical Room,Ground Floor,Screen Build,P Building
113522 | TAB-ELS-WA7 | Equipment location, TAB-ELS-WA7, Electrical Equipment, Work Area7 ( Panelboards, MCC ) | TAB-ELS |  | Motor Control Center |  |  | http://www.toronto.ca/TWONTO#collection_of_assets |  | WA7 Electrical
124858 | THC-ELS-MCC-0302 | Motor Control Center,Tunnel T31,Electrical Room | THC-ELS-PS-0001-TUN | Control Panel,MCC | Motor Control Center |  | MCC | http://www.toronto.ca/TWONTO#LV_electrical_panel |  | Primary Power Equipment, Building Tunels
124859 | THC-ELS-MCC-0302 | Motor Control Center,Tunnel T31,Electrical Room | THC-GRK-ELS-TUNNEL | Control Panel,MCC | Motor Control Center |  | MCC | http://www.toronto.ca/TWONTO#LV_electrical_panel |  | Tunnels
124873 | THC-ELS-MCC-1480 | Motor Control Center,Disinfection Building,Compressor Room,Ground Floor | THC-ELS-LVS-1400B |  | Motor Control Center |  | MCC | http://www.toronto.ca/TWONTO#LV_electrical_panel |  | Low Voltage Switchgear,NW Plant Aeration Building,Electrical Room
124879 | THC-ELS-MCC-1810 | Motor Control Center,Boiler Building,Boiler Room | THC-ELS-LVS-1800 |  | Motor Control Center |  | MCC | http://www.toronto.ca/TWONTO#LV_electrical_panel |  | Low Voltage Switchgear,Administration Building,Control Room
124880 | THC-ELS-MCC-1830 | Motor Control Center,TWAS Bldg,Electrical Room | THC-ELS-LVS-1800 |  | Motor Control Center |  | MCC | http://www.toronto.ca/TWONTO#LV_electrical_panel |  | Low Voltage Switchgear,Administration Building,Control Room
124900 | THC-ELS-MCC-2810 | Motor Control Center,Boiler Building,Boiler Room | THC-ELS-LVS-2800 |  | Motor Control Center |  | MCC | http://www.toronto.ca/TWONTO#LV_electrical_panel |  | Low Voltage Switchgear,Administration Building,Control Room
124901 | THC-ELS-MCC-2830 | Motor Control Center,TWAS Bldg,Electrical Room | THC-ELS-LVS-2800 |  | Motor Control Center |  | MCC | http://www.toronto.ca/TWONTO#LV_electrical_panel |  | Low Voltage Switchgear,Administration Building,Control Room
124902 | THC-ELS-MCC-2850 | Motor Control Center,TWAS Bldg,Electrical Room | THC-ELS-LVS-2800 |  | Motor Control Center |  | MCC | http://www.toronto.ca/TWONTO#LV_electrical_panel |  | Low Voltage Switchgear,Administration Building,Control Room
125188 | THC-EPG-MCC-2870 | Motor Control Center,NW Plant Aeration Building,Electrical Room | THC-DIS |  | Motor Control Center |  | MCC | http://www.toronto.ca/TWONTO#LV_electrical_panel |  | Disinfection (Chlorination) Process
125189 | THC-EPG-MCC-2880 | Motor Control Center,Administration Building | THC-DIS |  | Motor Control Center |  | MCC | http://www.toronto.ca/TWONTO#LV_electrical_panel |  | Disinfection (Chlorination) Process
140597 | TNT-ELS-MCC-6102 | Control Centre, Motor, Electrical Sub-Station | TNT-ELS-PDP-6002 | Control Panel,MCC | Motor Control Center |  | MCC | http://www.toronto.ca/TWONTO#LV_electrical_panel |  | 600V Power Distribution Panel
140598 | TNT-ELS-MCC-6103 | Control Centre, Motor, Electrical Sub-Station | TNT-ELS-PDP-6001 | Control Panel,MCC | Motor Control Center |  | MCC | http://www.toronto.ca/TWONTO#LV_electrical_panel |  | 600V Power Distribution Panel
140599 | TNT-ELS-MCC-6104 | Control Centre, Motor, Electrical Sub-Station | TNT-ELS-PDP-6002 | Control Panel,MCC | Motor Control Center |  | MCC | http://www.toronto.ca/TWONTO#LV_electrical_panel |  | 600V Power Distribution Panel
143236 | WTR-PAH-MCC-0101 | Motor Control Center | WTR-PAH-TR-0301 | Control Panel,MCC | Motor Control Center |  | MCC | http://www.toronto.ca/TWONTO#LV_electrical_panel |  | Transformer, Power Dry, BUS 0101, Secondary
143237 | WTR-PAH-MCC-0201 | Motor Control Center | WTR-PAH-BUS-0201 | Control Panel,MCC | Motor Control Center |  | MCC | http://www.toronto.ca/TWONTO#LV_electrical_panel |  | Switchgear, 52 CS / 43 (L/R)
143535 | WTR-PEL-BUS-0001A | BUS, Secondary, 4160V | WTR-PEL-ELS |  | Motor Control Center |  | BUS | http://www.toronto.ca/TWONTO#MV_electrical_cabinet |  | Electrical System
143536 | WTR-PEL-BUS-0001B | BUS, Secondary, 4160V | WTR-PEL-ELS |  | Motor Control Center |  | BUS | http://www.toronto.ca/TWONTO#MV_electrical_cabinet |  | Electrical System
143539 | WTR-PEL-BUS-0201 | BUS, Line 2 | WTR-PEL-TR-0201 |  | Motor Control Center |  | BUS | http://www.toronto.ca/TWONTO#MV_electrical_cabinet |  | Transformer, Power, Line 2, 27.6 kV/4.16 kV
143796 | WTR-PEL-MCC-0101 | Motor Control Center | WTR-PEL-TR-0301 | Control Panel,MCC | Motor Control Center |  | MCC | http://www.toronto.ca/TWONTO#LV_electrical_panel |  | Transformer, Power, Transformer T3, Secondary, Line 1
143797 | WTR-PEL-MCC-0201 | Motor Control Center | WTR-PEL-BUS-0201 | Control Panel,MCC | Motor Control Center |  | MCC | http://www.toronto.ca/TWONTO#LV_electrical_panel |  | BUS, Line 2
144454 | WTR-PJS-BUS-0101 | Electrical Bus | WTR-PJS-ELS | Control Panel,MCC | Motor Control Center |  | BUS | http://www.toronto.ca/TWONTO#LV_electrical_panel |  | Electrical System
144455 | WTR-PJS-BUS-0201 | Electrical Bus | WTR-PJS-ELS | Control Panel,MCC | Motor Control Center |  | BUS | http://www.toronto.ca/TWONTO#LV_electrical_panel |  | Electrical System
144917 | WTR-PKL-MCC-0001A | Motor Control Center,Keele Pumping Station | WTR-PKL-TR-0301 | Control Panel,MCC | Motor Control Center |  | MCC | http://www.toronto.ca/TWONTO#LV_electrical_panel |  | Transformer,Power,TR 0301,Secondary Line 1
144918 | WTR-PKL-MCC-0101 | Motor Control Center, Bus 0101 | WTR-PKL-BUS-0101 | Control Panel | Motor Control Center |  | MCC | http://www.toronto.ca/TWONTO#LV_electrical_panel |  | Motor Control Center,Keele Pumping Station
145481 | WTR-PMI-MCC-0401 | Motor Control Center, Water Transmission | WTR-PMI-ELS |  | Motor Control Center |  | MCC | http://www.toronto.ca/TWONTO#LV_electrical_panel |  | Electrical System
145482 | WTR-PMI-MCC-0506 | Motor Control Center, Water Transmission | WTR-PMI-ELS |  | Motor Control Center |  | MCC | http://www.toronto.ca/TWONTO#LV_electrical_panel |  | Electrical System
145722 | WTR-PPD-MCC-0101 | Motor Control Center | WTR-PPD-TR-0301 | Control Panel,MCC | Motor Control Center |  | MCC | http://www.toronto.ca/TWONTO#LV_electrical_panel |  | Transformer, Power, Secondary
145723 | WTR-PPD-MCC-0201 | Motor Control Center | WTR-PPD-BUS-0201 | Control Panel,MCC | Motor Control Center |  | MCC | http://www.toronto.ca/TWONTO#LV_electrical_panel |  | Switchgear, Power, Bus T2
146343 | WTR-PSC-MCC-0101 | Motor Control Center, Bus 0101 | WTR-PSC-TR-0301 | Control Panel | Motor Control Center |  | MCC | http://www.toronto.ca/TWONTO#LV_electrical_panel |  | Transformer, Power, SST1
146609 | WTR-PWT-MCC-0101 | Motor Control Center | WTR-PWT-BUS-0101 | Control Panel,MCC | Motor Control Center |  | MCC | http://www.toronto.ca/TWONTO#LV_electrical_panel |  | Switchgear, Power, Bus T1
147057 | WTR-RMI-MCC-0201 | Motor Control Center, Water Transmission | WTR-RMI-ELS |  | Motor Control Center |  | MCC | http://www.toronto.ca/TWONTO#LV_electrical_panel |  | Electrical System
147197 | WTR-RRH-MCC-0101 | Motor Control Centre, Cascade Chamber | WTR-RRH-CH-0001 | Control Panel,MCC | Motor Control Center |  | MCC | http://www.toronto.ca/TWONTO#LV_electrical_panel |  | Chamber, Cascade and Fountain
3058 | COL-PBG-MCC-0001 | Motor Control Center | COL-PBG-MISC |  | Motor Control Centre |  | MCC | http://www.toronto.ca/TWONTO#LV_electrical_panel |  | Miscellaneous Equipment
3635 | COL-PEV-MCC-0001 | Motor Control Center | COL-PEV |  | Motor Control Centre |  | MCC | http://www.toronto.ca/TWONTO#LV_electrical_panel |  | Ellis Sewage Pumping Station
3636 | COL-PEV-MCC-0001 | Motor Control Center | COL-PEV-MISC |  | Motor Control Centre |  | MCC | http://www.toronto.ca/TWONTO#LV_electrical_panel |  | Miscellaneous Equipment
3673 | COL-PFB-MCC-0001 | Motor Control Center | COL-PFB-MISC |  | Motor Control Centre |  | MCC | http://www.toronto.ca/TWONTO#LV_electrical_panel |  | Miscellaneous Equipment
4197 | COL-PKG-MCC-0001 | Motor Control Center | COL-PKG |  | Motor Control Centre |  | MCC | http://www.toronto.ca/TWONTO#LV_electrical_panel |  | Kingston Rd Pumping Station
4198 | COL-PKG-MCC-0001 | Motor Control Center | COL-PKG-MISC |  | Motor Control Centre |  | MCC | http://www.toronto.ca/TWONTO#LV_electrical_panel |  | Miscellaneous Equipment
5988 | COL-PRR-MCC-0001 | Motor Control Center | COL-PRR |  | Motor Control Centre |  | MCC | http://www.toronto.ca/TWONTO#LV_electrical_panel |  | Riverside Sewage Pumping Station
6118 | COL-PSD-MCC-0001 | Motor Control Center | COL-PSD-MISC |  | Motor Control Centre |  | MCC | http://www.toronto.ca/TWONTO#LV_electrical_panel |  | Miscellaneous Equipment
6214 | COL-PSK-MCC-0001 | Motor Control Center | COL-PSK |  | Motor Control Centre |  | MCC | http://www.toronto.ca/TWONTO#LV_electrical_panel |  | Skydome Sewage Pumping Station
6215 | COL-PSK-MCC-0001 | Motor Control Center | COL-PSK-MISC |  | Motor Control Centre |  | MCC | http://www.toronto.ca/TWONTO#LV_electrical_panel |  | Miscellaneous Equipment
6345 | COL-PSM-MCC-0001 | Motor Control Center | COL-PSM |  | Motor Control Centre |  | MCC | http://www.toronto.ca/TWONTO#LV_electrical_panel |  | Simcoe St Sewage Pumping Station
6346 | COL-PSM-MCC-0001 | Motor Control Center | COL-PSM-MISC |  | Motor Control Centre |  | MCC | http://www.toronto.ca/TWONTO#LV_electrical_panel |  | Miscellaneous Equipment
6417 | COL-PSP-MCC-0001 | Motor Control Center | COL-PSP |  | Motor Control Centre |  | MCC | http://www.toronto.ca/TWONTO#LV_electrical_panel |  | Southport Sewage Pumping Station
6418 | COL-PSP-MCC-0001 | Motor Control Center | COL-PSP-MISC |  | Motor Control Centre |  | MCC | http://www.toronto.ca/TWONTO#LV_electrical_panel |  | Miscellaneous Equipment
6488 | COL-PSS-MCC-0001 | Motor Control Center | COL-PSS |  | Motor Control Centre |  | MCC | http://www.toronto.ca/TWONTO#LV_electrical_panel |  | Scott Sewage Pumping Station
6572 | COL-PST-MCC-0001 | Motor Control Center | COL-PST-MISC |  | Motor Control Centre |  | MCC | http://www.toronto.ca/TWONTO#LV_electrical_panel |  | Miscellaneous Equipment
6644 | COL-PSU-MCC-0001 | Motor Control Center | COL-PSU |  | Motor Control Centre |  | MCC | http://www.toronto.ca/TWONTO#LV_electrical_panel |  | Sunnyside Pumping Station
6921 | COL-PVM-MCC-0001 | Motor Control Center | COL-PVM-MISC |  | Motor Control Centre |  | MCC | http://www.toronto.ca/TWONTO#LV_electrical_panel |  | Miscellaneous Equipment
11829 | FCL-ELS-MCC-001D | Control Panel,MCC,Low Lift Bldg - Electrical Room,600V | FCL_ELS_600V_ELECABS | Control Panel,MCC | Motor Control Centre |  | MCC | http://www.toronto.ca/TWONTO#LV_electrical_panel |  | Electrical Cabinets,600V
11830 | FCL-ELS-MCC-001G | Control Panel,MCC,Gaseous Chemical Bldg - Electrical Room,600V | FCL_ELS_600V_ELECABS | Control Panel,MCC | Motor Control Centre |  | MCC | http://www.toronto.ca/TWONTO#LV_electrical_panel |  | Electrical Cabinets,600V
11831 | FCL-ELS-MCC-002D | Control Panel,MCC,Low Lift Bldg - Electrical Room,600V | FCL_ELS_600V_ELECABS | Control Panel,MCC | Motor Control Centre |  | MCC | http://www.toronto.ca/TWONTO#LV_electrical_panel |  | Electrical Cabinets,600V
11832 | FCL-ELS-MCC-002F | Control Panel,MCC,High Lift Bldg - Electrical Room,600V | FCL_ELS_600V_ELECABS | Control Panel,MCC | Motor Control Centre |  | MCC | http://www.toronto.ca/TWONTO#LV_electrical_panel |  | Electrical Cabinets,600V
11833 | FCL-ELS-MCC-002G | Control Panel,MCC,Gaseous Chemical Bldg - Electrical Room,600V | FCL_ELS_600V_ELECABS | Control Panel,MCC | Motor Control Centre |  | MCC | http://www.toronto.ca/TWONTO#LV_electrical_panel |  | Electrical Cabinets,600V
11834 | FCL-ELS-MCC-003F | Control Panel,MCC,High Lift Bldg - Electrical Room,600V | FCL_ELS_600V_ELECABS | Control Panel,MCC | Motor Control Centre |  | MCC | http://www.toronto.ca/TWONTO#LV_electrical_panel |  | Electrical Cabinets,600V
11835 | FCL-ELS-MCC-004G | Control Panel,MCC,Gaseous Chemical Bldg - Electrical Room,600V | FCL_ELS_600V_ELECABS | Control Panel,MCC | Motor Control Centre |  | MCC | http://www.toronto.ca/TWONTO#LV_electrical_panel |  | Electrical Cabinets,600V
11836 | FCL-ELS-MCC-0100 | Control Panel,MCC,High Lift Bldg - Switchgear Room,600V | FCL-ELS-PS-0001 | Control Panel,MCC | Motor Control Centre |  | MCC | http://www.toronto.ca/TWONTO#LV_electrical_panel |  | Uninterruptible Power Supply,High Lift Bldg - Switchgear Room,LP-0001
11837 | FCL-ELS-MCC-01CF | Control Panel,MCC,Centrifuge Bldg - Electrical Room,600V | FCL_ELS_600V_ELECABS | Control Panel,MCC | Motor Control Centre |  | MCC | http://www.toronto.ca/TWONTO#LV_electrical_panel |  | Electrical Cabinets,600V
11838 | FCL-ELS-MCC-01CL | Control Panel,MCC,Clarification - Electrical Room,600V | FCL_ELS_600V_ELECABS | Control Panel,MCC | Motor Control Centre |  | MCC | http://www.toronto.ca/TWONTO#LV_electrical_panel |  | Electrical Cabinets,600V
11839 | FCL-ELS-MCC-0200 | Control Panel,MCC,High Lift Bldg - Switchgear Room,600V | FCL-ELS-PS-0001 | Control Panel,MCC | Motor Control Centre |  | MCC | http://www.toronto.ca/TWONTO#LV_electrical_panel |  | Uninterruptible Power Supply,High Lift Bldg - Switchgear Room,LP-0001
11840 | FCL-ELS-MCC-02CF | Control Panel,MCC,Centrifuge Bldg - Electrical Room,600V | FCL_ELS_600V_ELECABS | Control Panel,MCC | Motor Control Centre |  | MCC | http://www.toronto.ca/TWONTO#LV_electrical_panel |  | Electrical Cabinets,600V
11841 | FCL-ELS-MCC-02CL | Control Panel,MCC,Clarification - Electrical Room,600V | FCL-ELS-PS-0001 | Control Panel,MCC | Motor Control Centre |  | MCC | http://www.toronto.ca/TWONTO#LV_electrical_panel |  | Uninterruptible Power Supply,High Lift Bldg - Switchgear Room,LP-0001
11842 | FCL-ELS-MCC-0300 | Control Panel,MCC,High Lift Bldg - Switchgear Room,600V | FCL-ELS-PS-0001 | Control Panel,MCC | Motor Control Centre |  | MCC | http://www.toronto.ca/TWONTO#LV_electrical_panel |  | Uninterruptible Power Supply,High Lift Bldg - Switchgear Room,LP-0001
11843 | FCL-ELS-MCC-0400 | Control Panel,MCC,Low Lift Bldg - Electrical Room,600V | FCL_ELS_600V_ELECABS | Control Panel,MCC | Motor Control Centre |  | MCC | http://www.toronto.ca/TWONTO#LV_electrical_panel |  | Electrical Cabinets,600V
11844 | FCL-ELS-MCC-0500 | Control Panel,MCC,Low Lift Bldg - Electrical Room,600V | FCL_ELS_600V_ELECABS | Control Panel,MCC | Motor Control Centre |  | MCC | http://www.toronto.ca/TWONTO#LV_electrical_panel |  | Electrical Cabinets,600V
14601 | COL-PBG-MCC-0001 | Motor Control Center | COL-PBG |  | Motor Control Centre |  | MCC | http://www.toronto.ca/TWONTO#LV_electrical_panel |  | Brule Gardens Sewage Pumping Station
15130 | COL-PBR-MCC-0001 | Motor Control Centre | COL-PBR |  | Motor Control Centre |  | MCC | http://www.toronto.ca/TWONTO#LV_electrical_panel |  | Berry Road Sewage Pumping Station
15131 | COL-PBR-MCC-0001 | Motor Control Centre | COL-PBR-MISC |  | Motor Control Centre |  | MCC | http://www.toronto.ca/TWONTO#LV_electrical_panel |  | Miscellaneous Equipment
15928 | FHA-ELS-MCC-0200A | MCC, 2000A, 600V, 3PH, RMF, Ground Level, Electrical Room #1 | FHA-ELS-PRIMARY | Switchgear | Motor Control Centre |  | MCC | http://www.toronto.ca/TWONTO#LV_electrical_panel |  | Primary Electrical System
15929 | FHA-ELS-MCC-0200B | MCC, 2000A, 600V, 3PH, RMF, Ground Level, Electrical Room #1 | FHA-ELS-PRIMARY | Switchgear | Motor Control Centre |  | MCC | http://www.toronto.ca/TWONTO#LV_electrical_panel |  | Primary Electrical System
15930 | FHA-ELS-MCC-0300A | Service Board | FHA-ELS-PRIMARY | Switchgear | Motor Control Centre |  | MCC | http://www.toronto.ca/TWONTO#LV_electrical_panel |  | Primary Electrical System
15931 | FHA-ELS-MCC-0300B | Service Board | FHA-ELS-PRIMARY | Switchgear | Motor Control Centre |  | MCC | http://www.toronto.ca/TWONTO#LV_electrical_panel |  | Primary Electrical System
15932 | FHA-ELS-MCC-0400A | MCC, 2000A, 600V, 3PH, ,Service Building, RMF, Ground Level, Electrical Room #1 | FHA-ELS-PRIMARY | Control Panel,MCC | Motor Control Centre |  | MCC | http://www.toronto.ca/TWONTO#LV_electrical_panel |  | Primary Electrical System
15933 | FHA-ELS-MCC-0400B | MCC, 2000A, 600V, 3PH, Service Building,RMF, Ground Level, Electrical Room #1 | FHA-ELS-PRIMARY | Control Panel,MCC | Motor Control Centre |  | MCC | http://www.toronto.ca/TWONTO#LV_electrical_panel |  | Primary Electrical System
15934 | FHA-ELS-MCC-0600B | FHA-ELS-MCC-0006B - MCC 6B, 600V, RMF | FHA-ELS-PRIMARY | Switchgear | Motor Control Centre |  | MCC | http://www.toronto.ca/TWONTO#LV_electrical_panel |  | Primary Electrical System
15940 | FHA-ELS-PDP-0300A | Power Distribution Panel, 600V, 2000A, 3 PH, Pump Building Basement, Switchgear Room | FHA-ELS-PRIMARY | Switchgear | Motor Control Centre |  | PDP | http://www.toronto.ca/TWONTO#LV_electrical_panel |  | Primary Electrical System
15941 | FHA-ELS-PDP-0300B | Power Distribution Panel, 600V, 2000A, 3 PH. Pump Building Basement, Switchgear Room | FHA-ELS-PRIMARY | Switchgear | Motor Control Centre |  | PDP | http://www.toronto.ca/TWONTO#LV_electrical_panel |  | Primary Electrical System
15942 | FHA-ELS-PDP-0400B-SU | Circuit Breaker, Feed to PDP-0400B | FHA-ELS-PRIMARY | Switchgear | Motor Control Centre | 32844 | PDP | http://www.toronto.ca/TWONTO#breaker |  | Primary Electrical System
15970 | FHA-ELS-TB-0401 | Circuit Breaker, Tie, MCC-0401A & 0401B, RMF, Electrical Room 2 | FHA-ELS-PRIMARY | Switchgear | Motor Control Centre |  | TB | http://www.toronto.ca/TWONTO#breaker |  | Primary Electrical System
20041 | COL-PHP-MCC-0001 | Motor Control Center | COL-PHP |  | Motor Control Centre |  | MCC | http://www.toronto.ca/TWONTO#LV_electrical_panel |  | High Park Sewage Pumping Station
20042 | COL-PHP-MCC-0001 | Motor Control Center | COL-PHP-MISC |  | Motor Control Centre |  | MCC | http://www.toronto.ca/TWONTO#LV_electrical_panel |  | Miscellaneous Equipment
21328 | FHO-ELS-DP-0313-SUS | Distribution Panel from MCC-0313 | FHO-ELS-PS-0001 | Control Panel,Power Distribution Panel | Motor Control Centre | 37596 | DP | http://www.toronto.ca/TWONTO#LV_electrical_panel |  | Primary Power Equipment
21329 | FHO-ELS-DP-0313-SUS | Distribution Panel from MCC-0313 | FHO-SUSPENDED | Control Panel,Power Distribution Panel | Motor Control Centre | 37596 | DP | http://www.toronto.ca/TWONTO#LV_electrical_panel |  | Suspended Entity List
21330 | FHO-ELS-DP-0314-SUS | Distribution Panel from MCC-0314 | FHO-ELS-PS-0001 | Control Panel,Power Distribution Panel | Motor Control Centre | 37597 | DP | http://www.toronto.ca/TWONTO#LV_electrical_panel |  | Primary Power Equipment
21331 | FHO-ELS-DP-0314-SUS | Distribution Panel from MCC-0314 | FHO-SUSPENDED | Control Panel,Power Distribution Panel | Motor Control Centre | 37597 | DP | http://www.toronto.ca/TWONTO#LV_electrical_panel |  | Suspended Entity List
21793 | FHO-ELS-MCC-0510 | Motor Control Centre, Filter Building 1-8., S2, Electrical Room | FHO-ELS-PS-0001 | Control Panel,MCC | Motor Control Centre |  | MCC | http://www.toronto.ca/TWONTO#LV_electrical_panel |  | Primary Power Equipment
21794 | FHO-ELS-MCC-0610 | Motor Control Centre, Filter Building 1-8., S2, Electrical Room | FHO-ELS-PS-0001 | Control Panel,MCC | Motor Control Centre |  | MCC | http://www.toronto.ca/TWONTO#LV_electrical_panel |  | Primary Power Equipment
21795 | FHO-ELS-MCC-0710 | Motor Control Centre, Admin Building, S4, Main Electrical Room | FHO-ELS-INQ | Control Panel,MCC | Motor Control Centre |  | MCC | http://www.toronto.ca/TWONTO#LV_electrical_panel |  | Power Management
21796 | FHO-ELS-MCC-0710 | Motor Control Centre, Admin Building, S4, Main Electrical Room | FHO-ELS-PS-0001 | Control Panel,MCC | Motor Control Centre |  | MCC | http://www.toronto.ca/TWONTO#LV_electrical_panel |  | Primary Power Equipment
21797 | FHO-ELS-MCC-0731 | Motor Control Centre, Emergency Load, Surge Building | FHO-ELS-PS-0001 | Control Panel,MCC | Motor Control Centre |  | MCC | http://www.toronto.ca/TWONTO#LV_electrical_panel |  | Primary Power Equipment
21798 | FHO-ELS-MCC-0810 | Motor Control Centre, Admin Building, S4, Main Electrical Room | FHO-ELS-INQ | Control Panel,MCC | Motor Control Centre |  | MCC | http://www.toronto.ca/TWONTO#LV_electrical_panel |  | Power Management
21799 | FHO-ELS-MCC-0820 | Motor Control Centre, Admin Building, S4, Main Electrical Room | FHO-ELS-INQ | Control Panel,MCC | Motor Control Centre |  | MCC | http://www.toronto.ca/TWONTO#LV_electrical_panel |  | Power Management
21800 | FHO-ELS-MCC-0910 | Motor Control Centre, Raw Water PS, S7, Electrical Room | FHO-ELS-INQ | Control Panel,MCC | Motor Control Centre |  | MCC | http://www.toronto.ca/TWONTO#LV_electrical_panel |  | Power Management
21801 | FHO-ELS-MCC-0920 | Motor Control Centre, Admin Building, S4, Main Electrical Room | FHO-ELS-PS-0001 | Control Panel,MCC | Motor Control Centre |  | MCC | http://www.toronto.ca/TWONTO#LV_electrical_panel |  | Primary Power Equipment
21802 | FHO-ELS-MCC-0930 | Motor Control Centre, Emergency Load, Clarifier Building, S2, Main Foyer | FHO-ELS-PS-0001 | Control Panel,MCC | Motor Control Centre |  | MCC | http://www.toronto.ca/TWONTO#LV_electrical_panel |  | Primary Power Equipment
21803 | FHO-ELS-MCC-1010 | Motor Control Centre, Raw Water PS, S7, Electrical Room | FHO-ELS-PS-0001 | Control Panel,MCC | Motor Control Centre |  | MCC | http://www.toronto.ca/TWONTO#LV_electrical_panel |  | Primary Power Equipment
21804 | FHO-ELS-MCC-1020 | Motor Control Centre, Cadmin Building, S4, Main Electrical Room | FHO-ELS-INQ | Control Panel,MCC | Motor Control Centre |  | MCC | http://www.toronto.ca/TWONTO#LV_electrical_panel |  | Power Management
21805 | FHO-ELS-MCC-1020 | Motor Control Centre, Cadmin Building, S4, Main Electrical Room | FHO-ELS-PS-0001 | Control Panel,MCC | Motor Control Centre |  | MCC | http://www.toronto.ca/TWONTO#LV_electrical_panel |  | Primary Power Equipment
21806 | FHO-ELS-MCC-1030 | Motor Control Centre, Emergency Load, Clarifier Building, S2, Main Foyer | FHO-ELS-INQ | Control Panel,MCC | Motor Control Centre |  | MCC | http://www.toronto.ca/TWONTO#LV_electrical_panel |  | Power Management
21807 | FHO-ELS-MCC-1110 | Motor Control Centre, (MCC-1101A), Ozone Building MCC Room | FHO-ELS-PS-0001 | Control Panel,MCC | Motor Control Centre |  | MCC | http://www.toronto.ca/TWONTO#LV_electrical_panel |  | Primary Power Equipment
21808 | FHO-ELS-MCC-1220 | Motor Control Centre, MCC-1201B), Ozone Building MCC Room | FHO-ELS-PS-0001 | Control Panel,MCC | Motor Control Centre |  | MCC | http://www.toronto.ca/TWONTO#LV_electrical_panel |  | Primary Power Equipment
21868 | COL-PKP-MCC-0001 | Motor Control Center | COL-PKP |  | Motor Control Centre |  | MCC | http://www.toronto.ca/TWONTO#LV_electrical_panel |  | Kennedy Park Sewage Pumping Station
21869 | COL-PKP-MCC-0001 | Motor Control Center | COL-PKP-MISC |  | Motor Control Centre |  | MCC | http://www.toronto.ca/TWONTO#LV_electrical_panel |  | Miscellaneous Equipment
24488 | COL-PMD-MCC-0001 | Motor Control Center | COL-PMD |  | Motor Control Centre |  | MCC | http://www.toronto.ca/TWONTO#LV_electrical_panel |  | Midland Pumping Station
24489 | COL-PMD-MCC-0001 | Motor Control Center | COL-PMD-MISC |  | Motor Control Centre |  | MCC | http://www.toronto.ca/TWONTO#LV_electrical_panel |  | Miscellaneous Equipment
27153 | COL-PRR-MCC-0001 | Motor Control Center | COL-PRR-MISC |  | Motor Control Centre |  | MCC | http://www.toronto.ca/TWONTO#LV_electrical_panel |  | Miscellaneous Equipment
27410 | COL-PSD-MCC-0001 | Motor Control Center | COL-PSD |  | Motor Control Centre |  | MCC | http://www.toronto.ca/TWONTO#LV_electrical_panel |  | Spadina Sewage Pumping Station
27658 | FIS-ELS-MCC-0003-SUS | Motor Control Centre # 3 | FIS-ELS | Switchgear,Indoor | Motor Control Centre | 38217 | MCC | http://www.toronto.ca/TWONTO#LV_electrical_panel |  | System, Electrical Distribution System
27659 | FIS-ELS-MCC-0003-SUS | Motor Control Centre # 3 | FIS-SUSPENDED | Switchgear,Indoor | Motor Control Centre | 38217 | MCC | http://www.toronto.ca/TWONTO#LV_electrical_panel |  | Obsolete Entities/Processes
27660 | FIS-ELS-MCC-0100 | MCC,600 V,Workshop Building,Mezzanine,East | FIS-ELS-CAB-0601 | Control Panel,MCC | Motor Control Centre |  | MCC | http://www.toronto.ca/TWONTO#LV_electrical_panel |  | ELS Cabinet,600 V Workshop Building,Mezzanine,MCC Cabinet
27661 | FIS-ELS-MCC-0100 | MCC,600 V,Workshop Building,Mezzanine,East | FIS-ELS-TR-1101 | Control Panel,MCC | Motor Control Centre |  | MCC | http://www.toronto.ca/TWONTO#LV_electrical_panel |  | Transformer,Lighting,Workshop Building,Mezzanine,North-West,9KVA / 600V / 208V / 3ph Transformer
27662 | FIS-ELS-MCC-0200 | MCC,600 V,Workshop Building,Mezzanine,West | FIS-ELS | Control Panel,MCC | Motor Control Centre |  | MCC | http://www.toronto.ca/TWONTO#LV_electrical_panel |  | System, Electrical Distribution System
27663 | FIS-ELS-MCC-0200 | MCC,600 V,Workshop Building,Mezzanine,West | FIS-ELS-CAB-0601 | Control Panel,MCC | Motor Control Centre |  | MCC | http://www.toronto.ca/TWONTO#LV_electrical_panel |  | ELS Cabinet,600 V Workshop Building,Mezzanine,MCC Cabinet
27664 | FIS-ELS-MCC-0300 | MCC,600 V,Raw Water Pumping Station,Upper Level,East | FIS-ELS-CAB-0602 | Control Panel,MCC | Motor Control Centre |  | MCC | http://www.toronto.ca/TWONTO#LV_electrical_panel |  | ELS Cabinet,600 V,Raw Water Pumping Station, MCC Cabinet
27665 | FIS-ELS-MCC-0400 | MCC,600 V,Raw Water Pumping Station,Upper Level,West | FIS-ELS | Control Panel,MCC | Motor Control Centre |  | MCC | http://www.toronto.ca/TWONTO#LV_electrical_panel |  | System, Electrical Distribution System
27666 | FIS-ELS-MCC-0400 | MCC,600 V,Raw Water Pumping Station,Upper Level,West | FIS-ELS-CAB-0602 | Control Panel,MCC | Motor Control Centre |  | MCC | http://www.toronto.ca/TWONTO#LV_electrical_panel |  | ELS Cabinet,600 V,Raw Water Pumping Station, MCC Cabinet
27667 | FIS-ELS-MCC-0500 | MCC,600 V,Filter Building,Mezzanine,East | FIS-ELS-CAB-0603 | Control Panel,MCC | Motor Control Centre |  | MCC | http://www.toronto.ca/TWONTO#LV_electrical_panel |  | ELS Cabinet,600 V,Filter Building,Mezzanine,North MCC Cabinet
27668 | FIS-ELS-MCC-0600 | MCC,600 V,Filter Building,Mezzanine,West | FIS-ELS-TR-0600 | Control Panel,MCC | Motor Control Centre |  | MCC | http://www.toronto.ca/TWONTO#LV_electrical_panel |  | Transformer,Power,Dry,4.16 kV / 600V,Filter Building,Mezzanine,West,Transformer,FIS-ELS-MCC-0600
29508 | COL-PSS-MCC-0001 | Motor Control Center | COL-PSS-MISC |  | Motor Control Centre |  | MCC | http://www.toronto.ca/TWONTO#LV_electrical_panel |  | Miscellaneous Equipment
29642 | FIS-TRW-MCC-0100-SUS | Motor Control Centre | FIS-SUSPENDED | Switchgear,Indoor | Motor Control Centre | 38434 | MCC | http://www.toronto.ca/TWONTO#LV_electrical_panel |  | Obsolete Entities/Processes
29643 | FIS-TRW-MCC-0100-SUS | Motor Control Centre | FIS-TRW | Switchgear,Indoor | Motor Control Centre | 38434 | MCC | http://www.toronto.ca/TWONTO#LV_electrical_panel |  | Treated Water Production
29644 | FIS-TRW-MCC-0200-SUS | Motor Control Centre | FIS-TRW | Switchgear,Indoor | Motor Control Centre | 38435 | MCC | http://www.toronto.ca/TWONTO#LV_electrical_panel |  | Treated Water Production
29645 | FIS-TRW-MCC-0300-SUS | Motor Control Centre | FIS-SUSPENDED | Switchgear,Indoor | Motor Control Centre | 38436 | MCC | http://www.toronto.ca/TWONTO#LV_electrical_panel |  | Obsolete Entities/Processes
29646 | FIS-TRW-MCC-0300-SUS | Motor Control Centre | FIS-TRW | Switchgear,Indoor | Motor Control Centre | 38436 | MCC | http://www.toronto.ca/TWONTO#LV_electrical_panel |  | Treated Water Production
29647 | FIS-TRW-MCC-0400-SUS | Motor Control Centre | FIS-SUSPENDED | Switchgear,Indoor | Motor Control Centre | 38437 | MCC | http://www.toronto.ca/TWONTO#LV_electrical_panel |  | Obsolete Entities/Processes
29648 | FIS-TRW-MCC-0500-SUS | Motor Control Centre | FIS-TRW | Switchgear,Indoor | Motor Control Centre | 38438 | MCC | http://www.toronto.ca/TWONTO#LV_electrical_panel |  | Treated Water Production
29649 | FIS-TRW-MCC-0600-SUS | Motor Control Centre | FIS-TRW | Switchgear,Indoor | Motor Control Centre | 38439 | MCC | http://www.toronto.ca/TWONTO#LV_electrical_panel |  | Treated Water Production
30067 | COL-PST-MCC-0001 | Motor Control Center | COL-PST |  | Motor Control Centre |  | MCC | http://www.toronto.ca/TWONTO#LV_electrical_panel |  | Strachan Pumping Station
31256 | COL-PSU-MCC-0001 | Motor Control Center | COL-PSU-MISC |  | Motor Control Centre |  | MCC | http://www.toronto.ca/TWONTO#LV_electrical_panel |  | Miscellaneous Equipment
33260 | COL-PVM-MCC-0001 | Motor Control Center | COL-PVM |  | Motor Control Centre |  | MCC | http://www.toronto.ca/TWONTO#LV_electrical_panel |  | Valleymede Sewage Pumping Station
33478 | MCC27-A | Motor Control Center, Building B | THC-ELS-PS-0001-B | Control Panel,MCC | Motor Control Centre | 32183 |  | http://www.toronto.ca/TWONTO#LV_electrical_panel |  | Primary Power Equipment, Building B
33538 | COL-PWC-MCC-0001 | Motor Control Center | COL-PWC |  | Motor Control Centre |  | MCC | http://www.toronto.ca/TWONTO#LV_electrical_panel |  | Wirral Court Sewage Pumping Station
33539 | COL-PWC-MCC-0001 | Motor Control Center | COL-PWC-MISC |  | Motor Control Centre |  | MCC | http://www.toronto.ca/TWONTO#LV_electrical_panel |  | Miscellaneous Equipment
38153 | SWM-PET-MCC-0001 | Motor Control Center | SWM-PET |  | Motor Control Centre |  | MCC | http://www.toronto.ca/TWONTO#LV_electrical_panel |  | Eglinton - Bellamy Storm Pumping Station
38154 | SWM-PET-MCC-0001 | Motor Control Center | SWM-PET-MISC |  | Motor Control Centre |  | MCC | http://www.toronto.ca/TWONTO#LV_electrical_panel |  | Miscellaneous Equipment
38419 | SWM-PWD-MCC-0001 | Motor Control Center | SWM-PWD |  | Motor Control Centre |  | MCC | http://www.toronto.ca/TWONTO#LV_electrical_panel |  | Warden Storm
38463 | SWM-PWI-MCC-0100 | Motor Control Center, Power Distribution for Station, MCC-0100 | SWM-PWI |  | Motor Control Centre |  | MCC | http://www.toronto.ca/TWONTO#LV_electrical_panel |  | Wilson Storm Pumping Station
42709 | TAB-CHL-MCC-2001 | Motor Control Centre, Chlorination Building | TAB-ELS-WA8 |  | Motor Control Centre |  | MCC | http://www.toronto.ca/TWONTO#LV_electrical_panel |  | Electrical Equipment, Work Area 8, ( Panel Boards, MCC )
47296 | TAB-EL1-MCC-2701 | Motor Control Centre 208V - M Bldg | TAB-EL1-MCC-6013 |  | Motor Control Centre |  | MCC | http://www.toronto.ca/TWONTO#LV_electrical_panel |  | Motor Control Centre 600V - M Bldg
47297 | TAB-EL1-MCC-2702 | Motor Control Centre 208V - M Bldg | TAB-EL1-MCC-6014 |  | Motor Control Centre |  | MCC | http://www.toronto.ca/TWONTO#LV_electrical_panel |  | Motor Control Centre 600V - M Bldg
47298 | TAB-EL1-MCC-6005 | Motor Control Centre 600V - Blower Bldg | TAB-STR-ELQ | Switchgear,Indoor | Motor Control Centre |  | MCC | http://www.toronto.ca/TWONTO#LV_electrical_panel |  | Blower Building - Power Distribution & Electrical Equipment
47299 | TAB-EL1-MCC-6006 | Motor Control Centre 600V - Blower Bldg | TAB-EL1-TR-5213 | Switchgear,Indoor | Motor Control Centre |  | MCC | http://www.toronto.ca/TWONTO#LV_electrical_panel |  | Transformer,Blower Bldg, 4160/600V, NS-ST2
47300 | TAB-EL1-MCC-6006 | Motor Control Centre 600V - Blower Bldg | TAB-STR-ELQ | Switchgear,Indoor | Motor Control Centre |  | MCC | http://www.toronto.ca/TWONTO#LV_electrical_panel |  | Blower Building - Power Distribution & Electrical Equipment
47301 | TAB-EL1-MCC-6007 | MCC, Plant Services, North Substation -T Bldg., MCC 6007 | TAB-EL1-TR-5651 | Control Panel,MCC | Motor Control Centre |  | MCC | http://www.toronto.ca/TWONTO#LV_electrical_panel |  | Transformer, Step Down,4160/600V, T Bldg NS-T-ST1
47302 | TAB-EL1-MCC-6013 | Motor Control Centre 600V - M Bldg | TAB-EL1-TR-5548 | Control Panel,MCC | Motor Control Centre |  | MCC | http://www.toronto.ca/TWONTO#LV_electrical_panel |  | Transformer, Step Down, 4160/600V, M Bldg,NS-M-ST1
47303 | TAB-EL1-MCC-6123 | Motor Control Cenrer, 600V | TAB-AER-ELQ | Switchgear,Indoor | Motor Control Centre |  | MCC | http://www.toronto.ca/TWONTO#LV_electrical_panel |  | Aeration - Electrical Equipment
47304 | TAB-EL1-MCC-6123 | Motor Control Cenrer, 600V | TAB-EL1-PDP-6001 | Switchgear,Indoor | Motor Control Centre |  | MCC | http://www.toronto.ca/TWONTO#LV_electrical_panel |  | Power Distribution Panel, 600V, Aeration Outdoor Sub.
47305 | TAB-EL1-MCC-6124 | Switchgear, 600V MCC AT3 | TAB-STR-ELQ | Switchgear,Indoor | Motor Control Centre |  | MCC | http://www.toronto.ca/TWONTO#LV_electrical_panel |  | Blower Building - Power Distribution & Electrical Equipment
47306 | TAB-EL1-MCC-6125 | Motor Control Centre, 600V | TAB-AER-ELQ | Switchgear,Indoor | Motor Control Centre |  | MCC | http://www.toronto.ca/TWONTO#LV_electrical_panel |  | Aeration - Electrical Equipment
47307 | TAB-EL1-MCC-6126 | Motor Control Centre, 600V | TAB-AER-ELQ | Switchgear,Indoor | Motor Control Centre |  | MCC | http://www.toronto.ca/TWONTO#LV_electrical_panel |  | Aeration - Electrical Equipment
47308 | TAB-EL1-MCC-6126E | MCC, Standby Power. East Control Building | TAB-EL1-MCC-6126 |  | Motor Control Centre | 34607 | MCC | http://www.toronto.ca/TWONTO#LV_electrical_panel |  | Motor Control Centre, 600V
47309 | TAB-EL1-MCC-6146 | MCC, Aeration Tank 2, East Control Building, 600V | TAB-AER-ELQ | Switchgear,Indoor | Motor Control Centre |  | MCC | http://www.toronto.ca/TWONTO#LV_electrical_panel |  | Aeration - Electrical Equipment
47310 | TAB-EL1-MCC-6161 | Motor Control Centre, 600V, Ferrous Area | TAB-PRS-ELQ | Control Panel,MCC | Motor Control Centre |  | MCC | http://www.toronto.ca/TWONTO#LV_electrical_panel |  | Electrical Equipment
47311 | TAB-EL1-MCC-6164 | Motor Control Centre, 600V, West Quad House | TAB-AER-OZ-ELQ | Control Panel,MCC | Motor Control Centre |  | MCC | http://www.toronto.ca/TWONTO#LV_electrical_panel |  | Electrical Equipment Location, Aeration West Quad House
47312 | TAB-EL1-MCC-6225 | Motor Control Centre 600V - D Bldg | TAB-EL1-MCC | Control Panel,MCC | Motor Control Centre |  | MCC | http://www.toronto.ca/TWONTO#LV_electrical_panel |  | Motor Control Center- North Substation
47313 | TAB-EL1-MCC-6225 | Motor Control Centre 600V - D Bldg | TAB-PLT-ELQ-D | Control Panel,MCC | Motor Control Centre |  | MCC | http://www.toronto.ca/TWONTO#LV_electrical_panel |  | D Building - Electrical Equipment
47314 | TAB-EL1-MCC-6226 | Motor Control Centre 600V - D Bldg | TAB-EL1-MCC | Control Panel,MCC | Motor Control Centre |  | MCC | http://www.toronto.ca/TWONTO#LV_electrical_panel |  | Motor Control Center- North Substation
47356 | TAB-EL1-MCC-6226 | Motor Control Centre 600V - D Bldg | TAB-EL1-PDP-6004 | Control Panel,MCC | Motor Control Centre |  | MCC | http://www.toronto.ca/TWONTO#LV_electrical_panel |  | Switchgear, 600V, D Building Outdoor Sub.
47357 | TAB-EL1-MCC-6226 | Motor Control Centre 600V - D Bldg | TAB-PLT-ELQ-D | Control Panel,MCC | Motor Control Centre |  | MCC | http://www.toronto.ca/TWONTO#LV_electrical_panel |  | D Building - Electrical Equipment
47358 | TAB-EL1-MCC-6228 | Motor Control Centre 600V - D Bldg | TAB-EL1-MCC | Control Panel,MCC | Motor Control Centre |  | MCC | http://www.toronto.ca/TWONTO#LV_electrical_panel |  | Motor Control Center- North Substation
47359 | TAB-EL1-MCC-6321 | Motor Control Centre 600V - Blower Bldg | TAB-EL1-MCC-6005 | Switchgear,Indoor | Motor Control Centre |  | MCC | http://www.toronto.ca/TWONTO#LV_electrical_panel |  | Motor Control Centre 600V - Blower Bldg
47360 | TAB-EL1-MCC-6322 | Motor Control Centre 600V - Blower Bldg | TAB-EL1-MCC-6006 | Switchgear,Indoor | Motor Control Centre |  | MCC | http://www.toronto.ca/TWONTO#LV_electrical_panel |  | Motor Control Centre 600V - Blower Bldg
47361 | TAB-EL1-MCC-6351 | Motor Control Centre 600V - Blower Bldg | TAB-STR-ELQ | Switchgear,Indoor | Motor Control Centre |  | MCC | http://www.toronto.ca/TWONTO#LV_electrical_panel |  | Blower Building - Power Distribution & Electrical Equipment
47362 | TAB-EL1-MCC-6536 | Motor Control Centre, Z Bldg | TAB-EL1-PDP-6009 | Control Panel,MCC | Motor Control Centre |  | MCC | http://www.toronto.ca/TWONTO#LV_electrical_panel |  | Power Distribution Panel, 600V, Z Building Outdoor Substation
47363 | TAB-EL1-MCC-6541 | Motor Control Centre, Z Bldg | TAB-EL1-PDP-6009 | Control Panel,MCC | Motor Control Centre |  | MCC | http://www.toronto.ca/TWONTO#LV_electrical_panel |  | Power Distribution Panel, 600V, Z Building Outdoor Substation
47364 | TAB-EL1-MCC-6545 | Motor Control Centre, Z Bldg | TAB-EL1-MCC | Control Panel,MCC | Motor Control Centre |  | MCC | http://www.toronto.ca/TWONTO#LV_electrical_panel |  | Motor Control Center- North Substation
47365 | TAB-EL1-MCC-6545 | Motor Control Centre, Z Bldg | TAB-ELS-WA6 | Control Panel,MCC | Motor Control Centre |  | MCC | http://www.toronto.ca/TWONTO#LV_electrical_panel |  | Panel Boards, MCC, WA6
47366 | TAB-EL1-MCC-6546 | Motor Control Centre, Z Bldg | TAB-EL1-MCC | Control Panel,MCC | Motor Control Centre |  | MCC | http://www.toronto.ca/TWONTO#LV_electrical_panel |  | Motor Control Center- North Substation
47367 | TAB-EL1-MCC-6546 | Motor Control Centre, Z Bldg | TAB-EL1-PDP-6008 | Control Panel,MCC | Motor Control Centre |  | MCC | http://www.toronto.ca/TWONTO#LV_electrical_panel |  | Power Distribution Panel, 600V, Z Building Outdoor Substation
47368 | TAB-EL1-MCC-6546 | Motor Control Centre, Z Bldg | TAB-ELS-WA6 | Control Panel,MCC | Motor Control Centre |  | MCC | http://www.toronto.ca/TWONTO#LV_electrical_panel |  | Panel Boards, MCC, WA6
47369 | TAB-EL1-MCC-6547 | Motor Control Centre, Z Bldg | TAB-EL1-PDP-6009 | Control Panel,MCC | Motor Control Centre |  | MCC | http://www.toronto.ca/TWONTO#LV_electrical_panel |  | Power Distribution Panel, 600V, Z Building Outdoor Substation
47370 | TAB-EL1-MCC-6547 | Motor Control Centre, Z Bldg | TAB-ELS-WA6 | Control Panel,MCC | Motor Control Centre |  | MCC | http://www.toronto.ca/TWONTO#LV_electrical_panel |  | Panel Boards, MCC, WA6
47371 | TAB-EL1-MCC-6548 | Motor Control Centre ,Z- Bldg | TAB-EL1-MCC | Control Panel,MCC | Motor Control Centre |  | MCC | http://www.toronto.ca/TWONTO#LV_electrical_panel |  | Motor Control Center- North Substation
47372 | TAB-EL1-MCC-6548 | Motor Control Centre ,Z- Bldg | TAB-ELS-WA6 | Control Panel,MCC | Motor Control Centre |  | MCC | http://www.toronto.ca/TWONTO#LV_electrical_panel |  | Panel Boards, MCC, WA6
47373 | TAB-EL1-MCC-6549 | Motor Control Centre ,Z- Bldg | TAB-EL1-MCC | Control Panel,MCC | Motor Control Centre |  | MCC | http://www.toronto.ca/TWONTO#LV_electrical_panel |  | Motor Control Center- North Substation
47374 | TAB-EL1-MCC-6565 | Motor Control Centre, ,Z Bldg Gr.Flr.West Side of Machine Shop | TAB-ELS-WA7 | Control Panel,MCC | Motor Control Centre |  | MCC | http://www.toronto.ca/TWONTO#LV_electrical_panel |  | Equipment location, TAB-ELS-WA7, Electrical Equipment, Work Area7 ( Panelboards, MCC )
47375 | TAB-EL1-MCC-6571 | Motor Control Centre, Z Bldg | TAB-EL1-MCC-6536 | Control Panel,MCC | Motor Control Centre |  | MCC | http://www.toronto.ca/TWONTO#LV_electrical_panel |  | Motor Control Centre, Z Bldg
47376 | TAB-EL1-MCC-6573 | Motor Control Centre, Z Bldg | TAB-EL1-MCC-6536 | Control Panel,MCC | Motor Control Centre |  | MCC | http://www.toronto.ca/TWONTO#LV_electrical_panel |  | Motor Control Centre, Z Bldg
47377 | TAB-EL1-MCC-6574 | Motor Control Centre, Z Bldg | TAB-EL1-MCC-6536 | Control Panel,MCC | Motor Control Centre |  | MCC | http://www.toronto.ca/TWONTO#LV_electrical_panel |  | Motor Control Centre, Z Bldg
47378 | TAB-EL1-MCC-6591 | Motor Control Centre ,Z- Bldg | TAB-EL1-MCC | Control Panel,MCC | Motor Control Centre | 34434 | MCC | http://www.toronto.ca/TWONTO#LV_electrical_panel |  | Motor Control Center- North Substation
47379 | TAB-EL1-MCC-6592 | Motor Control Centre ,Z- Bldg | TAB-ELS-WA6 | Control Panel,MCC | Motor Control Centre | 34435 | MCC | http://www.toronto.ca/TWONTO#LV_electrical_panel |  | Panel Boards, MCC, WA6
47380 | TAB-EL1-MCC-6592 | Motor Control Centre ,Z- Bldg | TAB-SUSPENDED ENTITY | Control Panel,MCC | Motor Control Centre | 34435 | MCC | http://www.toronto.ca/TWONTO#LV_electrical_panel |  | Suspended entities
47381 | TAB-EL1-MCC-6594 | Motor Control Centre ,Z- Bldg | TAB-EL1-MCC | Control Panel,MCC | Motor Control Centre |  | MCC | http://www.toronto.ca/TWONTO#LV_electrical_panel |  | Motor Control Center- North Substation
47382 | TAB-EL1-MCC-6595 | Motor Control Centre ,Z- Bldg | TAB-EL1-MCC | Control Panel,MCC | Motor Control Centre | 35026 | MCC | http://www.toronto.ca/TWONTO#LV_electrical_panel |  | Motor Control Center- North Substation
47383 | TAB-EL1-MCC-6595 | Motor Control Centre ,Z- Bldg | TAB-ELS-WA7 | Control Panel,MCC | Motor Control Centre | 35026 | MCC | http://www.toronto.ca/TWONTO#LV_electrical_panel |  | Equipment location, TAB-ELS-WA7, Electrical Equipment, Work Area7 ( Panelboards, MCC )
47384 | TAB-EL1-MCC-6621 | Motor Control Centre ,Digesters 9-12 | TAB-DIG-ELQ-T9-12 | Control Panel,MCC | Motor Control Centre |  | MCC | http://www.toronto.ca/TWONTO#LV_electrical_panel |  | Digester Tanks 9-12, Electrical Equipment
47385 | TAB-EL1-MCC-6621 | Motor Control Centre ,Digesters 9-12 | TAB-EL1-MCC | Control Panel,MCC | Motor Control Centre |  | MCC | http://www.toronto.ca/TWONTO#LV_electrical_panel |  | Motor Control Center- North Substation
47386 | TAB-EL1-MCC-6621A | Motor Control Centre ,Digesters 9-12 | TAB-EL1-PDP-6011 |  | Motor Control Centre |  | MCC | http://www.toronto.ca/TWONTO#LV_electrical_panel |  | Power Distribution Panel, 600V, PT 1-9 Outdoor Sub.
47387 | TAB-EL1-MCC-6624 | Motor Control Centre | TAB-DIG-ELQ-T5-8 | Control Panel,MCC | Motor Control Centre |  | MCC | http://www.toronto.ca/TWONTO#LV_electrical_panel |  | Digester Tanks 5-8, Electrical Equipment
47388 | TAB-EL1-MCC-6624 | Motor Control Centre | TAB-EL1-MCC | Control Panel,MCC | Motor Control Centre |  | MCC | http://www.toronto.ca/TWONTO#LV_electrical_panel |  | Motor Control Center- North Substation
47389 | TAB-EL1-MCC-6626 | Motor Control Centre 600V - OPS | TAB-EL1-PDP-6012 | Control Panel,Electrical | Motor Control Centre |  | MCC | http://www.toronto.ca/TWONTO#LV_electrical_panel |  | Power Distribution Panel, 600V, PT 1-9 Outdoor Sub.
47390 | TAB-EL1-MCC-6626A | Motor Control Centre 600V - OPS | TAB-PRM-ELQ-OPS | Control Panel,Electrical | Motor Control Centre | 34604 | MCC | http://www.toronto.ca/TWONTO#LV_electrical_panel |  | Old PS Building - Electrical Equipment
47391 | TAB-EL1-MCC-6626B | Motor Control Centre 600V - OPS | TAB-PRM-ELQ-OPS | Control Panel,Electrical | Motor Control Centre | 34605 | MCC | http://www.toronto.ca/TWONTO#LV_electrical_panel |  | Old PS Building - Electrical Equipment
47392 | TAB-EL1-MCC-6626B | Motor Control Centre 600V - OPS | TAB-SUSPENDED ENTITY | Control Panel,Electrical | Motor Control Centre | 34605 | MCC | http://www.toronto.ca/TWONTO#LV_electrical_panel |  | Suspended entities
47393 | TAB-EL1-MCC-6626C | Motor Control Centre 600V - OPS | TAB-EL1-PDP-6012 | Control Panel,Electrical | Motor Control Centre | 34606 | MCC | http://www.toronto.ca/TWONTO#LV_electrical_panel |  | Power Distribution Panel, 600V, PT 1-9 Outdoor Sub.
47394 | TAB-EL1-MCC-6626C | Motor Control Centre 600V - OPS | TAB-SUSPENDED ENTITY | Control Panel,Electrical | Motor Control Centre | 34606 | MCC | http://www.toronto.ca/TWONTO#LV_electrical_panel |  | Suspended entities
47395 | TAB-EL1-MCC-6628 | Motor Control Centre | TAB-DIG-ELQ-T1-4 | Control Panel,MCC | Motor Control Centre |  | MCC | http://www.toronto.ca/TWONTO#LV_electrical_panel |  | Digester Tanks 1-4, Electrical Equipment
47396 | TAB-EL1-MCC-6629 | Motor Control Centre 600V - P Bldg. | TAB-EL1-MCC | Control Panel,MCC | Motor Control Centre |  | MCC | http://www.toronto.ca/TWONTO#LV_electrical_panel |  | Motor Control Center- North Substation
47397 | TAB-EL1-MCC-6629 | Motor Control Centre 600V - P Bldg. | TAB-EL1-PDP-6011 | Control Panel,MCC | Motor Control Centre |  | MCC | http://www.toronto.ca/TWONTO#LV_electrical_panel |  | Power Distribution Panel, 600V, PT 1-9 Outdoor Sub.
47437 | TAB-EL1-MCC-6631? | Control Panel, MCC,Electrical Room,Grit Build,P Building | TAB-EL1-MCC | Control Panel,MCC | Motor Control Centre | 46021 | MCC | http://www.toronto.ca/TWONTO#LV_electrical_panel |  | Motor Control Center- North Substation
47438 | TAB-EL1-MCC-6632 | Motor Control Centre 600V - P Bldg. | TAB-EL1-PDP-6012 | Control Panel,MCC | Motor Control Centre |  | MCC | http://www.toronto.ca/TWONTO#LV_electrical_panel |  | Power Distribution Panel, 600V, PT 1-9 Outdoor Sub.
47439 | TAB-EL1-MCC-6633 | Motor Control Centre, 600V - Grit 7-12 | TAB-PLT-ELQ-P | Control Panel,MCC | Motor Control Centre |  | MCC | http://www.toronto.ca/TWONTO#LV_electrical_panel |  | P Building - Electrical Equipment
47440 | TAB-EL1-MCC-6634 | Motor Control Centre 600V - Galery 9 | TAB-EL1-PDP-6011 | Control Panel,MCC | Motor Control Centre |  | MCC | http://www.toronto.ca/TWONTO#LV_electrical_panel |  | Power Distribution Panel, 600V, PT 1-9 Outdoor Sub.
47441 | TAB-EL1-MCC-6634 | Motor Control Centre 600V - Galery 9 | TAB-PLT-ELQ-P | Control Panel,MCC | Motor Control Centre |  | MCC | http://www.toronto.ca/TWONTO#LV_electrical_panel |  | P Building - Electrical Equipment
47442 | TAB-EL1-MCC-6634? | Motor Control Centre ,Old Grit Bldg. | TAB-EL1-MCC | Control Panel,MCC | Motor Control Centre | 46022 | MCC | http://www.toronto.ca/TWONTO#LV_electrical_panel |  | Motor Control Center- North Substation
47443 | TAB-EL1-MCC-6634? | Motor Control Centre ,Old Grit Bldg. | TAB-PLT-ELQ-P | Control Panel,MCC | Motor Control Centre | 46022 | MCC | http://www.toronto.ca/TWONTO#LV_electrical_panel |  | P Building - Electrical Equipment
47444 | TAB-EL1-MCC-6641A | Motor Control Centre ,Digesters 9-12 | TAB-DIG-ELQ-T9-12 | Control Panel,MCC | Motor Control Centre |  | MCC | http://www.toronto.ca/TWONTO#LV_electrical_panel |  | Digester Tanks 9-12, Electrical Equipment
47445 | TAB-EL1-MCC-6641A | Motor Control Centre ,Digesters 9-12 | TAB-EL1-MCC | Control Panel,MCC | Motor Control Centre |  | MCC | http://www.toronto.ca/TWONTO#LV_electrical_panel |  | Motor Control Center- North Substation
47446 | TAB-EL1-MCC-6656 | Motor Control Centre | TAB-EL1-MCC-6628 |  | Motor Control Centre |  | MCC | http://www.toronto.ca/TWONTO#LV_electrical_panel |  | Motor Control Centre
47447 | TAB-EL1-MCC-6664 | MCC, Plant Services, North Substation, Digesters 1-4 MCC 6664 600V | TAB-DIG-ELQ-T1-4 | Control Panel,MCC | Motor Control Centre |  | MCC | http://www.toronto.ca/TWONTO#LV_electrical_panel |  | Digester Tanks 1-4, Electrical Equipment
47448 | TAB-EL1-MCC-6664 | MCC, Plant Services, North Substation, Digesters 1-4 MCC 6664 600V | TAB-EL1-MCC | Control Panel,MCC | Motor Control Centre |  | MCC | http://www.toronto.ca/TWONTO#LV_electrical_panel |  | Motor Control Center- North Substation
47449 | TAB-EL1-MCC-6672 | Motor Control Centre | TAB-DIG-ELQ-T1-4 | Control Panel,MCC | Motor Control Centre |  | MCC | http://www.toronto.ca/TWONTO#LV_electrical_panel |  | Digester Tanks 1-4, Electrical Equipment
47450 | TAB-EL1-MCC-6672 | Motor Control Centre | TAB-EL1-MCC | Control Panel,MCC | Motor Control Centre |  | MCC | http://www.toronto.ca/TWONTO#LV_electrical_panel |  | Motor Control Center- North Substation
47451 | TAB-EL1-MCC-6674 | MCC,Electrical Room,Ground Floor,Grit Build,P Building | TAB-PLT-ELQ-P | Control Panel,MCC | Motor Control Centre |  | MCC | http://www.toronto.ca/TWONTO#LV_electrical_panel |  | P Building - Electrical Equipment
47452 | TAB-EL1-MCC-6682 | Motor Control Centre 600V - Chemical Bldg. | TAB-PLT-ELQ-P | Control Panel,MCC | Motor Control Centre |  | MCC | http://www.toronto.ca/TWONTO#LV_electrical_panel |  | P Building - Electrical Equipment
47453 | TAB-EL1-MCC-6703 | Motor Control Centre 600V - M Bldg Gnd floor | TAB-EL1-MCC-6013 |  | Motor Control Centre |  | MCC | http://www.toronto.ca/TWONTO#LV_electrical_panel |  | Motor Control Centre 600V - M Bldg
47720 | TAB-EL2-MCC-6001 | Motor Control Center- Dewatering | TAB-DEW-ELECTRICAL | Switchgear,Indoor | Motor Control Centre |  | MCC | http://www.toronto.ca/TWONTO#LV_electrical_panel |  | Dewatering Bldg - Electrical
47721 | TAB-EL2-MCC-6124 | Motor Control Center- Biosolids | TAB-EL2-MCC | Control Panel,MCC | Motor Control Centre |  | MCC | http://www.toronto.ca/TWONTO#LV_electrical_panel |  | Motor Control Center- South Substation
47722 | TAB-EL2-MCC-6174 | Motor Control Center- Chlorine Bldg | TAB-ELS-WA8 | Control Panel,MCC | Motor Control Centre |  | MCC | http://www.toronto.ca/TWONTO#LV_electrical_panel |  | Electrical Equipment, Work Area 8, ( Panel Boards, MCC )
47723 | TAB-EL2-MCC-6174 | Motor Control Center- Chlorine Bldg | TAB-WA4-ELS | Control Panel,MCC | Motor Control Centre |  | MCC | http://www.toronto.ca/TWONTO#LV_electrical_panel |  | WA4 Electric Equipments
47724 | TAB-EL2-MCC-6175 | Motor Control Center- Grounds Equipment Storage Facility | TAB-ELS-WA7 | Control Panel,MCC | Motor Control Centre |  | MCC | http://www.toronto.ca/TWONTO#LV_electrical_panel |  | Equipment location, TAB-ELS-WA7, Electrical Equipment, Work Area7 ( Panelboards, MCC )
47725 | TAB-EL2-MCC-6221 | Motor Control Center- Incinerator Stack | TAB-EL2-MCC | Control Panel,MCC | Motor Control Centre |  | MCC | http://www.toronto.ca/TWONTO#LV_electrical_panel |  | Motor Control Center- South Substation
47726 | TAB-EL2-MCC-6221 | Motor Control Center- Incinerator Stack | TAB-EL2-PDP-6012 | Control Panel,MCC | Motor Control Centre |  | MCC | http://www.toronto.ca/TWONTO#LV_electrical_panel |  | Power distribution Panel, 600V
47727 | TAB-EL2-MCC-6222 | Motor Control Center- Heat Recovery | TAB-EL2-PDP-6012 | Control Panel,MCC | Motor Control Centre |  | MCC | http://www.toronto.ca/TWONTO#LV_electrical_panel |  | Power distribution Panel, 600V
47728 | TAB-EL2-MCC-6223 | Motor Control Center- Heat Recovery | TAB-WA4-ELS | Control Panel,MCC | Motor Control Centre |  | MCC | http://www.toronto.ca/TWONTO#LV_electrical_panel |  | WA4 Electric Equipments
47729 | TAB-EL2-MCC-6226 | Motor Control Center- Biosolids Silo Bldg | TAB-EL2-PDP-6012 |  | Motor Control Centre |  | MCC | http://www.toronto.ca/TWONTO#LV_electrical_panel |  | Power distribution Panel, 600V
47730 | TAB-EL2-MCC-6322 | Motor Control Center- Incinerator Stack | TAB-EL2-PDP-6013 | Control Panel,MCC | Motor Control Centre |  | MCC | http://www.toronto.ca/TWONTO#LV_electrical_panel |  | Power distribution Panel, 600V
47731 | TAB-EL2-MCC-6322 | Motor Control Center- Incinerator Stack | TAB-WA4-ELS | Control Panel,MCC | Motor Control Centre |  | MCC | http://www.toronto.ca/TWONTO#LV_electrical_panel |  | WA4 Electric Equipments
47732 | TAB-EL2-MCC-6323 | Motor Control Center- Incinerator | TAB-EL2-MCC | Control Panel,MCC | Motor Control Centre |  | MCC | http://www.toronto.ca/TWONTO#LV_electrical_panel |  | Motor Control Center- South Substation
47733 | TAB-EL2-MCC-6323 | Motor Control Center- Incinerator | TAB-EL2-PDP-6013 | Control Panel,MCC | Motor Control Centre |  | MCC | http://www.toronto.ca/TWONTO#LV_electrical_panel |  | Power distribution Panel, 600V
47734 | TAB-EL2-MCC-6324 | Motor Control Center- Incinerator | TAB-EL2-PDP-6013 | Control Panel,MCC | Motor Control Centre |  | MCC | http://www.toronto.ca/TWONTO#LV_electrical_panel |  | Power distribution Panel, 600V
47735 | TAB-EL2-MCC-6326 | Motor Control Center- Biosolids Silo Bldg | TAB-EL2-PDP-6013 |  | Motor Control Centre |  | MCC | http://www.toronto.ca/TWONTO#LV_electrical_panel |  | Power distribution Panel, 600V
47736 | TAB-EL2-MCC-6371 | Motor Control Centre, Chlorine Bldg | TAB-EL2-MCC-6326 | Control Panel,MCC | Motor Control Centre |  | MCC | http://www.toronto.ca/TWONTO#LV_electrical_panel |  | Motor Control Center- Biosolids Silo Bldg
47737 | TAB-EL2-MCC-6372 | Motor Control Centre 600V - Grounds Equipment Storage Facility | TAB-ELS-NOPARENT |  | Motor Control Centre |  | MCC | http://www.toronto.ca/TWONTO#LV_electrical_panel |  | Temporary Parent for Entities to be Assigned a Parent
47738 | TAB-EL2-MCC-6373 | Motor Control Center- Biosolids Silo Bldg | TAB-EL2-MCC-6326 |  | Motor Control Centre |  | MCC | http://www.toronto.ca/TWONTO#LV_electrical_panel |  | Motor Control Center- Biosolids Silo Bldg
47739 | TAB-EL2-MCC-6521 | Motor Control Centre, 600V | TAB-DEW-ELECTRICAL |  | Motor Control Centre |  | MCC | http://www.toronto.ca/TWONTO#LV_electrical_panel |  | Dewatering Bldg - Electrical
47740 | TAB-EL2-MCC-6521 | Motor Control Centre, 600V | TAB-EL2-PDP-6014 |  | Motor Control Centre |  | MCC | http://www.toronto.ca/TWONTO#LV_electrical_panel |  | Power distribution Panel, 600V
47741 | TAB-EL2-MCC-6524 | Motor Control Centre, 600V | TAB-DEW-ELECTRICAL | Control Panel,MCC | Motor Control Centre |  | MCC | http://www.toronto.ca/TWONTO#LV_electrical_panel |  | Dewatering Bldg - Electrical
47742 | TAB-EL2-MCC-6554 | MCC, Standby Power, MCC D3 | TAB-EL2-MCC-6524 |  | Motor Control Centre |  | MCC | http://www.toronto.ca/TWONTO#LV_electrical_panel |  | Motor Control Centre, 600V
47743 | TAB-EL2-MCC-6623 | Motor Control Centre, 600V | TAB-EL2-PDP-6015 | Control Panel,MCC | Motor Control Centre |  | MCC | http://www.toronto.ca/TWONTO#LV_electrical_panel |  | Power distribution Panel, 600V
47744 | TAB-EL2-MCC-6624 | Motor Control Centre, 600V | TAB-EL2-PDP-6015 | Control Panel,MCC | Motor Control Centre |  | MCC | http://www.toronto.ca/TWONTO#LV_electrical_panel |  | Power distribution Panel, 600V
47745 | TAB-EL2-MCC-6626 | Motor Control Center- Dewatering | TAB-EL2-PDP-6015 | Control Panel,MCC | Motor Control Centre |  | MCC | http://www.toronto.ca/TWONTO#LV_electrical_panel |  | Power distribution Panel, 600V
47746 | TAB-EL2-MCC-6627 | Motor Control Centre, 600V | TAB-DEW-ELECTRICAL | Control Panel,MCC | Motor Control Centre |  | MCC | http://www.toronto.ca/TWONTO#LV_electrical_panel |  | Dewatering Bldg - Electrical
47747 | TAB-EL2-MCC-6627 | Motor Control Centre, 600V | TAB-EL2-MCC | Control Panel,MCC | Motor Control Centre |  | MCC | http://www.toronto.ca/TWONTO#LV_electrical_panel |  | Motor Control Center- South Substation
47748 | TAB-EL2-MCC-6654 | Motor Control Centre, 600V | TAB-EL2-MCC-6624 |  | Motor Control Centre |  | MCC | http://www.toronto.ca/TWONTO#LV_electrical_panel |  | Motor Control Centre, 600V
47977 | TAB-EL3-MCC-6103 | Motor Control Unit, PWPS 600V | TAB-EL3-PDP-6015 | Control Panel,MCC | Motor Control Centre |  | MCC | http://www.toronto.ca/TWONTO#LV_electrical_panel |  | Power distribution Panel, 600V
47979 | TAB-EL3-MCC-6122 | Motor Control Unit, MCC-401, Maintenance Workshop Building, Bio-Solid Loading Bay Facility | TAB-EL3-MCC | Control Panel,MCC | Motor Control Centre |  | MCC | http://www.toronto.ca/TWONTO#LV_electrical_panel |  | Motor Control Center- South Substation
47980 | TAB-EL3-MCC-6122 | Motor Control Unit, MCC-401, Maintenance Workshop Building, Bio-Solid Loading Bay Facility | TAB-EL3-PDP-6015 | Control Panel,MCC | Motor Control Centre |  | MCC | http://www.toronto.ca/TWONTO#LV_electrical_panel |  | Power distribution Panel, 600V
47981 | TAB-EL3-MCC-6122 | Motor Control Unit, MCC-401, Maintenance Workshop Building, Bio-Solid Loading Bay Facility | TAB-WA4-ELS | Control Panel,MCC | Motor Control Centre |  | MCC | http://www.toronto.ca/TWONTO#LV_electrical_panel |  | WA4 Electric Equipments
47982 | TAB-EL3-MCC-6123A | Motor Control Centre | TAB-AUX-ELQ | Control Panel,MCC | Motor Control Centre |  | MCC | http://www.toronto.ca/TWONTO#LV_electrical_panel |  | Auxiliary Building - Electrical Equipment
47983 | TAB-EL3-MCC-6124 | Motor Control Centre 600V - Seawall Substation | TAB-EL3-PDP-6015 | Control Panel,MCC | Motor Control Centre |  | MCC | http://www.toronto.ca/TWONTO#LV_electrical_panel |  | Power distribution Panel, 600V
47984 | TAB-EL3-MCC-6126S | Motor Control Centre, Plant Water Bldg | TAB-EL3-MCC | Control Panel,MCC | Motor Control Centre | 47660 | MCC | http://www.toronto.ca/TWONTO#LV_electrical_panel |  | Motor Control Center- South Substation
47985 | TAB-EL3-MCC-6126S | Motor Control Centre, Plant Water Bldg | TAB-EL3-PDP-6015 | Control Panel,MCC | Motor Control Centre | 47660 | MCC | http://www.toronto.ca/TWONTO#LV_electrical_panel |  | Power distribution Panel, 600V
47986 | TAB-EL3-MCC-6126S | Motor Control Centre, Plant Water Bldg | TAB-ELS-WA8 | Control Panel,MCC | Motor Control Centre | 47660 | MCC | http://www.toronto.ca/TWONTO#LV_electrical_panel |  | Electrical Equipment, Work Area 8, ( Panel Boards, MCC )
47987 | TAB-EL3-MCC-6126S | Motor Control Centre, Plant Water Bldg | TAB-SUSPENDED ENTITY | Control Panel,MCC | Motor Control Centre | 47660 | MCC | http://www.toronto.ca/TWONTO#LV_electrical_panel |  | Suspended entities
47988 | TAB-EL3-MCC-6128 | Motor Control Centre, Digester 13-16 bldg | TAB-DIG-ELQ-T13-16 | Control Panel,MCC | Motor Control Centre |  | MCC | http://www.toronto.ca/TWONTO#LV_electrical_panel |  | Digester Tanks 13-16, Electrical Equipment
47989 | TAB-EL3-MCC-6222 | Motor Control Centre | TAB-AUX-ELQ | Control Panel,MCC | Motor Control Centre |  | MCC | http://www.toronto.ca/TWONTO#LV_electrical_panel |  | Auxiliary Building - Electrical Equipment
47990 | TAB-EL3-MCC-6223 | Motor Control Unit, MCC-301, Bio Solid Loading Bay, Mezzanine | TAB-EL3-PDP-6016 | Control Panel,MCC | Motor Control Centre |  | MCC | http://www.toronto.ca/TWONTO#LV_electrical_panel |  | Power distribution Panel, 600V
47991 | TAB-EL3-MCC-6225 | Motor Control Centre | TAB-AUX-ELQ | Control Panel,MCC | Motor Control Centre |  | MCC | http://www.toronto.ca/TWONTO#LV_electrical_panel |  | Auxiliary Building - Electrical Equipment
47992 | TAB-EL3-MCC-6225E | Motor Control Centre- Emergency | TAB-AUX-ELQ | Control Panel,MCC | Motor Control Centre |  | MCC | http://www.toronto.ca/TWONTO#LV_electrical_panel |  | Auxiliary Building - Electrical Equipment
47993 | TAB-EL3-MCC-6227 | Motor Control Centre, Digester 13-16 bldg | TAB-DIG-ELQ-T13-16 | Control Panel,MCC | Motor Control Centre |  | MCC | http://www.toronto.ca/TWONTO#LV_electrical_panel |  | Digester Tanks 13-16, Electrical Equipment
47994 | TAB-EL3-MCC-6227 | Motor Control Centre, Digester 13-16 bldg | TAB-EL3-PDP-6016 | Control Panel,MCC | Motor Control Centre |  | MCC | http://www.toronto.ca/TWONTO#LV_electrical_panel |  | Power distribution Panel, 600V
47995 | TAB-EL3-MCC-6258 | Motor Control Centre, Digester 13-16 bldg | TAB-EL3-MCC-6227 |  | Motor Control Centre |  | MCC | http://www.toronto.ca/TWONTO#LV_electrical_panel |  | Motor Control Centre, Digester 13-16 bldg
47996 | TAB-EL3-MCC-6323 | Motor Control Centre, Digester 19-22 bldg | TAB-WA5-ELS | Control Panel,MCC | Motor Control Centre |  | MCC | http://www.toronto.ca/TWONTO#LV_electrical_panel |  | WA5 Electric Equipments
47997 | TAB-EL3-MCC-6324 | Motor Control Centre, Gas Compressor Bldg | TAB-EL3-PDP-6012 | Control Panel,MCC | Motor Control Centre |  | MCC | http://www.toronto.ca/TWONTO#LV_electrical_panel |  | Power distribution Panel, 600V
47998 | TAB-EL3-MCC-6324 | Motor Control Centre, Gas Compressor Bldg | TAB-ELS-WA8 | Control Panel,MCC | Motor Control Centre |  | MCC | http://www.toronto.ca/TWONTO#LV_electrical_panel |  | Electrical Equipment, Work Area 8, ( Panel Boards, MCC )
47999 | TAB-EL3-MCC-6325 | Motor Control Centre, Gas Compressor Bldg | TAB-EL3-PDP-6011 | Control Panel,MCC | Motor Control Centre |  | MCC | http://www.toronto.ca/TWONTO#LV_electrical_panel |  | Power distribution Panel, 600V
48000 | TAB-EL3-MCC-6325 | Motor Control Centre, Gas Compressor Bldg | TAB-ELS-WA8 | Control Panel,MCC | Motor Control Centre |  | MCC | http://www.toronto.ca/TWONTO#LV_electrical_panel |  | Electrical Equipment, Work Area 8, ( Panel Boards, MCC )
48001 | TAB-EL3-MCC-6326 | Motor Control Centre, Digester 19-22 bldg | TAB-DIG-ELQ-T19-22 | Control Panel,MCC | Motor Control Centre |  | MCC | http://www.toronto.ca/TWONTO#LV_electrical_panel |  | Digester Tanks 19-22, Electrical Equipment
48002 | TAB-EL3-MCC-6326 | Motor Control Centre, Digester 19-22 bldg | TAB-EL3-PDP-6012 | Control Panel,MCC | Motor Control Centre |  | MCC | http://www.toronto.ca/TWONTO#LV_electrical_panel |  | Power distribution Panel, 600V
48003 | TAB-EL3-MCC-6356 | Motor Control Centre, Digester 19-22 bldg | TAB-EL3-MCC-6323 |  | Motor Control Centre |  | MCC | http://www.toronto.ca/TWONTO#LV_electrical_panel |  | Motor Control Centre, Digester 19-22 bldg
48004 | TAB-EL3-MCC-6701 | MCC,Indoor,Plant Water Pumping Station | TAB-EL3-PDP-6117 | Control Panel,MCC | Motor Control Centre |  | MCC | http://www.toronto.ca/TWONTO#LV_electrical_panel |  | Power Distribution Panel,Indoor,Plant Water Pumping Station
48005 | TAB-EL3-MCC-6702 | MCC,Indoor,Plant Water Pumping Station | TAB-EL3-PDP-6118 | Control Panel,MCC | Motor Control Centre |  | MCC | http://www.toronto.ca/TWONTO#LV_electrical_panel |  | Power Distribution Panel,Indoor,Plant Water Pumping Station
48181 | TAB-ELQ-MCC-0652 | Motor Control Centre | TAB-SUSPENDED ENTITY | Control Panel,MCC | Motor Control Centre | 34399 | MCC | http://www.toronto.ca/TWONTO#LV_electrical_panel |  | Suspended entities
48182 | TAB-ELQ-MCC-0762 | Motor Control Centre | TAB-SUSPENDED ENTITY | Control Panel,MCC | Motor Control Centre | 34401 | MCC | http://www.toronto.ca/TWONTO#LV_electrical_panel |  | Suspended entities
49760 | FCL-ELS-MCC-001F | Control Panel,MCC,High Lift Bldg - Electrical Room,600V | FCL_ELS_600V_ELECABS | Control Panel,MCC | Motor Control Centre |  | MCC | http://www.toronto.ca/TWONTO#LV_electrical_panel |  | Electrical Cabinets,600V
49761 | FCL-ELS-MCC-003G | Control Panel,MCC,Gaseous Chemical Bldg - Electrical Room,208V | FCL_ELS_600V_ELECABS | Control Panel,MCC | Motor Control Centre |  | MCC | http://www.toronto.ca/TWONTO#LV_electrical_panel |  | Electrical Cabinets,600V
49762 | FCL-ELS-MCC-004F | Control Panel,MCC,High Lift Bldg - Electrical Room,600V | FCL_ELS_600V_ELECABS | Control Panel,MCC | Motor Control Centre |  | MCC | http://www.toronto.ca/TWONTO#LV_electrical_panel |  | Electrical Cabinets,600V
49763 | FCL-ELS-MCC-0100 | Control Panel,MCC,High Lift Bldg - Switchgear Room,600V | FCL_ELS_600V_ELECABS | Control Panel,MCC | Motor Control Centre |  | MCC | http://www.toronto.ca/TWONTO#LV_electrical_panel |  | Electrical Cabinets,600V
49764 | FCL-ELS-MCC-011D | Control Panel,MCC,Low Lift Bldg - Flocculation Area,600V | FCL_ELS_600V_ELECABS | Control Panel,MCC | Motor Control Centre |  | MCC | http://www.toronto.ca/TWONTO#LV_electrical_panel |  | Electrical Cabinets,600V
49996 | FCL-ELS-MCC-01CF | Control Panel,MCC,Centrifuge Bldg - Electrical Room,600V | FCL-ELS-PS-0001 | Control Panel,MCC | Motor Control Centre |  | MCC | http://www.toronto.ca/TWONTO#LV_electrical_panel |  | Uninterruptible Power Supply,High Lift Bldg - Switchgear Room,LP-0001
49997 | FCL-ELS-MCC-01CL | Control Panel,MCC,Clarification - Electrical Room,600V | FCL-ELS-PS-0001 | Control Panel,MCC | Motor Control Centre |  | MCC | http://www.toronto.ca/TWONTO#LV_electrical_panel |  | Uninterruptible Power Supply,High Lift Bldg - Switchgear Room,LP-0001
49998 | FCL-ELS-MCC-0200 | Control Panel,MCC,High Lift Bldg - Switchgear Room,600V | FCL_ELS_600V_ELECABS | Control Panel,MCC | Motor Control Centre |  | MCC | http://www.toronto.ca/TWONTO#LV_electrical_panel |  | Electrical Cabinets,600V
49999 | FCL-ELS-MCC-02CF | Control Panel,MCC,Centrifuge Bldg - Electrical Room,600V | FCL-ELS-PS-0001 | Control Panel,MCC | Motor Control Centre |  | MCC | http://www.toronto.ca/TWONTO#LV_electrical_panel |  | Uninterruptible Power Supply,High Lift Bldg - Switchgear Room,LP-0001
50000 | FCL-ELS-MCC-02CL | Control Panel,MCC,Clarification - Electrical Room,600V | FCL_ELS_600V_ELECABS | Control Panel,MCC | Motor Control Centre |  | MCC | http://www.toronto.ca/TWONTO#LV_electrical_panel |  | Electrical Cabinets,600V
50001 | FCL-ELS-MCC-0300 | Control Panel,MCC,High Lift Bldg - Switchgear Room,600V | FCL_ELS_600V_ELECABS | Control Panel,MCC | Motor Control Centre |  | MCC | http://www.toronto.ca/TWONTO#LV_electrical_panel |  | Electrical Cabinets,600V
50002 | FCL-ELS-MCC-0400 | Control Panel,MCC,Low Lift Bldg - Electrical Room,600V | FCL-ELS-PS-0001 | Control Panel,MCC | Motor Control Centre |  | MCC | http://www.toronto.ca/TWONTO#LV_electrical_panel |  | Uninterruptible Power Supply,High Lift Bldg - Switchgear Room,LP-0001
50003 | FCL-ELS-MCC-0500 | Control Panel,MCC,Low Lift Bldg - Electrical Room,600V | FCL-ELS-PS-0001 | Control Panel,MCC | Motor Control Centre |  | MCC | http://www.toronto.ca/TWONTO#LV_electrical_panel |  | Uninterruptible Power Supply,High Lift Bldg - Switchgear Room,LP-0001
55986 | TAB-STR-MCC-0751 | Motor Control Centre | TAB-STR-ELQ | Control Panel,MCC | Motor Control Centre | 34402 | MCC | http://www.toronto.ca/TWONTO#LV_electrical_panel |  | Blower Building - Power Distribution & Electrical Equipment
55987 | TAB-STR-MCC-0752 | Motor Control Centre | TAB-AER-ELQ | Control Panel,MCC | Motor Control Centre | 34403 | MCC | http://www.toronto.ca/TWONTO#LV_electrical_panel |  | Aeration - Electrical Equipment
55988 | TAB-STR-MCC-0752 | Motor Control Centre | TAB-SUSPENDED ENTITY | Control Panel,MCC | Motor Control Centre | 34403 | MCC | http://www.toronto.ca/TWONTO#LV_electrical_panel |  | Suspended entities
61608 | FHA-ELS-MCC-0401A | FHA-ELS-PDP-0400A - MCC 0401A, RMF | FHA-ELS-PRIMARY | Switchgear | Motor Control Centre |  | MCC | http://www.toronto.ca/TWONTO#LV_electrical_panel |  | Primary Electrical System
61610 | FHA-ELS-MCC-0600A | FHA-ELS-MCC-0006A - MCC 6A, 600V, RMF | FHA-ELS-PRIMARY | Switchgear | Motor Control Centre |  | MCC | http://www.toronto.ca/TWONTO#LV_electrical_panel |  | Primary Electrical System
61612 | FHA-ELS-PDP-0100B | Power Distribution Panel, 600V, 600A, 3 PH, Service Building 1st Floor by Tunnel | FHA-ELS-PRIMARY | Switchgear | Motor Control Centre |  | PDP | http://www.toronto.ca/TWONTO#LV_electrical_panel |  | Primary Electrical System
61616 | FHA-ELS-PDP-0400B-SU | Circuit Breaker, Feed to PDP-0400B | FHA-ELS-PDP-0300B | Switchgear | Motor Control Centre | 32844 | PDP | http://www.toronto.ca/TWONTO#LV_electrical_panel |  | Power Distribution Panel, 600V, 2000A, 3 PH. Pump Building Basement, Switchgear Room
61724 | FHA-ELS-TB-0600 | FHA-ELS-TB-0006 - Tie Breaker, MCC 6A& 6B, RMF | FHA-ELS-PRIMARY | Switchgear | Motor Control Centre |  | TB | http://www.toronto.ca/TWONTO#LV_electrical_panel |  | Primary Electrical System
64932 | THC-ELS-CB-2503A | Circuit Breaker,Phase 4 Aeration Area Emergency Power | THC-ELS-MCC-2503E | Control Panel,MCC | Motor Control Centre |  | CB | http://www.toronto.ca/TWONTO#LV_electrical_panel |  | Control Panel,MCC,Phase 4 Aeration Area
65220 | THC-ELS-MCC-0202 | Motor Control Center | THC-ELS-PS-0001-TUN | Control Panel,MCC | Motor Control Centre |  | MCC | http://www.toronto.ca/TWONTO#LV_electrical_panel |  | Primary Power Equipment, Building Tunels
65222 | THC-ELS-MCC-0501 | Motor Control Center | THC-GRK-ELS-TUNNEL | Control Panel,MCC | Motor Control Centre |  | MCC | http://www.toronto.ca/TWONTO#LV_electrical_panel |  | Tunnels
65223 | THC-ELS-MCC-0701 | MCC, Access Building T15A, Phase I Secondary | THC-ELS-MCC | Control Panel,MCC | Motor Control Centre |  | MCC | http://www.toronto.ca/TWONTO#LV_electrical_panel |  | MCC plant wide
65224 | THC-ELS-MCC-0701 | MCC, Access Building T15A, Phase I Secondary | THC-ELS-PS-0001-TUN | Control Panel,MCC | Motor Control Centre |  | MCC | http://www.toronto.ca/TWONTO#LV_electrical_panel |  | Primary Power Equipment, Building Tunels
65225 | THC-ELS-MCC-0702 | MCC, Access Building T15A, Phase I Secondary | THC-ELS-MCC | Control Panel,MCC | Motor Control Centre |  | MCC | http://www.toronto.ca/TWONTO#LV_electrical_panel |  | MCC plant wide
65226 | THC-ELS-MCC-0801 | MCC, Aeration Building, Phase I Secondary, Building H | THC-ELS-PDP-1101A | Control Panel,MCC | Motor Control Centre |  | MCC | http://www.toronto.ca/TWONTO#LV_electrical_panel |  | Distribution Panel, Building H
65227 | THC-ELS-MCC-0801 | MCC, Aeration Building, Phase I Secondary, Building H | THC-ELS-PS-0001-H | Control Panel,MCC | Motor Control Centre |  | MCC | http://www.toronto.ca/TWONTO#LV_electrical_panel |  | Primary Power Equipment, Building H
65228 | THC-ELS-MCC-0802 | MCC, Aeration Building, Phase I Secondary | THC-ELS-PDP-1202A | Control Panel,MCC | Motor Control Centre |  | MCC | http://www.toronto.ca/TWONTO#LV_electrical_panel |  | Distribution Panel, Building H
65229 | THC-ELS-MCC-0802 | MCC, Aeration Building, Phase I Secondary | THC-ELS-PS-0001-H | Control Panel,MCC | Motor Control Centre |  | MCC | http://www.toronto.ca/TWONTO#LV_electrical_panel |  | Primary Power Equipment, Building H
65230 | THC-ELS-MCC-1001 | MCC, Access Building T15B, Phase I Primary | THC-ELS-PDP-1101A | Control Panel,MCC | Motor Control Centre |  | MCC | http://www.toronto.ca/TWONTO#LV_electrical_panel |  | Distribution Panel, Building H
65231 | THC-ELS-MCC-1002 | MCC, Access Building T15, Phase I Primary | THC-ELS-PDP-1202A | Control Panel,MCC | Motor Control Centre |  | MCC | http://www.toronto.ca/TWONTO#LV_electrical_panel |  | Distribution Panel, Building H
65232 | THC-ELS-MCC-1002 | MCC, Access Building T15, Phase I Primary | THC-ELS-PS-0001-TUN | Control Panel,MCC | Motor Control Centre |  | MCC | http://www.toronto.ca/TWONTO#LV_electrical_panel |  | Primary Power Equipment, Building Tunels
65233 | THC-ELS-MCC-1101 | Motor Control Center, Main, Building I | THC-ELS-PS-0001-I | Control Panel,MCC | Motor Control Centre |  | MCC | http://www.toronto.ca/TWONTO#LV_electrical_panel |  | Primary Power Equipment, Building I
65234 | THC-ELS-MCC-1102 | Control Panel,MCC,Headhouse | THC-ELS-PS-0001 | Control Panel,MCC | Motor Control Centre |  | MCC | http://www.toronto.ca/TWONTO#LV_electrical_panel |  | Primary Power Equipment
65235 | THC-ELS-MCC-1102 | Control Panel,MCC,Headhouse | THC-GRK-ELS-I | Control Panel,MCC | Motor Control Centre |  | MCC | http://www.toronto.ca/TWONTO#LV_electrical_panel |  | Building I
65236 | THC-ELS-MCC-1103E | Motor Control Center, Emergency, Building I | THC-ELS-PS-0001-I | Control Panel,MCC | Motor Control Centre |  | MCC | http://www.toronto.ca/TWONTO#LV_electrical_panel |  | Primary Power Equipment, Building I
65237 | THC-ELS-MCC-1201 | Motor Control Center, Building K | THC-ELS-PS-0001-K | Control Panel,MCC | Motor Control Centre |  | MCC | http://www.toronto.ca/TWONTO#LV_electrical_panel |  | Primary Power Equipment, Building K
65238 | THC-ELS-MCC-1203E | Motor Control Center, Building K | THC-ELS-PS-0001-K | Control Panel,MCC | Motor Control Centre |  | MCC | http://www.toronto.ca/TWONTO#LV_electrical_panel |  | Primary Power Equipment, Building K
65239 | THC-ELS-MCC-1301 | Motor Control Centre,Thickening Building | THC-ELS-PDP-1901 | Control Panel,MCC | Motor Control Centre |  | MCC | http://www.toronto.ca/TWONTO#LV_electrical_panel |  | Distribution Panel, Building K
65240 | THC-ELS-MCC-1302 | Motor Control Centre,Thickening Building | THC-ELS-PDP-2002 | Control Panel,MCC | Motor Control Centre |  | MCC | http://www.toronto.ca/TWONTO#LV_electrical_panel |  | Distribution Panel, Building K
65241 | THC-ELS-MCC-1303 | Motor Control Centre,Thickening Building | THC-ELS-PDP-1901 | Control Panel,MCC | Motor Control Centre |  | MCC | http://www.toronto.ca/TWONTO#LV_electrical_panel |  | Distribution Panel, Building K
65242 | THC-ELS-MCC-1401 | Control Panel,MCC,Plant Water PS | THC-ELS-PS-0001-L | Control Panel,MCC | Motor Control Centre |  | MCC | http://www.toronto.ca/TWONTO#LV_electrical_panel |  | Primary Power Equipment, Building L
65243 | THC-ELS-MCC-1402 | Control Panel,MCC,Plant Water PS | THC-ELS-PS-0001-L | Control Panel,MCC | Motor Control Centre |  | MCC | http://www.toronto.ca/TWONTO#LV_electrical_panel |  | Primary Power Equipment, Building L
65244 | THC-ELS-MCC-1501 | Control Panel,MCC,Incineration Essential Power | THC-ELS-PS-0001-M | Control Panel,MCC | Motor Control Centre |  | MCC | http://www.toronto.ca/TWONTO#LV_electrical_panel |  | Primary Power Equipment, Building M
65245 | THC-ELS-MCC-1502 | Motor Control Centre,Incineration Essential Power,Biosolids Building | THC-ELS-PS-0001-M | Control Panel,MCC | Motor Control Centre |  | MCC | http://www.toronto.ca/TWONTO#LV_electrical_panel |  | Primary Power Equipment, Building M
65246 | THC-ELS-MCC-1601 | Motor Control Centre,Sludge Treatment Area,Biosolids Building | THC-ELS-PS-0001-M | Control Panel,MCC | Motor Control Centre |  | MCC | http://www.toronto.ca/TWONTO#LV_electrical_panel |  | Primary Power Equipment, Building M
65247 | THC-ELS-MCC-1602 | Motor Control Centre,Sludge Treatment Area,Biosolids Building | THC-ELS-CB-1602 | Control Panel,MCC | Motor Control Centre |  | MCC | http://www.toronto.ca/TWONTO#LV_electrical_panel |  | Circuit Breaker,Feed to MCC-1602 for Sludge Treatment Area Power,Biosolids Building
65248 | THC-ELS-MCC-1602 | Motor Control Centre,Sludge Treatment Area,Biosolids Building | THC-ELS-PS-0001-M | Control Panel,MCC | Motor Control Centre |  | MCC | http://www.toronto.ca/TWONTO#LV_electrical_panel |  | Primary Power Equipment, Building M
65249 | THC-ELS-MCC-1702 | Control Panel,MCC,Incinerator Area | THC-ELS-PS-0001-M | Control Panel,MCC | Motor Control Centre |  | MCC | http://www.toronto.ca/TWONTO#LV_electrical_panel |  | Primary Power Equipment, Building M
65250 | THC-ELS-MCC-1801 | Motor Control Centre,Dewatering Area,Biosolids Building | THC-ELS-CB-1801 | Control Panel,MCC | Motor Control Centre |  | MCC | http://www.toronto.ca/TWONTO#LV_electrical_panel |  | Circuit Breaker,Feed to MCC-1801 for Dewatering Area Power,Biosolids Building
65251 | THC-ELS-MCC-1802 | Motor Control Centre,Dewatering Area,Biosolids Building | THC-ELS-CB-1802 | Control Panel,MCC | Motor Control Centre |  | MCC | http://www.toronto.ca/TWONTO#LV_electrical_panel |  | Circuit Breaker,Feed to MCC-1802 for Dewatering Area Power,Biosolids Building
65252 | THC-ELS-MCC-1802 | Motor Control Centre,Dewatering Area,Biosolids Building | THC-ELS-PS-0001-M | Control Panel,MCC | Motor Control Centre |  | MCC | http://www.toronto.ca/TWONTO#LV_electrical_panel |  | Primary Power Equipment, Building M
65302 | THC-ELS-MCC-2001 | Control Panel,MCC,Incinerator Area | THC-ELS-PS-0001-M | Control Panel,MCC | Motor Control Centre |  | MCC | http://www.toronto.ca/TWONTO#LV_electrical_panel |  | Primary Power Equipment, Building M
65303 | THC-ELS-MCC-2002 | Control Panel,MCC,Incinerator Area | THC-ELS-PS-0001-M | Control Panel,MCC | Motor Control Centre |  | MCC | http://www.toronto.ca/TWONTO#LV_electrical_panel |  | Primary Power Equipment, Building M
65304 | THC-ELS-MCC-2201 | Motor Control Centre,Sludge Storage Building | THC-ELS-MCC-1303 | Control Panel,MCC | Motor Control Centre |  | MCC | http://www.toronto.ca/TWONTO#LV_electrical_panel |  | Motor Control Centre,Thickening Building
65305 | THC-ELS-MCC-2202 | Motor Control Centre,Sludge Storage Building | THC-ELS-PS-0001 | Control Panel,MCC | Motor Control Centre |  | MCC | http://www.toronto.ca/TWONTO#LV_electrical_panel |  | Primary Power Equipment
65306 | THC-ELS-MCC-2301 | Motor Control Center, Building G | THC-ELS-PS-0001-G | Control Panel,MCC | Motor Control Centre |  | MCC | http://www.toronto.ca/TWONTO#LV_electrical_panel |  | Primary Power Equipment, Building G
65307 | THC-ELS-MCC-2302 | Motor Control Center, Building G | THC-ELS-PS-0001-G | Control Panel,MCC | Motor Control Centre |  | MCC | http://www.toronto.ca/TWONTO#LV_electrical_panel |  | Primary Power Equipment, Building G
65308 | THC-ELS-MCC-2401 | MCC, Access Building T19A, Phase IV Secondary | THC-GRK-ELS-TUNNEL | Control Panel,MCC | Motor Control Centre |  | MCC | http://www.toronto.ca/TWONTO#LV_electrical_panel |  | Tunnels
65310 | THC-ELS-MCC-2500E | Motor Control Center | THC-GRK-ELS-TUNNEL | Control Panel,MCC | Motor Control Centre |  | MCC | http://www.toronto.ca/TWONTO#LV_electrical_panel |  | Tunnels
65311 | THC-ELS-MCC-2501 | Motor Control Center, Building O | THC-ELS-PS-0001-O | Control Panel,MCC | Motor Control Centre |  | MCC | http://www.toronto.ca/TWONTO#LV_electrical_panel |  | Primary Power Equipment, Building O
65312 | THC-ELS-MCC-2502 | Control Panel,MCC,Phase 4 Aeration Area | THC-ELS-PS-0001 | Control Panel,MCC | Motor Control Centre |  | MCC | http://www.toronto.ca/TWONTO#LV_electrical_panel |  | Primary Power Equipment
65313 | THC-ELS-MCC-2601 | Motor Control Center | THC-GRK-ELS-TUNNEL | Control Panel,MCC | Motor Control Centre |  | MCC | http://www.toronto.ca/TWONTO#LV_electrical_panel |  | Tunnels
65314 | THC-ELS-MCC-2802 | Motor Control Center, Building C | THC-ELS-PS-0001 | Control Panel,MCC | Motor Control Centre |  | MCC | http://www.toronto.ca/TWONTO#LV_electrical_panel |  | Primary Power Equipment
65316 | THC-ELS-MCC-2902 | Motor Control Center, Building Q | THC-ELS-PS-0001 | Control Panel,MCC | Motor Control Centre |  | MCC | http://www.toronto.ca/TWONTO#LV_electrical_panel |  | Primary Power Equipment
65317 | THC-ELS-MCC-3402 | Motor Control Center, Building P | THC-ELS-PS-0001 | Control Panel,MCC | Motor Control Centre |  | MCC | http://www.toronto.ca/TWONTO#LV_electrical_panel |  | Primary Power Equipment
65318 | THC-ELS-MCC-3501 | Motor Control Center, Building A | THC-ELS-PS-0001-A | Control Panel,MCC | Motor Control Centre |  | MCC | http://www.toronto.ca/TWONTO#LV_electrical_panel |  | Primary Power Equipment, Building A
65319 | THC-ELS-MCC-3702 | Control Panel,MCC,New Blower Building | THC-ELS-PS-0001 | Control Panel,MCC | Motor Control Centre |  | MCC | http://www.toronto.ca/TWONTO#LV_electrical_panel |  | Primary Power Equipment
65320 | THC-ELS-MCC-3801E | Motor Control Centre, Supply From MCC-1103E, Admin Building Ground Floor, Electrical Room | THC-ELS-MCC-1103E |  | Motor Control Centre |  | MCC | http://www.toronto.ca/TWONTO#LV_electrical_panel |  | Motor Control Center, Emergency, Building I
65321 | THC-ELS-MCC-4022 | Motor Control Centre, Electrical Room, Headworks | THC-ELS-PDP-4002 | Control Panel,MCC | Motor Control Centre |  | MCC | http://www.toronto.ca/TWONTO#LV_electrical_panel |  | Power Distribution Panel, Electrical Room, Headworks
65322 | THC-ELS-MCC-4023 | Motor Control Centre, Electrical Room, Headworks | THC-ELS-MCC-4021 | Control Panel,MCC | Motor Control Centre |  | MCC | http://www.toronto.ca/TWONTO#LV_electrical_panel |  | Motor Control Centre, Electrical Room, Headworks
65323 | THC-ELS-MCC-4024 | Motor Control Centre, Electrical Room, Headworks | THC-ELS-MCC-4022 | Control Panel,MCC | Motor Control Centre |  | MCC | http://www.toronto.ca/TWONTO#LV_electrical_panel |  | Motor Control Centre, Electrical Room, Headworks
65324 | THC-ELS-MCC-5002 | Control Panel,MCC,Primary Digesters | THC-ELS-PS-0001 | Control Panel,MCC | Motor Control Centre |  | MCC | http://www.toronto.ca/TWONTO#LV_electrical_panel |  | Primary Power Equipment
65325 | THC-ELS-MCC-5002 | Control Panel,MCC,Primary Digesters | THC-GRK-ELS-U | Control Panel,MCC | Motor Control Centre |  | MCC | http://www.toronto.ca/TWONTO#LV_electrical_panel |  | Building U, Anaerobic Digesters Bldg.
65326 | THC-ELS-MCC-5101E | Control Panel,MCC,Emergency Loads,Primary Digesters | THC-ELS-PS-0001-U | Control Panel,MCC | Motor Control Centre |  | MCC | http://www.toronto.ca/TWONTO#LV_electrical_panel |  | Primary Power Equipment, Building U
65730 | THC-ELS-VSS-1322 | Voltage Surge Supperssion, Supply From PDP-1322, Admin. Building Basement, Electrical Room | THC-ELS-MCC-1302 |  | Motor Control Centre |  | VSS | http://www.toronto.ca/TWONTO#surge_suppressor |  | Motor Control Centre,Thickening Building
76225 | FHO-ELS-DP-0309-SUS | Distribution Panel from MCC-0309 | FHO-ELS-PS-0001 | Control Panel,Power Distribution Panel | Motor Control Centre | 37595 | DP | http://www.toronto.ca/TWONTO#LV_electrical_panel |  | Primary Power Equipment
76226 | FHO-ELS-DP-0309-SUS | Distribution Panel from MCC-0309 | FHO-SUSPENDED | Control Panel,Power Distribution Panel | Motor Control Centre | 37595 | DP | http://www.toronto.ca/TWONTO#LV_electrical_panel |  | Suspended Entity List
78609 | FHO-ELS-MCC-0720 | Motor Control Centre, Admin Building, S4, Main Electrical Room | FHO-ELS-INQ | Control Panel,MCC | Motor Control Centre |  | MCC | http://www.toronto.ca/TWONTO#LV_electrical_panel |  | Power Management
78610 | FHO-ELS-MCC-0720 | Motor Control Centre, Admin Building, S4, Main Electrical Room | FHO-ELS-PS-0001 | Control Panel,MCC | Motor Control Centre |  | MCC | http://www.toronto.ca/TWONTO#LV_electrical_panel |  | Primary Power Equipment
78611 | FHO-ELS-MCC-0730 | Motor Control Centre, Emergency Load, Admin Building, S4, Main Electrical Room | FHO-ELS-INQ | Control Panel,MCC | Motor Control Centre |  | MCC | http://www.toronto.ca/TWONTO#LV_electrical_panel |  | Power Management
78612 | FHO-ELS-MCC-0730 | Motor Control Centre, Emergency Load, Admin Building, S4, Main Electrical Room | FHO-ELS-PS-0001 | Control Panel,MCC | Motor Control Centre |  | MCC | http://www.toronto.ca/TWONTO#LV_electrical_panel |  | Primary Power Equipment
78613 | FHO-ELS-MCC-0731 | Motor Control Centre, Emergency Load, Surge Building | FHO-ELS-INQ | Control Panel,MCC | Motor Control Centre |  | MCC | http://www.toronto.ca/TWONTO#LV_electrical_panel |  | Power Management
78614 | FHO-ELS-MCC-0810 | Motor Control Centre, Admin Building, S4, Main Electrical Room | FHO-ELS-PS-0001 | Control Panel,MCC | Motor Control Centre |  | MCC | http://www.toronto.ca/TWONTO#LV_electrical_panel |  | Primary Power Equipment
78615 | FHO-ELS-MCC-0820 | Motor Control Centre, Admin Building, S4, Main Electrical Room | FHO-ELS-PS-0001 | Control Panel,MCC | Motor Control Centre |  | MCC | http://www.toronto.ca/TWONTO#LV_electrical_panel |  | Primary Power Equipment
78616 | FHO-ELS-MCC-0830 | Motor Control Centre, Emergency Load, Standby Power Building | FHO-ELS-PS-0001 | Control Panel,MCC | Motor Control Centre |  | MCC | http://www.toronto.ca/TWONTO#LV_electrical_panel |  | Primary Power Equipment
78617 | FHO-ELS-MCC-0910 | Motor Control Centre, Raw Water PS, S7, Electrical Room | FHO-ELS-PS-0001 | Control Panel,MCC | Motor Control Centre |  | MCC | http://www.toronto.ca/TWONTO#LV_electrical_panel |  | Primary Power Equipment
78618 | FHO-ELS-MCC-0920 | Motor Control Centre, Admin Building, S4, Main Electrical Room | FHO-ELS-INQ | Control Panel,MCC | Motor Control Centre |  | MCC | http://www.toronto.ca/TWONTO#LV_electrical_panel |  | Power Management
78619 | FHO-ELS-MCC-0930 | Motor Control Centre, Emergency Load, Clarifier Building, S2, Main Foyer | FHO-ELS-INQ | Control Panel,MCC | Motor Control Centre |  | MCC | http://www.toronto.ca/TWONTO#LV_electrical_panel |  | Power Management
78620 | FHO-ELS-MCC-1010 | Motor Control Centre, Raw Water PS, S7, Electrical Room | FHO-ELS-INQ | Control Panel,MCC | Motor Control Centre |  | MCC | http://www.toronto.ca/TWONTO#LV_electrical_panel |  | Power Management
78621 | FHO-ELS-MCC-1030 | Motor Control Centre, Emergency Load, Clarifier Building, S2, Main Foyer | FHO-ELS-PS-0001 | Control Panel,MCC | Motor Control Centre |  | MCC | http://www.toronto.ca/TWONTO#LV_electrical_panel |  | Primary Power Equipment
78622 | FHO-ELS-MCC-1120 | Motor Control Centre, (MCC-1101B), Ozone Building MCC Room | FHO-ELS-PS-0001 | Control Panel,MCC | Motor Control Centre |  | MCC | http://www.toronto.ca/TWONTO#LV_electrical_panel |  | Primary Power Equipment
78623 | FHO-ELS-MCC-1210 | Motor Control Centre, (MCC-1201A), Ozone Building MCC Room | FHO-ELS-PS-0001 | Control Panel,MCC | Motor Control Centre |  | MCC | http://www.toronto.ca/TWONTO#LV_electrical_panel |  | Primary Power Equipment
79115 | THR-ELS-MCC-0101S | Control Panel, MCC 0101, RAS MCC-0101 & 0102 (MCC S1) | THR-ELS-CB-0111S | Control Panel,MCC | Motor Control Centre | 39187 | MCC | http://www.toronto.ca/TWONTO#LV_electrical_panel |  | Circuit Breaker, Feeder, MCC 101, Return Activated Sludge 600V Switchgear, Indoor
79116 | THR-ELS-MCC-0101S | Control Panel, MCC 0101, RAS MCC-0101 & 0102 (MCC S1) | THR-ELS-RSPS | Control Panel,MCC | Motor Control Centre | 39187 | MCC | http://www.toronto.ca/TWONTO#LV_electrical_panel |  | Electrical System, Returns Sludge Pumping Station
79117 | THR-ELS-MCC-0102S | Control Panel, MCC 0102, RAS MCC-0101 & 0102 (MCC S1) | THR-ELS-CB-0112S | Control Panel,MCC | Motor Control Centre | 39088 | MCC | http://www.toronto.ca/TWONTO#LV_electrical_panel |  | Circuit Breaker, Feeder, MCC 102, Return Activated Sludge 600V Switchgear, Indoor
79118 | THR-ELS-MCC-0302S | Motor Control Center, MCC-0302, Gallery T23 | THR-ELS-RSPS | Control Panel,MCC | Motor Control Centre | 40857 | MCC | http://www.toronto.ca/TWONTO#LV_electrical_panel |  | Electrical System, Returns Sludge Pumping Station
79119 | THR-ELS-MCC-0401S | Control Panel, MCC 0901, Chemical Building, RAS MCC-0401 & 0402 (MCC S4) | THR-ELS-PRS | Control Panel,MCC | Motor Control Centre | 40858 | MCC | http://www.toronto.ca/TWONTO#LV_electrical_panel |  | Electrical System, Phosphorous Removal System
79120 | THR-ELS-MCC-0402 | Control Panel, MCC 0402, Ferrous Chloride Building, MCC-0401 & 0402 (MCC S4) | THR-ELS-PRS | Control Panel,MCC | Motor Control Centre |  | MCC | http://www.toronto.ca/TWONTO#LV_electrical_panel |  | Electrical System, Phosphorous Removal System
79121 | THR-ELS-MCC-0501S | Control Panel, MCC 0501, Odour Control MCC-0501 & 0502 (MCC OD) | THR-ELS-OCS | Control Panel,MCC | Motor Control Centre | 39091 | MCC | http://www.toronto.ca/TWONTO#LV_electrical_panel |  | Electrical System, Odour Control System
79122 | THR-ELS-MCC-0502S | Control Panel, MCC 0502, Odour Control MCC-0501 & 0502 (MCC OD) | THR-ELS-OCS | Control Panel,MCC | Motor Control Centre | 39092 | MCC | http://www.toronto.ca/TWONTO#LV_electrical_panel |  | Electrical System, Odour Control System
79123 | THR-ELS-MCC-0602 | Motor Control Center (MCC), Chlorine Building | THR-ELS-DIS | Control Panel,MCC | Motor Control Centre |  | MCC | http://www.toronto.ca/TWONTO#LV_electrical_panel |  | Electrical System, Disinfection, Chlorine Building
79124 | THR-ELS-MCC-0701 | Control Panel, MCC 0701, MCC-0701 & 0702 (MCC BS) Head House | THR-ELS-CG | Control Panel,MCC | Motor Control Centre |  | MCC | http://www.toronto.ca/TWONTO#LV_electrical_panel |  | Electrical System, Co-Generation
79125 | THR-ELS-MCC-0701 | Control Panel, MCC 0701, MCC-0701 & 0702 (MCC BS) Head House | THR-ELS-HH | Control Panel,MCC | Motor Control Centre |  | MCC | http://www.toronto.ca/TWONTO#LV_electrical_panel |  | Electrical System, Head House and Engine Room
79126 | THR-ELS-MCC-0701 | Control Panel, MCC 0701, MCC-0701 & 0702 (MCC BS) Head House | THR-ELS-PRMS | Control Panel,MCC | Motor Control Centre |  | MCC | http://www.toronto.ca/TWONTO#LV_electrical_panel |  | Electrical System, Primary Station South
79127 | THR-ELS-MCC-0702 | Control Panel, MCC 0702, MCC-0701 & 0702 (MCC BS) Head House | THR-ELS-HH | Control Panel,MCC | Motor Control Centre |  | MCC | http://www.toronto.ca/TWONTO#LV_electrical_panel |  | Electrical System, Head House and Engine Room
79128 | THR-ELS-MCC-0802 | Control Panel, MCC 0802, S Final Gallery, North Final Area MCC-0801 & 0802 (MCC N3) | THR-ELS-FST | Control Panel,MCC | Motor Control Centre |  | MCC | http://www.toronto.ca/TWONTO#LV_electrical_panel |  | Electrical System, Final Sedimentation Tanks & Galleries
79129 | THR-ELS-MCC-0901 | Control Panel, MCC 0901, East Maintenance Bldg, North Final Area MCC-0901 & 0902 (MCC N4) | THR-ELS-EMS | Control Panel,MCC | Motor Control Centre |  | MCC | http://www.toronto.ca/TWONTO#LV_electrical_panel |  | Electrical System, East Maintenance Shop
79130 | THR-ELS-MCC-0902 | Control Panel, MCC 0902, East Maintenance Bldg, North Final Area MCC-0901 & 0902 (MCC N4) | THR-ELS-EMS | Control Panel,MCC | Motor Control Centre |  | MCC | http://www.toronto.ca/TWONTO#LV_electrical_panel |  | Electrical System, East Maintenance Shop
79131 | THR-ELS-MCC-1001 | Control Panel, MCC 1001, Admin Building MCC-1001 & 1002 (MCC MB) | THR-ELS-ADM | Control Panel,MCC | Motor Control Centre |  | MCC | http://www.toronto.ca/TWONTO#LV_electrical_panel |  | Electrical System, Administration Building
79132 | THR-ELS-MCC-1002 | Control Panel, MCC 1002, Admin Building MCC-1001 & 1002 (MCC MB) | THR-ELS-ADM | Control Panel,MCC | Motor Control Centre |  | MCC | http://www.toronto.ca/TWONTO#LV_electrical_panel |  | Electrical System, Administration Building
79133 | THR-ELS-MCC-1302 | Control Panel, MCC 1302, Primary Pumping Station, MCC-1301 & 1302 (MCC 13) | THR-ELS-PRMS | Control Panel,MCC | Motor Control Centre |  | MCC | http://www.toronto.ca/TWONTO#LV_electrical_panel |  | Electrical System, Primary Station South
79134 | THR-ELS-MCC-1401 | Control Panel, MCC 1401, Digester, MCC-1401 & 1402 (MCC-A and -B) New Digester Elec.Room Ground Floor, Beside STB | THR-ELS-DIG | Control Panel,MCC | Motor Control Centre |  | MCC | http://www.toronto.ca/TWONTO#LV_electrical_panel |  | Electrical System, Digester Tanks
79135 | THR-ELS-MCC-1403E | Control Panel, MCC 1403E, Digester, MCC-1401 & 1402 Emergency Power (MCC-E) New Digester Elec.Room Ground Floor, Beside STB | THR-ELS-DIG | Control Panel,MCC | Motor Control Centre |  | MCC | http://www.toronto.ca/TWONTO#LV_electrical_panel |  | Electrical System, Digester Tanks
79136 | THR-ELS-MCC-1502 | Control Panel, MCC 1502, Digester Gas Compressor MCC-1501 & 1502 (MCC-GC1 & GC2) | THR-ELS-GCB | Control Panel,MCC | Motor Control Centre |  | MCC | http://www.toronto.ca/TWONTO#LV_electrical_panel |  | Electrical System, Digester Gas Compressor Building
79137 | THR-ELS-MCC-1502 | Control Panel, MCC 1502, Digester Gas Compressor MCC-1501 & 1502 (MCC-GC1 & GC2) | THR-ELS-TB-1500 | Control Panel,MCC | Motor Control Centre |  | MCC | http://www.toronto.ca/TWONTO#LV_electrical_panel |  | Circuit Breaker, MCC 1501 & MCC 1502 Tie, Digester Gas Compressor MCC-1501 & 1502 (MCC-GC1 & GC2)
79138 | THR-ELS-MCC-1602 | Control Panel, MCC 1602, Primary Pumping Station, MCC-1601 & 1602 (MCC 12) | THR-ELS-PRMS | Control Panel,MCC | Motor Control Centre |  | MCC | http://www.toronto.ca/TWONTO#LV_electrical_panel |  | Electrical System, Primary Station South
79139 | THR-ELS-MCC-1902S | Control Panel, MCC 1902, Air Compressor Building, Air Compressor MCC-1901 & 1902 (MCC AC) | THR-ELS-ACB | Control Panel,MCC | Motor Control Centre | 39094 | MCC | http://www.toronto.ca/TWONTO#LV_electrical_panel |  | Electrical System, Air Compressor Building
79140 | THR-ELS-MCC-1902S | Control Panel, MCC 1902, Air Compressor Building, Air Compressor MCC-1901 & 1902 (MCC AC) | THR-ELS-CB-1912BS | Control Panel,MCC | Motor Control Centre | 39094 | MCC | http://www.toronto.ca/TWONTO#LV_electrical_panel |  | Circuit Breaker, MCC 1902, Air Compressor Building, Air Compressor MCC-1901 & 1902 (MCC AC)
79141 | THR-ELS-MCC-2002 | Control Panel, MCC 2002, N Final Gallery, North Final Area MCC-2001 & 2002 (MCC N2) | THR-ELS-FST | Control Panel,MCC | Motor Control Centre |  | MCC | http://www.toronto.ca/TWONTO#LV_electrical_panel |  | Electrical System, Final Sedimentation Tanks & Galleries
79142 | THR-ELS-MCC-2302 | Control Panel, MCC 2302, Gas Compressor Building Electrical Room | THR-ELS-CB-2302 | Control Panel,MCC | Motor Control Centre |  | MCC | http://www.toronto.ca/TWONTO#LV_electrical_panel |  | Circuit Breaker, MCC 2302, Gas Compressor Building Electrical Room, Gas Compressor MCC-2303 (MCC GCA)
79143 | THR-ELS-MCC-2400 | Control Panel, MCC 2400, Engine Room, COGEN MCC-2400 (MCC EGA) | THR-ELS-CG | Control Panel,MCC | Motor Control Centre |  | MCC | http://www.toronto.ca/TWONTO#LV_electrical_panel |  | Electrical System, Co-Generation
79144 | THR-ELS-MCC-2400 | Control Panel, MCC 2400, Engine Room, COGEN MCC-2400 (MCC EGA) | THR-ELS-HH | Control Panel,MCC | Motor Control Centre |  | MCC | http://www.toronto.ca/TWONTO#LV_electrical_panel |  | Electrical System, Head House and Engine Room
79145 | THR-ELS-MCC-2502 | Control Panel, MCC 2502, Engine Room, COGEN MCC-2502 (MCC EGA-1) | THR-ELS-CG | Control Panel,MCC | Motor Control Centre |  | MCC | http://www.toronto.ca/TWONTO#LV_electrical_panel |  | Electrical System, Co-Generation
79146 | THR-ELS-MCC-2502 | Control Panel, MCC 2502, Engine Room, COGEN MCC-2502 (MCC EGA-1) | THR-ELS-HH | Control Panel,MCC | Motor Control Centre |  | MCC | http://www.toronto.ca/TWONTO#LV_electrical_panel |  | Electrical System, Head House and Engine Room
79147 | THR-ELS-MCC-2602 | Control Panel, MCC 2602 Sludge Thickening | THR-ELS-STB | Control Panel,MCC | Motor Control Centre |  | MCC | http://www.toronto.ca/TWONTO#LV_electrical_panel |  | Electrical System, Sludge Thickening Building
79148 | THR-ELS-MCC-2700E | Control Panel, MCC 2700E Sludge Thickening with Battery Pack | THR-ELS-STB | Control Panel,MCC | Motor Control Centre |  | MCC | http://www.toronto.ca/TWONTO#LV_electrical_panel |  | Electrical System, Sludge Thickening Building
79149 | THR-ELS-MCC-2802 | Control Panel, MCC 1202, Sludge Thickening | THR-ELS-STB | Control Panel,MCC | Motor Control Centre |  | MCC | http://www.toronto.ca/TWONTO#LV_electrical_panel |  | Electrical System, Sludge Thickening Building
79150 | THR-ELS-MCC-2901 | Control Panel, MCC 2901, Headhouse MCC-2901 & 2902 (MCC HH) | THR-ELS-HH | Control Panel,MCC | Motor Control Centre |  | MCC | http://www.toronto.ca/TWONTO#LV_electrical_panel |  | Electrical System, Head House and Engine Room
79151 | THR-ELS-MCC-2902 | Control Panel, MCC 2902, Headhouse MCC-2901 & 2902 (MCC HH) | THR-ELS-HH | Control Panel,MCC | Motor Control Centre |  | MCC | http://www.toronto.ca/TWONTO#LV_electrical_panel |  | Electrical System, Head House and Engine Room
79152 | THR-ELS-MCC-2921 | Motor Control Center 1, Electrical Room Head House | THR-ELS-HH | Control Panel,MCC | Motor Control Centre |  | MCC | http://www.toronto.ca/TWONTO#LV_electrical_panel |  | Electrical System, Head House and Engine Room
79153 | THR-ELS-MCC-2922 | Motor Control Center 2, Electrical Room Head House | THR-ELS-HH | Control Panel,MCC | Motor Control Centre |  | MCC | http://www.toronto.ca/TWONTO#LV_electrical_panel |  | Electrical System, Head House and Engine Room
79154 | THR-ELS-MCC-3002S | Control Panel, MCC 3002, Admin Building MCC-3002 (MCC BH) | THR-ELS-ADM | Control Panel,MCC | Motor Control Centre | 35867 | MCC | http://www.toronto.ca/TWONTO#LV_electrical_panel |  | Electrical System, Administration Building
79155 | THR-ELS-MCC-3221 | Motor Control Centre, #1, North Grit Electrical Room | THR-ELS-GRIT | Control Panel,MCC | Motor Control Centre |  | MCC | http://www.toronto.ca/TWONTO#LV_electrical_panel |  | Electrical System, Grit Bldg., North Prelimanry and Primary Station
79156 | THR-ELS-MCC-3222 | Motor Control Cente, # 2, North Grit Electrical Room | THR-ELS-GRIT | Control Panel,MCC | Motor Control Centre |  | MCC | http://www.toronto.ca/TWONTO#LV_electrical_panel |  | Electrical System, Grit Bldg., North Prelimanry and Primary Station
79157 | THR-ELS-MCC-3301 | Motor Control Center (MCC), Filter Building | THR-ELS-FPW | Control Panel,MCC | Motor Control Centre |  | MCC | http://www.toronto.ca/TWONTO#LV_electrical_panel |  | Electrical System, Filtered Plant Water Building
79158 | THR-ELS-MCC-3301S | Control Panel, MCC 3301, Filtered Plant Water, MCC-3301 & 3302 (MCC PWF) | THR-ELS-FPW | Control Panel,MCC | Motor Control Centre | 40860 | MCC | http://www.toronto.ca/TWONTO#LV_electrical_panel |  | Electrical System, Filtered Plant Water Building
79159 | THR-ELS-MCC-3302 | Motor Control Center (MCC), Filter Building | THR-ELS-FPW | Control Panel,MCC | Motor Control Centre |  | MCC | http://www.toronto.ca/TWONTO#LV_electrical_panel |  | Electrical System, Filtered Plant Water Building
79160 | THR-ELS-MCC-3402 | Control Panel, MCC 3402, Digesters, Tanks 0700 & 0800 | THR-ELS-LTG-EMS | Control Panel,MCC | Motor Control Centre |  | MCC | http://www.toronto.ca/TWONTO#LV_electrical_panel |  | Lighting System, Security , East Maintenance Building
79161 | THR-ELS-MCC-3402A | Control Panel, MCC 3402A, Digesters, Tanks 0700 & 0800 | THR-ELS-DIG | Control Panel,MCC | Motor Control Centre |  | MCC | http://www.toronto.ca/TWONTO#LV_electrical_panel |  | Electrical System, Digester Tanks
79162 | THR-ELS-MCC-3501 | Motor Control Centre (MCC), SP RAS PS Electrical Building (Old Ozone Bldg) | THR-ELS-RSPS | Control Panel,MCC | Motor Control Centre |  | MCC | http://www.toronto.ca/TWONTO#LV_electrical_panel |  | Electrical System, Returns Sludge Pumping Station
79163 | THR-ELS-MCC-3601 | Motor Control Centre (MCC), SP RAS PS Extention Electrical Room | THR-ELS-RSPS | Control Panel,MCC | Motor Control Centre |  | MCC | http://www.toronto.ca/TWONTO#LV_electrical_panel |  | Electrical System, Returns Sludge Pumping Station
79164 | THR-ELS-MCC-3602 | Motor Control Centre (MCC), SP RAS PS Extention Electrical Room | THR-ELS-RSPS | Control Panel,MCC | Motor Control Centre |  | MCC | http://www.toronto.ca/TWONTO#LV_electrical_panel |  | Electrical System, Returns Sludge Pumping Station
79165 | THR-ELS-MCC-3701 | Motor Control Centre (MCC), Aeration Tanks Electrical Building | THR-ELS-RSPS | Control Panel,MCC | Motor Control Centre |  | MCC | http://www.toronto.ca/TWONTO#LV_electrical_panel |  | Electrical System, Returns Sludge Pumping Station
79166 | THR-ELS-MCC-3801 | Motor Control Centre (MCC), Plant Water Pump Station | THR-ELS-FPW | Control Panel,MCC | Motor Control Centre |  | MCC | http://www.toronto.ca/TWONTO#LV_electrical_panel |  | Electrical System, Filtered Plant Water Building
86368 | TNT-CSO-MCC-0100 | Control Centre, Motor, Pumping System Control, Laboratory | TNT-ELS | Switchgear,Indoor | Motor Control Centre |  | MCC | http://www.toronto.ca/TWONTO#LV_electrical_panel |  | Instrument / Electrical
86939 | TNT-ELS-MCC-1603 | MCC,Filter Bldg | TAB-SUSPENDED ENTITY | Control Panel,MCC | Motor Control Centre |  | MCC | http://www.toronto.ca/TWONTO#LV_electrical_panel |  | Suspended entities
86940 | TNT-ELS-MCC-1603 | MCC,Filter Bldg | TNT-ELS | Control Panel,MCC | Motor Control Centre |  | MCC | http://www.toronto.ca/TWONTO#LV_electrical_panel |  | Instrument / Electrical
86941 | TNT-ELS-MCC-2001 | MCC,Boiler Bldg | TNT-ELS | Control Panel,MCC | Motor Control Centre |  | MCC | http://www.toronto.ca/TWONTO#LV_electrical_panel |  | Instrument / Electrical
86942 | TNT-ELS-MCC-2101 | MCC,Primary PUmping Station | TNT-ELS | Control Panel,MCC | Motor Control Centre |  | MCC | http://www.toronto.ca/TWONTO#LV_electrical_panel |  | Instrument / Electrical
86943 | TNT-ELS-MCC-2201 | MCC,Drainage PS | TNT-ELS | Control Panel,MCC | Motor Control Centre |  | MCC | http://www.toronto.ca/TWONTO#LV_electrical_panel |  | Instrument / Electrical
86944 | TNT-ELS-MCC-2301 | MCC,Digester Gallery | TNT-ELS | Control Panel,MCC | Motor Control Centre |  | MCC | http://www.toronto.ca/TWONTO#LV_electrical_panel |  | Instrument / Electrical
86945 | TNT-ELS-MCC-4001 | Control Centre, Motor, Pumping System Control, Laboratory | TNT-ELS | Switchgear,Indoor | Motor Control Centre |  | MCC | http://www.toronto.ca/TWONTO#LV_electrical_panel |  | Instrument / Electrical
90918 | WTR-PEL-MCC-0103 | Motor Control Center, MCC-103, Generator Building, Electrical Room | WTR-PEL-BUS-0103 | Control Panel,MCC | Motor Control Centre |  | MCC | http://www.toronto.ca/TWONTO#LV_electrical_panel |  | BUS 1, Electrical Power Line, Electrical Bus, MCC 0103, 600V, Generator Building, Electrical Room
90920 | WTR-PEL-MCC-0203 | Motor Control Center, MCC-203, Generator Building, Electrical Room | WTR-PEL-BUS-0203 | Control Panel,MCC | Motor Control Centre |  | MCC | http://www.toronto.ca/TWONTO#LV_electrical_panel |  | BUS 2, Electrical Power Line, Electrical Bus, MCC 0203, 600V, Generator Building, Electrical Room
93958 | WTR-PRH-MCC-0102 | Motor Control Centre, 600VAC, Switchgear Electrical Room | WTR-PRH-AUX | Control Panel,MCC | Motor Control Centre |  | MCC | http://www.toronto.ca/TWONTO#LV_electrical_panel |  | Auxiliary Equipment (Building Facilities)
93960 | WTR-PRH-MCC-0202 | Motor Control Centre, 600VAC, Switchgear Electrical Room | WTR-PRH-AUX | Control Panel,MCC | Motor Control Centre |  | MCC | http://www.toronto.ca/TWONTO#LV_electrical_panel |  | Auxiliary Equipment (Building Facilities)
95762 | WTR-RRH-MCC-0001 | Motor Control Centre, Rosehill Reservoir, Electrical Room | WTR-RRH-ELS | Control Panel,MCC | Motor Control Centre |  | MCC | http://www.toronto.ca/TWONTO#LV_electrical_panel |  | Electrical System
96271 | FIS-ELS-MCC-0004-SUS | Motor Control Centre # 4 | FIS-ELS | Switchgear,Indoor | Motor Control Centre | 38219 | MCC | http://www.toronto.ca/TWONTO#LV_electrical_panel |  | System, Electrical Distribution System
96272 | FIS-ELS-MCC-0004-SUS | Motor Control Centre # 4 | FIS-SUSPENDED | Switchgear,Indoor | Motor Control Centre | 38219 | MCC | http://www.toronto.ca/TWONTO#LV_electrical_panel |  | Obsolete Entities/Processes
96273 | FIS-ELS-MCC-0100 | MCC,600 V,Workshop Building,Mezzanine,East | FIS-ELS | Control Panel,MCC | Motor Control Centre |  | MCC | http://www.toronto.ca/TWONTO#LV_electrical_panel |  | System, Electrical Distribution System
96274 | FIS-ELS-MCC-0200 | MCC,600 V,Workshop Building,Mezzanine,West | FIS-ELS-TR-1102 | Control Panel,MCC | Motor Control Centre |  | MCC | http://www.toronto.ca/TWONTO#LV_electrical_panel |  | Transformer,Lighting,Workshop Building Main Floor,North,9KVA / 600V / 208V / 3ph Transformer
96275 | FIS-ELS-MCC-0300 | MCC,600 V,Raw Water Pumping Station,Upper Level,East | FIS-ELS | Control Panel,MCC | Motor Control Centre |  | MCC | http://www.toronto.ca/TWONTO#LV_electrical_panel |  | System, Electrical Distribution System
96276 | FIS-ELS-MCC-0500 | MCC,600 V,Filter Building,Mezzanine,East | FIS-ELS | Control Panel,MCC | Motor Control Centre |  | MCC | http://www.toronto.ca/TWONTO#LV_electrical_panel |  | System, Electrical Distribution System
96277 | FIS-ELS-MCC-0500 | MCC,600 V,Filter Building,Mezzanine,East | FIS-ELS-TR-0500 | Control Panel,MCC | Motor Control Centre |  | MCC | http://www.toronto.ca/TWONTO#LV_electrical_panel |  | Transformer,Power,Dry,4.16 kV / 600V,Filter Building,Mezzanine,West,Transformer,FIS-ELS-MCC-0500
96278 | FIS-ELS-MCC-0600 | MCC,600 V,Filter Building,Mezzanine,West | FIS-ELS | Control Panel,MCC | Motor Control Centre |  | MCC | http://www.toronto.ca/TWONTO#LV_electrical_panel |  | System, Electrical Distribution System
96279 | FIS-ELS-MCC-0600 | MCC,600 V,Filter Building,Mezzanine,West | FIS-ELS-CAB-0603 | Control Panel,MCC | Motor Control Centre |  | MCC | http://www.toronto.ca/TWONTO#LV_electrical_panel |  | ELS Cabinet,600 V,Filter Building,Mezzanine,North MCC Cabinet
98284 | FIS-TRW-MCC-0200-SUS | Motor Control Centre | FIS-SUSPENDED | Switchgear,Indoor | Motor Control Centre | 38435 | MCC | http://www.toronto.ca/TWONTO#LV_electrical_panel |  | Obsolete Entities/Processes
98285 | FIS-TRW-MCC-0400-SUS | Motor Control Centre | FIS-TRW | Switchgear,Indoor | Motor Control Centre | 38437 | MCC | http://www.toronto.ca/TWONTO#LV_electrical_panel |  | Treated Water Production
98286 | FIS-TRW-MCC-0500-SUS | Motor Control Centre | FIS-SUSPENDED | Switchgear,Indoor | Motor Control Centre | 38438 | MCC | http://www.toronto.ca/TWONTO#LV_electrical_panel |  | Obsolete Entities/Processes
98287 | FIS-TRW-MCC-0600-SUS | Motor Control Centre | FIS-SUSPENDED | Switchgear,Indoor | Motor Control Centre | 38439 | MCC | http://www.toronto.ca/TWONTO#LV_electrical_panel |  | Obsolete Entities/Processes
101552 | MCC27-A | Motor Control Center, Building B | THC-SUSPENDED | Control Panel,MCC | Motor Control Centre | 32183 |  | http://www.toronto.ca/TWONTO#LV_electrical_panel |  | Suspended entity
105691 | SWM-PWD-MCC-0001 | Motor Control Center | SWM-PWD-MISC |  | Motor Control Centre |  | MCC | http://www.toronto.ca/TWONTO#LV_electrical_panel |  | Miscellaneous Equipment
105751 | SWM-PWI-MCC-0100 | Motor Control Center, Power Distribution for Station, MCC-0100 | SWM-PWI-MISC |  | Motor Control Centre |  | MCC | http://www.toronto.ca/TWONTO#LV_electrical_panel |  | Miscellaneous Equipment
108985 | TAB-CHL-MCC-2001 | Motor Control Centre, Chlorination Building | TAB-DIS-ELS |  | Motor Control Centre |  | MCC | http://www.toronto.ca/TWONTO#LV_electrical_panel |  | Chlorine Building Electrical
108986 | TAB-CHL-MCC-2001 | Motor Control Centre, Chlorination Building | TAB-WA4-ELS |  | Motor Control Centre |  | MCC | http://www.toronto.ca/TWONTO#LV_electrical_panel |  | WA4 Electric Equipments
110883 | TAB-DIG-MCC-1052 | Motor Control Centre | TAB-DIG-ELQ-T1-4 | Control Panel,MCC | Motor Control Centre |  | MCC | http://www.toronto.ca/TWONTO#LV_electrical_panel |  | Digester Tanks 1-4, Electrical Equipment
112657 | TAB-EL1-MCC-6005 | Motor Control Centre 600V - Blower Bldg | TAB-EL1-TR-5113 | Switchgear,Indoor | Motor Control Centre |  | MCC | http://www.toronto.ca/TWONTO#LV_electrical_panel |  | Transformer, Blower Bldg 4160/600V, NS-ST1
112658 | TAB-EL1-MCC-6007 | MCC, Plant Services, North Substation -T Bldg., MCC 6007 | TAB-ELS-T BLDG | Control Panel,MCC | Motor Control Centre |  | MCC | http://www.toronto.ca/TWONTO#LV_electrical_panel |  | T Building Indoor Substation
112659 | TAB-EL1-MCC-6007E | Motor Control Centre, Emergency 600V - T Bldg | TAB-EL1-MCC-6007 | Control Panel,MCC | Motor Control Centre |  | MCC | http://www.toronto.ca/TWONTO#LV_electrical_panel |  | MCC, Plant Services, North Substation -T Bldg., MCC 6007
112660 | TAB-EL1-MCC-6007E | Motor Control Centre, Emergency 600V - T Bldg | TAB-ELS-T BLDG | Control Panel,MCC | Motor Control Centre |  | MCC | http://www.toronto.ca/TWONTO#LV_electrical_panel |  | T Building Indoor Substation
112661 | TAB-EL1-MCC-6013 | Motor Control Centre 600V - M Bldg | TAB-ELS-M BLDG | Control Panel,MCC | Motor Control Centre |  | MCC | http://www.toronto.ca/TWONTO#LV_electrical_panel |  | M Building Indoor Substation
112662 | TAB-EL1-MCC-6014 | Motor Control Centre 600V - M Bldg | TAB-EL1-TR-5646 | Control Panel,MCC | Motor Control Centre |  | MCC | http://www.toronto.ca/TWONTO#LV_electrical_panel |  | Transformer, Step Down, 4160/600V, M Bldg.NS-M-ST1
112663 | TAB-EL1-MCC-6014 | Motor Control Centre 600V - M Bldg | TAB-ELS-M BLDG | Control Panel,MCC | Motor Control Centre |  | MCC | http://www.toronto.ca/TWONTO#LV_electrical_panel |  | M Building Indoor Substation
112664 | TAB-EL1-MCC-6113A | Motor Control Centre, 600V | TAB-EL1-BUS-5623 |  | Motor Control Centre |  | MCC | http://www.toronto.ca/TWONTO#LV_electrical_panel |  | Busbar, Power input, 4.16 KV- M Bldg
112665 | TAB-EL1-MCC-6121 | Motor Control Centre, 600V MCC | TAB-AER-ELQ | Switchgear,Indoor | Motor Control Centre |  | MCC | http://www.toronto.ca/TWONTO#LV_electrical_panel |  | Aeration - Electrical Equipment
112666 | TAB-EL1-MCC-6121 | Motor Control Centre, 600V MCC | TAB-EL1-PDP-6001 | Switchgear,Indoor | Motor Control Centre |  | MCC | http://www.toronto.ca/TWONTO#LV_electrical_panel |  | Power Distribution Panel, 600V, Aeration Outdoor Sub.
112667 | TAB-EL1-MCC-6122 | Motor Control Cenrer, 600V MCC VFD's | TAB-AER-ELQ | Switchgear,Indoor | Motor Control Centre |  | MCC | http://www.toronto.ca/TWONTO#LV_electrical_panel |  | Aeration - Electrical Equipment
112668 | TAB-EL1-MCC-6122 | Motor Control Cenrer, 600V MCC VFD's | TAB-EL1-PDP-6002 | Switchgear,Indoor | Motor Control Centre |  | MCC | http://www.toronto.ca/TWONTO#LV_electrical_panel |  | Power Distribution Panel, 600V, Aeration Outdoor Sub.
112669 | TAB-EL1-MCC-6122 | Motor Control Cenrer, 600V MCC VFD's | TAB-STR-ELQ | Switchgear,Indoor | Motor Control Centre |  | MCC | http://www.toronto.ca/TWONTO#LV_electrical_panel |  | Blower Building - Power Distribution & Electrical Equipment
112670 | TAB-EL1-MCC-6124 | Switchgear, 600V MCC AT3 | TAB-AER-ELQ | Switchgear,Indoor | Motor Control Centre |  | MCC | http://www.toronto.ca/TWONTO#LV_electrical_panel |  | Aeration - Electrical Equipment
112671 | TAB-EL1-MCC-6125 | Motor Control Centre, 600V | TAB-EL1-PDP-6001 | Switchgear,Indoor | Motor Control Centre |  | MCC | http://www.toronto.ca/TWONTO#LV_electrical_panel |  | Power Distribution Panel, 600V, Aeration Outdoor Sub.
112672 | TAB-EL1-MCC-6125A | Motor Control Centre, 600V, Aeration MCC | TAB-AER-ELQ | Switchgear,Indoor | Motor Control Centre |  | MCC | http://www.toronto.ca/TWONTO#LV_electrical_panel |  | Aeration - Electrical Equipment
112673 | TAB-EL1-MCC-6125E | Motor Control Centre, 600V Emergency feed | TAB-AER-ELQ | Switchgear,Indoor | Motor Control Centre |  | MCC | http://www.toronto.ca/TWONTO#LV_electrical_panel |  | Aeration - Electrical Equipment
112674 | TAB-EL1-MCC-6125E | Motor Control Centre, 600V Emergency feed | TAB-EL1-PDP-6001 | Switchgear,Indoor | Motor Control Centre |  | MCC | http://www.toronto.ca/TWONTO#LV_electrical_panel |  | Power Distribution Panel, 600V, Aeration Outdoor Sub.
112675 | TAB-EL1-MCC-6126 | Motor Control Centre, 600V | TAB-EL1-PDP-6002 | Switchgear,Indoor | Motor Control Centre |  | MCC | http://www.toronto.ca/TWONTO#LV_electrical_panel |  | Power Distribution Panel, 600V, Aeration Outdoor Sub.
112676 | TAB-EL1-MCC-6145 | MCC, Aeration Tank 2, East Control Building,600V | TAB-AER-ELQ | Switchgear,Indoor | Motor Control Centre |  | MCC | http://www.toronto.ca/TWONTO#LV_electrical_panel |  | Aeration - Electrical Equipment
112677 | TAB-EL1-MCC-6145 | MCC, Aeration Tank 2, East Control Building,600V | TAB-EL1-MCC-6125 | Switchgear,Indoor | Motor Control Centre |  | MCC | http://www.toronto.ca/TWONTO#LV_electrical_panel |  | Motor Control Centre, 600V
112678 | TAB-EL1-MCC-6146 | MCC, Aeration Tank 2, East Control Building, 600V | TAB-EL1-MCC-6126 | Switchgear,Indoor | Motor Control Centre |  | MCC | http://www.toronto.ca/TWONTO#LV_electrical_panel |  | Motor Control Centre, 600V
112679 | TAB-EL1-MCC-6161 | Motor Control Centre, 600V, Ferrous Area | TAB-EL1-MCC-6121 | Control Panel,MCC | Motor Control Centre |  | MCC | http://www.toronto.ca/TWONTO#LV_electrical_panel |  | Motor Control Centre, 600V MCC
112680 | TAB-EL1-MCC-6164 | Motor Control Centre, 600V, West Quad House | TAB-EL1-MCC-6121 | Control Panel,MCC | Motor Control Centre |  | MCC | http://www.toronto.ca/TWONTO#LV_electrical_panel |  | Motor Control Centre, 600V MCC
112681 | TAB-EL1-MCC-6222 | Motor Control Centre 600V - D Bldg | TAB-EL1-MCC | Control Panel,MCC | Motor Control Centre |  | MCC | http://www.toronto.ca/TWONTO#LV_electrical_panel |  | Motor Control Center- North Substation
112682 | TAB-EL1-MCC-6222 | Motor Control Centre 600V - D Bldg | TAB-EL1-PDP-6004 | Control Panel,MCC | Motor Control Centre |  | MCC | http://www.toronto.ca/TWONTO#LV_electrical_panel |  | Switchgear, 600V, D Building Outdoor Sub.
112683 | TAB-EL1-MCC-6222 | Motor Control Centre 600V - D Bldg | TAB-PLT-ELQ-D | Control Panel,MCC | Motor Control Centre |  | MCC | http://www.toronto.ca/TWONTO#LV_electrical_panel |  | D Building - Electrical Equipment
112684 | TAB-EL1-MCC-6223 | Motor Control Centre 600V - D Bldg | TAB-EL1-MCC | Control Panel,MCC | Motor Control Centre |  | MCC | http://www.toronto.ca/TWONTO#LV_electrical_panel |  | Motor Control Center- North Substation
112685 | TAB-EL1-MCC-6223 | Motor Control Centre 600V - D Bldg | TAB-EL1-PDP-6003 | Control Panel,MCC | Motor Control Centre |  | MCC | http://www.toronto.ca/TWONTO#LV_electrical_panel |  | Switchgear, 600V, D Building Outdoor Sub.
112686 | TAB-EL1-MCC-6223 | Motor Control Centre 600V - D Bldg | TAB-PLT-ELQ-D | Control Panel,MCC | Motor Control Centre |  | MCC | http://www.toronto.ca/TWONTO#LV_electrical_panel |  | D Building - Electrical Equipment
112687 | TAB-EL1-MCC-6225 | Motor Control Centre 600V - D Bldg | TAB-EL1-PDP-6003 | Control Panel,MCC | Motor Control Centre |  | MCC | http://www.toronto.ca/TWONTO#LV_electrical_panel |  | Switchgear, 600V, D Building Outdoor Sub.
112688 | TAB-EL1-MCC-6228 | Motor Control Centre 600V - D Bldg | TAB-EL1-PDP-6004 | Control Panel,MCC | Motor Control Centre |  | MCC | http://www.toronto.ca/TWONTO#LV_electrical_panel |  | Switchgear, 600V, D Building Outdoor Sub.
112689 | TAB-EL1-MCC-6228 | Motor Control Centre 600V - D Bldg | TAB-PLT-ELQ-D | Control Panel,MCC | Motor Control Centre |  | MCC | http://www.toronto.ca/TWONTO#LV_electrical_panel |  | D Building - Electrical Equipment
112690 | TAB-EL1-MCC-6321 | Motor Control Centre 600V - Blower Bldg | TAB-STR-ELQ | Switchgear,Indoor | Motor Control Centre |  | MCC | http://www.toronto.ca/TWONTO#LV_electrical_panel |  | Blower Building - Power Distribution & Electrical Equipment
112691 | TAB-EL1-MCC-6322 | Motor Control Centre 600V - Blower Bldg | TAB-STR-ELQ | Switchgear,Indoor | Motor Control Centre |  | MCC | http://www.toronto.ca/TWONTO#LV_electrical_panel |  | Blower Building - Power Distribution & Electrical Equipment
112692 | TAB-EL1-MCC-6351 | Motor Control Centre 600V - Blower Bldg | TAB-EL1-MCC-6005 | Switchgear,Indoor | Motor Control Centre |  | MCC | http://www.toronto.ca/TWONTO#LV_electrical_panel |  | Motor Control Centre 600V - Blower Bldg
112694 | TAB-EL1-MCC-6535 | MCC, Standby Power | TAB-EL1-PDP-6008 | Control Panel,MCC | Motor Control Centre |  | MCC | http://www.toronto.ca/TWONTO#LV_electrical_panel |  | Power Distribution Panel, 600V, Z Building Outdoor Substation
112695 | TAB-EL1-MCC-6535 | MCC, Standby Power | TAB-ELS-WA6 | Control Panel,MCC | Motor Control Centre |  | MCC | http://www.toronto.ca/TWONTO#LV_electrical_panel |  | Panel Boards, MCC, WA6
112696 | TAB-EL1-MCC-6536 | Motor Control Centre, Z Bldg | TAB-ELS-WA6 | Control Panel,MCC | Motor Control Centre |  | MCC | http://www.toronto.ca/TWONTO#LV_electrical_panel |  | Panel Boards, MCC, WA6
112697 | TAB-EL1-MCC-6541 | Motor Control Centre, Z Bldg | TAB-EL1-MCC | Control Panel,MCC | Motor Control Centre |  | MCC | http://www.toronto.ca/TWONTO#LV_electrical_panel |  | Motor Control Center- North Substation
112698 | TAB-EL1-MCC-6541 | Motor Control Centre, Z Bldg | TAB-ELS-WA6 | Control Panel,MCC | Motor Control Centre |  | MCC | http://www.toronto.ca/TWONTO#LV_electrical_panel |  | Panel Boards, MCC, WA6
112699 | TAB-EL1-MCC-6542 | Motor Control Centre, Z Bldg | TAB-EL1-MCC | Control Panel,MCC | Motor Control Centre |  | MCC | http://www.toronto.ca/TWONTO#LV_electrical_panel |  | Motor Control Center- North Substation
112700 | TAB-EL1-MCC-6542 | Motor Control Centre, Z Bldg | TAB-EL1-PDP-6008 | Control Panel,MCC | Motor Control Centre |  | MCC | http://www.toronto.ca/TWONTO#LV_electrical_panel |  | Power Distribution Panel, 600V, Z Building Outdoor Substation
112701 | TAB-EL1-MCC-6542 | Motor Control Centre, Z Bldg | TAB-ELS-WA6 | Control Panel,MCC | Motor Control Centre |  | MCC | http://www.toronto.ca/TWONTO#LV_electrical_panel |  | Panel Boards, MCC, WA6
112702 | TAB-EL1-MCC-6545 | Motor Control Centre, Z Bldg | TAB-EL1-PDP-6009 | Control Panel,MCC | Motor Control Centre |  | MCC | http://www.toronto.ca/TWONTO#LV_electrical_panel |  | Power Distribution Panel, 600V, Z Building Outdoor Substation
112703 | TAB-EL1-MCC-6547 | Motor Control Centre, Z Bldg | TAB-EL1-MCC | Control Panel,MCC | Motor Control Centre |  | MCC | http://www.toronto.ca/TWONTO#LV_electrical_panel |  | Motor Control Center- North Substation
112704 | TAB-EL1-MCC-6549 | Motor Control Centre ,Z- Bldg | TAB-ELS-WA6 | Control Panel,MCC | Motor Control Centre |  | MCC | http://www.toronto.ca/TWONTO#LV_electrical_panel |  | Panel Boards, MCC, WA6
112705 | TAB-EL1-MCC-6566 | Motor Control Centre, ,Z Bldg Gr.Flr.West Side of Machine Shop | TAB-ELS-WA7 | Control Panel,MCC | Motor Control Centre |  | MCC | http://www.toronto.ca/TWONTO#LV_electrical_panel |  | Equipment location, TAB-ELS-WA7, Electrical Equipment, Work Area7 ( Panelboards, MCC )
112706 | TAB-EL1-MCC-6571 | Motor Control Centre, Z Bldg | TAB-ELS-WA6 | Control Panel,MCC | Motor Control Centre |  | MCC | http://www.toronto.ca/TWONTO#LV_electrical_panel |  | Panel Boards, MCC, WA6
112707 | TAB-EL1-MCC-6573 | Motor Control Centre, Z Bldg | TAB-ELS-WA6 | Control Panel,MCC | Motor Control Centre |  | MCC | http://www.toronto.ca/TWONTO#LV_electrical_panel |  | Panel Boards, MCC, WA6
112708 | TAB-EL1-MCC-6574 | Motor Control Centre, Z Bldg | TAB-ELS-WA6 | Control Panel,MCC | Motor Control Centre |  | MCC | http://www.toronto.ca/TWONTO#LV_electrical_panel |  | Panel Boards, MCC, WA6
112709 | TAB-EL1-MCC-6591 | Motor Control Centre ,Z- Bldg | TAB-ELS-WA6 | Control Panel,MCC | Motor Control Centre | 34434 | MCC | http://www.toronto.ca/TWONTO#LV_electrical_panel |  | Panel Boards, MCC, WA6
112710 | TAB-EL1-MCC-6591 | Motor Control Centre ,Z- Bldg | TAB-SUSPENDED ENTITY | Control Panel,MCC | Motor Control Centre | 34434 | MCC | http://www.toronto.ca/TWONTO#LV_electrical_panel |  | Suspended entities
112711 | TAB-EL1-MCC-6592 | Motor Control Centre ,Z- Bldg | TAB-EL1-MCC | Control Panel,MCC | Motor Control Centre | 34435 | MCC | http://www.toronto.ca/TWONTO#LV_electrical_panel |  | Motor Control Center- North Substation
112712 | TAB-EL1-MCC-6593 | Motor Control Centre ,Z- Bldg | TAB-EL1-MCC | Control Panel,MCC | Motor Control Centre |  | MCC | http://www.toronto.ca/TWONTO#LV_electrical_panel |  | Motor Control Center- North Substation
112713 | TAB-EL1-MCC-6593 | Motor Control Centre ,Z- Bldg | TAB-ELS-WA6 | Control Panel,MCC | Motor Control Centre |  | MCC | http://www.toronto.ca/TWONTO#LV_electrical_panel |  | Panel Boards, MCC, WA6
112714 | TAB-EL1-MCC-6594 | Motor Control Centre ,Z- Bldg | TAB-ELS-WA6 | Control Panel,MCC | Motor Control Centre |  | MCC | http://www.toronto.ca/TWONTO#LV_electrical_panel |  | Panel Boards, MCC, WA6
112715 | TAB-EL1-MCC-6595 | Motor Control Centre ,Z- Bldg | TAB-ELS-WA6 | Control Panel,MCC | Motor Control Centre | 35026 | MCC | http://www.toronto.ca/TWONTO#LV_electrical_panel |  | Panel Boards, MCC, WA6
112716 | TAB-EL1-MCC-6595 | Motor Control Centre ,Z- Bldg | TAB-SUSPENDED ENTITY | Control Panel,MCC | Motor Control Centre | 35026 | MCC | http://www.toronto.ca/TWONTO#LV_electrical_panel |  | Suspended entities
112717 | TAB-EL1-MCC-6621B | Motor Control Centre ,Digesters 9-12 basement | TAB-EL1-PDP-6011 |  | Motor Control Centre |  | MCC | http://www.toronto.ca/TWONTO#LV_electrical_panel |  | Power Distribution Panel, 600V, PT 1-9 Outdoor Sub.
112718 | TAB-EL1-MCC-6624 | Motor Control Centre | TAB-EL1-PDP-6012 | Control Panel,MCC | Motor Control Centre |  | MCC | http://www.toronto.ca/TWONTO#LV_electrical_panel |  | Power Distribution Panel, 600V, PT 1-9 Outdoor Sub.
112719 | TAB-EL1-MCC-6625 | Motor Control Centre 600V - Emission Air Bldg. | TAB-EL1-MCC | Control Panel,MCC | Motor Control Centre |  | MCC | http://www.toronto.ca/TWONTO#LV_electrical_panel |  | Motor Control Center- North Substation
112720 | TAB-EL1-MCC-6625 | Motor Control Centre 600V - Emission Air Bldg. | TAB-EL1-PDP-6011 | Control Panel,MCC | Motor Control Centre |  | MCC | http://www.toronto.ca/TWONTO#LV_electrical_panel |  | Power Distribution Panel, 600V, PT 1-9 Outdoor Sub.
112721 | TAB-EL1-MCC-6625 | Motor Control Centre 600V - Emission Air Bldg. | TAB-PLT-ELQ-P | Control Panel,MCC | Motor Control Centre |  | MCC | http://www.toronto.ca/TWONTO#LV_electrical_panel |  | P Building - Electrical Equipment
112722 | TAB-EL1-MCC-6626 | Motor Control Centre 600V - OPS | TAB-PRM-ELQ-OPS | Control Panel,Electrical | Motor Control Centre |  | MCC | http://www.toronto.ca/TWONTO#LV_electrical_panel |  | Old PS Building - Electrical Equipment
112723 | TAB-EL1-MCC-6626A | Motor Control Centre 600V - OPS | TAB-EL1-PDP-6012 | Control Panel,Electrical | Motor Control Centre | 34604 | MCC | http://www.toronto.ca/TWONTO#LV_electrical_panel |  | Power Distribution Panel, 600V, PT 1-9 Outdoor Sub.
112724 | TAB-EL1-MCC-6626A | Motor Control Centre 600V - OPS | TAB-SUSPENDED ENTITY | Control Panel,Electrical | Motor Control Centre | 34604 | MCC | http://www.toronto.ca/TWONTO#LV_electrical_panel |  | Suspended entities
112725 | TAB-EL1-MCC-6626B | Motor Control Centre 600V - OPS | TAB-EL1-PDP-6012 | Control Panel,Electrical | Motor Control Centre | 34605 | MCC | http://www.toronto.ca/TWONTO#LV_electrical_panel |  | Power Distribution Panel, 600V, PT 1-9 Outdoor Sub.
112726 | TAB-EL1-MCC-6626C | Motor Control Centre 600V - OPS | TAB-PRM-ELQ-OPS | Control Panel,Electrical | Motor Control Centre | 34606 | MCC | http://www.toronto.ca/TWONTO#LV_electrical_panel |  | Old PS Building - Electrical Equipment
112727 | TAB-EL1-MCC-6627 | Motor Control Centre | TAB-EL1-PDP-6011 |  | Motor Control Centre |  | MCC | http://www.toronto.ca/TWONTO#LV_electrical_panel |  | Power Distribution Panel, 600V, PT 1-9 Outdoor Sub.
112728 | TAB-EL1-MCC-6628 | Motor Control Centre | TAB-EL1-MCC | Control Panel,MCC | Motor Control Centre |  | MCC | http://www.toronto.ca/TWONTO#LV_electrical_panel |  | Motor Control Center- North Substation
112729 | TAB-EL1-MCC-6628 | Motor Control Centre | TAB-EL1-PDP-6012 | Control Panel,MCC | Motor Control Centre |  | MCC | http://www.toronto.ca/TWONTO#LV_electrical_panel |  | Power Distribution Panel, 600V, PT 1-9 Outdoor Sub.
112730 | TAB-EL1-MCC-6629 | Motor Control Centre 600V - P Bldg. | TAB-PLT-ELQ-P | Control Panel,MCC | Motor Control Centre |  | MCC | http://www.toronto.ca/TWONTO#LV_electrical_panel |  | P Building - Electrical Equipment
112731 | TAB-EL1-MCC-6631 | Control Panel, MCC,Electrical Room,Grit Build,P Building | TAB-EL1-PDP-6011 | Control Panel,MCC | Motor Control Centre |  | MCC | http://www.toronto.ca/TWONTO#LV_electrical_panel |  | Power Distribution Panel, 600V, PT 1-9 Outdoor Sub.
112732 | TAB-EL1-MCC-6631 | Control Panel, MCC,Electrical Room,Grit Build,P Building | TAB-PLT-ELQ-P | Control Panel,MCC | Motor Control Centre |  | MCC | http://www.toronto.ca/TWONTO#LV_electrical_panel |  | P Building - Electrical Equipment
112733 | TAB-EL1-MCC-6631? | Control Panel, MCC,Electrical Room,Grit Build,P Building | TAB-PLT-ELQ-P | Control Panel,MCC | Motor Control Centre | 46021 | MCC | http://www.toronto.ca/TWONTO#LV_electrical_panel |  | P Building - Electrical Equipment
112734 | TAB-EL1-MCC-6631? | Control Panel, MCC,Electrical Room,Grit Build,P Building | TAB-SUSPENDED ENTITY | Control Panel,MCC | Motor Control Centre | 46021 | MCC | http://www.toronto.ca/TWONTO#LV_electrical_panel |  | Suspended entities
112735 | TAB-EL1-MCC-6632 | Motor Control Centre 600V - P Bldg. | TAB-EL1-MCC | Control Panel,MCC | Motor Control Centre |  | MCC | http://www.toronto.ca/TWONTO#LV_electrical_panel |  | Motor Control Center- North Substation
112736 | TAB-EL1-MCC-6632 | Motor Control Centre 600V - P Bldg. | TAB-PLT-ELQ-P | Control Panel,MCC | Motor Control Centre |  | MCC | http://www.toronto.ca/TWONTO#LV_electrical_panel |  | P Building - Electrical Equipment
112737 | TAB-EL1-MCC-6633 | Motor Control Centre, 600V - Grit 7-12 | TAB-EL1-MCC | Control Panel,MCC | Motor Control Centre |  | MCC | http://www.toronto.ca/TWONTO#LV_electrical_panel |  | Motor Control Center- North Substation
112738 | TAB-EL1-MCC-6633 | Motor Control Centre, 600V - Grit 7-12 | TAB-EL1-MCC-6632 | Control Panel,MCC | Motor Control Centre |  | MCC | http://www.toronto.ca/TWONTO#LV_electrical_panel |  | Motor Control Centre 600V - P Bldg.
112739 | TAB-EL1-MCC-6634? | Motor Control Centre ,Old Grit Bldg. | TAB-SUSPENDED ENTITY | Control Panel,MCC | Motor Control Centre | 46022 | MCC | http://www.toronto.ca/TWONTO#LV_electrical_panel |  | Suspended entities
112740 | TAB-EL1-MCC-6641B | Motor Control Centre ,Digesters 9-12 | TAB-DIG-ELQ-T9-12 | Control Panel,MCC | Motor Control Centre |  | MCC | http://www.toronto.ca/TWONTO#LV_electrical_panel |  | Digester Tanks 9-12, Electrical Equipment
112741 | TAB-EL1-MCC-6641B | Motor Control Centre ,Digesters 9-12 | TAB-EL1-MCC | Control Panel,MCC | Motor Control Centre |  | MCC | http://www.toronto.ca/TWONTO#LV_electrical_panel |  | Motor Control Center- North Substation
112742 | TAB-EL1-MCC-6654 | Motor Control Centre | TAB-EL1-MCC-6624 |  | Motor Control Centre |  | MCC | http://www.toronto.ca/TWONTO#LV_electrical_panel |  | Motor Control Centre
112743 | TAB-EL1-MCC-6664 | MCC, Plant Services, North Substation, Digesters 1-4 MCC 6664 600V | TAB-EL1-MCC-6628 | Control Panel,MCC | Motor Control Centre |  | MCC | http://www.toronto.ca/TWONTO#LV_electrical_panel |  | Motor Control Centre
112744 | TAB-EL1-MCC-6672 | Motor Control Centre | TAB-EL1-MCC-6628 | Control Panel,MCC | Motor Control Centre |  | MCC | http://www.toronto.ca/TWONTO#LV_electrical_panel |  | Motor Control Centre
112745 | TAB-EL1-MCC-6674 | MCC,Electrical Room,Ground Floor,Grit Build,P Building | TAB-EL1-PDP-6011 | Control Panel,MCC | Motor Control Centre |  | MCC | http://www.toronto.ca/TWONTO#LV_electrical_panel |  | Power Distribution Panel, 600V, PT 1-9 Outdoor Sub.
112746 | TAB-EL1-MCC-6682 | Motor Control Centre 600V - Chemical Bldg. | TAB-EL1-MCC | Control Panel,MCC | Motor Control Centre |  | MCC | http://www.toronto.ca/TWONTO#LV_electrical_panel |  | Motor Control Center- North Substation
112747 | TAB-EL1-MCC-6682 | Motor Control Centre 600V - Chemical Bldg. | TAB-EL1-MCC-6632 | Control Panel,MCC | Motor Control Centre |  | MCC | http://www.toronto.ca/TWONTO#LV_electrical_panel |  | Motor Control Centre 600V - P Bldg.
112765 | TAB-EL1-PDP-0104 | Power Distribution Panel, Digester 1-4 | TAB-DIG-ELQ-T1-4 | Control Panel,MCC | Motor Control Centre |  | PDP | http://www.toronto.ca/TWONTO#LV_electrical_panel |  | Digester Tanks 1-4, Electrical Equipment
113027 | TAB-EL2-MCC-6001 | Motor Control Center- Dewatering | TAB-EL2-MCC | Switchgear,Indoor | Motor Control Centre |  | MCC | http://www.toronto.ca/TWONTO#LV_electrical_panel |  | Motor Control Center- South Substation
113028 | TAB-EL2-MCC-6111 | Motor Control Center- Biosolids | TAB-EL2-MCC | Control Panel,MCC | Motor Control Centre |  | MCC | http://www.toronto.ca/TWONTO#LV_electrical_panel |  | Motor Control Center- South Substation
113029 | TAB-EL2-MCC-6111 | Motor Control Center- Biosolids | TAB-WA4-ELS | Control Panel,MCC | Motor Control Centre |  | MCC | http://www.toronto.ca/TWONTO#LV_electrical_panel |  | WA4 Electric Equipments
113030 | TAB-EL2-MCC-6124 | Motor Control Center- Biosolids | TAB-WA4-ELS | Control Panel,MCC | Motor Control Centre |  | MCC | http://www.toronto.ca/TWONTO#LV_electrical_panel |  | WA4 Electric Equipments
113031 | TAB-EL2-MCC-6174 | Motor Control Center- Chlorine Bldg | TAB-EL2-MCC | Control Panel,MCC | Motor Control Centre |  | MCC | http://www.toronto.ca/TWONTO#LV_electrical_panel |  | Motor Control Center- South Substation
113032 | TAB-EL2-MCC-6175 | Motor Control Center- Grounds Equipment Storage Facility | TAB-EL2-MCC | Control Panel,MCC | Motor Control Centre |  | MCC | http://www.toronto.ca/TWONTO#LV_electrical_panel |  | Motor Control Center- South Substation
113033 | TAB-EL2-MCC-6175 | Motor Control Center- Grounds Equipment Storage Facility | TAB-WA4-ELS | Control Panel,MCC | Motor Control Centre |  | MCC | http://www.toronto.ca/TWONTO#LV_electrical_panel |  | WA4 Electric Equipments
113034 | TAB-EL2-MCC-6221 | Motor Control Center- Incinerator Stack | TAB-WA4-ELS | Control Panel,MCC | Motor Control Centre |  | MCC | http://www.toronto.ca/TWONTO#LV_electrical_panel |  | WA4 Electric Equipments
113035 | TAB-EL2-MCC-6222 | Motor Control Center- Heat Recovery | TAB-EL2-MCC | Control Panel,MCC | Motor Control Centre |  | MCC | http://www.toronto.ca/TWONTO#LV_electrical_panel |  | Motor Control Center- South Substation
113036 | TAB-EL2-MCC-6222 | Motor Control Center- Heat Recovery | TAB-WA4-ELS | Control Panel,MCC | Motor Control Centre |  | MCC | http://www.toronto.ca/TWONTO#LV_electrical_panel |  | WA4 Electric Equipments
113037 | TAB-EL2-MCC-6223 | Motor Control Center- Heat Recovery | TAB-EL2-MCC | Control Panel,MCC | Motor Control Centre |  | MCC | http://www.toronto.ca/TWONTO#LV_electrical_panel |  | Motor Control Center- South Substation
113038 | TAB-EL2-MCC-6223 | Motor Control Center- Heat Recovery | TAB-EL2-PDP-6012 | Control Panel,MCC | Motor Control Centre |  | MCC | http://www.toronto.ca/TWONTO#LV_electrical_panel |  | Power distribution Panel, 600V
113039 | TAB-EL2-MCC-6242E | Motor Control Center- Biosolids Silo Bldg | TAB-EL2-MCC-6226 |  | Motor Control Centre |  | MCC | http://www.toronto.ca/TWONTO#LV_electrical_panel |  | Motor Control Center- Biosolids Silo Bldg
113040 | TAB-EL2-MCC-6271 | Motor Control Centre, Chlorine Bldg | TAB-EL2-MCC-6242E |  | Motor Control Centre |  | MCC | http://www.toronto.ca/TWONTO#LV_electrical_panel |  | Motor Control Center- Biosolids Silo Bldg
113041 | TAB-EL2-MCC-6322 | Motor Control Center- Incinerator Stack | TAB-EL2-MCC | Control Panel,MCC | Motor Control Centre |  | MCC | http://www.toronto.ca/TWONTO#LV_electrical_panel |  | Motor Control Center- South Substation
113042 | TAB-EL2-MCC-6323 | Motor Control Center- Incinerator | TAB-WA4-ELS | Control Panel,MCC | Motor Control Centre |  | MCC | http://www.toronto.ca/TWONTO#LV_electrical_panel |  | WA4 Electric Equipments
113043 | TAB-EL2-MCC-6323A | Motor Control Center- Incinerator | TAB-EL2-MCC | Control Panel,MCC | Motor Control Centre |  | MCC | http://www.toronto.ca/TWONTO#LV_electrical_panel |  | Motor Control Center- South Substation
113044 | TAB-EL2-MCC-6323A | Motor Control Center- Incinerator | TAB-EL2-PDP-6013 | Control Panel,MCC | Motor Control Centre |  | MCC | http://www.toronto.ca/TWONTO#LV_electrical_panel |  | Power distribution Panel, 600V
113045 | TAB-EL2-MCC-6323A | Motor Control Center- Incinerator | TAB-WA4-ELS | Control Panel,MCC | Motor Control Centre |  | MCC | http://www.toronto.ca/TWONTO#LV_electrical_panel |  | WA4 Electric Equipments
113046 | TAB-EL2-MCC-6324 | Motor Control Center- Incinerator | TAB-EL2-MCC | Control Panel,MCC | Motor Control Centre |  | MCC | http://www.toronto.ca/TWONTO#LV_electrical_panel |  | Motor Control Center- South Substation
113047 | TAB-EL2-MCC-6324 | Motor Control Center- Incinerator | TAB-WA4-ELS | Control Panel,MCC | Motor Control Centre |  | MCC | http://www.toronto.ca/TWONTO#LV_electrical_panel |  | WA4 Electric Equipments
113048 | TAB-EL2-MCC-6324A | Motor Control Center- Incinerator | TAB-EL2-MCC | Control Panel,MCC | Motor Control Centre |  | MCC | http://www.toronto.ca/TWONTO#LV_electrical_panel |  | Motor Control Center- South Substation
113049 | TAB-EL2-MCC-6324A | Motor Control Center- Incinerator | TAB-EL2-PDP-6013 | Control Panel,MCC | Motor Control Centre |  | MCC | http://www.toronto.ca/TWONTO#LV_electrical_panel |  | Power distribution Panel, 600V
113050 | TAB-EL2-MCC-6324A | Motor Control Center- Incinerator | TAB-WA4-ELS | Control Panel,MCC | Motor Control Centre |  | MCC | http://www.toronto.ca/TWONTO#LV_electrical_panel |  | WA4 Electric Equipments
113051 | TAB-EL2-MCC-6371 | Motor Control Centre, Chlorine Bldg | TAB-EL2-MCC | Control Panel,MCC | Motor Control Centre |  | MCC | http://www.toronto.ca/TWONTO#LV_electrical_panel |  | Motor Control Center- South Substation
113052 | TAB-EL2-MCC-6371 | Motor Control Centre, Chlorine Bldg | TAB-ELS-WA8 | Control Panel,MCC | Motor Control Centre |  | MCC | http://www.toronto.ca/TWONTO#LV_electrical_panel |  | Electrical Equipment, Work Area 8, ( Panel Boards, MCC )
113053 | TAB-EL2-MCC-6371 | Motor Control Centre, Chlorine Bldg | TAB-SUSPENDED ENTITY | Control Panel,MCC | Motor Control Centre |  | MCC | http://www.toronto.ca/TWONTO#LV_electrical_panel |  | Suspended entities
113054 | TAB-EL2-MCC-6372 | Motor Control Centre 600V - Grounds Equipment Storage Facility | TAB-EL2-MCC-6326 |  | Motor Control Centre |  | MCC | http://www.toronto.ca/TWONTO#LV_electrical_panel |  | Motor Control Center- Biosolids Silo Bldg
113055 | TAB-EL2-MCC-6373A | Motor Control Center- Biosolids Silo Bldg | TAB-EL2-MCC-6373 |  | Motor Control Centre |  | MCC | http://www.toronto.ca/TWONTO#LV_electrical_panel |  | Motor Control Center- Biosolids Silo Bldg
113056 | TAB-EL2-MCC-6521 | Motor Control Centre, 600V | TAB-EL2-MCC |  | Motor Control Centre |  | MCC | http://www.toronto.ca/TWONTO#LV_electrical_panel |  | Motor Control Center- South Substation
113057 | TAB-EL2-MCC-6524 | Motor Control Centre, 600V | TAB-EL2-MCC | Control Panel,MCC | Motor Control Centre |  | MCC | http://www.toronto.ca/TWONTO#LV_electrical_panel |  | Motor Control Center- South Substation
113058 | TAB-EL2-MCC-6524 | Motor Control Centre, 600V | TAB-EL2-PDP-6014 | Control Panel,MCC | Motor Control Centre |  | MCC | http://www.toronto.ca/TWONTO#LV_electrical_panel |  | Power distribution Panel, 600V
113059 | TAB-EL2-MCC-6623 | Motor Control Centre, 600V | TAB-DEW-ELECTRICAL | Control Panel,MCC | Motor Control Centre |  | MCC | http://www.toronto.ca/TWONTO#LV_electrical_panel |  | Dewatering Bldg - Electrical
113060 | TAB-EL2-MCC-6623 | Motor Control Centre, 600V | TAB-EL2-MCC | Control Panel,MCC | Motor Control Centre |  | MCC | http://www.toronto.ca/TWONTO#LV_electrical_panel |  | Motor Control Center- South Substation
113061 | TAB-EL2-MCC-6624 | Motor Control Centre, 600V | TAB-DEW-ELECTRICAL | Control Panel,MCC | Motor Control Centre |  | MCC | http://www.toronto.ca/TWONTO#LV_electrical_panel |  | Dewatering Bldg - Electrical
113062 | TAB-EL2-MCC-6624 | Motor Control Centre, 600V | TAB-EL2-MCC | Control Panel,MCC | Motor Control Centre |  | MCC | http://www.toronto.ca/TWONTO#LV_electrical_panel |  | Motor Control Center- South Substation
113063 | TAB-EL2-MCC-6626 | Motor Control Center- Dewatering | TAB-DEW-ELECTRICAL | Control Panel,MCC | Motor Control Centre |  | MCC | http://www.toronto.ca/TWONTO#LV_electrical_panel |  | Dewatering Bldg - Electrical
113064 | TAB-EL2-MCC-6626 | Motor Control Center- Dewatering | TAB-EL2-MCC | Control Panel,MCC | Motor Control Centre |  | MCC | http://www.toronto.ca/TWONTO#LV_electrical_panel |  | Motor Control Center- South Substation
113065 | TAB-EL2-MCC-6627 | Motor Control Centre, 600V | TAB-EL2-PDP-6015 | Control Panel,MCC | Motor Control Centre |  | MCC | http://www.toronto.ca/TWONTO#LV_electrical_panel |  | Power distribution Panel, 600V
113066 | TAB-EL2-MCC-6672 | Motor Control Centre, 600V | TAB-DEW-ELECTRICAL | Control Panel,MCC | Motor Control Centre |  | MCC | http://www.toronto.ca/TWONTO#LV_electrical_panel |  | Dewatering Bldg - Electrical
113067 | TAB-EL2-MCC-6672 | Motor Control Centre, 600V | TAB-EL2-MCC | Control Panel,MCC | Motor Control Centre |  | MCC | http://www.toronto.ca/TWONTO#LV_electrical_panel |  | Motor Control Center- South Substation
113068 | TAB-EL2-MCC-6672 | Motor Control Centre, 600V | TAB-EL2-MCC-6627 | Control Panel,MCC | Motor Control Centre |  | MCC | http://www.toronto.ca/TWONTO#LV_electrical_panel |  | Motor Control Centre, 600V
113262 | TAB-EL3-MCC-6013 | MCC, Auxilary Systems Building, 2nd Floor | TAB-EL3-TR-5112 | Control Panel,MCC | Motor Control Centre |  | MCC | http://www.toronto.ca/TWONTO#LV_electrical_panel |  | Transformer, Substation, Auxiliary Systems Building, 2nd Floor
113266 | TAB-EL3-MCC-6123 | Motor Control Centre | TAB-AUX-ELQ | Control Panel,MCC | Motor Control Centre |  | MCC | http://www.toronto.ca/TWONTO#LV_electrical_panel |  | Auxiliary Building - Electrical Equipment
113267 | TAB-EL3-MCC-6124 | Motor Control Centre 600V - Seawall Substation | TAB-EL3-MCC | Control Panel,MCC | Motor Control Centre |  | MCC | http://www.toronto.ca/TWONTO#LV_electrical_panel |  | Motor Control Center- South Substation
113268 | TAB-EL3-MCC-6126E? | Motor Control Centre, Plant Water Bldg | TAB-EL3-MCC | Control Panel,MCC | Motor Control Centre | 47653 | MCC | http://www.toronto.ca/TWONTO#LV_electrical_panel |  | Motor Control Center- South Substation
113269 | TAB-EL3-MCC-6126E? | Motor Control Centre, Plant Water Bldg | TAB-EL3-MCC-6126S | Control Panel,MCC | Motor Control Centre | 47653 | MCC | http://www.toronto.ca/TWONTO#LV_electrical_panel |  | Motor Control Centre, Plant Water Bldg
113270 | TAB-EL3-MCC-6126E? | Motor Control Centre, Plant Water Bldg | TAB-ELS-WA8 | Control Panel,MCC | Motor Control Centre | 47653 | MCC | http://www.toronto.ca/TWONTO#LV_electrical_panel |  | Electrical Equipment, Work Area 8, ( Panel Boards, MCC )
113271 | TAB-EL3-MCC-6128 | Motor Control Centre, Digester 13-16 bldg | TAB-EL3-MCC | Control Panel,MCC | Motor Control Centre |  | MCC | http://www.toronto.ca/TWONTO#LV_electrical_panel |  | Motor Control Center- South Substation
113272 | TAB-EL3-MCC-6128 | Motor Control Centre, Digester 13-16 bldg | TAB-EL3-PDP-6015 | Control Panel,MCC | Motor Control Centre |  | MCC | http://www.toronto.ca/TWONTO#LV_electrical_panel |  | Power distribution Panel, 600V
113273 | TAB-EL3-MCC-6128 | Motor Control Centre, Digester 13-16 bldg | TAB-WA5-ELS | Control Panel,MCC | Motor Control Centre |  | MCC | http://www.toronto.ca/TWONTO#LV_electrical_panel |  | WA5 Electric Equipments
113274 | TAB-EL3-MCC-6222A | Motor Control Centre | TAB-AUX-ELQ | Control Panel,MCC | Motor Control Centre |  | MCC | http://www.toronto.ca/TWONTO#LV_electrical_panel |  | Auxiliary Building - Electrical Equipment
113275 | TAB-EL3-MCC-6223 | Motor Control Unit, MCC-301, Bio Solid Loading Bay, Mezzanine | TAB-EL3-MCC | Control Panel,MCC | Motor Control Centre |  | MCC | http://www.toronto.ca/TWONTO#LV_electrical_panel |  | Motor Control Center- South Substation
113276 | TAB-EL3-MCC-6223 | Motor Control Unit, MCC-301, Bio Solid Loading Bay, Mezzanine | TAB-WA4-ELS | Control Panel,MCC | Motor Control Centre |  | MCC | http://www.toronto.ca/TWONTO#LV_electrical_panel |  | WA4 Electric Equipments
113277 | TAB-EL3-MCC-6224 | Motor Control Centre, Plant Water Bldg | TAB-EL3-MCC | Control Panel,MCC | Motor Control Centre |  | MCC | http://www.toronto.ca/TWONTO#LV_electrical_panel |  | Motor Control Center- South Substation
113278 | TAB-EL3-MCC-6224 | Motor Control Centre, Plant Water Bldg | TAB-EL3-PDP-6016 | Control Panel,MCC | Motor Control Centre |  | MCC | http://www.toronto.ca/TWONTO#LV_electrical_panel |  | Power distribution Panel, 600V
113279 | TAB-EL3-MCC-6224 | Motor Control Centre, Plant Water Bldg | TAB-ELS-WA8 | Control Panel,MCC | Motor Control Centre |  | MCC | http://www.toronto.ca/TWONTO#LV_electrical_panel |  | Electrical Equipment, Work Area 8, ( Panel Boards, MCC )
113280 | TAB-EL3-MCC-6227 | Motor Control Centre, Digester 13-16 bldg | TAB-EL3-MCC | Control Panel,MCC | Motor Control Centre |  | MCC | http://www.toronto.ca/TWONTO#LV_electrical_panel |  | Motor Control Center- South Substation
113281 | TAB-EL3-MCC-6227 | Motor Control Centre, Digester 13-16 bldg | TAB-WA5-ELS | Control Panel,MCC | Motor Control Centre |  | MCC | http://www.toronto.ca/TWONTO#LV_electrical_panel |  | WA5 Electric Equipments
113282 | TAB-EL3-MCC-6323 | Motor Control Centre, Digester 19-22 bldg | TAB-DIG-ELQ-T19-22 | Control Panel,MCC | Motor Control Centre |  | MCC | http://www.toronto.ca/TWONTO#LV_electrical_panel |  | Digester Tanks 19-22, Electrical Equipment
113283 | TAB-EL3-MCC-6323 | Motor Control Centre, Digester 19-22 bldg | TAB-EL3-MCC | Control Panel,MCC | Motor Control Centre |  | MCC | http://www.toronto.ca/TWONTO#LV_electrical_panel |  | Motor Control Center- South Substation
113284 | TAB-EL3-MCC-6323 | Motor Control Centre, Digester 19-22 bldg | TAB-EL3-PDP-6011 | Control Panel,MCC | Motor Control Centre |  | MCC | http://www.toronto.ca/TWONTO#LV_electrical_panel |  | Power distribution Panel, 600V
113285 | TAB-EL3-MCC-6324 | Motor Control Centre, Gas Compressor Bldg | TAB-EL3-MCC | Control Panel,MCC | Motor Control Centre |  | MCC | http://www.toronto.ca/TWONTO#LV_electrical_panel |  | Motor Control Center- South Substation
113286 | TAB-EL3-MCC-6325 | Motor Control Centre, Gas Compressor Bldg | TAB-EL3-MCC | Control Panel,MCC | Motor Control Centre |  | MCC | http://www.toronto.ca/TWONTO#LV_electrical_panel |  | Motor Control Center- South Substation
113287 | TAB-EL3-MCC-6326 | Motor Control Centre, Digester 19-22 bldg | TAB-EL3-MCC | Control Panel,MCC | Motor Control Centre |  | MCC | http://www.toronto.ca/TWONTO#LV_electrical_panel |  | Motor Control Center- South Substation
113288 | TAB-EL3-MCC-6326 | Motor Control Centre, Digester 19-22 bldg | TAB-WA5-ELS | Control Panel,MCC | Motor Control Centre |  | MCC | http://www.toronto.ca/TWONTO#LV_electrical_panel |  | WA5 Electric Equipments
113291 | TAB-EL3-MCC-6354 | Motor Control Centre, Gas Compressor Bldg | TAB-EL3-MCC-6324 |  | Motor Control Centre |  | MCC | http://www.toronto.ca/TWONTO#LV_electrical_panel |  | Motor Control Centre, Gas Compressor Bldg
113383 | TAB-ELQ-MCC-0652 | Motor Control Centre | TAB-STR-ELQ | Control Panel,MCC | Motor Control Centre | 34399 | MCC | http://www.toronto.ca/TWONTO#LV_electrical_panel |  | Blower Building - Power Distribution & Electrical Equipment
113384 | TAB-ELQ-MCC-0753 | Motor Control Centre | TAB-STR-ELQ | Control Panel,MCC | Motor Control Centre | 34400 | MCC | http://www.toronto.ca/TWONTO#LV_electrical_panel |  | Blower Building - Power Distribution & Electrical Equipment
113385 | TAB-ELQ-MCC-0753 | Motor Control Centre | TAB-SUSPENDED ENTITY | Control Panel,MCC | Motor Control Centre | 34400 | MCC | http://www.toronto.ca/TWONTO#LV_electrical_panel |  | Suspended entities
113386 | TAB-ELQ-MCC-0762 | Motor Control Centre | TAB-STR-ELQ | Control Panel,MCC | Motor Control Centre | 34401 | MCC | http://www.toronto.ca/TWONTO#LV_electrical_panel |  | Blower Building - Power Distribution & Electrical Equipment
115475 | TAB-PRM-MCC-0362 | MCC, Primary Tanks 7-9 | TAB-PRM-P-P | Control Panel,MCC | Motor Control Centre |  | MCC | http://www.toronto.ca/TWONTO#LV_electrical_panel |  | P Building - Primary Sludge Pumping
117231 | TAB-RSP-MCC-0252 | Motor Control Centre | TAB-RSP-ELQ-M | Control Panel,MCC | Motor Control Centre |  | MCC | http://www.toronto.ca/TWONTO#LV_electrical_panel |  | M Building - Electrical Equipment
117232 | TAB-RSP-MCC-0262 | Motor Control Centre | TAB-RSP-ELQ | Control Panel,MCC | Motor Control Centre |  | MCC | http://www.toronto.ca/TWONTO#LV_electrical_panel |  | T Building - Electrical Equipment
118704 | TAB-STR-MCC-0751 | Motor Control Centre | TAB-SUSPENDED ENTITY | Control Panel,MCC | Motor Control Centre | 34402 | MCC | http://www.toronto.ca/TWONTO#LV_electrical_panel |  | Suspended entities
119253 | TAB-THK-MCC-0653 | Motor Control Centre | TAB-THK-ELQ | Control Panel,MCC | Motor Control Centre |  | MCC | http://www.toronto.ca/TWONTO#LV_electrical_panel |  | Floatation - Electrical Equipment
119254 | TAB-THK-MCC-0654 | Motor Control Centre | TAB-THK-ELQ | Control Panel,MCC | Motor Control Centre |  | MCC | http://www.toronto.ca/TWONTO#LV_electrical_panel |  | Floatation - Electrical Equipment
124626 | THC-ELS-CB-1203E | Circuit Breaker,Administration Bldg. Emergency Power | THC-ELS-MCC-1103E | Control Panel,MCC | Motor Control Centre |  | CB | http://www.toronto.ca/TWONTO#LV_electrical_panel |  | Motor Control Center, Emergency, Building I
124855 | THC-ELS-MCC-0101 | Motor Control Center, Building A | THC-ELS-PS-0001-A | Control Panel,MCC | Motor Control Centre |  | MCC | http://www.toronto.ca/TWONTO#LV_electrical_panel |  | Primary Power Equipment, Building A
124856 | THC-ELS-MCC-0102 | Control Panel,MCC, Building A Blower Area | THC-ELS-PS-0001-A | Control Panel,MCC | Motor Control Centre |  | MCC | http://www.toronto.ca/TWONTO#LV_electrical_panel |  | Primary Power Equipment, Building A
124857 | THC-ELS-MCC-0202 | Motor Control Center | THC-GRK-ELS-TUNNEL | Control Panel,MCC | Motor Control Centre |  | MCC | http://www.toronto.ca/TWONTO#LV_electrical_panel |  | Tunnels
124860 | THC-ELS-MCC-0401 | Motor Control Center | THC-ELS-PS-0001-TUN | Control Panel,MCC | Motor Control Centre |  | MCC | http://www.toronto.ca/TWONTO#LV_electrical_panel |  | Primary Power Equipment, Building Tunels
124861 | THC-ELS-MCC-0401 | Motor Control Center | THC-GRK-ELS-TUNNEL | Control Panel,MCC | Motor Control Centre |  | MCC | http://www.toronto.ca/TWONTO#LV_electrical_panel |  | Tunnels
124862 | THC-ELS-MCC-0501 | Motor Control Center | THC-ELS-PS-0001-TUN | Control Panel,MCC | Motor Control Centre |  | MCC | http://www.toronto.ca/TWONTO#LV_electrical_panel |  | Primary Power Equipment, Building Tunels
124863 | THC-ELS-MCC-0601 | Motor Control Center, Building A | THC-ELS-MCC-0101 | Control Panel,MCC | Motor Control Centre |  | MCC | http://www.toronto.ca/TWONTO#LV_electrical_panel |  | Motor Control Center, Building A
124864 | THC-ELS-MCC-0601 | Motor Control Center, Building A | THC-ELS-PS-0001-A | Control Panel,MCC | Motor Control Centre |  | MCC | http://www.toronto.ca/TWONTO#LV_electrical_panel |  | Primary Power Equipment, Building A
124865 | THC-ELS-MCC-0701 | MCC, Access Building T15A, Phase I Secondary | THC-GRK-ELS-TUNNEL | Control Panel,MCC | Motor Control Centre |  | MCC | http://www.toronto.ca/TWONTO#LV_electrical_panel |  | Tunnels
124866 | THC-ELS-MCC-0702 | MCC, Access Building T15A, Phase I Secondary | THC-ELS-PS-0001-H | Control Panel,MCC | Motor Control Centre |  | MCC | http://www.toronto.ca/TWONTO#LV_electrical_panel |  | Primary Power Equipment, Building H
124867 | THC-ELS-MCC-1001 | MCC, Access Building T15B, Phase I Primary | THC-ELS-PS-0001-H | Control Panel,MCC | Motor Control Centre |  | MCC | http://www.toronto.ca/TWONTO#LV_electrical_panel |  | Primary Power Equipment, Building H
124868 | THC-ELS-MCC-1002 | MCC, Access Building T15, Phase I Primary | THC-GRK-ELS-TUNNEL | Control Panel,MCC | Motor Control Centre |  | MCC | http://www.toronto.ca/TWONTO#LV_electrical_panel |  | Tunnels
124869 | THC-ELS-MCC-1202 | Control Panel,MCC,Admin | THC-ELS-PS-0001-K | Control Panel,MCC | Motor Control Centre |  | MCC | http://www.toronto.ca/TWONTO#LV_electrical_panel |  | Primary Power Equipment, Building K
124870 | THC-ELS-MCC-1301 | Motor Control Centre,Thickening Building | THC-ELS-PS-0001-K | Control Panel,MCC | Motor Control Centre |  | MCC | http://www.toronto.ca/TWONTO#LV_electrical_panel |  | Primary Power Equipment, Building K
124871 | THC-ELS-MCC-1302 | Motor Control Centre,Thickening Building | THC-ELS-PS-0001-K | Control Panel,MCC | Motor Control Centre |  | MCC | http://www.toronto.ca/TWONTO#LV_electrical_panel |  | Primary Power Equipment, Building K
124872 | THC-ELS-MCC-1304 | Motor Control Centre,Thickening Building | THC-ELS-PDP-2202 | Control Panel,MCC | Motor Control Centre |  | MCC | http://www.toronto.ca/TWONTO#LV_electrical_panel |  | Switchgear,Digester 600V Hydro Feeder 2
124874 | THC-ELS-MCC-1500 | Motor Control Centre, Incineration Essential Power,Biosolids Building | THC-ELS-TS-1501 |  | Motor Control Centre |  | MCC | http://www.toronto.ca/TWONTO#LV_electrical_panel |  | Switch,Transfer,Incinerator Area
124875 | THC-ELS-MCC-1502 | Motor Control Centre,Incineration Essential Power,Biosolids Building | THC-ELS-MCC-1500 | Control Panel,MCC | Motor Control Centre |  | MCC | http://www.toronto.ca/TWONTO#LV_electrical_panel |  | Motor Control Centre, Incineration Essential Power,Biosolids Building
124876 | THC-ELS-MCC-1601 | Motor Control Centre,Sludge Treatment Area,Biosolids Building | THC-ELS-CB-1601 | Control Panel,MCC | Motor Control Centre |  | MCC | http://www.toronto.ca/TWONTO#LV_electrical_panel |  | Circuit Breaker,Feed to MCC-1601 for Sludge Treatment Area Power,Biosolids Building
124877 | THC-ELS-MCC-1701 | Control Panel,MCC,Incinerator Area | THC-ELS-PS-0001-M | Control Panel,MCC | Motor Control Centre |  | MCC | http://www.toronto.ca/TWONTO#LV_electrical_panel |  | Primary Power Equipment, Building M
124878 | THC-ELS-MCC-1801 | Motor Control Centre,Dewatering Area,Biosolids Building | THC-ELS-PS-0001-M | Control Panel,MCC | Motor Control Centre |  | MCC | http://www.toronto.ca/TWONTO#LV_electrical_panel |  | Primary Power Equipment, Building M
124881 | THC-ELS-MCC-2101 | Motor Control Center, Building E | THC-ELS-PS-0001-E | Control Panel,MCC | Motor Control Centre |  | MCC | http://www.toronto.ca/TWONTO#LV_electrical_panel |  | Primary Power Equipment, Building E
124882 | THC-ELS-MCC-2102 | Control Panel, MCC, Boiler Building | THC-ELS-PS-0001-E | Control Panel,MCC | Motor Control Centre |  | MCC | http://www.toronto.ca/TWONTO#LV_electrical_panel |  | Primary Power Equipment, Building E
124883 | THC-ELS-MCC-2102E | Motor Control Center, Building E | THC-ELS-PS-0001-E | Control Panel,MCC | Motor Control Centre |  | MCC | http://www.toronto.ca/TWONTO#LV_electrical_panel |  | Primary Power Equipment, Building E
124884 | THC-ELS-MCC-2202 | Motor Control Centre,Sludge Storage Building | THC-ELS-MCC-1304 | Control Panel,MCC | Motor Control Centre |  | MCC | http://www.toronto.ca/TWONTO#LV_electrical_panel |  | Motor Control Centre,Thickening Building
124885 | THC-ELS-MCC-2202 | Motor Control Centre,Sludge Storage Building | THC-ELS-PS-0001-D | Control Panel,MCC | Motor Control Centre |  | MCC | http://www.toronto.ca/TWONTO#LV_electrical_panel |  | Primary Power Equipment, Building D
124886 | THC-ELS-MCC-2301 | Motor Control Center, Building G | THC-ELS-CB-2301A | Control Panel,MCC | Motor Control Centre |  | MCC | http://www.toronto.ca/TWONTO#LV_electrical_panel |  | Circuit Breaker, MCC 23 Main
124887 | THC-ELS-MCC-2301 | Motor Control Center, Building G | THC-ELS-PS-0001 | Control Panel,MCC | Motor Control Centre |  | MCC | http://www.toronto.ca/TWONTO#LV_electrical_panel |  | Primary Power Equipment
124888 | THC-ELS-MCC-2401 | MCC, Access Building T19A, Phase IV Secondary | THC-ELS-MCC | Control Panel,MCC | Motor Control Centre |  | MCC | http://www.toronto.ca/TWONTO#LV_electrical_panel |  | MCC plant wide
124889 | THC-ELS-MCC-2401 | MCC, Access Building T19A, Phase IV Secondary | THC-ELS-PS-0001-TUN | Control Panel,MCC | Motor Control Centre |  | MCC | http://www.toronto.ca/TWONTO#LV_electrical_panel |  | Primary Power Equipment, Building Tunels
124890 | THC-ELS-MCC-2402 | MCC, Access Building T19A, Phase IV Secondary | THC-ELS-MCC | Control Panel,MCC | Motor Control Centre |  | MCC | http://www.toronto.ca/TWONTO#LV_electrical_panel |  | MCC plant wide
124891 | THC-ELS-MCC-2402 | MCC, Access Building T19A, Phase IV Secondary | THC-ELS-PS-0001 | Control Panel,MCC | Motor Control Centre |  | MCC | http://www.toronto.ca/TWONTO#LV_electrical_panel |  | Primary Power Equipment
124892 | THC-ELS-MCC-2500E | Motor Control Center | THC-ELS-PS-0001-TUN | Control Panel,MCC | Motor Control Centre |  | MCC | http://www.toronto.ca/TWONTO#LV_electrical_panel |  | Primary Power Equipment, Building Tunels
124893 | THC-ELS-MCC-2501 | Motor Control Center, Building O | THC-ELS-PS-0001 | Control Panel,MCC | Motor Control Centre |  | MCC | http://www.toronto.ca/TWONTO#LV_electrical_panel |  | Primary Power Equipment
124894 | THC-ELS-MCC-2503E | Control Panel,MCC,Phase 4 Aeration Area | THC-ELS-PS-0001 | Control Panel,MCC | Motor Control Centre |  | MCC | http://www.toronto.ca/TWONTO#LV_electrical_panel |  | Primary Power Equipment
124895 | THC-ELS-MCC-2601 | Motor Control Center | THC-ELS-PS-0001-TUN | Control Panel,MCC | Motor Control Centre |  | MCC | http://www.toronto.ca/TWONTO#LV_electrical_panel |  | Primary Power Equipment, Building Tunels
124896 | THC-ELS-MCC-2602 | Control Panel,MCC,Phase 4 Primary Area | THC-ELS-PS-0001 | Control Panel,MCC | Motor Control Centre |  | MCC | http://www.toronto.ca/TWONTO#LV_electrical_panel |  | Primary Power Equipment
124897 | THC-ELS-MCC-2701 | Motor Control Center, Building B | THC-ELS-PS-0001-B | Control Panel,MCC | Motor Control Centre |  | MCC | http://www.toronto.ca/TWONTO#LV_electrical_panel |  | Primary Power Equipment, Building B
124898 | THC-ELS-MCC-2701B | Control Panel,MCC,Maintenance Building | THC-ELS-PS-0001 | Control Panel,MCC | Motor Control Centre |  | MCC | http://www.toronto.ca/TWONTO#LV_electrical_panel |  | Primary Power Equipment
124899 | THC-ELS-MCC-2802 | Motor Control Center, Building C | THC-ELS-PS-0001-C | Control Panel,MCC | Motor Control Centre |  | MCC | http://www.toronto.ca/TWONTO#LV_electrical_panel |  | Primary Power Equipment, Building C
124903 | THC-ELS-MCC-2902 | Motor Control Center, Building Q | THC-ELS-PS-0001-Q | Control Panel,MCC | Motor Control Centre |  | MCC | http://www.toronto.ca/TWONTO#LV_electrical_panel |  | Primary Power Equipment, Building Q
124904 | THC-ELS-MCC-3402 | Motor Control Center, Building P | THC-ELS-PS-0001-P | Control Panel,MCC | Motor Control Centre |  | MCC | http://www.toronto.ca/TWONTO#LV_electrical_panel |  | Primary Power Equipment, Building P
124905 | THC-ELS-MCC-3601 | Motor Control Center, Building A | THC-ELS-PS-0001-A | Control Panel,MCC | Motor Control Centre |  | MCC | http://www.toronto.ca/TWONTO#LV_electrical_panel |  | Primary Power Equipment, Building A
124906 | THC-ELS-MCC-3701 | Motor Control Center, Building S | THC-ELS-PS-0001-S | Control Panel,MCC | Motor Control Centre |  | MCC | http://www.toronto.ca/TWONTO#LV_electrical_panel |  | Primary Power Equipment, Building S
124907 | THC-ELS-MCC-3702 | Control Panel,MCC,New Blower Building | THC-GRK-ELS-G | Control Panel,MCC | Motor Control Centre |  | MCC | http://www.toronto.ca/TWONTO#LV_electrical_panel |  | Building G
124908 | THC-ELS-MCC-4021 | Motor Control Centre, Electrical Room, Headworks | THC-ELS-PDP-4001 | Control Panel,MCC | Motor Control Centre |  | MCC | http://www.toronto.ca/TWONTO#LV_electrical_panel |  | Power Distribution Panel, Electrical Room, Headworks
124909 | THC-ELS-MCC-5101 | Control Panel,MCC,Primary Digesters | THC-ELS-PS-0001 | Control Panel,MCC | Motor Control Centre |  | MCC | http://www.toronto.ca/TWONTO#LV_electrical_panel |  | Primary Power Equipment
125169 | THC-ELS-VSS-3801E | Voltage Surge Supperssion, Supply From MCC-3801E, Admin Building Ground Floor, Electrical Room | THC-ELS-MCC-3801E |  | Motor Control Centre |  | VSS | http://www.toronto.ca/TWONTO#surge_suppressor |  | Motor Control Centre, Supply From MCC-1103E, Admin Building Ground Floor, Electrical Room
125171 | THC-ELS-WR-0193 | Motor Control Center, Building C | THC-ELS-MCC-2802 | Control Panel,MCC | Motor Control Centre |  | WR | http://www.toronto.ca/TWONTO#LV_electrical_panel |  | Motor Control Center, Building C
128087 | THC-PWA-MCC-0001 | Motor Control Center, Building L | THC-ELS-PS-0001-L | Control Panel,MCC | Motor Control Centre |  | MCC | http://www.toronto.ca/TWONTO#LV_electrical_panel |  | Primary Power Equipment, Building L
134945 | THR-ELS-MCC-0022 | Control Panel, MCC 0022, Primary Pumping Station 2, SUSPENDED | THR-ELS-PRMS | Control Panel,MCC | Motor Control Centre | 35413 | MCC | http://www.toronto.ca/TWONTO#LV_electrical_panel |  | Electrical System, Primary Station South
134946 | THR-ELS-MCC-0022A | Control Panel, MCC 0022A, Primary Pumping Station 1, MCC-022 (MCC-12) & 022A | THR-ELS-PRMS | Control Panel,MCC | Motor Control Centre |  | MCC | http://www.toronto.ca/TWONTO#LV_electrical_panel |  | Electrical System, Primary Station South
134947 | THR-ELS-MCC-0023 | Control Panel, MCC 0023, Primary Pumping Station 2, SUSPENDED | THR-ELS-PRMS | Control Panel,MCC | Motor Control Centre | 35411 | MCC | http://www.toronto.ca/TWONTO#LV_electrical_panel |  | Electrical System, Primary Station South
134948 | THR-ELS-MCC-0023A | Control Panel, MCC 0023, Primary Pumping Station 2, SUSPENDED | THR-ELS-PRMS | Control Panel,MCC | Motor Control Centre | 35412 | MCC | http://www.toronto.ca/TWONTO#LV_electrical_panel |  | Electrical System, Primary Station South
134949 | THR-ELS-MCC-0102S | Control Panel, MCC 0102, RAS MCC-0101 & 0102 (MCC S1) | THR-ELS-RSPS | Control Panel,MCC | Motor Control Centre | 39088 | MCC | http://www.toronto.ca/TWONTO#LV_electrical_panel |  | Electrical System, Returns Sludge Pumping Station
134950 | THR-ELS-MCC-0201S | Control Panel, MCC 0201, RAS MCC-0201 & 0202 (MCC S2) | THR-ELS-RSPS | Control Panel,MCC | Motor Control Centre | 39089 | MCC | http://www.toronto.ca/TWONTO#LV_electrical_panel |  | Electrical System, Returns Sludge Pumping Station
134951 | THR-ELS-MCC-0202S | Control Panel, MCC 0202, RAS MCC-0201 & 0202 (MCC S2) | THR-ELS-RSPS | Control Panel,MCC | Motor Control Centre | 39090 | MCC | http://www.toronto.ca/TWONTO#LV_electrical_panel |  | Electrical System, Returns Sludge Pumping Station
134952 | THR-ELS-MCC-0301 | Motor Control Center, MCC-0301, Gallery T23 | THR-ELS-RSPS | Control Panel,MCC | Motor Control Centre |  | MCC | http://www.toronto.ca/TWONTO#LV_electrical_panel |  | Electrical System, Returns Sludge Pumping Station
134953 | THR-ELS-MCC-0301S | Motor Control Center, MCC-0301, Gallery T23 | THR-ELS-RSPS | Control Panel,MCC | Motor Control Centre | 40856 | MCC | http://www.toronto.ca/TWONTO#LV_electrical_panel |  | Electrical System, Returns Sludge Pumping Station
134954 | THR-ELS-MCC-0302 | Motor Control Center, MCC-0302, Gallery T23 | THR-ELS-RSPS | Control Panel,MCC | Motor Control Centre |  | MCC | http://www.toronto.ca/TWONTO#LV_electrical_panel |  | Electrical System, Returns Sludge Pumping Station
134955 | THR-ELS-MCC-0401 | Control Panel, MCC 0901, Chemical Building, RAS MCC-0401 & 0402 (MCC S4) | THR-ELS-PRS | Control Panel,MCC | Motor Control Centre |  | MCC | http://www.toronto.ca/TWONTO#LV_electrical_panel |  | Electrical System, Phosphorous Removal System
134956 | THR-ELS-MCC-0402S | Control Panel, MCC 0402, Ferrous Chloride Building, MCC-0401 & 0402 (MCC S4) | THR-ELS-PRS | Control Panel,MCC | Motor Control Centre | 39047 | MCC | http://www.toronto.ca/TWONTO#LV_electrical_panel |  | Electrical System, Phosphorous Removal System
134957 | THR-ELS-MCC-0601 | Control Panel, MCC 0601, Chlorine MCC-0601 & 0602 (MCC CL) | THR-ELS-DIS | Control Panel,MCC | Motor Control Centre |  | MCC | http://www.toronto.ca/TWONTO#LV_electrical_panel |  | Electrical System, Disinfection, Chlorine Building
134958 | THR-ELS-MCC-0602S | Control Panel, MCC 0601, Chlorine MCC-0601 & 0602 (MCC CL) | THR-ELS-DIS | Control Panel,MCC | Motor Control Centre | 40859 | MCC | http://www.toronto.ca/TWONTO#LV_electrical_panel |  | Electrical System, Disinfection, Chlorine Building
134959 | THR-ELS-MCC-0603 | Control Panel, MCC 0603, Disinfection Bldg., Second Floor MCC-0603-0604 (MCC CL) | THR-ELS-DIS | Control Panel,MCC | Motor Control Centre |  | MCC | http://www.toronto.ca/TWONTO#LV_electrical_panel |  | Electrical System, Disinfection, Chlorine Building
134960 | THR-ELS-MCC-0604 | Control Panel, MCC 0604, Disinfection Bldg., Second Floor MCC-0603-0604 (MCC CL) | THR-ELS-DIS | Control Panel,MCC | Motor Control Centre |  | MCC | http://www.toronto.ca/TWONTO#LV_electrical_panel |  | Electrical System, Disinfection, Chlorine Building
134961 | THR-ELS-MCC-0702 | Control Panel, MCC 0702, MCC-0701 & 0702 (MCC BS) Head House | THR-ELS-CG | Control Panel,MCC | Motor Control Centre |  | MCC | http://www.toronto.ca/TWONTO#LV_electrical_panel |  | Electrical System, Co-Generation
134962 | THR-ELS-MCC-0801 | Control Panel, MCC 0801, S Final Gallery, North Final Area MCC-0801 & 0802 (MCC N3) | THR-ELS-FST | Control Panel,MCC | Motor Control Centre |  | MCC | http://www.toronto.ca/TWONTO#LV_electrical_panel |  | Electrical System, Final Sedimentation Tanks & Galleries
134963 | THR-ELS-MCC-1301 | Control Panel, MCC 1301, Primary Pumping Station, MCC-1301 & 1302 (MCC 13) | THR-ELS-PRMS | Control Panel,MCC | Motor Control Centre |  | MCC | http://www.toronto.ca/TWONTO#LV_electrical_panel |  | Electrical System, Primary Station South
134964 | THR-ELS-MCC-1402 | Control Panel, MCC 1402, Digester, MCC-1401 & 1402 (MCC-A and -B) New Digester Elec.Room Ground Floor, Beside STB | THR-ELS-DIG | Control Panel,MCC | Motor Control Centre |  | MCC | http://www.toronto.ca/TWONTO#LV_electrical_panel |  | Electrical System, Digester Tanks
134965 | THR-ELS-MCC-1501 | Control Panel, MCC 1501, Digester Gas Compressor MCC-1501 & 1502 (MCC-GC1 & GC2) | THR-ELS-GCB | Control Panel,MCC | Motor Control Centre |  | MCC | http://www.toronto.ca/TWONTO#LV_electrical_panel |  | Electrical System, Digester Gas Compressor Building
134966 | THR-ELS-MCC-1501 | Control Panel, MCC 1501, Digester Gas Compressor MCC-1501 & 1502 (MCC-GC1 & GC2) | THR-ELS-TB-1500 | Control Panel,MCC | Motor Control Centre |  | MCC | http://www.toronto.ca/TWONTO#LV_electrical_panel |  | Circuit Breaker, MCC 1501 & MCC 1502 Tie, Digester Gas Compressor MCC-1501 & 1502 (MCC-GC1 & GC2)
134967 | THR-ELS-MCC-1601 | Control Panel, MCC 1601, Primary Pumping Station, MCC-1601 & 1602 (MCC 12) | THR-ELS-PRMS | Control Panel,MCC | Motor Control Centre |  | MCC | http://www.toronto.ca/TWONTO#LV_electrical_panel |  | Electrical System, Primary Station South
134968 | THR-ELS-MCC-1701 | Control Panel, MCC 1701, Effluent Pumping Station (MCC-1700, 1702 & 1703) | THR-ELS-EPS | Control Panel,MCC | Motor Control Centre |  | MCC | http://www.toronto.ca/TWONTO#LV_electrical_panel |  | Electrical System, Effluent Pumping System
134969 | THR-ELS-MCC-1702 | Control Panel, MCC 1702, Effluent Pumping Station (MCC-1700, 1702 & 1703) | THR-ELS-EPS | Control Panel,MCC | Motor Control Centre |  | MCC | http://www.toronto.ca/TWONTO#LV_electrical_panel |  | Electrical System, Effluent Pumping System
134970 | THR-ELS-MCC-1703 | Control Panel, MCC 1703, Effluent Pumping Station (MCC-1700, 1702 & 1703) | THR-ELS-EPS | Control Panel,MCC | Motor Control Centre |  | MCC | http://www.toronto.ca/TWONTO#LV_electrical_panel |  | Electrical System, Effluent Pumping System
134971 | THR-ELS-MCC-1801 | Control Panel, MCC 1801, High Pressure Blower Building, North Final Area MCC-1801 & 1802 (MCC N1) | THR-ELS-HPBB | Control Panel,MCC | Motor Control Centre |  | MCC | http://www.toronto.ca/TWONTO#LV_electrical_panel |  | Electrical System, High Pressure Blower Building
134972 | THR-ELS-MCC-1802 | Control Panel, MCC 1802, High Pressure Blower Building, North Final Area MCC-1801 & 1802 (MCC N1) | THR-ELS-HPBB | Control Panel,MCC | Motor Control Centre |  | MCC | http://www.toronto.ca/TWONTO#LV_electrical_panel |  | Electrical System, High Pressure Blower Building
134973 | THR-ELS-MCC-1901S | Control Panel, MCC 1901, Air Compressor Building, Air Compressor MCC-1901 & 1902 (MCC AC) | THR-ELS-ACB | Control Panel,MCC | Motor Control Centre | 39093 | MCC | http://www.toronto.ca/TWONTO#LV_electrical_panel |  | Electrical System, Air Compressor Building
134974 | THR-ELS-MCC-1901S | Control Panel, MCC 1901, Air Compressor Building, Air Compressor MCC-1901 & 1902 (MCC AC) | THR-ELS-CB-1911AS | Control Panel,MCC | Motor Control Centre | 39093 | MCC | http://www.toronto.ca/TWONTO#LV_electrical_panel |  | Circuit Breaker, MCC 1901, Air Compressor Building, Air Compressor MCC-1901 & 1902 (MCC AC)
134975 | THR-ELS-MCC-2001 | Control Panel, MCC 2001, N Final Gallery, North Final Area MCC-2001 & 2002 (MCC N2) | THR-ELS-FST | Control Panel,MCC | Motor Control Centre |  | MCC | http://www.toronto.ca/TWONTO#LV_electrical_panel |  | Electrical System, Final Sedimentation Tanks & Galleries
134976 | THR-ELS-MCC-2302 | Control Panel, MCC 2302, Gas Compressor Building Electrical Room | THR-ELS-GCB | Control Panel,MCC | Motor Control Centre |  | MCC | http://www.toronto.ca/TWONTO#LV_electrical_panel |  | Electrical System, Digester Gas Compressor Building
134977 | THR-ELS-MCC-2601 | Control Panel, MCC 2601 Sludge Thickening | THR-ELS-STB | Control Panel,MCC | Motor Control Centre |  | MCC | http://www.toronto.ca/TWONTO#LV_electrical_panel |  | Electrical System, Sludge Thickening Building
134978 | THR-ELS-MCC-2801 | Control Panel, MCC 2801 Sludge Thickening | THR-ELS-STB | Control Panel,MCC | Motor Control Centre |  | MCC | http://www.toronto.ca/TWONTO#LV_electrical_panel |  | Electrical System, Sludge Thickening Building
134979 | THR-ELS-MCC-3201 | Control Panel, MCC 3201, Grit Building | THR-ELS-GRIT | Control Panel,MCC | Motor Control Centre |  | MCC | http://www.toronto.ca/TWONTO#LV_electrical_panel |  | Electrical System, Grit Bldg., North Prelimanry and Primary Station
134980 | THR-ELS-MCC-3202 | Control Panel, MCC 3202, Grit Building | THR-ELS-GRIT | Control Panel,MCC | Motor Control Centre |  | MCC | http://www.toronto.ca/TWONTO#LV_electrical_panel |  | Electrical System, Grit Bldg., North Prelimanry and Primary Station
134981 | THR-ELS-MCC-3202B | Control Panel, MCC 3202B, Boiler House - North Grit Bldg. (MCC-B) | THR-ELS-GRIT | Control Panel,MCC | Motor Control Centre |  | MCC | http://www.toronto.ca/TWONTO#LV_electrical_panel |  | Electrical System, Grit Bldg., North Prelimanry and Primary Station
134982 | THR-ELS-MCC-3302S | Control Panel, MCC 3302, Filtered Plant Water, MCC-3301 & 3302 (MCC PWF) | THR-ELS-FPW | Control Panel,MCC | Motor Control Centre | 40861 | MCC | http://www.toronto.ca/TWONTO#LV_electrical_panel |  | Electrical System, Filtered Plant Water Building
134983 | THR-ELS-MCC-3401 | Control Panel, MCC 3401, Digesters, Tanks 0700 & 0800 | THR-ELS-DIG | Control Panel,MCC | Motor Control Centre |  | MCC | http://www.toronto.ca/TWONTO#LV_electrical_panel |  | Electrical System, Digester Tanks
134984 | THR-ELS-MCC-3401 | Control Panel, MCC 3401, Digesters, Tanks 0700 & 0800 | THR-ELS-LTG-EMS | Control Panel,MCC | Motor Control Centre |  | MCC | http://www.toronto.ca/TWONTO#LV_electrical_panel |  | Lighting System, Security , East Maintenance Building
134985 | THR-ELS-MCC-3401A | Control Panel, MCC 3401A, Digesters, Tanks 0900 & 1000,(MCC D9 & D10) | THR-ELS-DIG | Control Panel,MCC | Motor Control Centre |  | MCC | http://www.toronto.ca/TWONTO#LV_electrical_panel |  | Electrical System, Digester Tanks
134986 | THR-ELS-MCC-3401A | Control Panel, MCC 3401A, Digesters, Tanks 0900 & 1000,(MCC D9 & D10) | THR-ELS-LTG-EMS | Control Panel,MCC | Motor Control Centre |  | MCC | http://www.toronto.ca/TWONTO#LV_electrical_panel |  | Lighting System, Security , East Maintenance Building
134987 | THR-ELS-MCC-3402 | Control Panel, MCC 3402, Digesters, Tanks 0700 & 0800 | THR-ELS-DIG | Control Panel,MCC | Motor Control Centre |  | MCC | http://www.toronto.ca/TWONTO#LV_electrical_panel |  | Electrical System, Digester Tanks
134988 | THR-ELS-MCC-3402A | Control Panel, MCC 3402A, Digesters, Tanks 0700 & 0800 | THR-ELS-LTG-EMS | Control Panel,MCC | Motor Control Centre |  | MCC | http://www.toronto.ca/TWONTO#LV_electrical_panel |  | Lighting System, Security , East Maintenance Building
134989 | THR-ELS-MCC-3502 | Motor Control Centre (MCC), SP RAS PS Electrical Building (Old Ozone Bldg) | THR-ELS-RSPS | Control Panel,MCC | Motor Control Centre |  | MCC | http://www.toronto.ca/TWONTO#LV_electrical_panel |  | Electrical System, Returns Sludge Pumping Station
134990 | THR-ELS-MCC-3702 | Motor Control Centre (MCC), Aeration Tanks Electrical Building | THR-ELS-RSPS | Control Panel,MCC | Motor Control Centre |  | MCC | http://www.toronto.ca/TWONTO#LV_electrical_panel |  | Electrical System, Returns Sludge Pumping Station
134991 | THR-ELS-MCC-3802 | Motor Control Centre (MCC), Plant Water Pump Station | THR-ELS-FPW | Control Panel,MCC | Motor Control Centre |  | MCC | http://www.toronto.ca/TWONTO#LV_electrical_panel |  | Electrical System, Filtered Plant Water Building
140575 | TNT-ELS-GEN-0001 | Generator, Standby Power,600v,55kw | TNT-ELS | Generator,Electricity,Portable | Motor Control Centre |  | GEN | http://www.toronto.ca/TWONTO#generator-set |  | Instrument / Electrical
140593 | TNT-ELS-MCC-0101 | MCC,Main | TNT-ELS | Control Panel,MCC | Motor Control Centre |  | MCC | http://www.toronto.ca/TWONTO#LV_electrical_panel |  | Instrument / Electrical
140594 | TNT-ELS-MCC-1601 | MCC,Filter Bldg | TNT-ELS | Control Panel,MCC | Motor Control Centre |  | MCC | http://www.toronto.ca/TWONTO#LV_electrical_panel |  | Instrument / Electrical
140595 | TNT-ELS-MCC-1602 | MCC,Filter Bldg | TAB-SUSPENDED ENTITY | Control Panel,MCC | Motor Control Centre |  | MCC | http://www.toronto.ca/TWONTO#LV_electrical_panel |  | Suspended entities
140596 | TNT-ELS-MCC-1602 | MCC,Filter Bldg | TNT-ELS | Control Panel,MCC | Motor Control Centre |  | MCC | http://www.toronto.ca/TWONTO#LV_electrical_panel |  | Instrument / Electrical
145479 | WTR-PMI-MCC-0101 | Control Panel, MCC, Line 1,. | WTR-PMI-ELS | Control Panel,MCC | Motor Control Centre |  | MCC | http://www.toronto.ca/TWONTO#LV_electrical_panel |  | Electrical System
11665 | FCL-ELS-LN-0001 | Switch, Main, Line 1, Plant Power Supply Line 1 (30M5) West Pole | FCL-ELS-PS-0001 | Switch | Power Distribution Panel |  | LN | http://www.toronto.ca/TWONTO#breaker |  | Uninterruptible Power Supply,High Lift Bldg - Switchgear Room,LP-0001
11867 | FCL-ELS-PDP-002L | Power Distribution Panel,Low Lift Bldg - Switchgear Room,600V | FCL_ELS_600V_ELECABS | Control Panel,Power Distribution Panel | Power Distribution Panel |  | PDP | http://www.toronto.ca/TWONTO#LV_electrical_panel |  | Electrical Cabinets,600V
15722 | FHA-ELS-DP-0101 | Power Distribution Panel, Heating, 400A, 120/208 V, 3PH, Pump Building, First Floor North Vault | FHA-ELS-PDP-0300B | Control Panel,Power Distribution Panel | Power Distribution Panel |  | DP | http://www.toronto.ca/TWONTO#LV_electrical_panel |  | Power Distribution Panel, 600V, 2000A, 3 PH. Pump Building Basement, Switchgear Room
15724 | FHA-ELS-DP-0501B | Power Distribution Panel, East Backwash Filter Valves (Odd) Power Supply, Filter Pipe Gallery East | FHA-ELS-PDP-0500B | Control Panel,Power Distribution Panel | Power Distribution Panel |  | DP | http://www.toronto.ca/TWONTO#LV_electrical_panel |  | Power Distribution Panel, 600V, 800A, 3 PH, Filter Building, Pipe Gallery Adjacent to Scrubber
15725 | FHA-ELS-DP-0502A | Power Distribution Panel, West Backwash Filter Valves (Even) Power Supply, Filter Pipe Gallery West | FHA-ELS-PDP-0500A | Control Panel,Power Distribution Panel | Power Distribution Panel |  | DP | http://www.toronto.ca/TWONTO#LV_electrical_panel |  | Power Distribution Panel, 600V, 800A, 3 PH, Filter Building, Pipe Gallery Adjacent to Scrubber
15726 | FHA-ELS-DP-0502B | Power Distribution Panel, East Backwash Filter Valves (Even) Power Supply, Filter Pipe Gallery East | FHA-ELS-PDP-0500B | Control Panel,Power Distribution Panel | Power Distribution Panel |  | DP | http://www.toronto.ca/TWONTO#LV_electrical_panel |  | Power Distribution Panel, 600V, 800A, 3 PH, Filter Building, Pipe Gallery Adjacent to Scrubber
15727 | FHA-ELS-DP-0503A | Power Distribution Panel,West Filter Influent/Drain Gates Power Supp, Overall Filter Pipe Gallery S/W | FHA-ELS-PDP-0500A | Control Panel,Power Distribution Panel | Power Distribution Panel |  | DP | http://www.toronto.ca/TWONTO#LV_electrical_panel |  | Power Distribution Panel, 600V, 800A, 3 PH, Filter Building, Pipe Gallery Adjacent to Scrubber
15728 | FHA-ELS-DP-0503B | Power Distribution Panel,East Filter Influent/Drain Gates Power Supp, Overall Filter Pipe Gallery S/E | FHA-ELS-PDP-0500B | Control Panel,Power Distribution Panel | Power Distribution Panel |  | DP | http://www.toronto.ca/TWONTO#LV_electrical_panel |  | Power Distribution Panel, 600V, 800A, 3 PH, Filter Building, Pipe Gallery Adjacent to Scrubber
15730 | FHA-ELS-DP-1701 | Power Distribution Panel, 400A, 208/120V, 3PH, Service Building | FHA-ELS | Control Panel,Lighting | Power Distribution Panel |  | DP | http://www.toronto.ca/TWONTO#LV_electrical_panel |  | Electrical
15935 | FHA-ELS-PDP-0100A | Power Distribution Panel, 600V, 600A, 3 PH, Service Building 1st Floor by Tunnel | FHA-ELS-PRIMARY | Switchgear | Power Distribution Panel |  | PDP | http://www.toronto.ca/TWONTO#LV_electrical_panel |  | Primary Electrical System
15937 | FHA-ELS-PDP-0202 | Power Distribution Panel, 45A, 600V, 3PH, RMF Electrical Room 1 South Wall | FHA-ELS | Control Panel,Power Distribution Panel | Power Distribution Panel |  | PDP | http://www.toronto.ca/TWONTO#LV_electrical_panel |  | Electrical
15938 | FHA-ELS-PDP-0203 | Power Distribution Panel, 45A, 600V, 3PH, RMF Electrical Room 1 South Wall | FHA-ELS | Control Panel,Power Distribution Panel | Power Distribution Panel |  | PDP | http://www.toronto.ca/TWONTO#LV_electrical_panel |  | Electrical
15943 | FHA-ELS-PDP-0401A | Power Distribution Panel, Filter Pipe Gallery, Electrical Storage Room | FHA-ELS | Control Panel,Power Distribution Panel | Power Distribution Panel |  | PDP | http://www.toronto.ca/TWONTO#LV_electrical_panel |  | Electrical
15944 | FHA-ELS-PDP-0405 | Power Distribution Panel, 600V, 3 PH, Filter Building, Pipe Gallery West | FHA-ELS | Control Panel,Power Distribution Panel | Power Distribution Panel |  | PDP | http://www.toronto.ca/TWONTO#LV_electrical_panel |  | Electrical
15945 | FHA-ELS-PDP-0406A | Power Distribution Panel, Heating, Filter Building West Filter Pipe Gallery | FHA-ELS | Control Panel,Power Distribution Panel | Power Distribution Panel |  | PDP | http://www.toronto.ca/TWONTO#LV_electrical_panel |  | Electrical
15946 | FHA-ELS-PDP-0406B | Power Distribution Panel, Heating, Filter Building West Filter Pipe Gallery | FHA-ELS | Control Panel,Power Distribution Panel | Power Distribution Panel |  | PDP | http://www.toronto.ca/TWONTO#LV_electrical_panel |  | Electrical
15947 | FHA-ELS-PDP-0407B | Power Distribution Panel, Heating, Filter Building East Filter Pipe Gallery | FHA-ELS | Control Panel,Power Distribution Panel | Power Distribution Panel |  | PDP | http://www.toronto.ca/TWONTO#LV_electrical_panel |  | Electrical
15948 | FHA-ELS-PDP-0421 | Power Distribution Panel, 600VAC, Filter Building, East Filter Gallery | FHA-ELS-DP-1901A | Control Panel,Power Distribution Panel | Power Distribution Panel |  | PDP | http://www.toronto.ca/TWONTO#LV_electrical_panel |  | Distribution Panel, 600VAC, Filter Building, East Filter Gallery.
15949 | FHA-ELS-PDP-0422 | Power Distribution Panel, 600VAC, Filter Building, West Filter Gallery | FHA-ELS-DP-1901B | Control Panel,Power Distribution Panel | Power Distribution Panel |  | PDP | http://www.toronto.ca/TWONTO#LV_electrical_panel |  | Distribution Panel, 600VAC, Filtration Building,West Filter Gallery
15951 | FHA-ELS-PDP-0601 | Power Distribution Panel, 60A, 600V, 3PH, RMF Electrical Room 2 West Wall | FHA-ELS | Control Panel,Power Distribution Panel | Power Distribution Panel |  | PDP | http://www.toronto.ca/TWONTO#LV_electrical_panel |  | Electrical
15952 | FHA-ELS-PDP-1502 | Power Distribution Panel, Service Building, Boiler Room | FHA-ELS | Control Panel,Power Distribution Panel | Power Distribution Panel |  | PDP | http://www.toronto.ca/TWONTO#LV_electrical_panel |  | Electrical
15953 | FHA-ELS-PDP-2100 | Power Distribution Panel, 600V, Filter Control Gallery, Inlet/Outlet Sluice Gates | FHA-ELS-PDP-0500B |  | Power Distribution Panel |  | PDP | http://www.toronto.ca/TWONTO#LV_electrical_panel |  | Power Distribution Panel, 600V, 800A, 3 PH, Filter Building, Pipe Gallery Adjacent to Scrubber
15954 | FHA-ELS-PDP-2200 | Power Distribution Panel, 600V, Filter Control Gallery, Inlet/Outlet Sluice Gates | FHA-ELS-PDP-0500B |  | Power Distribution Panel |  | PDP | http://www.toronto.ca/TWONTO#LV_electrical_panel |  | Power Distribution Panel, 600V, 800A, 3 PH, Filter Building, Pipe Gallery Adjacent to Scrubber
15990 | FHA-ELS-WR-0101 | Welding Receptacle, 30A, 600V, Screen Room, North West | FHA-ELS | Welding Equipment | Power Distribution Panel |  | WR | http://www.toronto.ca/TWONTO#welding_receptacle |  | Electrical
15991 | FHA-ELS-WR-0201 | Welding Receptacle, 30A, 600V, RMF, Dewatering Cake Loading Area | FHA-ELS | Welding Equipment | Power Distribution Panel |  | WR | http://www.toronto.ca/TWONTO#welding_receptacle |  | Electrical
15992 | FHA-ELS-WR-0202 | Welding Receptacle, 30A, 600V, RMF, Dewatering Cake Loading Area | FHA-ELS | Welding Equipment | Power Distribution Panel |  | WR | http://www.toronto.ca/TWONTO#welding_receptacle |  | Electrical
15993 | FHA-ELS-WR-0204 | Welding Receptacle, 30A, 600V, RMF, Lower Service Level 1 | FHA-ELS | Welding Equipment | Power Distribution Panel |  | WR | http://www.toronto.ca/TWONTO#welding_receptacle |  | Electrical
15994 | FHA-ELS-WR-0205 | Welding Receptacle, 30A, 600V, RMF, Lower Service Level 2 | FHA-ELS | Welding Equipment | Power Distribution Panel |  | WR | http://www.toronto.ca/TWONTO#welding_receptacle |  | Electrical
15995 | FHA-ELS-WR-0211 | Welding Receptacle, 30A, 600V, RMF, Lower Thickener Gallery West | FHA-ELS | Welding Equipment | Power Distribution Panel |  | WR | http://www.toronto.ca/TWONTO#welding_receptacle |  | Electrical
15996 | FHA-ELS-WR-0212 | Welding Receptacle, 30A, 600V, RMF, Lower Thickener Gallery East | FHA-ELS | Welding Equipment | Power Distribution Panel |  | WR | http://www.toronto.ca/TWONTO#welding_receptacle |  | Electrical
15997 | FHA-ELS-WR-0303 | Welding Receptacle, 30A, 600V, Service Building Welding Shop | FHA-ELS | Welding Equipment | Power Distribution Panel |  | WR | http://www.toronto.ca/TWONTO#welding_receptacle |  | Electrical
15998 | FHA-ELS-WR-0304 | Welding Receptacle, 600V, Service Building, Alum Room | FHA-ELS | Welding Equipment | Power Distribution Panel |  | WR | http://www.toronto.ca/TWONTO#welding_receptacle |  | Electrical
15999 | FHA-ELS-WR-0602 | Welding Receptacle, 30A, 600V, RMF, Decent Tanks Access Room Centre | FHA-ELS | Welding Equipment | Power Distribution Panel |  | WR | http://www.toronto.ca/TWONTO#welding_receptacle |  | Electrical
16000 | FHA-ELS-WR-0603 | Welding Receptacle, 30A, 600V, RMF, Decent Tanks Access Room East | FHA-ELS | Welding Equipment | Power Distribution Panel |  | WR | http://www.toronto.ca/TWONTO#welding_receptacle |  | Electrical
16001 | FHA-ELS-WR-0604 | Welding Receptacle, 30A, 600V, RMF, Electrical Room 2 West Wall | FHA-ELS | Welding Equipment | Power Distribution Panel |  | WR | http://www.toronto.ca/TWONTO#welding_receptacle |  | Electrical
16002 | FHA-ELS-WR-0605 | Welding Receptacle, 30A, 600V, RMF, Electrical Room 2 East Wall | FHA-ELS | Welding Equipment | Power Distribution Panel |  | WR | http://www.toronto.ca/TWONTO#welding_receptacle |  | Electrical
16003 | FHA-ELS-WR-0606 | Welding Receptacle, 30A, 600V, RMF, Pipe Gallery North Wall West | FHA-ELS | Welding Equipment | Power Distribution Panel |  | WR | http://www.toronto.ca/TWONTO#welding_receptacle |  | Electrical
16004 | FHA-ELS-WR-0607 | Welding Receptacle, 30A, 600V, RMF, Pipe Gallery North Wall East | FHA-ELS | Welding Equipment | Power Distribution Panel |  | WR | http://www.toronto.ca/TWONTO#welding_receptacle |  | Electrical
16466 | FHA-FLT-PDP-0001 | Power Distribution Panel, Filter West Rate Control Valves UPS Power Supply, Service Building, Boiler Room | FHA-ELS-PDP-0500A | Control Panel,Power Distribution Panel | Power Distribution Panel |  | PDP | http://www.toronto.ca/TWONTO#LV_electrical_panel |  | Power Distribution Panel, 600V, 800A, 3 PH, Filter Building, Pipe Gallery Adjacent to Scrubber
16467 | FHA-FLT-PDP-0002 | Power Distribution Panel, Filter East Rate Control Valves UPS Power Supply, Service Building, Boiler Room | FHA-ELS-PDP-0500B | Control Panel,Power Distribution Panel | Power Distribution Panel |  | PDP | http://www.toronto.ca/TWONTO#LV_electrical_panel |  | Power Distribution Panel, 600V, 800A, 3 PH, Filter Building, Pipe Gallery Adjacent to Scrubber
21327 | FHO-ELS-DP-0110-SUS | Distribution Panel from MCC E1 Emergency Standby Power | FHO-ELS-PS-0001 | Control Panel,Power Distribution Panel | Power Distribution Panel | 37594 | DP | http://www.toronto.ca/TWONTO#LV_electrical_panel |  | Primary Power Equipment
21332 | FHO-ELS-DP-0511 | Distribution Panel, (DP-0501A1), 600V, MCC-0510 Panel Board, Filter1-8 Building, S2, Electrical Room | FHO-ELS-MCC-0510 |  | Power Distribution Panel |  | DP | http://www.toronto.ca/TWONTO#LV_electrical_panel |  | Motor Control Centre, Filter Building 1-8., S2, Electrical Room
21333 | FHO-ELS-DP-0512 | Distribution Panel, (DP-0501A2), 600V, MCC-0510 Panel Board, Filter1-8 Building, S2, Electrical Room | FHO-ELS-MCC-0510 |  | Power Distribution Panel |  | DP | http://www.toronto.ca/TWONTO#LV_electrical_panel |  | Motor Control Centre, Filter Building 1-8., S2, Electrical Room
21334 | FHO-ELS-DP-0514 | Distribution Panel, (DP-0501A4), 600V, MCC-0510 Panel Board, Filter1-8 Building, S2, Electrical Room | FHO-ELS-MCC-0510 |  | Power Distribution Panel |  | DP | http://www.toronto.ca/TWONTO#LV_electrical_panel |  | Motor Control Centre, Filter Building 1-8., S2, Electrical Room
21335 | FHO-ELS-DP-0611 | Distribution Panel, 600V, Filter Building 1-8, S2, Electrical Room | FHO-ELS-PS-0001 |  | Power Distribution Panel |  | DP | http://www.toronto.ca/TWONTO#LV_electrical_panel |  | Primary Power Equipment
21336 | FHO-ELS-DP-0613 | Distribution Panel, (DP-0601A2), 600V, MCC-0610 Panel Board, Filter1-8 Building, S2, Electrical Room | FHO-ELS-MCC-0610 |  | Power Distribution Panel |  | DP | http://www.toronto.ca/TWONTO#LV_electrical_panel |  | Motor Control Centre, Filter Building 1-8., S2, Electrical Room
21337 | FHO-ELS-DP-0614 | Distribution Panel, (DP-0601A3), 600V, MCC-0610 Panel Board, Filter1-8 Building, S2, Electrical Room | FHO-ELS-MCC-0610 |  | Power Distribution Panel |  | DP | http://www.toronto.ca/TWONTO#LV_electrical_panel |  | Motor Control Centre, Filter Building 1-8., S2, Electrical Room
21338 | FHO-ELS-DP-0615 | Distribution Panel, (DP-0601A4), 600V, MCC-0610 Panel Board, Filter1-8 Building, S2, Electrical Room | FHO-ELS-MCC-0610 |  | Power Distribution Panel |  | DP | http://www.toronto.ca/TWONTO#LV_electrical_panel |  | Motor Control Centre, Filter Building 1-8., S2, Electrical Room
21339 | FHO-ELS-DP-0713 | Distribution Panel, 600V, 200A, 3PH, Chemical Building, S4, Near Alum Tank 1 | FHO-ELS-PS-0001 |  | Power Distribution Panel |  | DP | http://www.toronto.ca/TWONTO#LV_electrical_panel |  | Primary Power Equipment
21340 | FHO-ELS-DP-0721 | Distribution Panel, 600V, Panel Board, MCC-0720, Admin Building, S4, Main Electrical Room | FHO-ELS-MCC-0720 |  | Power Distribution Panel |  | DP | http://www.toronto.ca/TWONTO#LV_electrical_panel |  | Motor Control Centre, Admin Building, S4, Main Electrical Room
21341 | FHO-ELS-DP-0732 | Distribution Panel, 600V, Admin Building, S4, Main Electrical Room | FHO-ELS-PS-0001 |  | Power Distribution Panel |  | DP | http://www.toronto.ca/TWONTO#LV_electrical_panel |  | Primary Power Equipment
21342 | FHO-ELS-DP-0812 | Distribution Panel, 600V, Panel Board, MCC-0720, Admin Building, S4, Main Electrical Room | FHO-ELS-MCC-0720 |  | Power Distribution Panel |  | DP | http://www.toronto.ca/TWONTO#LV_electrical_panel |  | Motor Control Centre, Admin Building, S4, Main Electrical Room
21343 | FHO-ELS-DP-0822 | Distribution Panel, 600V, Panel Board, MCC-0820, Admin Building, S4, Main Electrical Room | FHO-ELS-MCC-0820 |  | Power Distribution Panel |  | DP | http://www.toronto.ca/TWONTO#LV_electrical_panel |  | Motor Control Centre, Admin Building, S4, Main Electrical Room
21344 | FHO-ELS-DP-0823 | Distribution Panel, 600V, Panel Board, MCC-0820, Admin Building, S4, Main Electrical Room | FHO-ELS-MCC-0820 |  | Power Distribution Panel |  | DP | http://www.toronto.ca/TWONTO#LV_electrical_panel |  | Motor Control Centre, Admin Building, S4, Main Electrical Room
21345 | FHO-ELS-DP-0834 | Power Distribution Panel (EPG-DP-0801C4), 600V, Standby Building, S2, Electrical Room | FHO-ELS-MCC-0830 |  | Power Distribution Panel |  | DP | http://www.toronto.ca/TWONTO#LV_electrical_panel |  | Motor Control Centre, Emergency Load, Standby Power Building
21346 | FHO-ELS-DP-0835 | Power Distribution Panel (DP-0801C5), 600V, Standby Building, S4, Phosphoric Acid Room | FHO-ELS-MCC-0830 |  | Power Distribution Panel |  | DP | http://www.toronto.ca/TWONTO#LV_electrical_panel |  | Motor Control Centre, Emergency Load, Standby Power Building
21347 | FHO-ELS-DP-0923 | Distribution Panel, 600 V, 100A, Panel Board, Admin Building, S4, Main Electrical Room, MCC-0920 | FHO-ELS-MCC-0920 |  | Power Distribution Panel |  | DP | http://www.toronto.ca/TWONTO#LV_electrical_panel |  | Motor Control Centre, Admin Building, S4, Main Electrical Room
21348 | FHO-ELS-DP-1011 | Distribution Panel, (DP-1001-A1) MCC-1001A Panel Board, RW Building, S7, Electrical Room | FHO-ELS-MCC-1010 |  | Power Distribution Panel |  | DP | http://www.toronto.ca/TWONTO#LV_electrical_panel |  | Motor Control Centre, Raw Water PS, S7, Electrical Room
21349 | FHO-ELS-DP-1021 | Distribution Panel, 120/208V, Admin Building, S4, Main Electrical Room, East Wall | FHO-ELS-PS-0001 |  | Power Distribution Panel |  | DP | http://www.toronto.ca/TWONTO#LV_electrical_panel |  | Primary Power Equipment
21350 | FHO-ELS-DP-1031 | Distribution Panel, Clarifier Building, S2, Main Foyer | FHO-ELS-MCC-0930 |  | Power Distribution Panel |  | DP | http://www.toronto.ca/TWONTO#LV_electrical_panel |  | Motor Control Centre, Emergency Load, Clarifier Building, S2, Main Foyer
21351 | FHO-ELS-DP-1111 | Distribution Panel, (DP-1101A1), 600V, 3PH, Ozone Building, L1, Ozone Equipment Room | FHO-ELS-PS-0001 |  | Power Distribution Panel |  | DP | http://www.toronto.ca/TWONTO#LV_electrical_panel |  | Primary Power Equipment
21352 | FHO-ELS-DP-1213 | Distribution Panel, (DP-1201A3), 600V, 3PH, Ozone Building, L1, Gate Room | FHO-ELS-PS-0001 |  | Power Distribution Panel |  | DP | http://www.toronto.ca/TWONTO#LV_electrical_panel |  | Primary Power Equipment
21353 | FHO-ELS-DP-1223 | Distribution Panel, (DP-1201B3), 600V, 3PH, Ozone Building, S2, Raw Water Process Room | FHO-ELS-PS-0001 |  | Power Distribution Panel |  | DP | http://www.toronto.ca/TWONTO#LV_electrical_panel |  | Primary Power Equipment
21406 | FHO-ELS-LP-0511 | Lighting Panel, 120V, Filter Building, S2, Electrical Room | FHO-ELS-LTG-2000 |  | Power Distribution Panel |  | LP | http://www.toronto.ca/TWONTO#LV_electrical_panel |  | Lighting, Facility Interior : Plant wide, interior lighting
21407 | FHO-ELS-LP-0712 | Lighting Panel, 600/347V, Chemical Building, S2, Room CH402 | FHO-ELS-LTG-2000 |  | Power Distribution Panel |  | LP | http://www.toronto.ca/TWONTO#LV_electrical_panel |  | Lighting, Facility Interior : Plant wide, interior lighting
21408 | FHO-ELS-LP-0721 | Lighting Panel, 600/347V, Flocculation Building, S2, East Gallery, East Wall | FHO-ELS-LTG-2000 |  | Power Distribution Panel |  | LP | http://www.toronto.ca/TWONTO#LV_electrical_panel |  | Lighting, Facility Interior : Plant wide, interior lighting
21409 | FHO-ELS-LP-0722 | Lighting Panel, 600/347V, Admin Building, S4, Main Electrical Room | FHO-ELS-LTG-2000 |  | Power Distribution Panel |  | LP | http://www.toronto.ca/TWONTO#LV_electrical_panel |  | Lighting, Facility Interior : Plant wide, interior lighting
21410 | FHO-ELS-LP-0735 | Lighting Panel, 120/208V, Surge Building | FHO-ELS-LTG-2000 |  | Power Distribution Panel |  | LP | http://www.toronto.ca/TWONTO#LV_electrical_panel |  | Lighting, Facility Interior : Plant wide, interior lighting
21411 | FHO-ELS-LP-0813 | Lighting Panel, 120/208V, Chemical Building, S2, Room CH402 | FHO-ELS-LTG-2000 |  | Power Distribution Panel |  | LP | http://www.toronto.ca/TWONTO#LV_electrical_panel |  | Lighting, Facility Interior : Plant wide, interior lighting
21412 | FHO-ELS-LP-0821 | Lighting Panel, 120/208V, Admin Building, S4, Electrical Room | FHO-ELS-LTG-2000 |  | Power Distribution Panel |  | LP | http://www.toronto.ca/TWONTO#LV_electrical_panel |  | Lighting, Facility Interior : Plant wide, interior lighting
21413 | FHO-ELS-LP-0832 | Lighting Panel, 120/208V 3PH, Standby Building, S2, Generator Room | FHO-ELS-LTG-2000 |  | Power Distribution Panel |  | LP | http://www.toronto.ca/TWONTO#LV_electrical_panel |  | Lighting, Facility Interior : Plant wide, interior lighting
21414 | FHO-ELS-LP-0834 | Lighting Panel, 120/208V 3PH, Standby Building, S4, Phosphoric Acid Room | FHO-ELS-LTG-2000 |  | Power Distribution Panel |  | LP | http://www.toronto.ca/TWONTO#LV_electrical_panel |  | Lighting, Facility Interior : Plant wide, interior lighting
21415 | FHO-ELS-LP-0912 | Lighting Panel, 100A, 120/208V, S6, Raw Water Ring Header Room | FHO-ELS-LTG-2000 |  | Power Distribution Panel |  | LP | http://www.toronto.ca/TWONTO#LV_electrical_panel |  | Lighting, Facility Interior : Plant wide, interior lighting
21416 | FHO-ELS-LP-0921 | Lighting Panel, 100 A, 347/600V, Admin Building, S2, South East of Machine Shop | FHO-ELS-LTG-2000 |  | Power Distribution Panel |  | LP | http://www.toronto.ca/TWONTO#LV_electrical_panel |  | Lighting, Facility Interior : Plant wide, interior lighting
21417 | FHO-ELS-LP-0922 | Lighting Panel, 100A, 120/208V, Admin Building, S4, Mani Electrical Room | FHO-ELS-LTG-2000 |  | Power Distribution Panel |  | LP | http://www.toronto.ca/TWONTO#LV_electrical_panel |  | Lighting, Facility Interior : Plant wide, interior lighting
21418 | FHO-ELS-LP-0924 | Lighting Panel, 120/208V, TRW Building, S4, West Ventilation Room | FHO-ELS-LTG-2000 |  | Power Distribution Panel |  | LP | http://www.toronto.ca/TWONTO#LV_electrical_panel |  | Lighting, Facility Interior : Plant wide, interior lighting
21419 | FHO-ELS-LP-0932 | Lighting Panel, 120/208V, Clarifier Building, L1, Main Foyer | FHO-ELS-LTG-2000 |  | Power Distribution Panel |  | LP | http://www.toronto.ca/TWONTO#LV_electrical_panel |  | Lighting, Facility Interior : Plant wide, interior lighting
21420 | FHO-ELS-LP-1011 | Lighting Panel, 120/208V, 3PH, RW Building, S7, Electrical Room | FHO-ELS-LTG-2000 |  | Power Distribution Panel |  | LP | http://www.toronto.ca/TWONTO#LV_electrical_panel |  | Lighting, Facility Interior : Plant wide, interior lighting
21421 | FHO-ELS-LP-1122 | Lighting Panel, (LP-1101B2), 225A, 120/208V, 3PH, Ozone Building, L1, Ozone Equipment Room, S/E | FHO-ELS-LTG-2000 |  | Power Distribution Panel |  | LP | http://www.toronto.ca/TWONTO#LV_electrical_panel |  | Lighting, Facility Interior : Plant wide, interior lighting
21422 | FHO-ELS-LP-1212 | Lighting Panel, (LP-1201A2), 225A, 120/208V, 3PH, Ozone Building, S2, Hallway No.1. North Wall | FHO-ELS-LTG-2000 |  | Power Distribution Panel |  | LP | http://www.toronto.ca/TWONTO#LV_electrical_panel |  | Lighting, Facility Interior : Plant wide, interior lighting
21809 | FHO-ELS-PDP-0600 | Power Distribution Panel, 600V Switchgear, Filter Building, S2, Electrical Room | FHO-ELS-MCC-0610 |  | Power Distribution Panel |  | PDP | http://www.toronto.ca/TWONTO#LV_electrical_panel |  | Motor Control Centre, Filter Building 1-8., S2, Electrical Room
21810 | FHO-ELS-PDP-0800 | Power Distribution Panel,600V Switchgear, Chem,Standby&Floc Building Power, Admin Building, S4, Electrical Room | FHO-ELS-MCC-0820 |  | Power Distribution Panel |  | PDP | http://www.toronto.ca/TWONTO#LV_electrical_panel |  | Motor Control Centre, Admin Building, S4, Main Electrical Room
21811 | FHO-ELS-PDP-1100 | Power Distribution Panel, 600V Switchgear, Ozone Building, Electrical Room | FHO-ELS-PS-0001 |  | Power Distribution Panel |  | PDP | http://www.toronto.ca/TWONTO#LV_electrical_panel |  | Primary Power Equipment
21812 | FHO-ELS-PDP-1200 | Power Distribution Panel, 600V Switchgear, Ozone Building, Electrical Room | FHO-ELS-PS-0001 |  | Power Distribution Panel |  | PDP | http://www.toronto.ca/TWONTO#LV_electrical_panel |  | Primary Power Equipment
21936 | FHO-ELS-WR-0501 | Welding Receptacle, S2, Sluice Gate Hall | FHO-ELS-LTG |  | Power Distribution Panel |  | WR | http://www.toronto.ca/TWONTO#welding_receptacle |  | Facility Electrical System
21937 | FHO-ELS-WR-0603 | Welding Receptacle, Filter Building, L1, Filter Gallery, East | FHO-ELS-LTG |  | Power Distribution Panel |  | WR | http://www.toronto.ca/TWONTO#welding_receptacle |  | Facility Electrical System
21938 | FHO-ELS-WR-0606 | Welding Receptacle, Filter Building, L1, Filter Gallery, Tank 7 | FHO-ELS-LTG |  | Power Distribution Panel |  | WR | http://www.toronto.ca/TWONTO#welding_receptacle |  | Facility Electrical System
21939 | FHO-ELS-WR-0702 | Welding Receptacle, Chemical Building, S4, Chemical Gallery | FHO-ELS-LTG |  | Power Distribution Panel |  | WR | http://www.toronto.ca/TWONTO#welding_receptacle |  | Facility Electrical System
21940 | FHO-ELS-WR-0703 | Welding Receptacle, TRW P.S. S4, West Ventilation Room, North Wall | FHO-ELS-LTG |  | Power Distribution Panel |  | WR | http://www.toronto.ca/TWONTO#welding_receptacle |  | Facility Electrical System
21941 | FHO-ELS-WR-0706 | Welding Receptacle, Flocculation Building, L1, North Wall | FHO-ELS-LTG |  | Power Distribution Panel |  | WR | http://www.toronto.ca/TWONTO#welding_receptacle |  | Facility Electrical System
21942 | FHO-ELS-WR-0708 | Welding Receptacle, TRW P.S. S5, TRW Basement, North | FHO-ELS-LTG |  | Power Distribution Panel |  | WR | http://www.toronto.ca/TWONTO#welding_receptacle |  | Facility Electrical System
21943 | FHO-ELS-WR-0709 | Welding Receptacle, TRW P.S. S5, TRW Basement, South/West | FHO-ELS-LTG |  | Power Distribution Panel |  | WR | http://www.toronto.ca/TWONTO#welding_receptacle |  | Facility Electrical System
21944 | FHO-ELS-WR-0803 | Welding Receptacle, Flocculation Building, S2, South | FHO-ELS-LTG |  | Power Distribution Panel |  | WR | http://www.toronto.ca/TWONTO#welding_receptacle |  | Facility Electrical System
21945 | FHO-ELS-WR-0804 | Welding Receptacle, Flocculation Building, S2, East Wall | FHO-ELS-LTG |  | Power Distribution Panel |  | WR | http://www.toronto.ca/TWONTO#welding_receptacle |  | Facility Electrical System
21946 | FHO-ELS-WR-0805 | Welding Receptacle, TRW P.S. L1, South Wall | FHO-ELS-LTG |  | Power Distribution Panel |  | WR | http://www.toronto.ca/TWONTO#welding_receptacle |  | Facility Electrical System
21947 | FHO-ELS-WR-0806 | Welding Receptacle, TRW P.S. S2, Near Elevator | FHO-ELS-LTG |  | Power Distribution Panel |  | WR | http://www.toronto.ca/TWONTO#welding_receptacle |  | Facility Electrical System
21948 | FHO-ELS-WR-0808 | Welding Receptacle, TRW P.S. S3, Pump Room, West Wall | FHO-ELS-LTG |  | Power Distribution Panel |  | WR | http://www.toronto.ca/TWONTO#welding_receptacle |  | Facility Electrical System
21949 | FHO-ELS-WR-0809 | Welding Receptacle, TRW P.S. S4, East Ventilation Room, North Wall | FHO-ELS-LTG |  | Power Distribution Panel |  | WR | http://www.toronto.ca/TWONTO#welding_receptacle |  | Facility Electrical System
21950 | FHO-ELS-WR-0812 | Welding Receptacle, Standby Power Building, S2, Generator Room | FHO-ELS-LTG |  | Power Distribution Panel |  | WR | http://www.toronto.ca/TWONTO#welding_receptacle |  | Facility Electrical System
21951 | FHO-ELS-WR-0903 | Welding Receptacle, S6, Raw Water Ring Header | FHO-ELS-LTG |  | Power Distribution Panel |  | WR | http://www.toronto.ca/TWONTO#welding_receptacle |  | Facility Electrical System
21952 | FHO-ELS-WR-1004 | Welding Receptacle, Admin Building, S4, Near Elevator | FHO-ELS-LTG |  | Power Distribution Panel |  | WR | http://www.toronto.ca/TWONTO#welding_receptacle |  | Facility Electrical System
21953 | FHO-ELS-WR-1005 | Welding Receptacle, Admin Building, S2, Welding Shop | FHO-ELS-LTG |  | Power Distribution Panel |  | WR | http://www.toronto.ca/TWONTO#welding_receptacle |  | Facility Electrical System
21954 | FHO-ELS-WR-1031 | Welding Receptacle, Clarifier Building, S4, Hallway | FHO-ELS-LTG |  | Power Distribution Panel |  | WR | http://www.toronto.ca/TWONTO#welding_receptacle |  | Facility Electrical System
21955 | FHO-ELS-WR-1032 | Welding Receptacle, Clarifier Building, S2, West | FHO-ELS-LTG |  | Power Distribution Panel |  | WR | http://www.toronto.ca/TWONTO#welding_receptacle |  | Facility Electrical System
21956 | FHO-ELS-WR-1033 | Welding Receptacle, Clarifier Building, S2, East | FHO-ELS-LTG |  | Power Distribution Panel |  | WR | http://www.toronto.ca/TWONTO#welding_receptacle |  | Facility Electrical System
21957 | FHO-ELS-WR-1101 | Welding Receptacle, Ozone Building, L1, Equipment Room | FHO-ELS-LTG |  | Power Distribution Panel |  | WR | http://www.toronto.ca/TWONTO#welding_receptacle |  | Facility Electrical System
21958 | FHO-ELS-WR-1105 | Welding Receptacle, Ozone Building, L1, Mechanical Room 1 | FHO-ELS-LTG |  | Power Distribution Panel |  | WR | http://www.toronto.ca/TWONTO#welding_receptacle |  | Facility Electrical System
21959 | FHO-ELS-WR-1201 | Welding Receptacle, Ozone Building, S1, Mechanical Room 3 | FHO-ELS-LTG |  | Power Distribution Panel |  | WR | http://www.toronto.ca/TWONTO#welding_receptacle |  | Facility Electrical System
21960 | FHO-ELS-WR-1202 | Welding Receptacle, Ozone Building, S2, Ozone Pipe Gallery 2 | FHO-ELS-LTG |  | Power Distribution Panel |  | WR | http://www.toronto.ca/TWONTO#welding_receptacle |  | Facility Electrical System
21961 | FHO-ELS-WR-1203 | Welding Receptacle, Ozone Building, L1, Mechanical Room 2 | FHO-ELS-LTG |  | Power Distribution Panel |  | WR | http://www.toronto.ca/TWONTO#welding_receptacle |  | Facility Electrical System
21962 | FHO-ELS-WR-1204 | Welding Receptacle, Ozone Building, S2, Dispersion Pump Room | FHO-ELS-LTG |  | Power Distribution Panel |  | WR | http://www.toronto.ca/TWONTO#welding_receptacle |  | Facility Electrical System
21963 | FHO-ELS-WR-1207 | Welding Receptacle, Ozone Building, S3, Filter Pipe Gallery | FHO-ELS-LTG |  | Power Distribution Panel |  | WR | http://www.toronto.ca/TWONTO#welding_receptacle |  | Facility Electrical System
27538 | FIS-ELS-ESP-0303 | Power Distribution Panel,Raw Water Intake Valve Chamber Main Floor,347 / 600V,100A,3ph,3W | {FIS-ELS-PDP} | Control Panel,Power Distribution Panel | Power Distribution Panel |  | ESP | http://www.toronto.ca/TWONTO#LV_electrical_panel |  | Asset Group, Power Distribution Cabinets,600 V,Island WTP
27539 | FIS-ELS-ESP-0303 | Power Distribution Panel,Raw Water Intake Valve Chamber Main Floor,347 / 600V,100A,3ph,3W | FIS-ELS-MCC-0300 | Control Panel,Power Distribution Panel | Power Distribution Panel |  | ESP | http://www.toronto.ca/TWONTO#LV_electrical_panel |  | MCC,600 V,Raw Water Pumping Station,Upper Level,East
27671 | FIS-ELS-PDP-0101 | Power Distribution Panel,Machine Shop Corridor to Generator Room,347 / 600V,250A,3ph,3W | {FIS-ELS-PDP} | Control Panel,Power Distribution Panel | Power Distribution Panel |  | PDP | http://www.toronto.ca/TWONTO#LV_electrical_panel |  | Asset Group, Power Distribution Cabinets,600 V,Island WTP
27672 | FIS-ELS-PDP-0303 | Power Distribution Panel,Raw Water Intake House Lower Floor,347 / 600V,250A,3ph,3W | {FIS-ELS-PDP} | Control Panel,Power Distribution Panel | Power Distribution Panel |  | PDP | http://www.toronto.ca/TWONTO#LV_electrical_panel |  | Asset Group, Power Distribution Cabinets,600 V,Island WTP
27673 | FIS-ELS-PDP-0502 | Power Distribution Panel,Pipe Gallery,347 / 600V,225A,3ph,3W | FIS-ELS-CP-0502 | Control Panel,Power Distribution Panel | Power Distribution Panel |  | PDP | http://www.toronto.ca/TWONTO#LV_electrical_panel |  | Control Panel,Electrical,Filter Building,Mezzanine,South-East,Load Shedding Contactor
27674 | FIS-ELS-PDP-0503 | Power Distribution Panel,Filter Area,347 / 600V,300A,3ph,4W | {FIS-ELS-PDP} | Control Panel,Power Distribution Panel | Power Distribution Panel |  | PDP | http://www.toronto.ca/TWONTO#LV_electrical_panel |  | Asset Group, Power Distribution Cabinets,600 V,Island WTP
27730 | FIS-ELS-PDP-0503 | Power Distribution Panel,Filter Area,347 / 600V,300A,3ph,4W | FIS-ELS-CP-0503 | Control Panel,Power Distribution Panel | Power Distribution Panel |  | PDP | http://www.toronto.ca/TWONTO#LV_electrical_panel |  | Control Panel,Electrical,Filter Building,Mezzanine,South-East,Load Shedding Contactor
27731 | FIS-ELS-PDP-0601 | Power Distribution Panel,Pipe Gallery,347 / 600V,225A,3ph,3W | FIS-ELS-MCC-0600 | Control Panel,Power Distribution Panel | Power Distribution Panel |  | PDP | http://www.toronto.ca/TWONTO#LV_electrical_panel |  | MCC,600 V,Filter Building,Mezzanine,West
27732 | FIS-ELS-PDP-0602 | Power Distribution Panel,Filter Area,347 / 600V,200A,3ph,4W | {FIS-ELS-PDP} | Control Panel,Power Distribution Panel | Power Distribution Panel |  | PDP | http://www.toronto.ca/TWONTO#LV_electrical_panel |  | Asset Group, Power Distribution Cabinets,600 V,Island WTP
27733 | FIS-ELS-PDP-0602 | Power Distribution Panel,Filter Area,347 / 600V,200A,3ph,4W | FIS-ELS-MCC-0600 | Control Panel,Power Distribution Panel | Power Distribution Panel |  | PDP | http://www.toronto.ca/TWONTO#LV_electrical_panel |  | MCC,600 V,Filter Building,Mezzanine,West
27734 | FIS-ELS-PDP-0605-SUS | Power Distribution Panel, 600V, PP-LL, Ammonia Building, Lobby | FIS-ELS-MCC-0600 |  | Power Distribution Panel | 38549 | PDP | http://www.toronto.ca/TWONTO#LV_electrical_panel |  | MCC,600 V,Filter Building,Mezzanine,West
27735 | FIS-ELS-PDP-0606 | Power Distribution Panel,Flume Storage Building,347 / 600V,200A,3ph,3W | FIS-ELS-MCC-0600 | Control Panel,Power Distribution Panel | Power Distribution Panel |  | PDP | http://www.toronto.ca/TWONTO#LV_electrical_panel |  | MCC,600 V,Filter Building,Mezzanine,West
27736 | FIS-ELS-PDP-0607 | Power Distribution Panel,Ammonia Fluoride Building,347 / 600V,225A,3ph,3W | {FIS-ELS-PDP} | Control Panel,Power Distribution Panel | Power Distribution Panel |  | PDP | http://www.toronto.ca/TWONTO#LV_electrical_panel |  | Asset Group, Power Distribution Cabinets,600 V,Island WTP
27737 | FIS-ELS-PDP-0607-SUS | Power Distribution Panel, 600V, Ammonia Building, Chemical Skid Panel | FIS-ELS-MCC-0600 |  | Power Distribution Panel | 38550 | PDP | http://www.toronto.ca/TWONTO#LV_electrical_panel |  | MCC,600 V,Filter Building,Mezzanine,West
27738 | FIS-ELS-PDP-0610 | Power Distribution Panel,Flume Storage Building,600V,225A,3ph,3W | {FIS-ELS-PDP} | Control Panel,Power Distribution Panel | Power Distribution Panel |  | PDP | http://www.toronto.ca/TWONTO#LV_electrical_panel |  | Asset Group, Power Distribution Cabinets,600 V,Island WTP
27739 | FIS-ELS-PDP-0611 | Power Distribution Panel,Mixer Building Main Floor,600V,225A,3ph,3W | FIS-ELS-MCC-0600 | Control Panel,Power Distribution Panel | Power Distribution Panel |  | PDP | http://www.toronto.ca/TWONTO#LV_electrical_panel |  | MCC,600 V,Filter Building,Mezzanine,West
27740 | FIS-ELS-PDP-0612 | Power Distribution Panel,Metering Building Main Floor,600V,200A,3ph,3W | FIS-ELS-MCC-0600 | Control Panel,Power Distribution Panel | Power Distribution Panel |  | PDP | http://www.toronto.ca/TWONTO#LV_electrical_panel |  | MCC,600 V,Filter Building,Mezzanine,West
27741 | FIS-ELS-PDP-1000 | Power Distribution Panel,600 V,Workshop Building,Mezzanine,South | 16856 | Control Panel,Power Distribution Panel | Power Distribution Panel |  | PDP | http://www.toronto.ca/TWONTO#LV_electrical_panel |  | Emergency Power, Diesel & UPS
27742 | FIS-ELS-PDP-1000 | Power Distribution Panel,600 V,Workshop Building,Mezzanine,South | FIS-ELS-TR-1000 | Control Panel,Power Distribution Panel | Power Distribution Panel |  | PDP | http://www.toronto.ca/TWONTO#LV_electrical_panel |  | Transformer,Power,Dry,4.16 kV / 600 V,Workshop Building Main Floor,South-West,Transformer,FIS-ELS-PDP-1000
27743 | FIS-ELS-PDP-1101 | Power Distribution Panel,Workshop Building,Mezzanine,East Wall,North,347 / 600V,250A,3ph,3W | {FIS-ELS-PDP} | Control Panel,Power Distribution Panel | Power Distribution Panel |  | PDP | http://www.toronto.ca/TWONTO#LV_electrical_panel |  | Asset Group, Power Distribution Cabinets,600 V,Island WTP
27744 | FIS-ELS-PDP-1102 | Power Distribution Panel,Chemical Building,347 / 600V,250A,3ph,3W | FIS-ELS-PDP-1101 | Control Panel,Power Distribution Panel | Power Distribution Panel |  | PDP | http://www.toronto.ca/TWONTO#LV_electrical_panel |  | Power Distribution Panel,Workshop Building,Mezzanine,East Wall,North,347 / 600V,250A,3ph,3W
27745 | FIS-ELS-PDP-2000 | Power Distribution Panel,600 V,Workshop Building,Mezzanine,North | FIS-ELS | Control Panel,Power Distribution Panel | Power Distribution Panel |  | PDP | http://www.toronto.ca/TWONTO#LV_electrical_panel |  | System, Electrical Distribution System
27746 | FIS-ELS-PDP-2000 | Power Distribution Panel,600 V,Workshop Building,Mezzanine,North | FIS-ELS-CAB-6001 | Control Panel,Power Distribution Panel | Power Distribution Panel |  | PDP | http://www.toronto.ca/TWONTO#LV_electrical_panel |  | ELS Cabinet,600 V,Workshop Building,Mezzanine,PDP Electrical Distribution Cabinet
27747 | FIS-ELS-PDP-2000 | Power Distribution Panel,600 V,Workshop Building,Mezzanine,North | FIS-ELS-TR-2000 | Control Panel,Power Distribution Panel | Power Distribution Panel |  | PDP | http://www.toronto.ca/TWONTO#LV_electrical_panel |  | Transformer,Power,Dry,4.16 kV / 600 V,Workshop Building Main Floor,North-West,Transformer,FIS-ELS-PDP-2000
27748 | FIS-ELS-PDP-2100 | Power Distribution Panel,Machine Shop Corridor to Generator Room,600V, 400A,3ph,3W | FIS-ELS-CB-2100 | Control Panel,Power Distribution Panel | Power Distribution Panel |  | PDP | http://www.toronto.ca/TWONTO#LV_electrical_panel |  | Circuit Breaker,600 V,Workshop Building,Mezzanine,North,Feeder Breaker,FIS-ELS-PDP-2100
27858 | FIS-ELS-WR-0101 | Welding Receptacle, 600V, Workshop Building, Main Floor, Welding Booth | FIS-ELS-MCC-0100 |  | Power Distribution Panel |  | WR | http://www.toronto.ca/TWONTO#welding_receptacle |  | MCC,600 V,Workshop Building,Mezzanine,East
27859 | FIS-ELS-WR-0102 | Welding Receptacle, 600V, Workshop Building, Main Floor, Generator Room | FIS-ELS-MCC-0100 |  | Power Distribution Panel |  | WR | http://www.toronto.ca/TWONTO#welding_receptacle |  | MCC,600 V,Workshop Building,Mezzanine,East
27860 | FIS-ELS-WR-0201 | Welding Receptacle, 600V, Workshop Building, Main Floor, Machine Shop | FIS-ELS-MCC-0200 |  | Power Distribution Panel |  | WR | http://www.toronto.ca/TWONTO#welding_receptacle |  | MCC,600 V,Workshop Building,Mezzanine,West
27861 | FIS-ELS-WR-0401 | Welding Receptacle, 600V, Raw Water PS Building, Main Floor, Pump Room South | FIS-ELS-MCC-0400 |  | Power Distribution Panel |  | WR | http://www.toronto.ca/TWONTO#welding_receptacle |  | MCC,600 V,Raw Water Pumping Station,Upper Level,West
27862 | FIS-ELS-WR-0601 | Welding Receptacle, 600V, Filter Complex, Telephone Room | FIS-ELS-MCC-0600 |  | Power Distribution Panel |  | WR | http://www.toronto.ca/TWONTO#welding_receptacle |  | MCC,600 V,Filter Building,Mezzanine,West
27863 | FIS-ELS-WR-0602 | Welding Receptacle, 600V, Chemical Mixer Building | FIS-ELS-MCC-0600 |  | Power Distribution Panel |  | WR | http://www.toronto.ca/TWONTO#welding_receptacle |  | MCC,600 V,Filter Building,Mezzanine,West
27864 | FIS-ELS-WR-0605-SUS | Welding Receptacle, 600V, Fluoride & Ammonia Building, Server Room Entrance(Lobby) | FIS-ELS-MCC-0600 |  | Power Distribution Panel | 38565 | WR | http://www.toronto.ca/TWONTO#welding_receptacle |  | MCC,600 V,Filter Building,Mezzanine,West
27865 | FIS-ELS-WR-2000 | Welding Receptacle, 600V, Gaseous Chemical Building, Chemical Storage Room, South West Entrance | FIS-ELS-PDP-2100 |  | Power Distribution Panel |  | WR | http://www.toronto.ca/TWONTO#welding_receptacle |  | Power Distribution Panel,Machine Shop Corridor to Generator Room,600V, 400A,3ph,3W
45991 | FCL-CCS-CP-0101 | Control Panel, Skid #1, Phosphoric Acid Dosing | FCL-CCS | Control Panel | Power Distribution Panel |  | CP | http://www.toronto.ca/TWONTO#process_control_panel |  | Corrosion Control System
45993 | FCL-CCS-CP-0201 | Control Panel, Skid #2, Phosphoric Acid Dosing | FCL-CCS | Control Panel,Electrical | Power Distribution Panel |  | CP | http://www.toronto.ca/TWONTO#process_control_panel |  | Corrosion Control System
46036 | FCL-CCS-CP-0301 | Control Panel, Skid #3, Phosphoric Acid Dosing | FCL-CCS | Control Panel,Electrical | Power Distribution Panel |  | CP | http://www.toronto.ca/TWONTO#process_control_panel |  | Corrosion Control System
47254 | TAB-EL1-LP-0913A | Panel, Lighting, LP-0913A, Sludge Heat Room, Dig 9-12 Control Building. | TAB-EL1-PDP-0912 | Control Panel | Power Distribution Panel |  | LP | http://www.toronto.ca/TWONTO#LV_electrical_panel |  | Panel, Power Distribution Panel, PDP-0912, Sludge Heater Room, Digester 9-12 Control Building.
47255 | TAB-EL1-LP-0915 | Panel, Lighting, LP-0915, Sludge Heat Room, Dig 9-12 Control Building. | TAB-EL1-PDP-0912 | Control Panel | Power Distribution Panel |  | LP | http://www.toronto.ca/TWONTO#LV_electrical_panel |  | Panel, Power Distribution Panel, PDP-0912, Sludge Heater Room, Digester 9-12 Control Building.
47257 | TAB-EL1-LP-6145A | Panel,Lighting,208-120V,Auxiliary Loads,Electrical Room,PRS Bldg | TAB-EL1-TR-6145A | Control Panel,Lighting | Power Distribution Panel |  | LP | http://www.toronto.ca/TWONTO#LV_electrical_panel |  | Transformer,Lighting,3 phase,600V/120-208V ,LP-6141A,Bldg Ltg Loads,Electrical Room,PRS Bldg
47258 | TAB-EL1-LP-6226A | Power Distribution Panel, 3 phase, Lighting, Electrical Room, D Bldg. | TAB-EL1-MCC-6226 | Circuit Breaker | Power Distribution Panel |  | LP | http://www.toronto.ca/TWONTO#LV_electrical_panel |  | Motor Control Centre 600V - D Bldg
47261 | TAB-EL1-LP-6626 | Lighting Panel,600/374V,Digesters 1-4 Area | TAB-EL1-MCC-6626 | Control Panel,Lighting | Power Distribution Panel |  | LP | http://www.toronto.ca/TWONTO#LV_electrical_panel |  | Motor Control Centre 600V - OPS
47262 | TAB-EL1-LP-6631 | Lighting Panel,120/208V,Electrical Room,Ground Floor,Grit Build,P Building | TAB-EL1-MCC-6631 | Control Panel,Lighting | Power Distribution Panel |  | LP | http://www.toronto.ca/TWONTO#LV_electrical_panel |  | Control Panel, MCC,Electrical Room,Grit Build,P Building
47263 | TAB-EL1-LP-6633 | Lighting Panel,120/208V,Outdoor,Biofilter Area,P Building | TAB-EL1-MCC-6631 | Control Panel,Lighting | Power Distribution Panel |  | LP | http://www.toronto.ca/TWONTO#LV_electrical_panel |  | Control Panel, MCC,Electrical Room,Grit Build,P Building
47264 | TAB-EL1-LP-6634 | Lighting Panel,208/120V,Electrical Room,Groud Floor,Grit Build,P Building | TAB-EL1-MCC-6634 | Control Panel,Lighting | Power Distribution Panel |  | LP | http://www.toronto.ca/TWONTO#LV_electrical_panel |  | Motor Control Centre 600V - Galery 9
47265 | TAB-EL1-LP-6674 | Lighting Panel,Heat Tracing,120/208 V,Outdoor,Biofilter Area,P Building | TAB-EL1-MCC-6674 | Control Panel,Lighting | Power Distribution Panel |  | LP | http://www.toronto.ca/TWONTO#LV_electrical_panel |  | MCC,Electrical Room,Ground Floor,Grit Build,P Building
47266 | TAB-EL1-LP-6911 | Lighting Panel,120/208V,Electrical Room,Ground Floor,Screen Build,P Building | TAB-EL1-MCC-6921 | Control Panel,Lighting | Power Distribution Panel |  | LP | http://www.toronto.ca/TWONTO#LV_electrical_panel |  | MCC,Electrical Room,Ground Floor,Screen Build,P Building
47267 | TAB-EL1-LP-6913 | Lighting Panel,120/208 V,Pump Room,Basement,Screen Build,P Building | TAB-EL1-MCC-6921 | Control Panel,Lighting | Power Distribution Panel |  | LP | http://www.toronto.ca/TWONTO#LV_electrical_panel |  | MCC,Electrical Room,Ground Floor,Screen Build,P Building
47268 | TAB-EL1-LP-6915 | Load Panel,Lighting,120/208V,Electrical Room,Ground Floor,Screen Build,P Building | TAB-EL1-MCC-6961 | Control Panel,Lighting | Power Distribution Panel |  | LP | http://www.toronto.ca/TWONTO#LV_electrical_panel |  | MCC,Electrical Room,Ground Floor,Screen Build,P Building
47269 | TAB-EL1-LP-6919 | Lighting Panel,120/208 V,Electrical Room,Second Floor,Screen Build,P Building | TAB-EL1-MCC-6995 | Control Panel,Lighting | Power Distribution Panel |  | LP | http://www.toronto.ca/TWONTO#LV_electrical_panel |  | MCC,Electrical Room,Second Floor,Screen Build,P Building
47270 | TAB-EL1-LP-6920 | Lighting Panel,208/120V,Switchgear Use,PDP-6021&PDP-6022,P Building Substation. | TAB-EL1-PDP-6021 | Control Panel,Lighting | Power Distribution Panel |  | LP | http://www.toronto.ca/TWONTO#LV_electrical_panel |  | Panel,Power Distribution,Walk-in Switchgear 600V,Outdoor,P Building Substation
47271 | TAB-EL1-LP-6922 | Lighting Panel,600/374V,Electrical Room,Ground Floor,Screen Build,P Building | TAB-EL1-MCC-6922 | Control Panel,Lighting | Power Distribution Panel |  | LP | http://www.toronto.ca/TWONTO#LV_electrical_panel |  | MCC,Electrical Room,Ground Floor,Screen Build,P Building
47272 | TAB-EL1-LP-6923 | Lighting Panel,600/374V,Electrical Room,Second Floor,Screen Build,P Building | TAB-EL1-MCC-6963 | Control Panel,Lighting | Power Distribution Panel |  | LP | http://www.toronto.ca/TWONTO#LV_electrical_panel |  | MCC,Electrical Room,Second Floor,Screen Build,P Building
47273 | TAB-EL1-LP-6924 | Lighting Panel,Small Load,120/208 V,Electrical Room,Ground Floor,Screen Build,P Building | TAB-EL1-MCC-6922 | Control Panel,Lighting | Power Distribution Panel |  | LP | http://www.toronto.ca/TWONTO#LV_electrical_panel |  | MCC,Electrical Room,Ground Floor,Screen Build,P Building
47274 | TAB-EL1-LP-6925 | Lighting Panel,120/208V,Electrical Room,Second Floor,Screen Build,P Building | TAB-EL1-MCC-6963 | Control Panel,Lighting | Power Distribution Panel |  | LP | http://www.toronto.ca/TWONTO#LV_electrical_panel |  | MCC,Electrical Room,Second Floor,Screen Build,P Building
47275 | TAB-EL1-LP-6928 | Lighting Panel,Small Loads,120/208V,Penthouse,Second Floor,Screen Build,P Building | TAB-EL1-TR-6927 | Control Panel,Lighting | Power Distribution Panel |  | LP | http://www.toronto.ca/TWONTO#LV_electrical_panel |  | Transformer,30 KVA,600-120/208V for LP-6927,Satelite Distribution Centre,P Building
47276 | TAB-EL1-LP-6929 | Lighting Panel,Emergency Lighting,120/208V,Electrical Room,Second Floor,Screen Build,P Building | TAB-EL1-MCC-6963 | Control Panel,Lighting | Power Distribution Panel |  | LP | http://www.toronto.ca/TWONTO#LV_electrical_panel |  | MCC,Electrical Room,Second Floor,Screen Build,P Building
47277 | TAB-EL1-LP-6953 | Lighting Panel,120/240V,Maintenance Room,Ground Floor,Workshop,P Building | TAB-EL1-MCC-6925 | Control Panel,Lighting | Power Distribution Panel |  | LP | http://www.toronto.ca/TWONTO#LV_electrical_panel |  | MCC,Electrical Rm,Second Floor,Workshop,P Building
47278 | TAB-EL1-LP-6962 | Lighting Panel,120/208V,Electrical Room,Second Floor,Workshop,P Building | TAB-EL1-MCC-6926 | Control Panel,Lighting | Power Distribution Panel |  | LP | http://www.toronto.ca/TWONTO#LV_electrical_panel |  | MCC,Electrical Rm,Second Floor,Workshop,P Building
47279 | TAB-EL1-LP-6964 | Lighting Panel,347/600V,Electrical Room,Second Floor,Workshop,P Building | TAB-EL1-MCC-6926 | Control Panel,Lighting | Power Distribution Panel |  | LP | http://www.toronto.ca/TWONTO#LV_electrical_panel |  | MCC,Electrical Rm,Second Floor,Workshop,P Building
47280 | TAB-EL1-LP-6966 | Lighting Panel,120/208V,Electrical Room,Second Floor,Workshop,P Building | TAB-EL1-MCC-6926 | Control Panel,Lighting | Power Distribution Panel |  | LP | http://www.toronto.ca/TWONTO#LV_electrical_panel |  | MCC,Electrical Rm,Second Floor,Workshop,P Building
47472 | TAB-EL1-PDP-0912 | Panel, Power Distribution Panel, PDP-0912, Sludge Heater Room, Digester 9-12 Control Building. | TAB-EL1-MCC-6654 | Control Panel | Power Distribution Panel |  | PDP | http://www.toronto.ca/TWONTO#LV_electrical_panel |  | Motor Control Centre
47483 | TAB-EL1-PDP-6121A | Power Distribution panel, Aeration | TAB-AER-OZ-ELQ | Control Panel,Power Distribution Panel | Power Distribution Panel |  | PDP | http://www.toronto.ca/TWONTO#LV_electrical_panel |  | Electrical Equipment Location, Aeration West Quad House
47484 | TAB-EL1-PDP-6121B | Power Distribution panel, Aeration | TAB-AER-OZ-ELQ | Control Panel,Power Distribution Panel | Power Distribution Panel |  | PDP | http://www.toronto.ca/TWONTO#LV_electrical_panel |  | Electrical Equipment Location, Aeration West Quad House
47485 | TAB-EL1-PDP-6123C | Power Distribution panel, Aeration | TAB-AER-OZ-ELQ | Control Panel,Power Distribution Panel | Power Distribution Panel |  | PDP | http://www.toronto.ca/TWONTO#LV_electrical_panel |  | Electrical Equipment Location, Aeration West Quad House
47486 | TAB-EL1-PDP-6141 | Panel,Power Distribution 600V,PRS Bldg | TAB-EL1-MCC-6121 | Switchgear,Indoor | Power Distribution Panel |  | PDP | http://www.toronto.ca/TWONTO#LV_electrical_panel |  | Motor Control Centre, 600V MCC
47488 | TAB-EL1-PDP-6161E | Panel,Power Distribution 600V,PRS Bldg | TAB-EL1-PDP-6145E | Switchgear,Indoor | Power Distribution Panel |  | PDP | http://www.toronto.ca/TWONTO#LV_electrical_panel |  | Panel,Power Distribution 600V,PRS Bldg
47489 | TAB-EL1-PDP-6226C | Power Distribution Panel, 3 phase, 208V, Electrical Room, D Bldg. | TAB-EL1-MCC-6226 | Circuit Breaker | Power Distribution Panel |  | PDP | http://www.toronto.ca/TWONTO#LV_electrical_panel |  | Motor Control Centre 600V - D Bldg
47490 | TAB-EL1-PDP-6226D | Power Distribution Panel, 3 phase, 208V, Electrical Room, D Bldg. | TAB-EL1-MCC-6226 | Circuit Breaker | Power Distribution Panel |  | PDP | http://www.toronto.ca/TWONTO#LV_electrical_panel |  | Motor Control Centre 600V - D Bldg
47491 | TAB-EL1-PDP-6226E | Power Distribution Panel, 3 phase, 208V, Electrical Room, D Bldg. | TAB-EL1-MCC-6226 | Circuit Breaker | Power Distribution Panel |  | PDP | http://www.toronto.ca/TWONTO#LV_electrical_panel |  | Motor Control Centre 600V - D Bldg
47492 | TAB-EL1-PDP-6226F | Power Distribution Panel, 3 phase, 208V, Dewatering Area | TAB-EL1-MCC-6226 | Circuit Breaker | Power Distribution Panel |  | PDP | http://www.toronto.ca/TWONTO#LV_electrical_panel |  | Motor Control Centre 600V - D Bldg
47493 | TAB-EL1-PDP-6320 | Power Distribution Panel 600v | TAB-EL1-GEN-6320 |  | Power Distribution Panel |  | PDP | http://www.toronto.ca/TWONTO#LV_electrical_panel |  | Generator, Standby Power, 600V 500kw - Blower Bldg
47656 | TAB-EL1-WR-0001 | Receptacle,600V,Fed From MCC-6626,Maint.Rm,Workshop,P Building | TAB-EL1-MCC-6626 | Control Panel,Electrical | Power Distribution Panel |  | WR | http://www.toronto.ca/TWONTO#welding_receptacle |  | Motor Control Centre 600V - OPS
47657 | TAB-EL1-WR-0002 | Receptacle,600V,Fed From MCC-6626,Maint.Rm,Workshop,P Building | TAB-EL1-MCC-6626 | Control Panel,Electrical | Power Distribution Panel |  | WR | http://www.toronto.ca/TWONTO#welding_receptacle |  | Motor Control Centre 600V - OPS
47758 | TAB-EL2-PDP-6120 | Power DistributionPanel 600V | TAB-EL2-GEN-6120 |  | Power Distribution Panel |  | PDP | http://www.toronto.ca/TWONTO#LV_electrical_panel |  | Generator, Standby Power, 600V 650kw - Dewatering/Silo Bldg
47859 | TAB-EL3-CP-6013A | Control Panel, Lighting, Auxiliary Systems Building, 2nd Floor | TAB-EL3-MCC-6013 | Control Panel,Lighting | Power Distribution Panel |  | CP | http://www.toronto.ca/TWONTO#process_control_panel |  | MCC, Auxilary Systems Building, 2nd Floor
47925 | TAB-EL3-LP-2732 | Transformer,Indoor,Plant Water Pumping Station | TAB-EL3-TR-6732 | Control Panel,Lighting | Power Distribution Panel |  | LP | http://www.toronto.ca/TWONTO#LV_electrical_panel |  | Transformer,Indoor,Plant Water Pumping Station
47926 | TAB-EL3-LP-6013B | Control Panel, Power Distribution, Auxiliary Systems Building, 2nd Floor | TAB-EL3-MCC-6013 | Control Panel,Power Distribution Panel | Power Distribution Panel |  | LP | http://www.toronto.ca/TWONTO#LV_electrical_panel |  | MCC, Auxilary Systems Building, 2nd Floor
47966 | TAB-EL3-LP-6014B | Control Panel, Power Distribution, Auxiliary Systems Building, Main Floor | TAB-EL3-MCC-6014 | Control Panel,Power Distribution Panel | Power Distribution Panel |  | LP | http://www.toronto.ca/TWONTO#LV_electrical_panel |  | MCC, Electrical Room, Auxiliary System Building 2nd Floor East
47967 | TAB-EL3-LP-6014D | Control Panel, Power Distribution, Auxiliary Systems Building, Main Floor | TAB-EL3-MCC-6014 | Control Panel,Power Distribution Panel | Power Distribution Panel |  | LP | http://www.toronto.ca/TWONTO#LV_electrical_panel |  | MCC, Electrical Room, Auxiliary System Building 2nd Floor East
47968 | TAB-EL3-LP-6371 | Control Panel, Lighting, Waste Gas Burner Station | TAB-EL3-MCC-6326 | Control Panel,Power Distribution Panel | Power Distribution Panel |  | LP | http://www.toronto.ca/TWONTO#LV_electrical_panel |  | Motor Control Centre, Digester 19-22 bldg
48050 | TAB-EL3-PDP-2102 | Distribution Panel,Indoor,Plant Services,Seawall Substation | TAB-EL3-BATT-6102 | Circuit Breaker | Power Distribution Panel |  | PDP | http://www.toronto.ca/TWONTO#LV_electrical_panel |  | Battery Cabinet,Indoor,Plant Services,Seawall Substation
48052 | TAB-EL3-PDP-6013A | Control Panel, Power Distribution, Auxiliary Systems Building, Main Floor | TAB-ELS-SEAWALL | Control Panel,Power Distribution Panel | Power Distribution Panel |  | PDP | http://www.toronto.ca/TWONTO#LV_electrical_panel |  | Seawall Substation
48053 | TAB-EL3-PDP-6014A | Control Panel, Power Distribution, Auxiliary Systems Building, Main Floor | TAB-ELS-SEAWALL | Control Panel,Power Distribution Panel | Power Distribution Panel |  | PDP | http://www.toronto.ca/TWONTO#LV_electrical_panel |  | Seawall Substation
48057 | TAB-EL3-PDP-6340 | Power Distribution, Automatic Transfer Switch, Generator, Standby Power, 600V | TAB-EL3-GEN-6240 |  | Power Distribution Panel |  | PDP | http://www.toronto.ca/TWONTO#LV_electrical_panel |  | Generator, Standby Power, 600V 500kw - Dig 19-22/Gas Cntl Bldg
49601 | FCL-ELS-LN-0001 | Switch, Main, Line 1, Plant Power Supply Line 1 (30M5) West Pole | FCL-ELS | Switch | Power Distribution Panel |  | LN | http://www.toronto.ca/TWONTO#breaker |  | Electrical Distribution
49602 | FCL-ELS-LN-0002 | Switch, Main, Line 2, Plant Power Supply Line 2 (30M10) East Pole | FCL-ELS | Switch | Power Distribution Panel |  | LN | http://www.toronto.ca/TWONTO#breaker |  | Electrical Distribution
50026 | FCL-ELS-PDP-001H | Power Distribution Panel,High Lift Bldg - Switchgear Room,600V | FCL_ELS_600V_ELECABS | Control Panel,Power Distribution Panel | Power Distribution Panel |  | PDP | http://www.toronto.ca/TWONTO#LV_electrical_panel |  | Electrical Cabinets,600V
50027 | FCL-ELS-PDP-001L | Power Distribution Panel,Low Lift Bldg - Switchgear Room,600V | FCL_ELS_600V_ELECABS | Control Panel,Power Distribution Panel | Power Distribution Panel |  | PDP | http://www.toronto.ca/TWONTO#LV_electrical_panel |  | Electrical Cabinets,600V
50028 | FCL-ELS-PDP-002H | Power Distribution Panel,High Lift Bldg - Switchgear Room,600V | FCL_ELS_600V_ELECABS | Control Panel,Power Distribution Panel | Power Distribution Panel |  | PDP | http://www.toronto.ca/TWONTO#LV_electrical_panel |  | Electrical Cabinets,600V
51936 | TAB-PRM-WR-0001 | Receptacle,600V,Fed From MCC-6631,Gallery,Primary Tank 0900,P Building | TAB-EL1-MCC-6631 | Control Panel,Electrical | Power Distribution Panel |  | WR | http://www.toronto.ca/TWONTO#welding_receptacle |  | Control Panel, MCC,Electrical Room,Grit Build,P Building
61024 | FHA-ELS-DP-0102 | Power Distribution Panel, Heating, 400A, 120/208 V, 3PH, Pump Building, First Floor North Vault | FHA-ELS-PDP-0300A | Control Panel,Power Distribution Panel | Power Distribution Panel |  | DP | http://www.toronto.ca/TWONTO#LV_electrical_panel |  | Power Distribution Panel, 600V, 2000A, 3 PH, Pump Building Basement, Switchgear Room
61025 | FHA-ELS-DP-0501A | Power Distribution Panel, West Backwash Filter Valves (Odd) Power Supply, Filter Pipe Gallery West | FHA-ELS-PDP-0500A | Control Panel,Power Distribution Panel | Power Distribution Panel |  | DP | http://www.toronto.ca/TWONTO#LV_electrical_panel |  | Power Distribution Panel, 600V, 800A, 3 PH, Filter Building, Pipe Gallery Adjacent to Scrubber
61029 | FHA-ELS-DP-1101D | Power Distribution Panel, Pump Building, Intake and Screen Room, South | FHA-ELS | Control Panel,Power Distribution Panel | Power Distribution Panel |  | DP | http://www.toronto.ca/TWONTO#LV_electrical_panel |  | Electrical
61030 | FHA-ELS-DP-1301 | Power Distribution Panel, Heating, Service Building Basement | FHA-ELS-PDP-0100A | Control Panel,Power Distribution Panel | Power Distribution Panel |  | DP | http://www.toronto.ca/TWONTO#LV_electrical_panel |  | Power Distribution Panel, 600V, 600A, 3 PH, Service Building 1st Floor by Tunnel
61031 | FHA-ELS-DP-1501 | Power Distribution Panel, 400A, 600V, 3PH, Service Building B, Basement Vault | FHA-ELS-PDP-0100A | Control Panel,Power Distribution Panel | Power Distribution Panel |  | DP | http://www.toronto.ca/TWONTO#LV_electrical_panel |  | Power Distribution Panel, 600V, 600A, 3 PH, Service Building 1st Floor by Tunnel
61032 | FHA-ELS-DP-1801 | Power Distribution Panel, 400A, 208/120V, 3PH, Office Heaters,Service Building | FHA-ELS | Control Panel,Power Distribution Panel | Power Distribution Panel |  | DP | http://www.toronto.ca/TWONTO#LV_electrical_panel |  | Electrical
61033 | FHA-ELS-DP-1901A | Distribution Panel, 600VAC, Filter Building, East Filter Gallery. | FHA-ELS-MCC-0400A | Control Panel,Power Distribution Panel | Power Distribution Panel |  | DP | http://www.toronto.ca/TWONTO#LV_electrical_panel |  | MCC, 2000A, 600V, 3PH, ,Service Building, RMF, Ground Level, Electrical Room #1
61034 | FHA-ELS-DP-1901B | Distribution Panel, 600VAC, Filtration Building,West Filter Gallery | FHA-ELS-MCC-0400B | Control Panel,Power Distribution Panel | Power Distribution Panel |  | DP | http://www.toronto.ca/TWONTO#LV_electrical_panel |  | MCC, 2000A, 600V, 3PH, Service Building,RMF, Ground Level, Electrical Room #1
61609 | FHA-ELS-MCC-0401B | FHA-ELS-PDP-0400B - Switchboard,0400B, RMF | FHA-ELS-PRIMARY | Switchgear | Power Distribution Panel |  | MCC | http://www.toronto.ca/TWONTO#LV_electrical_panel |  | Primary Electrical System
61611 | FHA-ELS-PDP-0004 | Power Distribution Panel, Emergency, 100A, 120/208 V, 3PH, RMF Electrical Room | FHA-ELS | Control Panel,Power Distribution Panel | Power Distribution Panel |  | PDP | http://www.toronto.ca/TWONTO#LV_electrical_panel |  | Electrical
61613 | FHA-ELS-PDP-0201 | Power Distribution Panel, 45A, 600V, 3PH, RMF Electrical Room 1 South Wall | FHA-ELS | Control Panel,Power Distribution Panel | Power Distribution Panel |  | PDP | http://www.toronto.ca/TWONTO#LV_electrical_panel |  | Electrical
61614 | FHA-ELS-PDP-0204 | Power Distribution Panel, 30A, 600V, 3PH, RMF Electrical Room 1 South Wall | FHA-ELS | Control Panel,Power Distribution Panel | Power Distribution Panel |  | PDP | http://www.toronto.ca/TWONTO#LV_electrical_panel |  | Electrical
61615 | FHA-ELS-PDP-0206 | Power Distribution Panel, 100A, 347/600V, 3PH, RMF, Welding Shop East | FHA-ELS | Control Panel,Power Distribution Panel | Power Distribution Panel |  | PDP | http://www.toronto.ca/TWONTO#LV_electrical_panel |  | Electrical
61617 | FHA-ELS-PDP-0401B | Power Distribution Panel, Filter Pipe Gallery, Electrical Storage Room | FHA-ELS | Control Panel,Power Distribution Panel | Power Distribution Panel |  | PDP | http://www.toronto.ca/TWONTO#LV_electrical_panel |  | Electrical
61618 | FHA-ELS-PDP-0403 | Power Distribution Panel, Dewatering Panel, West Rate Control Valve, RMF | FHA-ELS | Control Panel,Power Distribution Panel | Power Distribution Panel |  | PDP | http://www.toronto.ca/TWONTO#LV_electrical_panel |  | Electrical
61621 | FHA-ELS-PDP-0407A | Power Distribution Panel, Heating, Filter Building East Filter Pipe Gallery | FHA-ELS | Control Panel,Power Distribution Panel | Power Distribution Panel |  | PDP | http://www.toronto.ca/TWONTO#LV_electrical_panel |  | Electrical
61622 | FHA-ELS-PDP-0423 | Power Distribution Panel, 600VAC, Filtration Building,Blower Room | FHA-ELS-DP-1901A | Control Panel,Power Distribution Panel | Power Distribution Panel |  | PDP | http://www.toronto.ca/TWONTO#LV_electrical_panel |  | Distribution Panel, 600VAC, Filter Building, East Filter Gallery.
61623 | FHA-ELS-PDP-0500A | Power Distribution Panel, 600V, 800A, 3 PH, Filter Building, Pipe Gallery Adjacent to Scrubber | FHA-ELS-PRIMARY | Switchgear | Power Distribution Panel |  | PDP | http://www.toronto.ca/TWONTO#LV_electrical_panel |  | Primary Electrical System
61624 | FHA-ELS-PDP-0500B | Power Distribution Panel, 600V, 800A, 3 PH, Filter Building, Pipe Gallery Adjacent to Scrubber | FHA-ELS-PRIMARY | Switchgear | Power Distribution Panel |  | PDP | http://www.toronto.ca/TWONTO#LV_electrical_panel |  | Primary Electrical System
61626 | FHA-ELS-PDP-0602 | Power Distribution Panel, 60A, 600V, 3PH, RMF Electrical Room 2 West Wall | FHA-ELS | Control Panel,Power Distribution Panel | Power Distribution Panel |  | PDP | http://www.toronto.ca/TWONTO#LV_electrical_panel |  | Electrical
61627 | FHA-ELS-PDP-1503 | Power Distribution Panel, Service Building, Machine Shop | FHA-ELS | Control Panel,Power Distribution Panel | Power Distribution Panel |  | PDP | http://www.toronto.ca/TWONTO#LV_electrical_panel |  | Electrical
61786 | FHA-ELS-WR-0203 | Welding Receptacle, 30A, 600V, RMF, Centrifuge Service Platform | FHA-ELS | Welding Equipment | Power Distribution Panel |  | WR | http://www.toronto.ca/TWONTO#welding_receptacle |  | Electrical
61787 | FHA-ELS-WR-0206 | Welding Receptacle, 30A, 600V, RMF, Upper Service Platform 1 | FHA-ELS | Welding Equipment | Power Distribution Panel |  | WR | http://www.toronto.ca/TWONTO#welding_receptacle |  | Electrical
61788 | FHA-ELS-WR-0207 | Welding Receptacle, 30A, 600V, RMF, Upper Service Platform 2 | FHA-ELS | Welding Equipment | Power Distribution Panel |  | WR | http://www.toronto.ca/TWONTO#welding_receptacle |  | Electrical
61789 | FHA-ELS-WR-0208 | Welding Receptacle, 30A, 600V, RMF, Central Thickener Gallery | FHA-ELS | Welding Equipment | Power Distribution Panel |  | WR | http://www.toronto.ca/TWONTO#welding_receptacle |  | Electrical
61790 | FHA-ELS-WR-0209 | Welding Receptacle, 30A, 600V, RMF, Instrument Room | FHA-ELS | Welding Equipment | Power Distribution Panel |  | WR | http://www.toronto.ca/TWONTO#welding_receptacle |  | Electrical
61791 | FHA-ELS-WR-0210 | Welding Receptacle, 30A, 600V, RMF, Central Thickener Gallery | FHA-ELS | Welding Equipment | Power Distribution Panel |  | WR | http://www.toronto.ca/TWONTO#welding_receptacle |  | Electrical
61792 | FHA-ELS-WR-0213 | Welding Receptacle, 30A, 600V, RMF, Welding Shop, Receptacle #1 | FHA-ELS | Welding Equipment | Power Distribution Panel |  | WR | http://www.toronto.ca/TWONTO#welding_receptacle |  | Electrical
61793 | FHA-ELS-WR-0214 | Welding Receptacle, 30A, 600V, RMF, Welding Shop, Receptacle #2 | FHA-ELS | Welding Equipment | Power Distribution Panel |  | WR | http://www.toronto.ca/TWONTO#welding_receptacle |  | Electrical
61794 | FHA-ELS-WR-0215 | Welding Receptacle, 30A, 600V, RMF, Welding Shop, Receptacle #3 | FHA-ELS | Welding Equipment | Power Distribution Panel |  | WR | http://www.toronto.ca/TWONTO#welding_receptacle |  | Electrical
61795 | FHA-ELS-WR-0301 | Welding Receptacle, 30A, 600V, Service Building Machine Shop | FHA-ELS | Welding Equipment | Power Distribution Panel |  | WR | http://www.toronto.ca/TWONTO#welding_receptacle |  | Electrical
61796 | FHA-ELS-WR-0302 | Welding Receptacle, 30A, 600V, Service Building Machine Shop | FHA-ELS | Welding Equipment | Power Distribution Panel |  | WR | http://www.toronto.ca/TWONTO#welding_receptacle |  | Electrical
61797 | FHA-ELS-WR-0601 | Welding Receptacle, 30A, 600V, RMF, Decent Tanks Access Room West | FHA-ELS | Welding Equipment | Power Distribution Panel |  | WR | http://www.toronto.ca/TWONTO#welding_receptacle |  | Electrical
64817 | THC-ELS- PDP-0821 | Control Panel,Power Distribution Panel, HPU Building, Primary Clarifier 9, SW Plant | THC-ELS-MCC-0801 |  | Power Distribution Panel |  |  | http://www.toronto.ca/TWONTO#LV_electrical_panel |  | MCC, Aeration Building, Phase I Secondary, Building H
65019 | THC-ELS-CP-4024B | Control Panel, Heat Tracing, Electrical Room, Headworks | THC-ELS-LP-4024B | Control Panel,Electrical | Power Distribution Panel |  | CP | http://www.toronto.ca/TWONTO#process_control_panel |  | Lighting Panel, Electrical Room, Headworks
65068 | THC-ELS-LP-1121 | Distribution Panel, Waste Gas Burner Building Electrical Room | THC-ELS-TR-1121 | Control Panel,Electrical | Power Distribution Panel |  | LP | http://www.toronto.ca/TWONTO#LV_electrical_panel |  | Transformer,LP-1121,Fed from MCC-1103E,Electrical Room, Waste Gas Burner Building
65069 | THC-ELS-LP-1204 | Lighting Panel, Supply From TR-1204, Admin. Building Ground Floor, Electrical Room | THC-ELS-MCC-1202 |  | Power Distribution Panel |  | LP | http://www.toronto.ca/TWONTO#LV_electrical_panel |  | Control Panel,MCC,Admin
65070 | THC-ELS-LP-1205 | Lighting Panel, Supply From LP-1201, Admin. Building Ground Floor, Storge Room | THC-ELS-LP-1201 |  | Power Distribution Panel |  | LP | http://www.toronto.ca/TWONTO#LV_electrical_panel |  | Lighting Panel, 120/208V, 3PH, 400A, Supply From TR-1201, Admin. Building Ground Floor, UPS Room
65071 | THC-ELS-LP-1224 | Lighting Panel, Supply From TR-1224, Admin. Building Basement, Mechanical Room | THC-ELS-PDP-1222 |  | Power Distribution Panel |  | LP | http://www.toronto.ca/TWONTO#LV_electrical_panel |  | Power Distribution Panel, Supply From MCC-1202, Admin. Building Basement, Mechanical Room
65072 | THC-ELS-LP-1302 | Panel,Lighting,Sub-Basement,Thickening Building | THC-ELS-MCC-1302 | Control Panel,Lighting | Power Distribution Panel |  | LP | http://www.toronto.ca/TWONTO#LV_electrical_panel |  | Motor Control Centre,Thickening Building
65073 | THC-ELS-LP-1303 | Panel,Lighting,Sub-Basement,Thickening Building | THC-ELS-MCC-1301 | Control Panel,Lighting | Power Distribution Panel |  | LP | http://www.toronto.ca/TWONTO#LV_electrical_panel |  | Motor Control Centre,Thickening Building
65074 | THC-ELS-LP-1307 | Panel,Lighting,Basement,Thickening Building | THC-ELS-MCC-1303 | Control Panel,Lighting | Power Distribution Panel |  | LP | http://www.toronto.ca/TWONTO#LV_electrical_panel |  | Motor Control Centre,Thickening Building
65075 | THC-ELS-LP-1322 | Lighting Panel, Supply From TR-1322, Admin. Building Ground Floor, Mechanical Room | THC-ELS-PDP-1322 | Control Panel,Lighting | Power Distribution Panel |  | LP | http://www.toronto.ca/TWONTO#LV_electrical_panel |  | Power Distribution Panel, Supply From MCC-1302, Admin. Building Basement, Electrical Room
65080 | THC-ELS-LP-2403 | Lighting Panel, Acess Building T19A, Phase IV Secondary | THC-ELS-TR-2403 |  | Power Distribution Panel |  | LP | http://www.toronto.ca/TWONTO#LV_electrical_panel |  | Transformer, Lighting, Tunnel T19, Phase IV Secondary
65084 | THC-ELS-LP-2810A | Lighting Panel,Boiler Building,Boiler Room | THC-ELS-MCC-2810 |  | Power Distribution Panel |  | LP | http://www.toronto.ca/TWONTO#LV_electrical_panel |  | Motor Control Center,Boiler Building,Boiler Room
65085 | THC-ELS-LP-3801A | Power Distribution Panel, 120VAC UPS Fed, MCC Room, Thickening Building | THC-ELS-MCC-3801E |  | Power Distribution Panel |  | LP | http://www.toronto.ca/TWONTO#LV_electrical_panel |  | Motor Control Centre, Supply From MCC-1103E, Admin Building Ground Floor, Electrical Room
65086 | THC-ELS-LP-3801E | Lighting Panel, Supply From UPS-3801E, Admin Building Electrical Room North/West | THC-ELS-MCC-3801E |  | Power Distribution Panel |  | LP | http://www.toronto.ca/TWONTO#LV_electrical_panel |  | Motor Control Centre, Supply From MCC-1103E, Admin Building Ground Floor, Electrical Room
65087 | THC-ELS-LP-3805E | Lighting Panel, Supply From TR-3805E, Admin. Building Ground Floor, Electrical Room | THC-ELS-MCC-3801E |  | Power Distribution Panel |  | LP | http://www.toronto.ca/TWONTO#LV_electrical_panel |  | Motor Control Centre, Supply From MCC-1103E, Admin Building Ground Floor, Electrical Room
65088 | THC-ELS-LP-3807E | Lighting Panel, Emergency, Supply From TR-3807E, Boiler House | THC-ELS-MCC-3801E |  | Power Distribution Panel |  | LP | http://www.toronto.ca/TWONTO#LV_electrical_panel |  | Motor Control Centre, Supply From MCC-1103E, Admin Building Ground Floor, Electrical Room
65089 | THC-ELS-LP-3811B | Lighting Panel, Supply From LP-3811A, Admin. Building Ground Floor, Telecom Room | THC-ELS-MCC-3801E |  | Power Distribution Panel |  | LP | http://www.toronto.ca/TWONTO#LV_electrical_panel |  | Motor Control Centre, Supply From MCC-1103E, Admin Building Ground Floor, Electrical Room
65090 | THC-ELS-LP-4041A | Lighting Panel, Blower Room, Headworks | THC-ELS-TR-4041A | Control Panel,Lighting | Power Distribution Panel |  | LP | http://www.toronto.ca/TWONTO#LV_electrical_panel |  | Transformer, Lighting Panel, Blower Room, Headworks
65091 | THC-ELS-LP-4042A | Lighting Panel, Vortex Gallery, Headworks | THC-ELS-TR-4042A | Control Panel,Lighting | Power Distribution Panel |  | LP | http://www.toronto.ca/TWONTO#LV_electrical_panel |  | Transformer, Lighting Panel, Vortex Gallery, Headworks
65377 | THC-ELS-PDP-0121 | Control Panel,Power Distribution Panel, SE Plant Blowers Part 1 and Train #8 | THC-ELS-MCC-0101 | Control Panel,Electrical | Power Distribution Panel |  | PDP | http://www.toronto.ca/TWONTO#LV_electrical_panel |  | Motor Control Center, Building A
65378 | THC-ELS-PDP-0121 | Control Panel,Power Distribution Panel, SE Plant Blowers Part 1 and Train #8 | THC-ELS-PS-0001-A | Control Panel,Electrical | Power Distribution Panel |  | PDP | http://www.toronto.ca/TWONTO#LV_electrical_panel |  | Primary Power Equipment, Building A
65386 | THC-ELS-PDP-1121 | Distribution Panel, Waste Gas Burner Building Electrical Room | THC-ELS-MCC-1103E | Control Panel,Power Distribution Panel | Power Distribution Panel |  | PDP | http://www.toronto.ca/TWONTO#LV_electrical_panel |  | Motor Control Center, Emergency, Building I
65388 | THC-ELS-PDP-1222 | Power Distribution Panel, Supply From MCC-1202, Admin. Building Basement, Mechanical Room | THC-ELS-MCC-1202 |  | Power Distribution Panel |  | PDP | http://www.toronto.ca/TWONTO#LV_electrical_panel |  | Control Panel,MCC,Admin
65389 | THC-ELS-PDP-1242 | Power Distribution Panel, Supply From MCC-1202, Admin. Building Ground Floor, Comm Room | THC-ELS-MCC-1202 |  | Power Distribution Panel |  | PDP | http://www.toronto.ca/TWONTO#LV_electrical_panel |  | Control Panel,MCC,Admin
65390 | THC-ELS-PDP-1322 | Power Distribution Panel, Supply From MCC-1302, Admin. Building Basement, Electrical Room | THC-ELS-MCC-1302 |  | Power Distribution Panel |  | PDP | http://www.toronto.ca/TWONTO#LV_electrical_panel |  | Motor Control Centre,Thickening Building
65433 | THC-ELS-PDP-1610 | Power Distribution Panel,South Effluent Pumping Station,Electrical Room,Ground Floor | THC-DIS |  | Power Distribution Panel |  | PDP | http://www.toronto.ca/TWONTO#LV_electrical_panel |  | Disinfection (Chlorination) Process
65436 | THC-ELS-PDP-2521 | Control Panel,Power Distribution Panel, Primary Clarifier 11, NW Plant | THC-ELS-MCC-2501 |  | Power Distribution Panel |  | PDP | http://www.toronto.ca/TWONTO#LV_electrical_panel |  | Motor Control Center, Building O
65437 | THC-ELS-PDP-4002 | Power Distribution Panel, Electrical Room, Headworks | THC-ELS-TR-4002 | Control Panel,Power Distribution Panel | Power Distribution Panel |  | PDP | http://www.toronto.ca/TWONTO#LV_electrical_panel |  | Transformer, Power, Feeder 2, Headworks
65438 | THC-ELS-PDP-4042 | Power Distribution Panel, Vortex Gallery, Headworks | THC-ELS-MCC-4024 | Control Panel,Power Distribution Panel | Power Distribution Panel |  | PDP | http://www.toronto.ca/TWONTO#LV_electrical_panel |  | Motor Control Centre, Electrical Room, Headworks
65439 | THC-ELS-PDP-4044 | Control Panel,Power Distribution Panel, Ferrous Chloride Building | THC-PRS-BLDG |  | Power Distribution Panel |  | PDP | http://www.toronto.ca/TWONTO#LV_electrical_panel |  | Phosphorous removal system, Building and Storage
65736 | THC-ELS-VSS-4001 | Surge Protection Device, PDP-4001, Headworks | THC-ELS-PDP-4001 | Safety | Power Distribution Panel |  | VSS | http://www.toronto.ca/TWONTO#surge_suppressor |  | Power Distribution Panel, Electrical Room, Headworks
65796 | THC-EPG-LPU-2880Y | Lighting Panel,Boiler Building,Electrical Building | THC-EPG-UPS-2880Y |  | Power Distribution Panel |  | LPU | http://www.toronto.ca/TWONTO#LV_electrical_panel |  | Uninterruptible Power Supply,Boiler Building,Electrical Building
65797 | THC-EPG-PDP-2872 | Power Distribution Panel,Dechlorination Building,Electrical Room,Ground Floor | THC-DCL |  | Power Distribution Panel |  | PDP | http://www.toronto.ca/TWONTO#LV_electrical_panel |  | Dechlorination Process
65798 | THC-EPG-PDP-2881 | Power Distribution Panel,Administration Building | THC-EPG-MCC-2880 |  | Power Distribution Panel |  | PDP | http://www.toronto.ca/TWONTO#LV_electrical_panel |  | Motor Control Center,Administration Building
68146 | THC-OCS-DP-0110 | Distribution Panel, Water, Humidification System, North of Modular Biofilter Area | THC-OCS-F-0100 | Valve | Power Distribution Panel |  | DP | http://www.toronto.ca/TWONTO#LV_electrical_panel |  | Filter, Modular Biofilter #1, Phase I/IV Odour Control
70498 | FHO-AMT-PS-0001 | Power Supply, Inverter, Weather Monitoring Station, Filter Building Roof | FHO-ELS-PS-0004 |  | Power Distribution Panel |  | PS | ? |  | Solar Power system
76223 | FHO-ELS-DP-0110-SUS | Distribution Panel from MCC E1 Emergency Standby Power | FHO-ELS-INQ | Control Panel,Power Distribution Panel | Power Distribution Panel | 37594 | DP | http://www.toronto.ca/TWONTO#LV_electrical_panel |  | Power Management
76224 | FHO-ELS-DP-0110-SUS | Distribution Panel from MCC E1 Emergency Standby Power | FHO-SUSPENDED | Control Panel,Power Distribution Panel | Power Distribution Panel | 37594 | DP | http://www.toronto.ca/TWONTO#LV_electrical_panel |  | Suspended Entity List
76227 | FHO-ELS-DP-0513 | Distribution Panel, (DP-0501A3), 600V, MCC-0510 Panel Board, Filter1-8 Building, S2, Electrical Room | FHO-ELS-MCC-0510 |  | Power Distribution Panel |  | DP | http://www.toronto.ca/TWONTO#LV_electrical_panel |  | Motor Control Centre, Filter Building 1-8., S2, Electrical Room
76228 | FHO-ELS-DP-0612 | Distribution Panel, (DP-0601A1), 600V, MCC-0610 Panel Board, Filter1-8 Building, S2, Electrical Room | FHO-ELS-MCC-0610 |  | Power Distribution Panel |  | DP | http://www.toronto.ca/TWONTO#LV_electrical_panel |  | Motor Control Centre, Filter Building 1-8., S2, Electrical Room
76300 | FHO-ELS-DP-0711 | Distribution Panel, 600V, 200A, 3PH, Panel Board, Admin Building, S4, Main Electrical Room, MCC-0710 | FHO-ELS-MCC-0710 |  | Power Distribution Panel |  | DP | http://www.toronto.ca/TWONTO#LV_electrical_panel |  | Motor Control Centre, Admin Building, S4, Main Electrical Room
76301 | FHO-ELS-DP-0712 | Distribution Panel, 600V, 200A, 3PH, Panel Board, Admin Building, S4, Main Electrical Room, MCC-0710 | FHO-ELS-MCC-0710 |  | Power Distribution Panel |  | DP | http://www.toronto.ca/TWONTO#LV_electrical_panel |  | Motor Control Centre, Admin Building, S4, Main Electrical Room
76302 | FHO-ELS-DP-0722 | Distribution Panel, 600V, Panel Board, MCC-0720, Admin Building, S4, Main Electrical Room | FHO-ELS-MCC-0720 |  | Power Distribution Panel |  | DP | http://www.toronto.ca/TWONTO#LV_electrical_panel |  | Motor Control Centre, Admin Building, S4, Main Electrical Room
76303 | FHO-ELS-DP-0723 | Distribution Panel, 600V, Panel Board, MCC-0720, Admin Building, S4, Main Electrical Room | FHO-ELS-MCC-0720 |  | Power Distribution Panel |  | DP | http://www.toronto.ca/TWONTO#LV_electrical_panel |  | Motor Control Centre, Admin Building, S4, Main Electrical Room
76304 | FHO-ELS-DP-0724 | Distribution Panel, 600V, MCC-0720 Panel Board, Admin Building, S4, Main Electrical Room | FHO-ELS-PS-0001 |  | Power Distribution Panel |  | DP | http://www.toronto.ca/TWONTO#LV_electrical_panel |  | Primary Power Equipment
76305 | FHO-ELS-DP-0725 | Distribution Panel, 600V, Admin Building, S4, Main Electrical Room | FHO-ELS-PS-0001 |  | Power Distribution Panel |  | DP | http://www.toronto.ca/TWONTO#LV_electrical_panel |  | Primary Power Equipment
76306 | FHO-ELS-DP-0731 | Distribution Panel, 600V, Panel Board, Admin Building, S4, Main Electrical Room, MCC-0730 | FHO-ELS-MCC-0730 |  | Power Distribution Panel |  | DP | http://www.toronto.ca/TWONTO#LV_electrical_panel |  | Motor Control Centre, Emergency Load, Admin Building, S4, Main Electrical Room
76307 | FHO-ELS-DP-0811 | Distribution Panel, 600V, Panel Board, MCC-0720, Admin Building, S4, Main Electrical Room | FHO-ELS-MCC-0720 |  | Power Distribution Panel |  | DP | http://www.toronto.ca/TWONTO#LV_electrical_panel |  | Motor Control Centre, Admin Building, S4, Main Electrical Room
76308 | FHO-ELS-DP-0813 | Distribution Panel, 600V, Chemical Building, S4, Near Alum Tank 1 | FHO-ELS-PS-0001 |  | Power Distribution Panel |  | DP | http://www.toronto.ca/TWONTO#LV_electrical_panel |  | Primary Power Equipment
76309 | FHO-ELS-DP-0821 | Distribution Panel, 600V, Panel Board, MCC-0820, Admin Building, S4, Main Electrical Room | FHO-ELS-MCC-0820 |  | Power Distribution Panel |  | DP | http://www.toronto.ca/TWONTO#LV_electrical_panel |  | Motor Control Centre, Admin Building, S4, Main Electrical Room
76310 | FHO-ELS-DP-0824 | Distribution Panel, 600V, Panel Board, MCC-0820, Admin Building, S4, Main Electrical Room | FHO-ELS-MCC-0820 |  | Power Distribution Panel |  | DP | http://www.toronto.ca/TWONTO#LV_electrical_panel |  | Motor Control Centre, Admin Building, S4, Main Electrical Room
76311 | FHO-ELS-DP-0825 | Distribution Panel, 600V, Admin Building, S4, Main Electrical Room | FHO-ELS-PS-0001 |  | Power Distribution Panel |  | DP | http://www.toronto.ca/TWONTO#LV_electrical_panel |  | Primary Power Equipment
76312 | FHO-ELS-DP-0831 | Power Distribution Panel (EPG-DP-0801C1), 600V, Standby Building, S2, Electrical Room | FHO-ELS-MCC-0830 |  | Power Distribution Panel |  | DP | http://www.toronto.ca/TWONTO#LV_electrical_panel |  | Motor Control Centre, Emergency Load, Standby Power Building
76313 | FHO-ELS-DP-0911 | Distribution Panel, (DP-0901-A1) MCC-0901A Panel Board, RW Building, S7, Electrical Room | FHO-ELS-MCC-0910 |  | Power Distribution Panel |  | DP | http://www.toronto.ca/TWONTO#LV_electrical_panel |  | Motor Control Centre, Raw Water PS, S7, Electrical Room
76314 | FHO-ELS-DP-0912 | Distribution Panel, (DP-0901-A2) MCC-0901A Panel Board, RW Building, S7, Electrical Room | FHO-ELS-MCC-0910 |  | Power Distribution Panel |  | DP | http://www.toronto.ca/TWONTO#LV_electrical_panel |  | Motor Control Centre, Raw Water PS, S7, Electrical Room
76315 | FHO-ELS-DP-0921 | Distribution Panel, 120/208V, Admin Building, S4, Main Electrical Room, East Wall | FHO-ELS-PS-0001 |  | Power Distribution Panel |  | DP | http://www.toronto.ca/TWONTO#LV_electrical_panel |  | Primary Power Equipment
76316 | FHO-ELS-DP-0922 | Distribution Panel, 600 V, 200A, Panel Board, Admin Building, S4, Main Electrical Room, MCC-0920 | FHO-ELS-MCC-0920 |  | Power Distribution Panel |  | DP | http://www.toronto.ca/TWONTO#LV_electrical_panel |  | Motor Control Centre, Admin Building, S4, Main Electrical Room
76317 | FHO-ELS-DP-1012 | Distribution Panel, (DP-1001-A2) MCC-1001A Panel Board, RW Building, S7, Electrical Room | FHO-ELS-MCC-1010 |  | Power Distribution Panel |  | DP | http://www.toronto.ca/TWONTO#LV_electrical_panel |  | Motor Control Centre, Raw Water PS, S7, Electrical Room
76318 | FHO-ELS-DP-1022 | Distribution Panel, 600 V, 200A, Panel Board, MCC-1020A, dmin Building, S4, Main Electrical Room | FHO-ELS-MCC-1020 |  | Power Distribution Panel |  | DP | http://www.toronto.ca/TWONTO#LV_electrical_panel |  | Motor Control Centre, Cadmin Building, S4, Main Electrical Room
76319 | FHO-ELS-DP-1023 | Distribution Panel, 600 V, 100A, Panel Board, MCC-1020, Admin Building, S4, Main Electrical Room | FHO-ELS-MCC-1020 |  | Power Distribution Panel |  | DP | http://www.toronto.ca/TWONTO#LV_electrical_panel |  | Motor Control Centre, Cadmin Building, S4, Main Electrical Room
76320 | FHO-ELS-DP-1024 | Distribution Panel, 347/600V, 100A, Admin Building, S2, Machine Shop, West Wall | FHO-ELS-MCC-1020 |  | Power Distribution Panel |  | DP | http://www.toronto.ca/TWONTO#LV_electrical_panel |  | Motor Control Centre, Cadmin Building, S4, Main Electrical Room
76321 | FHO-ELS-DP-1121 | Distribution Panel, (DP-1101B1), 600V, 3PH, Ozone Building, S3, Filter Pipe Gallery | FHO-ELS-PS-0001 |  | Power Distribution Panel |  | DP | http://www.toronto.ca/TWONTO#LV_electrical_panel |  | Primary Power Equipment
76322 | FHO-ELS-DP-1211 | Distribution Panel, (DP-1201A1), 600V, 3PH, Ozone Building, L1, Ozone Equipment Room | FHO-ELS-PS-0001 |  | Power Distribution Panel |  | DP | http://www.toronto.ca/TWONTO#LV_electrical_panel |  | Primary Power Equipment
76323 | FHO-ELS-DP-1221 | Distribution Panel, (DP-1201B1), 600V, 3PH, Ozone Building, S3, Filter Pipe Gallery | FHO-ELS-PS-0001 |  | Power Distribution Panel |  | DP | http://www.toronto.ca/TWONTO#LV_electrical_panel |  | Primary Power Equipment
76324 | FHO-ELS-DP-1224 | Distribution Panel, (DP-1201B40, 600V, 3PH, Ozone Building, S2, Dispersion Pump Room | FHO-ELS-PS-0001 |  | Power Distribution Panel |  | DP | http://www.toronto.ca/TWONTO#LV_electrical_panel |  | Primary Power Equipment
76677 | FHO-ELS-LP-0611 | Lighting Panel, 120V, Filter Building, S2, Electrical Room | FHO-ELS-LTG-2000 |  | Power Distribution Panel |  | LP | http://www.toronto.ca/TWONTO#LV_electrical_panel |  | Lighting, Facility Interior : Plant wide, interior lighting
76678 | FHO-ELS-LP-0711 | Load Panel, Chemical Feed Panel #1, 120/208V, Chemical Building, S2, Room CH402 | FHO-ELS-LTG-2000 |  | Power Distribution Panel |  | LP | http://www.toronto.ca/TWONTO#LV_electrical_panel |  | Lighting, Facility Interior : Plant wide, interior lighting
76679 | FHO-ELS-LP-0723 | Lighting Panel, 600/347V, Flocculation Building, L1, North Wall | FHO-ELS-LTG-2000 |  | Power Distribution Panel |  | LP | http://www.toronto.ca/TWONTO#LV_electrical_panel |  | Lighting, Facility Interior : Plant wide, interior lighting
76680 | FHO-ELS-LP-0733 | Lighting Panel, 120/208V, Admin Building, S4, Main Electrical Room | FHO-ELS-LTG-2000 |  | Power Distribution Panel |  | LP | http://www.toronto.ca/TWONTO#LV_electrical_panel |  | Lighting, Facility Interior : Plant wide, interior lighting
76681 | FHO-ELS-LP-0811 | Load Panel, Chemical Feed Panel #2, 120/208V, Chemical Building, S2, Room CH402 | FHO-ELS-LTG-2000 |  | Power Distribution Panel |  | LP | http://www.toronto.ca/TWONTO#LV_electrical_panel |  | Lighting, Facility Interior : Plant wide, interior lighting
76682 | FHO-ELS-LP-0812 | Load Panel, Heating & Ventilation, 120/208V, Chemical Building, S2, Room CH402 | FHO-ELS-LTG-2000 |  | Power Distribution Panel |  | LP | http://www.toronto.ca/TWONTO#LV_electrical_panel |  | Lighting, Facility Interior : Plant wide, interior lighting
76683 | FHO-ELS-LP-0822 | Lighting Panel, 120/208V, Flocculation Building, S2, East Gallery, East Wall | FHO-ELS-LTG-2000 |  | Power Distribution Panel |  | LP | http://www.toronto.ca/TWONTO#LV_electrical_panel |  | Lighting, Facility Interior : Plant wide, interior lighting
76684 | FHO-ELS-LP-0823 | Lighting Panel, 120/208V, Flocculation Building, S2, East Gallery, East Wall | FHO-ELS-LTG-2000 |  | Power Distribution Panel |  | LP | http://www.toronto.ca/TWONTO#LV_electrical_panel |  | Lighting, Facility Interior : Plant wide, interior lighting
76685 | FHO-ELS-LP-0833 | Lighting Panel, 120/208V 3PH, Admin Building, S4, Main Electrical Room | FHO-ELS-LTG-2000 |  | Power Distribution Panel |  | LP | http://www.toronto.ca/TWONTO#LV_electrical_panel |  | Lighting, Facility Interior : Plant wide, interior lighting
76686 | FHO-ELS-LP-0911 | Lighting Panel, 347/600V, RW Building, S7, Electrical Room | FHO-ELS-LTG-2000 |  | Power Distribution Panel |  | LP | http://www.toronto.ca/TWONTO#LV_electrical_panel |  | Lighting, Facility Interior : Plant wide, interior lighting
76687 | FHO-ELS-LP-0923 | Lighting Panel, 100A, 120/208V, Admin Building, S2, Machine Shop, West Wall | FHO-ELS-LTG-2000 |  | Power Distribution Panel |  | LP | http://www.toronto.ca/TWONTO#LV_electrical_panel |  | Lighting, Facility Interior : Plant wide, interior lighting
76688 | FHO-ELS-LP-0931 | Lighting Panel, 120/208V, Clarifier Building, S2, Main Foyer | FHO-ELS-LTG-2000 |  | Power Distribution Panel |  | LP | http://www.toronto.ca/TWONTO#LV_electrical_panel |  | Lighting, Facility Interior : Plant wide, interior lighting
76689 | FHO-ELS-LP-1012 | Lighting Panel, 120/208V, 3PH, RW Building, S7, Electrical Room | FHO-ELS-LTG-2000 |  | Power Distribution Panel |  | LP | http://www.toronto.ca/TWONTO#LV_electrical_panel |  | Lighting, Facility Interior : Plant wide, interior lighting
76690 | FHO-ELS-LP-1013 | Lighting Panel, 100A, 120/208V, 3PH, S10, Raw Water Pump Basement | FHO-ELS-LTG-2000 |  | Power Distribution Panel |  | LP | http://www.toronto.ca/TWONTO#LV_electrical_panel |  | Lighting, Facility Interior : Plant wide, interior lighting
76691 | FHO-ELS-LP-1020 | Lighting Panel, 200A, 120/208V, 3PH, Offices, Admin Building, L2, West Wing, File Room | FHO-ELS-LTG-2000 |  | Power Distribution Panel |  | LP | http://www.toronto.ca/TWONTO#LV_electrical_panel |  | Lighting, Facility Interior : Plant wide, interior lighting
76692 | FHO-ELS-LP-1022 | Lighting Panel, 100A, 120/208V, 3PH, Admin Building, L1, Control Room | FHO-ELS-LTG-2000 |  | Power Distribution Panel |  | LP | http://www.toronto.ca/TWONTO#LV_electrical_panel |  | Lighting, Facility Interior : Plant wide, interior lighting
76693 | FHO-ELS-LP-1023 | Lighting Panel, 100A, 120/208V, 3PH, Admin Building, L1, Main Lobby | FHO-ELS-LTG-2000 |  | Power Distribution Panel |  | LP | http://www.toronto.ca/TWONTO#LV_electrical_panel |  | Lighting, Facility Interior : Plant wide, interior lighting
76694 | FHO-ELS-LP-1024 | Lighting Panel, Admin Building, New Lunch Room | FHO-ELS-LTG-2000 |  | Power Distribution Panel |  | LP | http://www.toronto.ca/TWONTO#LV_electrical_panel |  | Lighting, Facility Interior : Plant wide, interior lighting
76695 | FHO-ELS-LP-1032 | Lighting Panel, 120/208V, Clarifier Building, L1, Main Foyer | FHO-ELS-LTG-2000 |  | Power Distribution Panel |  | LP | http://www.toronto.ca/TWONTO#LV_electrical_panel |  | Lighting, Facility Interior : Plant wide, interior lighting
76696 | FHO-ELS-LP-1112 | Lighting Panel, (LP-1101A2), 225A, 120/208V, 3PH, Ozone Building, S2, South of Sampling Area 3 | FHO-ELS-LTG-2000 |  | Power Distribution Panel |  | LP | http://www.toronto.ca/TWONTO#LV_electrical_panel |  | Lighting, Facility Interior : Plant wide, interior lighting
76697 | FHO-ELS-LP-1222 | Lighting Panel, (LP-1201B2), 225A, 120/208V, 3PH, Ozone Building, S2, Raw Water Process Room | FHO-ELS-LTG-2000 |  | Power Distribution Panel |  | LP | http://www.toronto.ca/TWONTO#LV_electrical_panel |  | Lighting, Facility Interior : Plant wide, interior lighting
77615 | THR-DIS-CP-0001 | Panel,ControlPanel,Pump Skids, Disinfection Building Main Floor | THR-DIS-P-EFF | Control Panel,Power Distribution Panel | Power Distribution Panel |  | CP | http://www.toronto.ca/TWONTO#process_control_panel |  | Pumps, Disinfection, Effluent
77616 | THR-DIS-CP-0003 | Panel,ControlPanel,Pump Skids, Disinfection Building Main Floor | THR-DIS-P-0310 | Control Panel,Power Distribution Panel | Power Distribution Panel |  | CP | http://www.toronto.ca/TWONTO#process_control_panel |  | Pump, Diaphragm, Chemical Metering, Skid#3 Disinfection Building Main Floor
77617 | THR-DIS-CP-0005 | Panel,ControlPanel,Pump Skids, Disinfection Building Main Floor | THR-DIS-P-SRAS | Control Panel,Power Distribution Panel | Power Distribution Panel |  | CP | http://www.toronto.ca/TWONTO#process_control_panel |  | Pumps, Disinfection, South Return Activated Sludge
77618 | THR-DIS-CP-0006 | Panel,ControlPanel,Pump Skids, Disinfection Building Main Floor | THR-DIS-P-0610 | Control Panel,Power Distribution Panel | Power Distribution Panel |  | CP | http://www.toronto.ca/TWONTO#process_control_panel |  | Pump, Diaphragm, Chemical Metering, Skid#6 Disinfection Building Main Floor
77619 | THR-DIS-CP-0007 | Panel, Control Panel, Filling Valves, Disinfection Building Main Floor | THR-DIS-T-PP | Control Panel,Power Distribution Panel | Power Distribution Panel |  | CP | http://www.toronto.ca/TWONTO#process_control_panel |  | Disinfection, Tank, Palace Pier
77620 | THR-DIS-CP-0008 | Panel, Control Panel, Transfer suction Valves, Disinfection Building Main Floor | THR-DIS-T-PP | Control Panel,Power Distribution Panel | Power Distribution Panel |  | CP | http://www.toronto.ca/TWONTO#process_control_panel |  | Disinfection, Tank, Palace Pier
77621 | THR-DIS-CP-0009 | Panel, Control Panel, Transfer suction Valves, Disinfection Building Main Floor | THR-DIS-T-PP | Control Panel,Power Distribution Panel | Power Distribution Panel |  | CP | http://www.toronto.ca/TWONTO#process_control_panel |  | Disinfection, Tank, Palace Pier
77622 | THR-DIS-CP-0010 | Panel, Control Panel, V-0071&V-0081, North RAS Chlorination Injection Port #2,Final Tank Gallery T22 | THR-DIS-P-NRAS | Control Panel,Power Distribution Panel | Power Distribution Panel |  | CP | http://www.toronto.ca/TWONTO#process_control_panel |  | Pumps, Disinfection, North Return Activated Sludge
77623 | THR-DIS-CP-0010 | Panel, Control Panel, V-0071&V-0081, North RAS Chlorination Injection Port #2,Final Tank Gallery T22 | THR-DIS-T-PP | Control Panel,Power Distribution Panel | Power Distribution Panel |  | CP | http://www.toronto.ca/TWONTO#process_control_panel |  | Disinfection, Tank, Palace Pier
77624 | THR-DIS-CP-0011 | Panel, Control Panel, Tanks 1-8, Disinfection Building Main Floor | THR-DIS-WIT-1000 | Control Panel,Power Distribution Panel | Power Distribution Panel |  | CP | http://www.toronto.ca/TWONTO#process_control_panel |  | Transmitter, Weight Indicating, Chlorine Bank 1, Chlorination Building, Disinfection, Chlorination System
77625 | THR-DIS-CP-0011 | Panel, Control Panel, Tanks 1-8, Disinfection Building Main Floor | THR-DIS-WSC-1000 | Control Panel,Power Distribution Panel | Power Distribution Panel |  | CP | http://www.toronto.ca/TWONTO#process_control_panel |  | Disinfection, Weigh Scale, Chlorine Cylinders Bank 1
77626 | THR-DIS-CP-0012 | Panel, Control Panel, Tanks 1-8, Disinfection Building outdoor | THR-DIS | Control Panel,Power Distribution Panel | Power Distribution Panel |  | CP | http://www.toronto.ca/TWONTO#process_control_panel |  | Disinfection
77631 | THR-DIS-CP-0810 | Panel, Control Panel, Pump 0810, Disinfection Building Main Floor North side | THR-DIS | Control Panel | Power Distribution Panel |  | CP | http://www.toronto.ca/TWONTO#process_control_panel |  | Disinfection
77632 | THR-DIS-CP-0810 | Panel, Control Panel, Pump 0810, Disinfection Building Main Floor North side | THR-DIS-P-0810 | Control Panel | Power Distribution Panel |  | CP | http://www.toronto.ca/TWONTO#process_control_panel |  | Pump, Centrifugal, Disinfection Building Main Floor North side
77634 | THR-DIS-CP-0830 | Panel, Control Panel, Pump 0830, Disinfection Building Main Floor south side | THR-DIS-CP-9030 | Control Panel,Power Distribution Panel | Power Distribution Panel |  | CP | http://www.toronto.ca/TWONTO#process_control_panel |  | Panel, Control Panel, Pump 9030, Disinfection Building Main Floor south side
77635 | THR-DIS-CP-0830 | Panel, Control Panel, Pump 0830, Disinfection Building Main Floor south side | THR-DIS-P-SUMP | Control Panel,Power Distribution Panel | Power Distribution Panel |  | CP | http://www.toronto.ca/TWONTO#process_control_panel |  | Disinfection - Pump, Sump
77638 | THR-DIS-CP-9030 | Panel, Control Panel, Pump 9030, Disinfection Building Main Floor south side | THR-DIS | Control Panel | Power Distribution Panel |  | CP | http://www.toronto.ca/TWONTO#process_control_panel |  | Disinfection
77639 | THR-DIS-CP-9030 | Panel, Control Panel, Pump 9030, Disinfection Building Main Floor south side | THR-DIS-CP-0830 | Control Panel | Power Distribution Panel |  | CP | http://www.toronto.ca/TWONTO#process_control_panel |  | Panel, Control Panel, Pump 0830, Disinfection Building Main Floor south side
77653 | THR-DIS-DP-0200 | Panel, Distribution Panel, Disinfection Building North Side | THR-DIS-P-S | Control Panel,Power Distribution Panel | Power Distribution Panel |  | DP | http://www.toronto.ca/TWONTO#LV_electrical_panel |  | Disinfection, Pumps, Sump & Chlorine Solution
77654 | THR-DIS-DP-0200 | Panel, Distribution Panel, Disinfection Building North Side | THR-DIS-P-SUS | Control Panel,Power Distribution Panel | Power Distribution Panel |  | DP | http://www.toronto.ca/TWONTO#LV_electrical_panel |  | Disinfection, Pumps, Sump & Chlorine Solution
77713 | THR-DIS-P-0810 | Pump, Centrifugal, Disinfection Building Main Floor North side | THR-DIS | Control Panel,Power Distribution Panel | Power Distribution Panel |  | P | http://www.toronto.ca/TWONTO#pump |  | Disinfection
77714 | THR-DIS-P-0810 | Pump, Centrifugal, Disinfection Building Main Floor North side | THR-DIS-CP-0810 | Control Panel,Power Distribution Panel | Power Distribution Panel |  | P | http://www.toronto.ca/TWONTO#pump |  | Panel, Control Panel, Pump 0810, Disinfection Building Main Floor North side
77715 | THR-DIS-P-0810 | Pump, Centrifugal, Disinfection Building Main Floor North side | THR-DIS-P-SUMP | Control Panel,Power Distribution Panel | Power Distribution Panel |  | P | http://www.toronto.ca/TWONTO#pump |  | Disinfection - Pump, Sump
78624 | FHO-ELS-PDP-0500 | Power Distribution Panel, 600V Switchgear, Filter Building, S2, Electrical Room | FHO-ELS-MCC-0510 |  | Power Distribution Panel |  | PDP | http://www.toronto.ca/TWONTO#LV_electrical_panel |  | Motor Control Centre, Filter Building 1-8., S2, Electrical Room
78625 | FHO-ELS-PDP-0700 | Power Distribution Panel, 600V, Power to Chem & Standby & Floc Building, Admin Building, S4, Electrical Room | FHO-ELS-MCC-0720 |  | Power Distribution Panel |  | PDP | http://www.toronto.ca/TWONTO#LV_electrical_panel |  | Motor Control Centre, Admin Building, S4, Main Electrical Room
78626 | FHO-ELS-PDP-0900 | Power Distribution Panel,600V Switchgear,Admin Building, RWPS&Clarifiers Power, S4, Main Electrical Room | FHO-ELS-MCC-0910 |  | Power Distribution Panel |  | PDP | http://www.toronto.ca/TWONTO#LV_electrical_panel |  | Motor Control Centre, Raw Water PS, S7, Electrical Room
78627 | FHO-ELS-PDP-1000 | Power Distribution Panel, 600V Switchgear, Admin Building, RWPS&Clarifiers Power, S4, Main Electrical Room | FHO-ELS-MCC-1010 |  | Power Distribution Panel |  | PDP | http://www.toronto.ca/TWONTO#LV_electrical_panel |  | Motor Control Centre, Raw Water PS, S7, Electrical Room
78770 | THR-ELS-DP-0511 | Panelboard, DC, Battery Charger Panel, Control Room, West Substation | THR-ELS-UPS-0020 | Control Panel,Power Distribution Panel | Power Distribution Panel |  | DP | http://www.toronto.ca/TWONTO#LV_electrical_panel |  | Uninterruptible Power Supply, Control Room, West Substation
78771 | THR-ELS-DP-3501 | Distribution Panel, RAS PS, Electrical Room | THR-ELS-RSPS |  | Power Distribution Panel |  | DP | http://www.toronto.ca/TWONTO#LV_electrical_panel |  | Electrical System, Returns Sludge Pumping Station
78772 | THR-ELS-DP-3502 | Distribution Panel 3502, SP RAS PS, Electrical Building/Existing Ozone Building | THR-ELS-RSPS |  | Power Distribution Panel |  | DP | http://www.toronto.ca/TWONTO#LV_electrical_panel |  | Electrical System, Returns Sludge Pumping Station
78773 | THR-ELS-DP-3701 | Distribution Panel 3701, SP Aeration Tank Electrical Building | THR-ELS-RSPS |  | Power Distribution Panel |  | DP | http://www.toronto.ca/TWONTO#LV_electrical_panel |  | Electrical System, Returns Sludge Pumping Station
78774 | THR-ELS-DP-3704 | Distribution Panel 3704, SP Aeration Tank Electrical Building | THR-ELS-RSPS |  | Power Distribution Panel |  | DP | http://www.toronto.ca/TWONTO#LV_electrical_panel |  | Electrical System, Returns Sludge Pumping Station
78775 | THR-ELS-DP-3801 | Distribution Panel, Plant Water Pumping Station, Electrical Room | THR-ELS-FPW |  | Power Distribution Panel |  | DP | http://www.toronto.ca/TWONTO#LV_electrical_panel |  | Electrical System, Filtered Plant Water Building
78809 | FHO-ELS-WR-0502 | Welding Receptacle, Filter 1-8 Building, S2, Filter Pipe Gallery | FHO-ELS-LTG |  | Power Distribution Panel |  | WR | http://www.toronto.ca/TWONTO#welding_receptacle |  | Facility Electrical System
78810 | FHO-ELS-WR-0503 | Welding Receptacle, Filter Building, L1, Filter Gallery, South | FHO-ELS-LTG |  | Power Distribution Panel |  | WR | http://www.toronto.ca/TWONTO#welding_receptacle |  | Facility Electrical System
78811 | FHO-ELS-WR-0504 | Welding Receptacle, Filter Building, L1, Filter Gallery, North/East | FHO-ELS-LTG |  | Power Distribution Panel |  | WR | http://www.toronto.ca/TWONTO#welding_receptacle |  | Facility Electrical System
78812 | FHO-ELS-WR-0601 | Welding Receptacle, Filter Building, S2, Filter Pipe Gallery, North | FHO-ELS-LTG |  | Power Distribution Panel |  | WR | http://www.toronto.ca/TWONTO#welding_receptacle |  | Facility Electrical System
78813 | FHO-ELS-WR-0602 | Welding Receptacle, Filter 1-8 Building, S2, Filter Pipe Gallery | FHO-ELS-LTG |  | Power Distribution Panel |  | WR | http://www.toronto.ca/TWONTO#welding_receptacle |  | Facility Electrical System
78814 | FHO-ELS-WR-0604 | Welding Receptacle, Filter Building, L1, Filter Gallery, West | FHO-ELS-LTG |  | Power Distribution Panel |  | WR | http://www.toronto.ca/TWONTO#welding_receptacle |  | Facility Electrical System
78815 | FHO-ELS-WR-0605 | Welding Receptacle, Filter Building, L1, Filter Gallery, Tank 1 | FHO-ELS-LTG |  | Power Distribution Panel |  | WR | http://www.toronto.ca/TWONTO#welding_receptacle |  | Facility Electrical System
78816 | FHO-ELS-WR-0701 | Welding Receptacle, Chemical Building, S2, Storage Room, South | FHO-ELS-LTG |  | Power Distribution Panel |  | WR | http://www.toronto.ca/TWONTO#welding_receptacle |  | Facility Electrical System
78817 | FHO-ELS-WR-0704 | Welding Receptacle, TRW P.S. S4, South Pipe Gallery, West of Elevator | FHO-ELS-LTG |  | Power Distribution Panel |  | WR | http://www.toronto.ca/TWONTO#welding_receptacle |  | Facility Electrical System
78818 | FHO-ELS-WR-0705 | Welding Receptacle, Flocuulation Building, S2, North Pipe Gallery, North West | FHO-ELS-LTG |  | Power Distribution Panel |  | WR | http://www.toronto.ca/TWONTO#welding_receptacle |  | Facility Electrical System
78819 | FHO-ELS-WR-0707 | Welding Receptacle, TRW P.S. S5, Waste Water Trasfer Pump Room | FHO-ELS-LTG |  | Power Distribution Panel |  | WR | http://www.toronto.ca/TWONTO#welding_receptacle |  | Facility Electrical System
78820 | FHO-ELS-WR-0710 | Welding Receptacle, TRW P.S. S5, TRW Basement, South/East | FHO-ELS-LTG |  | Power Distribution Panel |  | WR | http://www.toronto.ca/TWONTO#welding_receptacle |  | Facility Electrical System
78821 | FHO-ELS-WR-0801 | Welding Receptacle, Chemical Building, S4, Near Chamber Meter | FHO-ELS-LTG |  | Power Distribution Panel |  | WR | http://www.toronto.ca/TWONTO#welding_receptacle |  | Facility Electrical System
78822 | FHO-ELS-WR-0802 | Welding Receptacle, Chemical Building, L1, Evaporator Room, South/West | FHO-ELS-LTG |  | Power Distribution Panel |  | WR | http://www.toronto.ca/TWONTO#welding_receptacle |  | Facility Electrical System
78866 | FHO-ELS-WR-0807 | Welding Receptacle, TRW P.S. S3, Pump Room, East Wall | FHO-ELS-LTG |  | Power Distribution Panel |  | WR | http://www.toronto.ca/TWONTO#welding_receptacle |  | Facility Electrical System
78867 | FHO-ELS-WR-0810 | Welding Receptacle, Chemical Building, L2, Penthouse | FHO-ELS-LTG |  | Power Distribution Panel |  | WR | http://www.toronto.ca/TWONTO#welding_receptacle |  | Facility Electrical System
78868 | FHO-ELS-WR-0811 | Welding Receptacle, Surge Tank Room | FHO-ELS-LTG |  | Power Distribution Panel |  | WR | http://www.toronto.ca/TWONTO#welding_receptacle |  | Facility Electrical System
78869 | FHO-ELS-WR-0813 | Welding Receptacle, Chemical Room | FHO-ELS-LTG |  | Power Distribution Panel |  | WR | http://www.toronto.ca/TWONTO#welding_receptacle |  | Facility Electrical System
78870 | FHO-ELS-WR-0901 | Welding Receptacle, S10, Raw Water Pump Basemen | FHO-ELS-LTG |  | Power Distribution Panel |  | WR | http://www.toronto.ca/TWONTO#welding_receptacle |  | Facility Electrical System
78871 | FHO-ELS-WR-0902 | Welding Receptacle, S9, Raw Water Pumping Station | FHO-ELS-LTG |  | Power Distribution Panel |  | WR | http://www.toronto.ca/TWONTO#welding_receptacle |  | Facility Electrical System
78872 | FHO-ELS-WR-0904 | Welding Receptacle, Admin Building, S4, Main Electrical Room, South Wall | FHO-ELS-LTG |  | Power Distribution Panel |  | WR | http://www.toronto.ca/TWONTO#welding_receptacle |  | Facility Electrical System
78873 | FHO-ELS-WR-0905 | Welding Receptacle, Admin Building, S4, Basement | FHO-ELS-LTG |  | Power Distribution Panel |  | WR | http://www.toronto.ca/TWONTO#welding_receptacle |  | Facility Electrical System
78874 | FHO-ELS-WR-1001 | Welding Receptacle, S9, Raw Water Pumping Station | FHO-ELS-LTG |  | Power Distribution Panel |  | WR | http://www.toronto.ca/TWONTO#welding_receptacle |  | Facility Electrical System
78875 | FHO-ELS-WR-1002 | Welding Receptacle, Raw Water Building, S8, HVAC Room | FHO-ELS-LTG |  | Power Distribution Panel |  | WR | http://www.toronto.ca/TWONTO#welding_receptacle |  | Facility Electrical System
78876 | FHO-ELS-WR-1003 | Welding Receptacle, Raw Water Building, S7, Storage Area | FHO-ELS-LTG |  | Power Distribution Panel |  | WR | http://www.toronto.ca/TWONTO#welding_receptacle |  | Facility Electrical System
78877 | FHO-ELS-WR-1034 | Welding Receptacle, Clarifier Building, L1 | FHO-ELS-LTG |  | Power Distribution Panel |  | WR | http://www.toronto.ca/TWONTO#welding_receptacle |  | Facility Electrical System
78878 | FHO-ELS-WR-1102 | Welding Receptacle, Ozone Building, S2, Raw Water Process Room | FHO-ELS-LTG |  | Power Distribution Panel |  | WR | http://www.toronto.ca/TWONTO#welding_receptacle |  | Facility Electrical System
78879 | FHO-ELS-WR-1103 | Welding Receptacle, Ozone Building, S2, Ozone Pipe Gallery 2 | FHO-ELS-LTG |  | Power Distribution Panel |  | WR | http://www.toronto.ca/TWONTO#welding_receptacle |  | Facility Electrical System
78880 | FHO-ELS-WR-1104 | Welding Receptacle, Ozone Building, S2, Service Pipe Gallery | FHO-ELS-LTG |  | Power Distribution Panel |  | WR | http://www.toronto.ca/TWONTO#welding_receptacle |  | Facility Electrical System
78881 | FHO-ELS-WR-1205 | Welding Receptacle, Ozone Building, L1, Gate Room | FHO-ELS-LTG |  | Power Distribution Panel |  | WR | http://www.toronto.ca/TWONTO#welding_receptacle |  | Facility Electrical System
78882 | FHO-ELS-WR-1206 | Welding Receptacle, Ozone Building, S5, Service Platform 1 | FHO-ELS-LTG |  | Power Distribution Panel |  | WR | http://www.toronto.ca/TWONTO#welding_receptacle |  | Facility Electrical System
79015 | THR-ELS-LP-3221 | Panel, Power Distribution/Lighting, 208/120V, MCC3221 Panel, North Grit MCC3221 Panel | THR-ELS-TR-3221 | Control Panel,Power Distribution Panel | Power Distribution Panel |  | LP | http://www.toronto.ca/TWONTO#LV_electrical_panel |  | Transformer 600V/120-208V, Power, PDP-3221, North Grit Electrical Room MCC-3221
79016 | THR-ELS-LP-3221SE | Lighting Panel, 120/208V, North Grit Bldg, Old Blower room | THR-ELS-MCC-3221 | Control Panel,Electrical | Power Distribution Panel | 40971 | LP | http://www.toronto.ca/TWONTO#LV_electrical_panel |  | Motor Control Centre, #1, North Grit Electrical Room
79017 | THR-ELS-LP-3402B | Lighting Panel, Control Panel Bldg, East Wall | THR-ELS-MCC-3402 | Control Panel,Electrical | Power Distribution Panel |  | LP | http://www.toronto.ca/TWONTO#LV_electrical_panel |  | Control Panel, MCC 3402, Digesters, Tanks 0700 & 0800
79024 | THR-ELS-LP-9563 | Lighting Panel, UPS Power, UPS-9563 Supply, WGB, North Electrical Bldg | THR-ELS-UPS-9563 | Control Panel,Electrical | Power Distribution Panel |  | LP | http://www.toronto.ca/TWONTO#LV_electrical_panel |  | Uninterruptible Power Supply, Digester, Electrical Room/ MCC for Digester Tanks 7-8 Ground Level
79174 | THR-ELS-PDP-0011 | Power Distribution Panel, 125 VDC, STB MCC Room, 2nd Floor | THR-ELS-STB | Control Panel,Power Distribution Panel | Power Distribution Panel |  | PDP | http://www.toronto.ca/TWONTO#LV_electrical_panel |  | Electrical System, Sludge Thickening Building
79175 | THR-ELS-PDP-0202S | Panel, Distribution Power, RSPS Control Room Bldg | THR-RSPS-CR | Air Handling Unit,Draw Thru | Power Distribution Panel | 39095 | PDP | http://www.toronto.ca/TWONTO#LV_electrical_panel |  | New Returns Control Room
79176 | THR-ELS-PDP-0521 | Control Panel, Distribution Panel, West Substation 600V Switchgear | THR-ELS-PDP-0501 | Control Panel,Power Distribution Panel | Power Distribution Panel |  | PDP | http://www.toronto.ca/TWONTO#LV_electrical_panel |  | Control Panel, Power Distribution Panel, Line 0103, 600V Switchgear, Electrical Room, West Substation
79177 | THR-ELS-PDP-0610 | Control Panel, Power Distribution Panel, 600V Switchgear, Indoor | THR-ELS-DIS | Control Panel,Power Distribution Panel | Power Distribution Panel |  | PDP | http://www.toronto.ca/TWONTO#LV_electrical_panel |  | Electrical System, Disinfection, Chlorine Building
79178 | THR-ELS-PDP-0701 | Control Panel, Power Distribution Panel, Line 0104, Return Activated Sludge 600V Switchgear | THR-ELS-TR-0700 | Control Panel,Power Distribution Panel | Power Distribution Panel |  | PDP | http://www.toronto.ca/TWONTO#LV_electrical_panel |  | Transformer, Power, Dry, Line 0700, Return Activated Sludge 600V Switchgear
79179 | THR-ELS-PDP-0701 | Control Panel, Power Distribution Panel, Line 0104, Return Activated Sludge 600V Switchgear | THR-ELS-TR-0700S | Control Panel,Power Distribution Panel | Power Distribution Panel |  | PDP | http://www.toronto.ca/TWONTO#LV_electrical_panel |  | Transformer, Power, Dry, Line 0700, Return Activated Sludge 600V Switchgear, Indoor
79180 | THR-ELS-PDP-0701S | Control Panel, Power Distribution Panel, Line 0701, Return Activated Sludge 600V Switchgear, Indoor | THR-ELS-RSPS | Control Panel,Power Distribution Panel | Power Distribution Panel | 39048 | PDP | http://www.toronto.ca/TWONTO#LV_electrical_panel |  | Electrical System, Returns Sludge Pumping Station
79181 | THR-ELS-PDP-0701S | Control Panel, Power Distribution Panel, Line 0701, Return Activated Sludge 600V Switchgear, Indoor | THR-ELS-TR-0700S | Control Panel,Power Distribution Panel | Power Distribution Panel | 39048 | PDP | http://www.toronto.ca/TWONTO#LV_electrical_panel |  | Transformer, Power, Dry, Line 0700, Return Activated Sludge 600V Switchgear, Indoor
79182 | THR-ELS-PDP-0802 | Control Panel, Power Distribution Panel, Line 0802, Return Activated Sludge 600V Switchgear | THR-ELS-TR-0800 | Control Panel,Power Distribution Panel | Power Distribution Panel |  | PDP | http://www.toronto.ca/TWONTO#LV_electrical_panel |  | Transformer, Power, Dry, Line 0800, Return Activated Sludge 600V Switchgear
79183 | THR-ELS-PDP-0802S | Control Panel, Power Distribution Panel, Line 0802, Return Activated Sludge 600V Switchgear, Indoor | THR-ELS-TB-0708S | Control Panel,Power Distribution Panel | Power Distribution Panel | 39050 | PDP | http://www.toronto.ca/TWONTO#LV_electrical_panel |  | Circuit Breaker, Tie, Return Activated Sludge 600V Switchgear, Indoor
79184 | THR-ELS-PDP-0802S | Control Panel, Power Distribution Panel, Line 0802, Return Activated Sludge 600V Switchgear, Indoor | THR-ELS-TR-0800S | Control Panel,Power Distribution Panel | Power Distribution Panel | 39050 | PDP | http://www.toronto.ca/TWONTO#LV_electrical_panel |  | Transformer, Power, Dry, Line 0800, Return Activated Sludge 600V Switchgear, Indoor
79185 | THR-ELS-PDP-0901 | Control Panel, Power Distribution Panel, Line 0901, Odour Control 600V Switchgear | THR-ELS-OCS | Control Panel,Power Distribution Panel | Power Distribution Panel |  | PDP | http://www.toronto.ca/TWONTO#LV_electrical_panel |  | Electrical System, Odour Control System
79186 | THR-ELS-PDP-0901S | Control Panel, Power Distribution Panel, Line 0901, Odour Control 600V Switchgear, Indoor | THR-ELS-OCS | Control Panel,Power Distribution Panel | Power Distribution Panel | 39051 | PDP | http://www.toronto.ca/TWONTO#LV_electrical_panel |  | Electrical System, Odour Control System
79187 | THR-ELS-PDP-1300 | Control Panel, Power Distribution Panel, 600 V Switchgear, STB Electrical Room | THR-ELS-STB | Control Panel,Power Distribution Panel | Power Distribution Panel |  | PDP | http://www.toronto.ca/TWONTO#LV_electrical_panel |  | Electrical System, Sludge Thickening Building
79188 | THR-ELS-PDP-1400 | Control Panel, Power Distribution Panel, 600 V Switchgear, STB Electrical Room | THR-ELS-STB | Control Panel,Power Distribution Panel | Power Distribution Panel |  | PDP | http://www.toronto.ca/TWONTO#LV_electrical_panel |  | Electrical System, Sludge Thickening Building
79189 | THR-ELS-PDP-1802 | Panel, Power Distribution, 4160V Switchgear,, North Service Bldg, East Maintenance Building | THR-ELS-EMS | Control Panel,Power Distribution Panel | Power Distribution Panel |  | PDP | http://www.toronto.ca/TWONTO#LV_electrical_panel |  | Electrical System, East Maintenance Shop
79190 | THR-ELS-PDP-2921 | Panel, Power Distribution, 208V, Electrical Room Head House MCC-2921 | THR-ELS-HH | Control Panel,Power Distribution Panel | Power Distribution Panel |  | PDP | http://www.toronto.ca/TWONTO#LV_electrical_panel |  | Electrical System, Head House and Engine Room
79191 | THR-ELS-PDP-2922B | Panel, Power Distribution 600V, Electrical Room Head House | THR-ELS-HH | Control Panel,Power Distribution Panel | Power Distribution Panel |  | PDP | http://www.toronto.ca/TWONTO#LV_electrical_panel |  | Electrical System, Head House and Engine Room
79192 | THR-ELS-PDP-3101 | Distributionl Panel, MCC 3101, Admin Bldg | THR-ELS-ADM | Control Panel,MCC | Power Distribution Panel |  | PDP | http://www.toronto.ca/TWONTO#LV_electrical_panel |  | Electrical System, Administration Building
79193 | THR-ELS-PDP-3102 | Distribution Panel, MCC 3102, Admin Bldg | THR-ELS-ADM | Control Panel,MCC | Power Distribution Panel |  | PDP | http://www.toronto.ca/TWONTO#LV_electrical_panel |  | Electrical System, Administration Building
79194 | THR-ELS-PDP-3202 | Power Distribution Panel, Grit New Electrical Room | THR-ELS-GRIT | Control Panel,Power Distribution Panel | Power Distribution Panel |  | PDP | http://www.toronto.ca/TWONTO#LV_electrical_panel |  | Electrical System, Grit Bldg., North Prelimanry and Primary Station
79195 | THR-ELS-PDP-3203 | Power Distribution Panel, Grit New Electrical Room | THR-ELS-GRIT | Control Panel,Power Distribution Panel | Power Distribution Panel |  | PDP | http://www.toronto.ca/TWONTO#LV_electrical_panel |  | Electrical System, Grit Bldg., North Prelimanry and Primary Station
79196 | THR-ELS-PDP-3221B | Panel, Power Distribution/Lighting 208/120V, North Grit Old Blower Room | THR-ELS-TR-3221B | Control Panel,Power Distribution Panel | Power Distribution Panel |  | PDP | http://www.toronto.ca/TWONTO#LV_electrical_panel |  | Transformer 600V/208V/120v, Power, PDP-3221A, North Grit Old Blower Rroom
79197 | THR-ELS-PDP-3222A | Panel, Power Distribution/Lighting 208V/120V, North Grit Old Blower Room | THR-ELS-GRIT | Control Panel,Power Distribution Panel | Power Distribution Panel |  | PDP | http://www.toronto.ca/TWONTO#LV_electrical_panel |  | Electrical System, Grit Bldg., North Prelimanry and Primary Station
79198 | THR-ELS-PDP-3222B | Panel, Power Distribution 600V,North Grit Bldg,Old Blower Room | THR-ELS-MCC-3222 | Control Panel,Power Distribution Panel | Power Distribution Panel |  | PDP | http://www.toronto.ca/TWONTO#LV_electrical_panel |  | Motor Control Cente, # 2, North Grit Electrical Room
79199 | THR-ELS-PDP-3222C | Panel, Power Distribution/Lighting 208V/120V, North Grit Old Blower Room, MCC-3221/3222 | THR-ELS-TR-3222C | Control Panel,Power Distribution Panel | Power Distribution Panel |  | PDP | http://www.toronto.ca/TWONTO#LV_electrical_panel |  | Transformer 600V/120-208V, Power, PDP-3222A, North Grit Electrical Room,MCC-3221/3222
86919 | TNT-ELS-LP-2002A | 208/120V Lighting Panel | TNT-ELS-TR-6002A | Control Panel,Lighting | Power Distribution Panel |  | LP | http://www.toronto.ca/TWONTO#LV_electrical_panel |  | 600-208/120V Transformer
86920 | TNT-ELS-LP-2104A | 208/120V Lighting Panel | TNT-ELS-TR-6104A | Control Panel,Lighting | Power Distribution Panel |  | LP | http://www.toronto.ca/TWONTO#LV_electrical_panel |  | 600-208/120V Transformer
86921 | TNT-ELS-LP-2104C | 208/120V Lighting Panel | TNT-ELS-TR-6104C | Control Panel,Lighting | Power Distribution Panel |  | LP | http://www.toronto.ca/TWONTO#LV_electrical_panel |  | 600-208/120V Transformer
86922 | TNT-ELS-LP-2122A | 208/120V Lighting Panel | TNT-ELS-TR-6122A | Control Panel,Lighting | Power Distribution Panel |  | LP | http://www.toronto.ca/TWONTO#LV_electrical_panel |  | 600-208/120V Transformer
86947 | TNT-ELS-PDP-6001 | 600V Power Distribution Panel | TNT-ELS-TR-3001 | Control Panel,Power Distribution Panel | Power Distribution Panel |  | PDP | http://www.toronto.ca/TWONTO#LV_electrical_panel |  | 27.6kV-600V Transformer
86948 | TNT-ELS-PDP-6002 | 600V Power Distribution Panel | TNT-ELS-TR-3002 | Control Panel,Power Distribution Panel | Power Distribution Panel |  | PDP | http://www.toronto.ca/TWONTO#LV_electrical_panel |  | 27.6kV-600V Transformer
86949 | TNT-ELS-PDP-6106 | 600V Power Distribution Panel | TNT-ELS-PDP-6002 | Control Panel,Power Distribution Panel | Power Distribution Panel |  | PDP | http://www.toronto.ca/TWONTO#LV_electrical_panel |  | 600V Power Distribution Panel
86950 | TNT-ELS-PDP-6122 | 600V Power Distribution Panel | TNT-ELS-MCC-6102 | Control Panel,Power Distribution Panel | Power Distribution Panel |  | PDP | http://www.toronto.ca/TWONTO#LV_electrical_panel |  | Control Centre, Motor, Electrical Sub-Station
88821 | WTR-194-PDP-0006A | Panel, Electrical Distribution | WTR-194-CH-0006A | Control Panel,Power Distribution Panel | Power Distribution Panel |  | PDP | http://www.toronto.ca/TWONTO#LV_electrical_panel |  | Chamber,Revenue Meter,Keele-Steeles (Magmeter)
90329 | WTR-PDS-LP-0001 | Control Panel | WTR-PDS-TR-0101 | Control Panel,Power Distribution Panel | Power Distribution Panel |  | LP | http://www.toronto.ca/TWONTO#LV_electrical_panel |  | Transformer, Line 1, 27.6 kV/600 V (Pole Mounted)
93870 | WTR-PRH-DP-0100 | Panel, Distribution, 600V, Control, Existing Pumping Station | WTR-PRH-ACC | Control Panel,Power Distribution Panel | Power Distribution Panel |  | DP | http://www.toronto.ca/TWONTO#LV_electrical_panel |  | Air Conditioning, Heating and Ventilation
95876 | FIS-ELS-ESP-0615 | Power Distribution Panel,Marine Pad | {FIS-ELS-PDP} | Control Panel,Power Distribution Panel | Power Distribution Panel |  | ESP | http://www.toronto.ca/TWONTO#LV_electrical_panel |  | Asset Group, Power Distribution Cabinets,600 V,Island WTP
96095 | FIS-ELS-LP-0202 | Panel, Lighting, Panelboard (LP-A) 120/208V, Mechanical/Electrical Room | FIS-ELS-TR-0202 |  | Power Distribution Panel |  | LP | http://www.toronto.ca/TWONTO#LV_electrical_panel |  | Transformer, Power, 15kVA, 600-120/208V, Mechanical/Electrical Room
96096 | FIS-ELS-LP-0203 | Panel, Lighting, Panelboard (LP-B) 120/208V, Mechanical/Electrical Room | FIS-ELS-TR-0203 |  | Power Distribution Panel |  | LP | http://www.toronto.ca/TWONTO#LV_electrical_panel |  | Transformer, Power, 30kVA, 600-120/208V, Mechanical/Electrical Room
96282 | FIS-ELS-PDP-0101 | Power Distribution Panel,Machine Shop Corridor to Generator Room,347 / 600V,250A,3ph,3W | FIS-ELS-MCC-0100 | Control Panel,Power Distribution Panel | Power Distribution Panel |  | PDP | http://www.toronto.ca/TWONTO#LV_electrical_panel |  | MCC,600 V,Workshop Building,Mezzanine,East
96283 | FIS-ELS-PDP-0201 | Power Distribution Panel,Workshop Building Main Floor,347 / 600V,250A,3ph,3W | {FIS-ELS-PDP} | Control Panel,Power Distribution Panel | Power Distribution Panel |  | PDP | http://www.toronto.ca/TWONTO#LV_electrical_panel |  | Asset Group, Power Distribution Cabinets,600 V,Island WTP
96284 | FIS-ELS-PDP-0201 | Power Distribution Panel,Workshop Building Main Floor,347 / 600V,250A,3ph,3W | FIS-ELS-CP-0201 | Control Panel,Power Distribution Panel | Power Distribution Panel |  | PDP | http://www.toronto.ca/TWONTO#LV_electrical_panel |  | Control Panel,Electrical,Workshop Building,Mezzanine,South-West,Load Shedding Contactor
96285 | FIS-ELS-PDP-0202 | Panel, Power Distribution, 600V, Mechanical/Electrical Room | FIS-ELS-MCC-0200 |  | Power Distribution Panel |  | PDP | http://www.toronto.ca/TWONTO#LV_electrical_panel |  | MCC,600 V,Workshop Building,Mezzanine,West
96286 | FIS-ELS-PDP-0302 | Power Distribution Panel,Raw Water Intake House Main Floor,347 / 600V,250A,3ph,3W | {FIS-ELS-PDP} | Control Panel,Power Distribution Panel | Power Distribution Panel |  | PDP | http://www.toronto.ca/TWONTO#LV_electrical_panel |  | Asset Group, Power Distribution Cabinets,600 V,Island WTP
96287 | FIS-ELS-PDP-0302 | Power Distribution Panel,Raw Water Intake House Main Floor,347 / 600V,250A,3ph,3W | FIS-ELS-DS-0302 | Control Panel,Power Distribution Panel | Power Distribution Panel |  | PDP | http://www.toronto.ca/TWONTO#LV_electrical_panel |  | Disconnect Switch, PDP-0302 & LP-0302, Raw Water Intake Building, North Wall
96288 | FIS-ELS-PDP-0303 | Power Distribution Panel,Raw Water Intake House Lower Floor,347 / 600V,250A,3ph,3W | FIS-ELS-PDP-0302 | Control Panel,Power Distribution Panel | Power Distribution Panel |  | PDP | http://www.toronto.ca/TWONTO#LV_electrical_panel |  | Power Distribution Panel,Raw Water Intake House Main Floor,347 / 600V,250A,3ph,3W
96289 | FIS-ELS-PDP-0502 | Power Distribution Panel,Pipe Gallery,347 / 600V,225A,3ph,3W | {FIS-ELS-PDP} | Control Panel,Power Distribution Panel | Power Distribution Panel |  | PDP | http://www.toronto.ca/TWONTO#LV_electrical_panel |  | Asset Group, Power Distribution Cabinets,600 V,Island WTP
96290 | FIS-ELS-PDP-0504 | Panel, Power Distribution, 600V, PLC Room | FIS-ELS-MCC-0500 | Control Panel,Power Distribution Panel | Power Distribution Panel |  | PDP | http://www.toronto.ca/TWONTO#LV_electrical_panel |  | MCC,600 V,Filter Building,Mezzanine,East
96291 | FIS-ELS-PDP-0601 | Power Distribution Panel,Pipe Gallery,347 / 600V,225A,3ph,3W | {FIS-ELS-PDP} | Control Panel,Power Distribution Panel | Power Distribution Panel |  | PDP | http://www.toronto.ca/TWONTO#LV_electrical_panel |  | Asset Group, Power Distribution Cabinets,600 V,Island WTP
96292 | FIS-ELS-PDP-0605 | Power Distribution Panel,Ammonia Fluoride Building,347 / 600V,225A,3ph,3W | {FIS-ELS-PDP} | Control Panel,Power Distribution Panel | Power Distribution Panel |  | PDP | http://www.toronto.ca/TWONTO#LV_electrical_panel |  | Asset Group, Power Distribution Cabinets,600 V,Island WTP
96293 | FIS-ELS-PDP-0606 | Power Distribution Panel,Flume Storage Building,347 / 600V,200A,3ph,3W | {FIS-ELS-PDP} | Control Panel,Power Distribution Panel | Power Distribution Panel |  | PDP | http://www.toronto.ca/TWONTO#LV_electrical_panel |  | Asset Group, Power Distribution Cabinets,600 V,Island WTP
96294 | FIS-ELS-PDP-0609 | Power Distribution Panel, 600V, Settling Basin Access Building, PLC Room | FIS-ELS-MCC-0600 |  | Power Distribution Panel |  | PDP | http://www.toronto.ca/TWONTO#LV_electrical_panel |  | MCC,600 V,Filter Building,Mezzanine,West
96295 | FIS-ELS-PDP-0610 | Power Distribution Panel,Flume Storage Building,600V,225A,3ph,3W | FIS-ELS-MCC-0600 | Control Panel,Power Distribution Panel | Power Distribution Panel |  | PDP | http://www.toronto.ca/TWONTO#LV_electrical_panel |  | MCC,600 V,Filter Building,Mezzanine,West
96296 | FIS-ELS-PDP-0611 | Power Distribution Panel,Mixer Building Main Floor,600V,225A,3ph,3W | {FIS-ELS-PDP} | Control Panel,Power Distribution Panel | Power Distribution Panel |  | PDP | http://www.toronto.ca/TWONTO#LV_electrical_panel |  | Asset Group, Power Distribution Cabinets,600 V,Island WTP
96549 | YTF-ELS-DP-0101 | Control Panel, Power Dist., Main Electrical Service | YTF-ELS | Control Panel,Power Distribution Panel | Power Distribution Panel |  | DP | http://www.toronto.ca/TWONTO#LV_electrical_panel |  | Electrical Equipment
96554 | YTF-ELS-PDP-0502 | Control Panel, Power Dist., Mechanical Equipment, B Building Office Area, RN116A, Electrical Room C | YTF-ELS | Control Panel,Power Distribution Panel | Power Distribution Panel |  | PDP | http://www.toronto.ca/TWONTO#LV_electrical_panel |  | Electrical Equipment
96555 | YTF-ELS-PDP-0701 | Control Panel, Power Dist., Manual Transfer Switch, RN146, Electrical Panels Warehouse | YTF-ELS | Control Panel,Power Distribution Panel | Power Distribution Panel |  | PDP | http://www.toronto.ca/TWONTO#LV_electrical_panel |  | Electrical Equipment
96556 | YTF-ELS-PDP-1101 | Control Panel, Power Dist., UPS Room, Electrical Panels Warehouse | YTF-ELS | Control Panel,Power Distribution Panel | Power Distribution Panel |  | PDP | http://www.toronto.ca/TWONTO#LV_electrical_panel |  | Electrical Equipment
96557 | YTF-ELS-PDP-1201 | Control Panel, Power Dist., A Building Electrical Room, Electrical Panels Warehouse | YTF-ELS | Control Panel,Power Distribution Panel | Power Distribution Panel |  | PDP | http://www.toronto.ca/TWONTO#LV_electrical_panel |  | Electrical Equipment
96558 | YTF-ELS-PDP-1502 | Control Panel, Power Dist., Emergency Lighting Panel, Electrical Room C | YTF-ELS | Control Panel,Power Distribution Panel | Power Distribution Panel |  | PDP | http://www.toronto.ca/TWONTO#LV_electrical_panel |  | Electrical Equipment
96601 | FIS-ELS-PDP-0612 | Power Distribution Panel,Metering Building Main Floor,600V,200A,3ph,3W | {FIS-ELS-PDP} | Control Panel,Power Distribution Panel | Power Distribution Panel |  | PDP | http://www.toronto.ca/TWONTO#LV_electrical_panel |  | Asset Group, Power Distribution Cabinets,600 V,Island WTP
96602 | FIS-ELS-PDP-1000 | Power Distribution Panel,600 V,Workshop Building,Mezzanine,South | FIS-ELS | Control Panel,Power Distribution Panel | Power Distribution Panel |  | PDP | http://www.toronto.ca/TWONTO#LV_electrical_panel |  | System, Electrical Distribution System
96603 | FIS-ELS-PDP-1000 | Power Distribution Panel,600 V,Workshop Building,Mezzanine,South | FIS-ELS-CAB-6001 | Control Panel,Power Distribution Panel | Power Distribution Panel |  | PDP | http://www.toronto.ca/TWONTO#LV_electrical_panel |  | ELS Cabinet,600 V,Workshop Building,Mezzanine,PDP Electrical Distribution Cabinet
96604 | FIS-ELS-PDP-1100 | Power Distribution Panel,Workshop Building,Mezzanine,East Wall,South,600V, 400A,3ph,3W | {FIS-ELS-PDP} | Control Panel,Power Distribution Panel | Power Distribution Panel |  | PDP | http://www.toronto.ca/TWONTO#LV_electrical_panel |  | Asset Group, Power Distribution Cabinets,600 V,Island WTP
96605 | FIS-ELS-PDP-1100 | Power Distribution Panel,Workshop Building,Mezzanine,East Wall,South,600V, 400A,3ph,3W | FIS-ELS-CP-1100 | Control Panel,Power Distribution Panel | Power Distribution Panel |  | PDP | http://www.toronto.ca/TWONTO#LV_electrical_panel |  | Control Panel,Electrical,Workshop Building,Mezzanine,East Wall,South,Load Shedding Motorized Breaker
96606 | FIS-ELS-PDP-1101 | Power Distribution Panel,Workshop Building,Mezzanine,East Wall,North,347 / 600V,250A,3ph,3W | FIS-ELS-DS-1101 | Control Panel,Power Distribution Panel | Power Distribution Panel |  | PDP | http://www.toronto.ca/TWONTO#LV_electrical_panel |  | Disconnect Switch, PDP-1101 Feed, Workshop Building, Workshop Building, Mezzanine
96607 | FIS-ELS-PDP-1102 | Power Distribution Panel,Chemical Building,347 / 600V,250A,3ph,3W | {FIS-ELS-PDP} | Control Panel,Power Distribution Panel | Power Distribution Panel |  | PDP | http://www.toronto.ca/TWONTO#LV_electrical_panel |  | Asset Group, Power Distribution Cabinets,600 V,Island WTP
96608 | FIS-ELS-PDP-2000 | Power Distribution Panel,600 V,Workshop Building,Mezzanine,North | 16856 | Control Panel,Power Distribution Panel | Power Distribution Panel |  | PDP | http://www.toronto.ca/TWONTO#LV_electrical_panel |  | Emergency Power, Diesel & UPS
96609 | FIS-ELS-PDP-2100 | Power Distribution Panel,Machine Shop Corridor to Generator Room,600V, 400A,3ph,3W | {FIS-ELS-PDP} | Control Panel,Power Distribution Panel | Power Distribution Panel |  | PDP | http://www.toronto.ca/TWONTO#LV_electrical_panel |  | Asset Group, Power Distribution Cabinets,600 V,Island WTP
96610 | FIS-ELS-PDP-2101 | Power Distribution Panel,Generator Room,347 / 600V,250A,3ph,3W | {FIS-ELS-PDP} | Control Panel,Power Distribution Panel | Power Distribution Panel |  | PDP | http://www.toronto.ca/TWONTO#LV_electrical_panel |  | Asset Group, Power Distribution Cabinets,600 V,Island WTP
96611 | FIS-ELS-PDP-2101 | Power Distribution Panel,Generator Room,347 / 600V,250A,3ph,3W | FIS-ELS-CB-2100 | Control Panel,Power Distribution Panel | Power Distribution Panel |  | PDP | http://www.toronto.ca/TWONTO#LV_electrical_panel |  | Circuit Breaker,600 V,Workshop Building,Mezzanine,North,Feeder Breaker,FIS-ELS-PDP-2100
96612 | FIS-ELS-PDP-2102 | Power Distribution Panel,Chemical Building,347 / 600V,250A,3ph,3W | {FIS-ELS-PDP} | Control Panel,Power Distribution Panel | Power Distribution Panel |  | PDP | http://www.toronto.ca/TWONTO#LV_electrical_panel |  | Asset Group, Power Distribution Cabinets,600 V,Island WTP
96613 | FIS-ELS-PDP-2102 | Power Distribution Panel,Chemical Building,347 / 600V,250A,3ph,3W | FIS-ELS-PDP-2101 | Control Panel,Power Distribution Panel | Power Distribution Panel |  | PDP | http://www.toronto.ca/TWONTO#LV_electrical_panel |  | Power Distribution Panel,Generator Room,347 / 600V,250A,3ph,3W
96710 | FIS-ELS-WR-0302 | Welding Receptacle, 600V, Raw Water Intake Building | FIS-ELS-MCC-0200 |  | Power Distribution Panel |  | WR | http://www.toronto.ca/TWONTO#welding_receptacle |  | MCC,600 V,Workshop Building,Mezzanine,West
96711 | FIS-ELS-WR-0603-SUS | Welding Receptacle, 600V, Marine Yard Building, North Wall, East | FIS-ELS-MCC-0600 |  | Power Distribution Panel | 38544 | WR | http://www.toronto.ca/TWONTO#welding_receptacle |  | MCC,600 V,Filter Building,Mezzanine,West
96712 | FIS-ELS-WR-0604 | Welding Receptacle, 600V, Marine Yard Building, South Wall, West | FIS-ELS-MCC-0600 |  | Power Distribution Panel |  | WR | http://www.toronto.ca/TWONTO#welding_receptacle |  | MCC,600 V,Filter Building,Mezzanine,West
105026 | PDP-8202 | Power Distribution Panel | WTR-107-MH-0401-SUS | Control Panel,Lighting | Power Distribution Panel |  |  | http://www.toronto.ca/TWONTO#LV_electrical_panel |  | Meter House, York Mills/Victoria Park
112620 | TAB-EL1-LP-0913B | Panel, Lighting, LP-0913B, Mechanical Room, Dig 9-12 Control Building. | TAB-EL1-LP-0913A | Control Panel,Lighting | Power Distribution Panel |  | LP | http://www.toronto.ca/TWONTO#LV_electrical_panel |  | Panel, Lighting, LP-0913A, Sludge Heat Room, Dig 9-12 Control Building.
112621 | TAB-EL1-LP-0913C | Panel, Lighting, LP-0913C, Dig 9-12 Control Building. | TAB-EL1-LP-0913A | Control Panel,Lighting | Power Distribution Panel |  | LP | http://www.toronto.ca/TWONTO#LV_electrical_panel |  | Panel, Lighting, LP-0913A, Sludge Heat Room, Dig 9-12 Control Building.
112623 | TAB-EL1-LP-2161 | Lighitng Panel, CTC elctrical room | TAB-ELS-WA7 | Control Panel,Lighting | Power Distribution Panel |  | LP | http://www.toronto.ca/TWONTO#LV_electrical_panel |  | Equipment location, TAB-ELS-WA7, Electrical Equipment, Work Area7 ( Panelboards, MCC )
112624 | TAB-EL1-LP-6141A | Panel,Lighting,208-120V,Heat Trace Equip,Electrical Room,PRS Bldg | TAB-EL1-TR-6141A | Control Panel,Lighting | Power Distribution Panel |  | LP | http://www.toronto.ca/TWONTO#LV_electrical_panel |  | Transformer,Lighting,3 phase,600V/120-208V ,LP-6141A,Heat Trace Loads,Electrical Room,PRS Bldg
112625 | TAB-EL1-LP-6142A | Panel,Lighting,208-120V,Auxiliary Loads,Electrical Room,PRS Bldg | TAB-EL1-TR-6142A | Control Panel,Lighting | Power Distribution Panel |  | LP | http://www.toronto.ca/TWONTO#LV_electrical_panel |  | Transformer,Lighting,3 phase,600V/120-208V ,LP-6142A,Auxiliary Loads,Electrical Room,PRS Bldg
112626 | TAB-EL1-LP-6142B | Panel,Lighting,208-120V,Heat Trace Equip,Electrical Room,PRS Bldg | TAB-EL1-TR-6142B | Control Panel,Lighting | Power Distribution Panel |  | LP | http://www.toronto.ca/TWONTO#LV_electrical_panel |  | Transformer,Lighting,3 phase,600V/120-208V ,LP-6142B,Heat Trace Loads,Electrical Room,PRS Bldg
112628 | TAB-EL1-LP-6162A | Panel,Lighting,208-120V,Misc Loads,Ground Water PS | TAB-EL1-TR-6162A | Control Panel,Lighting | Power Distribution Panel |  | LP | http://www.toronto.ca/TWONTO#LV_electrical_panel |  | Transformer,Lighting,3 phase,600V/120-208V ,LP-6162A,Misc Loads,Ground Water PS
112629 | TAB-EL1-LP-6226 | Power Distribution Panel, 3 phase, Lighting, Electrical Room, D Bldg. | TAB-EL1-MCC-6226 | Circuit Breaker | Power Distribution Panel |  | LP | http://www.toronto.ca/TWONTO#LV_electrical_panel |  | Motor Control Centre 600V - D Bldg
112630 | TAB-EL1-LP-6632 | Lighting Panel,347/600 V,Electrical Room,Ground Floor,Grit Build,P Building | TAB-EL1-MCC-6634 | Control Panel,Lighting | Power Distribution Panel |  | LP | http://www.toronto.ca/TWONTO#LV_electrical_panel |  | Motor Control Centre 600V - Galery 9
112631 | TAB-EL1-LP-6635 | Lighting Panel,120/208V,Grit Build,P Building | TAB-EL1-MCC-6631 | Control Panel,Lighting | Power Distribution Panel |  | LP | http://www.toronto.ca/TWONTO#LV_electrical_panel |  | Control Panel, MCC,Electrical Room,Grit Build,P Building
112632 | TAB-EL1-LP-6636A | Lighting Panel,120/208V,Primary Tanks 0008&0009,Gallery,Mezzanine Level,P Building | TAB-EL1-MCC-6634 | Control Panel,Lighting | Power Distribution Panel |  | LP | http://www.toronto.ca/TWONTO#LV_electrical_panel |  | Motor Control Centre 600V - Galery 9
112633 | TAB-EL1-LP-6636B | Lighting Panel,120/208V,Primary Tanks 0008&0009,Gallery,Mezzanine Level,P Building | TAB-EL1-MCC-6634 | Control Panel,Lighting | Power Distribution Panel |  | LP | http://www.toronto.ca/TWONTO#LV_electrical_panel |  | Motor Control Centre 600V - Galery 9
112634 | TAB-EL1-LP-6638 | Lighting Panel,120/208V,Lighting,Primary Tanks 0008&0009,Gallery,Mezzanine Level,P Building | TAB-EL1-MCC-6634 | Control Panel,Lighting | Power Distribution Panel |  | LP | http://www.toronto.ca/TWONTO#LV_electrical_panel |  | Motor Control Centre 600V - Galery 9
112635 | TAB-EL1-LP-6638D | Lighting Panel,120/208V,Primary Tanks 0008&0009,Gallery,Mezzanine Level,P Building | TAB-EL1-MCC-6634 | Control Panel,Lighting | Power Distribution Panel |  | LP | http://www.toronto.ca/TWONTO#LV_electrical_panel |  | Motor Control Centre 600V - Galery 9
112636 | TAB-EL1-LP-6642 | Lighting Panel,Mini Power Centre,600-120/208V,Grit Building Gallery,P Building | TAB-EL1-MCC-6674 | Control Panel,Lighting | Power Distribution Panel |  | LP | http://www.toronto.ca/TWONTO#LV_electrical_panel |  | MCC,Electrical Room,Ground Floor,Grit Build,P Building
112637 | TAB-EL1-LP-6644 | Lighting Panel,Mini Power Centre,600-120/208V,Grit Building Gallery,P Building | TAB-EL1-MCC-6674 | Control Panel,Lighting | Power Distribution Panel |  | LP | http://www.toronto.ca/TWONTO#LV_electrical_panel |  | MCC,Electrical Room,Ground Floor,Grit Build,P Building
112638 | TAB-EL1-LP-6646 | Lighting Panel,Heat Tracing,120/208V,Electrical Room,Ground Floor,Grit Build,P Building | TAB-EL1-MCC-6674 | Control Panel,Lighting | Power Distribution Panel |  | LP | http://www.toronto.ca/TWONTO#LV_electrical_panel |  | MCC,Electrical Room,Ground Floor,Grit Build,P Building
112639 | TAB-EL1-LP-6676 | Lighting Panel,Field,Emergency Generator Enclosure,GEN-6001,P Building | TAB-EL1-MCC-6674 | Control Panel,Lighting | Power Distribution Panel |  | LP | http://www.toronto.ca/TWONTO#LV_electrical_panel |  | MCC,Electrical Room,Ground Floor,Grit Build,P Building
112640 | TAB-EL1-LP-6678 | Lighting Panel,Lighting,120/208V,Emergency Power,Electrical Room,Ground Floor,Grit Build,P Building | TAB-EL1-MCC-6674 | Control Panel,Lighting | Power Distribution Panel |  | LP | http://www.toronto.ca/TWONTO#LV_electrical_panel |  | MCC,Electrical Room,Ground Floor,Grit Build,P Building
112641 | TAB-EL1-LP-6921 | Lighting Panel,Small Loads,120/208V,Electrical Room,Second Floor,Screen Build,P Building | TAB-EL1-MCC-6963 | Control Panel,Lighting | Power Distribution Panel |  | LP | http://www.toronto.ca/TWONTO#LV_electrical_panel |  | MCC,Electrical Room,Second Floor,Screen Build,P Building
112642 | TAB-EL1-LP-6926 | Lighting Panel,120/208V,Penthouse,Second Floor,Screen Build,P Building | TAB-EL1-MCC-6963 | Control Panel,Lighting | Power Distribution Panel |  | LP | http://www.toronto.ca/TWONTO#LV_electrical_panel |  | MCC,Electrical Room,Second Floor,Screen Build,P Building
112643 | TAB-EL1-LP-6927 | Lighting Panel,120/208V,Fed from TR-6927,Satelite Distribution Centre,P Building | TAB-EL1-TR-6927 | Control Panel,Lighting | Power Distribution Panel |  | LP | http://www.toronto.ca/TWONTO#LV_electrical_panel |  | Transformer,30 KVA,600-120/208V for LP-6927,Satelite Distribution Centre,P Building
112644 | TAB-EL1-LP-6928 | Lighting Panel,Small Loads,120/208V,Penthouse,Second Floor,Screen Build,P Building | TAB-EL1-MCC-6962 | Control Panel,Lighting | Power Distribution Panel |  | LP | http://www.toronto.ca/TWONTO#LV_electrical_panel |  | MCC,Mechanical Room,Ground Floor,Screen Build,P Building
112645 | TAB-EL1-LP-6951 | Lighting Panel,120/208V,Maintenance Room,Ground Floor,Workshop,P Building | TAB-EL1-MCC-6925 | Control Panel,Lighting | Power Distribution Panel |  | LP | http://www.toronto.ca/TWONTO#LV_electrical_panel |  | MCC,Electrical Rm,Second Floor,Workshop,P Building
112646 | TAB-EL1-LP-6955 | Lighting Panel,120/208V,Electrical Rm,Second Floor,Workshop,P Building | TAB-EL1-MCC-6993 | Control Panel,Lighting | Power Distribution Panel |  | LP | http://www.toronto.ca/TWONTO#LV_electrical_panel |  | MCC,Electrical Rm,Second Floor,Workshop,P Building
112787 | TAB-EL1-PDP-6123A | Power Distribution Panel, Aeration, | TAB-AER-OZ-ELQ | Control Panel,Power Distribution Panel | Power Distribution Panel |  | PDP | http://www.toronto.ca/TWONTO#LV_electrical_panel |  | Electrical Equipment Location, Aeration West Quad House
112788 | TAB-EL1-PDP-6123B | Power Distribution panel, Aeration | TAB-AER-OZ-ELQ | Control Panel,Power Distribution Panel | Power Distribution Panel |  | PDP | http://www.toronto.ca/TWONTO#LV_electrical_panel |  | Electrical Equipment Location, Aeration West Quad House
112789 | TAB-EL1-PDP-6142 | Panel,Power Distribution 600V,PRS Bldg | TAB-EL1-MCC-6126 | Switchgear,Indoor | Power Distribution Panel |  | PDP | http://www.toronto.ca/TWONTO#LV_electrical_panel |  | Motor Control Centre, 600V
112790 | TAB-EL1-PDP-6145E | Panel,Power Distribution 600V,PRS Bldg | TAB-EL1-MCC-6125E | Switchgear,Indoor | Power Distribution Panel |  | PDP | http://www.toronto.ca/TWONTO#LV_electrical_panel |  | Motor Control Centre, 600V Emergency feed
112792 | TAB-EL1-PDP-6162 | Panel,Power Distribution 600V,PRS Bldg | TAB-EL1-PDP-6142 | Switchgear,Indoor | Power Distribution Panel |  | PDP | http://www.toronto.ca/TWONTO#LV_electrical_panel |  | Panel,Power Distribution 600V,PRS Bldg
112793 | TAB-EL1-PDP-6226B | Power Distribution Panel, 3 phase, 208V, Electrical Room, D Bldg. | TAB-EL1-MCC-6226 | Circuit Breaker | Power Distribution Panel |  | PDP | http://www.toronto.ca/TWONTO#LV_electrical_panel |  | Motor Control Centre 600V - D Bldg
112794 | TAB-EL1-PDP-6226G | Power Distribution Panel, 3 phase, 208V, Dewatering Area | TAB-EL1-MCC-6226 | Circuit Breaker | Power Distribution Panel |  | PDP | http://www.toronto.ca/TWONTO#LV_electrical_panel |  | Motor Control Centre 600V - D Bldg
112799 | TAB-EL1-PDP-6627 | Panel, Power Distribution Panel, PDP-6627 Sludge Heater Room, Digester 9-12 Control Building. | TAB-EL1-MCC-6627 | Control Panel | Power Distribution Panel |  | PDP | http://www.toronto.ca/TWONTO#LV_electrical_panel |  | Motor Control Centre
112963 | TAB-EL1-WR-6927 | Receptacle,600V,Fed from PDP-6927,Satelite Distribution Centre,P Building | TAB-EL1-GEN-6001 | Load Break Switch | Power Distribution Panel |  | WR | http://www.toronto.ca/TWONTO#welding_receptacle |  | Generator, Standby Power, 600V 1000kw - P Bldg
113253 | TAB-EL3-LP-2102A | Lighting Panel,Indoor,Plant Services,Seawall Substation | TAB-EL3-TR-6102A | Control Panel,Lighting | Power Distribution Panel |  | LP | http://www.toronto.ca/TWONTO#LV_electrical_panel |  | Transformer
113254 | TAB-EL3-LP-2732 | Transformer,Indoor,Plant Water Pumping Station | TAB-EL3-TS-6732 | Control Panel,Lighting | Power Distribution Panel |  | LP | ? |  | Automatic Transfer Switch,Indoor,Plant Water Pumping Station
113255 | TAB-EL3-LP-6013A | Control Panel, Power Distribution, Auxiliary Systems Building, 2nd Floor | TAB-EL3-MCC-6013 | Control Panel,Power Distribution Panel | Power Distribution Panel |  | LP | http://www.toronto.ca/TWONTO#LV_electrical_panel |  | MCC, Auxilary Systems Building, 2nd Floor
113256 | TAB-EL3-LP-6014C | Control Panel, Power Distribution, Auxiliary Systems Building, 2nd Floor | TAB-EL3-MCC-6014 | Control Panel,Power Distribution Panel | Power Distribution Panel |  | LP | http://www.toronto.ca/TWONTO#LV_electrical_panel |  | MCC, Electrical Room, Auxiliary System Building 2nd Floor East
113257 | TAB-EL3-LP-6371 | Control Panel, Lighting, Waste Gas Burner Station | TAB-EL3-MCC-6326A | Control Panel,Power Distribution Panel | Power Distribution Panel |  | LP | http://www.toronto.ca/TWONTO#LV_electrical_panel |  | MCC
113258 | TAB-EL3-LP-6371 | Control Panel, Lighting, Waste Gas Burner Station | TAB-EL3-TR-6371 | Control Panel,Power Distribution Panel | Power Distribution Panel |  | LP | http://www.toronto.ca/TWONTO#LV_electrical_panel |  | Transformer, Power, Waste Gas Burner Station
113305 | TAB-EL3-PDP-6317G | Power Distribution Panel,Indoor Generator PDP,Plant Water Pumping Station | TAB-EL3-GEN-6317 |  | Power Distribution Panel |  | PDP | http://www.toronto.ca/TWONTO#LV_electrical_panel |  | Generator,Outdoor,Plant Water Pumping Station
113306 | TAB-EL3-PDP-6371 | Control Panel, Power Distribution, Waste Gas Burner Station | TAB-EL3-MCC-6326 | Control Panel,Power Distribution Panel | Power Distribution Panel |  | PDP | http://www.toronto.ca/TWONTO#LV_electrical_panel |  | Motor Control Centre, Digester 19-22 bldg
113307 | TAB-EL3-PDP-6371 | Control Panel, Power Distribution, Waste Gas Burner Station | TAB-EL3-MCC-6326A | Control Panel,Power Distribution Panel | Power Distribution Panel |  | PDP | http://www.toronto.ca/TWONTO#LV_electrical_panel |  | MCC
113433 | TAB-ELS-PDP-0401 | Power Distribution Panel, Bio-Solid Loading Bay, Main Floor | TAB-WA4-ELS | Control Panel | Power Distribution Panel |  | PDP | http://www.toronto.ca/TWONTO#LV_electrical_panel |  | WA4 Electric Equipments
114323 | TAB-PLT-CP-5590 | Control Panel, Pumps P-5590&5591, Vacuum Truck Unloading Bay | TAB-EL1-MCC-6228 | Control Panel,Electrical | Power Distribution Panel |  | CP | http://www.toronto.ca/TWONTO#process_control_panel |  | Motor Control Centre 600V - D Bldg
115989 | TAB-PRM-WR-0002 | Receptacle,600V,Fed From MCC-6631,Gallery,Primary Tank 0900,P Building | TAB-EL1-MCC-6631 | Control Panel,Electrical | Power Distribution Panel |  | WR | http://www.toronto.ca/TWONTO#welding_receptacle |  | Control Panel, MCC,Electrical Room,Grit Build,P Building
118780 | TAB-STR-PDP-0754 | Power Distribution Panel,600 V | TAB-AER-ELQ | Control Panel,Power Distribution Panel | Power Distribution Panel |  | PDP | http://www.toronto.ca/TWONTO#LV_electrical_panel |  | Aeration - Electrical Equipment
119980 | TAB-WA6-ELS-0100 | All Electrical Equipments common to Work Area 6 | TAB-WA6 | Electrical Power Line | Power Distribution Panel |  | ELS | http://www.toronto.ca/TWONTO#collection_of_assets |  | Common to Projects, Bldg. Services, Z Building
124748 | THC-ELS-LP-0702 | Lighting Panel, Access Building T15A, Phase I Secondary | THC-ELS-TR-0702 |  | Power Distribution Panel |  | LP | http://www.toronto.ca/TWONTO#LV_electrical_panel |  | Transformer, Lighting, Phase I Secondary
124753 | THC-ELS-LP-1201 | Lighting Panel, 120/208V, 3PH, 400A, Supply From TR-1201, Admin. Building Ground Floor, UPS Room | THC-ELS-MCC-1201 |  | Power Distribution Panel |  | LP | http://www.toronto.ca/TWONTO#LV_electrical_panel |  | Motor Control Center, Building K
124754 | THC-ELS-LP-1207 | Lighting Panel, Supply From LP-1201, Admin. Building Ground Floor, Electrical Room | THC-ELS-LP-1201 |  | Power Distribution Panel |  | LP | http://www.toronto.ca/TWONTO#LV_electrical_panel |  | Lighting Panel, 120/208V, 3PH, 400A, Supply From TR-1201, Admin. Building Ground Floor, UPS Room
124755 | THC-ELS-LP-1209 | Lighting Panel, Supply From LP-1201, Admin. Building Ground Floor, Print Room | THC-ELS-LP-1201 |  | Power Distribution Panel |  | LP | http://www.toronto.ca/TWONTO#LV_electrical_panel |  | Lighting Panel, 120/208V, 3PH, 400A, Supply From TR-1201, Admin. Building Ground Floor, UPS Room
124756 | THC-ELS-LP-1222 | Lighting Panel, Supply From TR-1222, Admin. Building Basement, Mechanical Room | THC-ELS-PDP-1222 |  | Power Distribution Panel |  | LP | http://www.toronto.ca/TWONTO#LV_electrical_panel |  | Power Distribution Panel, Supply From MCC-1202, Admin. Building Basement, Mechanical Room
124757 | THC-ELS-LP-1304 | Panel,Lighting,Basement,Thickening Building | THC-ELS-MCC-1304 | Control Panel,Lighting | Power Distribution Panel |  | LP | http://www.toronto.ca/TWONTO#LV_electrical_panel |  | Motor Control Centre,Thickening Building
124758 | THC-ELS-LP-1306 | Panel,Lighting,Ground Floor,Thickening Building | THC-ELS-MCC-1304 | Control Panel,Lighting | Power Distribution Panel |  | LP | http://www.toronto.ca/TWONTO#LV_electrical_panel |  | Motor Control Centre,Thickening Building
124759 | THC-ELS-LP-1308 | Panel,Lighting,Ground Floor,Thickening Building | THC-ELS-MCC-1304 | Control Panel,Lighting | Power Distribution Panel |  | LP | http://www.toronto.ca/TWONTO#LV_electrical_panel |  | Motor Control Centre,Thickening Building
124760 | THC-ELS-LP-1324 | Lighting Panel, Supply From TR-1322, Admin. Building Basement, Electrical Room | THC-ELS-PDP-1322 | Control Panel,Lighting | Power Distribution Panel |  | LP | http://www.toronto.ca/TWONTO#LV_electrical_panel |  | Power Distribution Panel, Supply From MCC-1302, Admin. Building Basement, Electrical Room
124764 | THC-ELS-LP-1610A | Lighting Panel,South Effluent Pumping Station,Electrical Room,Ground Floor | THC-ELS-TR-1610A |  | Power Distribution Panel |  | LP | http://www.toronto.ca/TWONTO#LV_electrical_panel |  | Transformer,South Effluent Pumping Station,Electrical Room,Ground Floor
124765 | THC-ELS-LP-1702T | Temporary Lighting Panel fed by TR-1702T,Biosolds Building (TEMP) | THC-ELS-PDP-1702T |  | Power Distribution Panel |  | LP | http://www.toronto.ca/TWONTO#LV_electrical_panel |  | Temporary 600V, 800A distribution panel,Biosolds Building (TEMP)
124767 | THC-ELS-LP-2202 | Panel.Lighting,Fed from MCC-2202,Sludge Storage Building | THC-ELS-MCC-2202 | Control Panel,Lighting | Power Distribution Panel |  | LP | http://www.toronto.ca/TWONTO#LV_electrical_panel |  | Motor Control Centre,Sludge Storage Building
124769 | THC-ELS-LP-2480 | Lighting Panel,Disinfection Building,Compressor Room,Ground Floor | THC-ELS-TR-2480A |  | Power Distribution Panel |  | LP | http://www.toronto.ca/TWONTO#LV_electrical_panel |  | Transformer,Disinfection Building,Compressor Room,Ground Floor
124773 | THC-ELS-LP-2523 | Lighting Panel, Primary Clarifier 11, HPU Building | THC-PRM-BLDG-HPU1100 |  | Power Distribution Panel |  | LP | http://www.toronto.ca/TWONTO#LV_electrical_panel |  | HPU Building 11
124777 | THC-ELS-LP-2862A | Lighting Panel,Plant Stores,Utility Room | THC-ELS-TR-2862A |  | Power Distribution Panel |  | LP | http://www.toronto.ca/TWONTO#LV_electrical_panel |  | Transformer,Plant Stores,Utility Room
124778 | THC-ELS-LP-3809E | Lighting Panel, Supply From TR-3809E, Admin. Building Ground Floor, UPS Room | THC-ELS-MCC-3801E |  | Power Distribution Panel |  | LP | http://www.toronto.ca/TWONTO#LV_electrical_panel |  | Motor Control Centre, Supply From MCC-1103E, Admin Building Ground Floor, Electrical Room
124779 | THC-ELS-LP-3811A | Lighting Panel, Supply From UPS-3811E, Admin. Building Ground Floor, Equipment Room | THC-ELS-MCC-3801E |  | Power Distribution Panel |  | LP | http://www.toronto.ca/TWONTO#LV_electrical_panel |  | Motor Control Centre, Supply From MCC-1103E, Admin Building Ground Floor, Electrical Room
124780 | THC-ELS-LP-4023A | Lighting Panel, Mechanical Room #2, Headworks | THC-ELS-TR-4023A | Control Panel,Lighting | Power Distribution Panel |  | LP | http://www.toronto.ca/TWONTO#LV_electrical_panel |  | Transformer, Lighting Panel, Mechanical Room 2, Headworks
124781 | THC-ELS-LP-4024A | Lighting Panel, Electrical Room, Headworks | THC-ELS-TR-4024A | Control Panel,Lighting | Power Distribution Panel |  | LP | http://www.toronto.ca/TWONTO#LV_electrical_panel |  | Transformer, Lighting Panel, Electrical Room, Headworks
124782 | THC-ELS-LP-4024B | Lighting Panel, Electrical Room, Headworks | THC-ELS-TR-4024B | Control Panel,Lighting | Power Distribution Panel |  | LP | http://www.toronto.ca/TWONTO#LV_electrical_panel |  | Transformer, Lighting Panel, Electrical Room, Headworks
124783 | THC-ELS-LP-4024C | Lighting Panel, Mechanical Room #1, Headworks | THC-ELS-TR-4024C | Control Panel,Lighting | Power Distribution Panel |  | LP | http://www.toronto.ca/TWONTO#LV_electrical_panel |  | Transformer, Lighting Panel, Mechanical Room 1, Headworks
124784 | THC-ELS-LP-4043A | Lighting Panel, Storage Room, Headworks | THC-ELS-TR-4043A | Control Panel,Lighting | Power Distribution Panel |  | LP | http://www.toronto.ca/TWONTO#LV_electrical_panel |  | Transformer, Lighting Panel, Storage Room, Headworks
124785 | THC-ELS-LP-4044 | Control Panel,Power Distribution Panel, Ferrous Chloride Building | THC-ELS-TR-4044 |  | Power Distribution Panel |  | LP | http://www.toronto.ca/TWONTO#LV_electrical_panel |  | Transformer, Ferrous Chloride Building
124786 | THC-ELS-LP-5102A | Lighting Panel, Access House Tunnel 13-B | THC-ELS-TR-5102 | Control Panel,Lighting | Power Distribution Panel |  | LP | http://www.toronto.ca/TWONTO#LV_electrical_panel |  | Lighting Transformer,
124945 | THC-ELS-PDP-0122 | Control Panel,Power Distribution Panel, SE Plant Blowers Part 1 and Train #8 | THC-ELS-MCC-0102 | Control Panel,Electrical | Power Distribution Panel |  | PDP | http://www.toronto.ca/TWONTO#LV_electrical_panel |  | Control Panel,MCC, Building A Blower Area
124959 | THC-ELS-PDP-1221 | Power Distribution Panel, Supply From MCC-1201, Admin. Building, Ground Floor, UPS Room | THC-ELS-MCC-1201 |  | Power Distribution Panel |  | PDP | http://www.toronto.ca/TWONTO#LV_electrical_panel |  | Motor Control Center, Building K
124960 | THC-ELS-PDP-1301 | Panel,Distribution,Thickening Building | THC-ELS-MCC-1301 | Control Panel,Electrical | Power Distribution Panel |  | PDP | http://www.toronto.ca/TWONTO#LV_electrical_panel |  | Motor Control Centre,Thickening Building
124961 | THC-ELS-PDP-1702T | Temporary 600V, 800A distribution panel,Biosolds Building (TEMP) | THC-ELS-PDP-1002 | Circuit Breaker | Power Distribution Panel |  | PDP | http://www.toronto.ca/TWONTO#LV_electrical_panel |  | Panel,Power Distribution,600V Metal-Enclosed,Biosolids Building
124965 | THC-ELS-PDP-2522 | Power Distribution Panel, Primary Clarifier 1200, HPU Building, NW Plant | THC-PRM-BLDG-HPU1200 | Control Panel,Power Distribution Panel | Power Distribution Panel |  | PDP | http://www.toronto.ca/TWONTO#LV_electrical_panel |  | HPU Building 12
124966 | THC-ELS-PDP-2610 | Power Distribution Panel,South Effluent Pumping Station,Electrical Room,Ground Floor | THC-DIS |  | Power Distribution Panel |  | PDP | http://www.toronto.ca/TWONTO#LV_electrical_panel |  | Disinfection (Chlorination) Process
124967 | THC-ELS-PDP-2861 | Power Distribution Panel,Sludge Storage Building | THC-ELS-MCC-2860 |  | Power Distribution Panel |  | PDP | http://www.toronto.ca/TWONTO#LV_electrical_panel |  | Motor Control Center,Sludge Storage Building
124968 | THC-ELS-PDP-2862 | Power Distribution Panel,Plant Stores,Utility Room | THC-ELS-MCC-2860 |  | Power Distribution Panel |  | PDP | http://www.toronto.ca/TWONTO#LV_electrical_panel |  | Motor Control Center,Sludge Storage Building
124969 | THC-ELS-PDP-4001 | Power Distribution Panel, Electrical Room, Headworks | THC-ELS-TR-4001 | Control Panel,Power Distribution Panel | Power Distribution Panel |  | PDP | http://www.toronto.ca/TWONTO#LV_electrical_panel |  | Transformer, Power, Feeder 1, Headworks
124970 | THC-ELS-PDP-4041 | Power Distribution Panel, Blower Room, Headworks | THC-ELS-MCC-4023 | Control Panel,Power Distribution Panel | Power Distribution Panel |  | PDP | http://www.toronto.ca/TWONTO#LV_electrical_panel |  | Motor Control Centre, Electrical Room, Headworks
124971 | THC-ELS-PDP-4043 | Power Distribution Panel, Storage Room, Headworks | THC-ELS-MCC-4023 | Control Panel,Power Distribution Panel | Power Distribution Panel |  | PDP | http://www.toronto.ca/TWONTO#LV_electrical_panel |  | Motor Control Centre, Electrical Room, Headworks
125170 | THC-ELS-VSS-4002 | Surge Protection Device, PDP-4002, Headworks | THC-ELS-PDP-4002 | Safety | Power Distribution Panel |  | VSS | http://www.toronto.ca/TWONTO#surge_suppressor |  | Power Distribution Panel, Electrical Room, Headworks
125177 | THC-ELS-WR-4022A | Welding Receptacle, 600V, MCC-4022, Electrical Room, Headworks | THC-ELS-MCC-4022 | Welding Equipment | Power Distribution Panel |  | WR | http://www.toronto.ca/TWONTO#welding_receptacle |  | Motor Control Centre, Electrical Room, Headworks
125182 | THC-EPG-LPG-2871A | Lighting Panel,Disinfection Building,Compressor Room,Ground Floor | THC-EPG-TR-2871A |  | Power Distribution Panel |  | LPG | http://www.toronto.ca/TWONTO#LV_electrical_panel |  | Transformer,Disinfection Building,Compressor Room,Ground Floor
125190 | THC-EPG-PDP-2871 | Emergency Distribution Panel,Disinfection Building,Compressor Room,Ground Floor | THC-EPG-MCC-2870 |  | Power Distribution Panel |  | PDP | http://www.toronto.ca/TWONTO#LV_electrical_panel |  | Motor Control Center,NW Plant Aeration Building,Electrical Room
129185 | THC-THK-ELQ-0001 | Electrical Services 110V-220v, Sludge Thickening | THC-THK-ELS |  | Power Distribution Panel |  | ELQ | http://www.toronto.ca/TWONTO#collection_of_assets |  | TWAS Elecftrical equipment Sludge Thickening
133917 | THR-DIS-CP-0001 | Panel,ControlPanel,Pump Skids, Disinfection Building Main Floor | THR-DIS-P-0110 | Control Panel,Power Distribution Panel | Power Distribution Panel |  | CP | http://www.toronto.ca/TWONTO#process_control_panel |  | Pump, Diaphragm, Chemical Metering, Skid#1 Disinfection Building Main Floor
133918 | THR-DIS-CP-0002 | Panel,ControlPanel,Pump Skids, Disinfection Building Main Floor | THR-DIS-P-0210 | Control Panel,Power Distribution Panel | Power Distribution Panel |  | CP | http://www.toronto.ca/TWONTO#process_control_panel |  | Pump, Diaphragm, Chemical Metering, Skid#2 Disinfection Building Main Floor
133919 | THR-DIS-CP-0002 | Panel,ControlPanel,Pump Skids, Disinfection Building Main Floor | THR-DIS-P-EFF | Control Panel,Power Distribution Panel | Power Distribution Panel |  | CP | http://www.toronto.ca/TWONTO#process_control_panel |  | Pumps, Disinfection, Effluent
133920 | THR-DIS-CP-0003 | Panel,ControlPanel,Pump Skids, Disinfection Building Main Floor | THR-DIS-P-EFF | Control Panel,Power Distribution Panel | Power Distribution Panel |  | CP | http://www.toronto.ca/TWONTO#process_control_panel |  | Pumps, Disinfection, Effluent
133921 | THR-DIS-CP-0004 | Panel,ControlPanel,Pump Skids, Disinfection Building Main Floor | THR-DIS-P-0410 | Control Panel,Power Distribution Panel | Power Distribution Panel |  | CP | http://www.toronto.ca/TWONTO#process_control_panel |  | Pump, Diaphragm, Chemical Metering, Skid#4 Disinfection Building Main Floor
133922 | THR-DIS-CP-0004 | Panel,ControlPanel,Pump Skids, Disinfection Building Main Floor | THR-DIS-P-NRAS | Control Panel,Power Distribution Panel | Power Distribution Panel |  | CP | http://www.toronto.ca/TWONTO#process_control_panel |  | Pumps, Disinfection, North Return Activated Sludge
133923 | THR-DIS-CP-0005 | Panel,ControlPanel,Pump Skids, Disinfection Building Main Floor | THR-DIS-P-0510 | Control Panel,Power Distribution Panel | Power Distribution Panel |  | CP | http://www.toronto.ca/TWONTO#process_control_panel |  | Pump, Diaphragm, Chemical Metering, Skid#5 Disinfection Building Main Floor
133924 | THR-DIS-CP-0006 | Panel,ControlPanel,Pump Skids, Disinfection Building Main Floor | THR-DIS-P-FPW | Control Panel,Power Distribution Panel | Power Distribution Panel |  | CP | http://www.toronto.ca/TWONTO#process_control_panel |  | Pumps, Disinfection, Filtered Plant Water
133925 | THR-DIS-CP-0009 | Panel, Control Panel, Transfer suction Valves, Disinfection Building Main Floor | THR-DIS | Control Panel,Power Distribution Panel | Power Distribution Panel |  | CP | http://www.toronto.ca/TWONTO#process_control_panel |  | Disinfection
133926 | THR-DIS-CP-0010 | Panel, Control Panel, V-0071&V-0081, North RAS Chlorination Injection Port #2,Final Tank Gallery T22 | THR-DIS | Control Panel,Power Distribution Panel | Power Distribution Panel |  | CP | http://www.toronto.ca/TWONTO#process_control_panel |  | Disinfection
133927 | THR-DIS-CP-0011 | Panel, Control Panel, Tanks 1-8, Disinfection Building Main Floor | THR-DIS | Control Panel,Power Distribution Panel | Power Distribution Panel |  | CP | http://www.toronto.ca/TWONTO#process_control_panel |  | Disinfection
133928 | THR-DIS-CP-0011 | Panel, Control Panel, Tanks 1-8, Disinfection Building Main Floor | THR-DIS-T-PP | Control Panel,Power Distribution Panel | Power Distribution Panel |  | CP | http://www.toronto.ca/TWONTO#process_control_panel |  | Disinfection, Tank, Palace Pier
133929 | THR-DIS-CP-0012 | Panel, Control Panel, Tanks 1-8, Disinfection Building outdoor | THR-DIS-T-PP | Control Panel,Power Distribution Panel | Power Distribution Panel |  | CP | http://www.toronto.ca/TWONTO#process_control_panel |  | Disinfection, Tank, Palace Pier
133934 | THR-DIS-CP-0620 | Panel, Control Panel, Master Control Panel, Electrical Room, Disinfection Building Main Floor | THR-DIS | Control Panel,Power Distribution Panel | Power Distribution Panel |  | CP | http://www.toronto.ca/TWONTO#process_control_panel |  | Disinfection
133935 | THR-DIS-CP-0620 | Panel, Control Panel, Master Control Panel, Electrical Room, Disinfection Building Main Floor | THR-DIS-T-PP | Control Panel,Power Distribution Panel | Power Distribution Panel |  | CP | http://www.toronto.ca/TWONTO#process_control_panel |  | Disinfection, Tank, Palace Pier
133936 | THR-DIS-CP-0810 | Panel, Control Panel, Pump 0810, Disinfection Building Main Floor North side | THR-DIS-P-SUMP | Control Panel | Power Distribution Panel |  | CP | http://www.toronto.ca/TWONTO#process_control_panel |  | Disinfection - Pump, Sump
133937 | THR-DIS-CP-0810 | Panel, Control Panel, Pump 0810, Disinfection Building Main Floor North side | THR-DIS-T-PP | Control Panel | Power Distribution Panel |  | CP | http://www.toronto.ca/TWONTO#process_control_panel |  | Disinfection, Tank, Palace Pier
133941 | THR-DIS-CP-0830 | Panel, Control Panel, Pump 0830, Disinfection Building Main Floor south side | THR-DIS | Control Panel,Power Distribution Panel | Power Distribution Panel |  | CP | http://www.toronto.ca/TWONTO#process_control_panel |  | Disinfection
133963 | THR-DIS-DP-0100 | Panel, Distribution Panel, Disinfection Building North Side | THR-DIS-P-S | Control Panel,Power Distribution Panel | Power Distribution Panel |  | DP | http://www.toronto.ca/TWONTO#LV_electrical_panel |  | Disinfection, Pumps, Sump & Chlorine Solution
133964 | THR-DIS-DP-0100 | Panel, Distribution Panel, Disinfection Building North Side | THR-DIS-P-SUS | Control Panel,Power Distribution Panel | Power Distribution Panel |  | DP | http://www.toronto.ca/TWONTO#LV_electrical_panel |  | Disinfection, Pumps, Sump & Chlorine Solution
134017 | THR-DIS-P-0820 | Pump, Centrifugal, Disinfection Building Main Floor south side | THR-DIS | Control Panel,Power Distribution Panel | Power Distribution Panel |  | P | http://www.toronto.ca/TWONTO#pump |  | Disinfection
134018 | THR-DIS-P-0820 | Pump, Centrifugal, Disinfection Building Main Floor south side | THR-DIS-CP-0820 | Control Panel,Power Distribution Panel | Power Distribution Panel |  | P | http://www.toronto.ca/TWONTO#pump |  | Panel, Control Panel Pump 0820 Disinfection Building Main Floor south side
134019 | THR-DIS-P-0820 | Pump, Centrifugal, Disinfection Building Main Floor south side | THR-DIS-P-SUMP | Control Panel,Power Distribution Panel | Power Distribution Panel |  | P | http://www.toronto.ca/TWONTO#pump |  | Disinfection - Pump, Sump
134712 | THR-ELS-DP-3503 | Distribution Panel 3503, SP RAS PS, Electrical Building/Existing Ozone Building | THR-ELS-RSPS |  | Power Distribution Panel |  | DP | http://www.toronto.ca/TWONTO#LV_electrical_panel |  | Electrical System, Returns Sludge Pumping Station
134713 | THR-ELS-DP-3601 | Distribution Panel, DP-3601, RAS PS, Electrical Room | THR-ELS-RSPS |  | Power Distribution Panel |  | DP | http://www.toronto.ca/TWONTO#LV_electrical_panel |  | Electrical System, Returns Sludge Pumping Station
134714 | THR-ELS-DP-3602 | Distribution Panel, DP-3602, RAS PS, Electrical Room | THR-ELS-RSPS |  | Power Distribution Panel |  | DP | http://www.toronto.ca/TWONTO#LV_electrical_panel |  | Electrical System, Returns Sludge Pumping Station
134715 | THR-ELS-DP-3702 | Distribution Panel 3702, SP Aeration Tank Electrical Building | THR-ELS-RSPS |  | Power Distribution Panel |  | DP | http://www.toronto.ca/TWONTO#LV_electrical_panel |  | Electrical System, Returns Sludge Pumping Station
134716 | THR-ELS-DP-3703 | Distribution Panel 3703, SP Aeration Tank Electrical Building | THR-ELS-RSPS |  | Power Distribution Panel |  | DP | http://www.toronto.ca/TWONTO#LV_electrical_panel |  | Electrical System, Returns Sludge Pumping Station
134717 | THR-ELS-DP-4000 | Distribution Panel,Old Main Sub Station | THR-ELS-TR-4000 |  | Power Distribution Panel |  | DP | http://www.toronto.ca/TWONTO#LV_electrical_panel |  | Transformer,Dry,600-208/120V,45KVA,LP4000 Feed,Old Main Sub Station
134878 | THR-ELS-LP-0510 | Lighting Panel, 120/208V, Control Room, West Substation | THR-ELS-PDP-0602 | Control Panel,Power Distribution Panel | Power Distribution Panel |  | LP | http://www.toronto.ca/TWONTO#LV_electrical_panel |  | Control Panel, Power Distribution Panel, Line 0105, 600V Switchgear, Electrical Room, West Substation
134880 | THR-ELS-LP-3221 | Panel, Power Distribution/Lighting, 208/120V, MCC3221 Panel, North Grit MCC3221 Panel | THR-ELS-PDP-0602 | Control Panel,Power Distribution Panel | Power Distribution Panel |  | LP | http://www.toronto.ca/TWONTO#LV_electrical_panel |  | Control Panel, Power Distribution Panel, Line 0105, 600V Switchgear, Electrical Room, West Substation
134881 | THR-ELS-LP-3221SE | Lighting Panel, 120/208V, North Grit Bldg, Old Blower room | THR-ELS-TR-3221 | Control Panel,Electrical | Power Distribution Panel | 40971 | LP | http://www.toronto.ca/TWONTO#LV_electrical_panel |  | Transformer 600V/120-208V, Power, PDP-3221, North Grit Electrical Room MCC-3221
134882 | THR-ELS-LP-3221SE | Lighting Panel, 120/208V, North Grit Bldg, Old Blower room | THR-S-E | Control Panel,Electrical | Power Distribution Panel | 40971 | LP | http://www.toronto.ca/TWONTO#LV_electrical_panel |  | SUSPENDED ENTITY
134887 | THR-ELS-LP-9583 | Lighting Panel, Control Panel Bldg, East Wall | THR-ELS-MCC-3402 | Control Panel,Electrical | Power Distribution Panel |  | LP | http://www.toronto.ca/TWONTO#LV_electrical_panel |  | Control Panel, MCC 3402, Digesters, Tanks 0700 & 0800
134888 | THR-ELS-LP-9583 | Lighting Panel, Control Panel Bldg, East Wall | THR-ELS-UPS-9563 | Control Panel,Electrical | Power Distribution Panel |  | LP | http://www.toronto.ca/TWONTO#LV_electrical_panel |  | Uninterruptible Power Supply, Digester, Electrical Room/ MCC for Digester Tanks 7-8 Ground Level
135000 | THR-ELS-PDP-0203 | Panel, Distribution Power,New Maint. Bldg(600V DISTRIBUTION PANE) | THR-RSPS-CR | Air Handling Unit,Draw Thru | Power Distribution Panel |  | PDP | http://www.toronto.ca/TWONTO#LV_electrical_panel |  | New Returns Control Room
135001 | THR-ELS-PDP-0501 | Control Panel, Power Distribution Panel, Line 0103, 600V Switchgear, Electrical Room, West Substation | THR-ELS-WS | Control Panel,MCC | Power Distribution Panel |  | PDP | http://www.toronto.ca/TWONTO#LV_electrical_panel |  | Electrical System, West Substation
135002 | THR-ELS-PDP-0602 | Control Panel, Power Distribution Panel, Line 0105, 600V Switchgear, Electrical Room, West Substation | THR-ELS-WS | Control Panel,MCC | Power Distribution Panel |  | PDP | http://www.toronto.ca/TWONTO#LV_electrical_panel |  | Electrical System, West Substation
135003 | THR-ELS-PDP-0701S | Control Panel, Power Distribution Panel, Line 0701, Return Activated Sludge 600V Switchgear, Indoor | THR-ELS-TB-0708S | Control Panel,Power Distribution Panel | Power Distribution Panel | 39048 | PDP | http://www.toronto.ca/TWONTO#LV_electrical_panel |  | Circuit Breaker, Tie, Return Activated Sludge 600V Switchgear, Indoor
135004 | THR-ELS-PDP-0802 | Control Panel, Power Distribution Panel, Line 0802, Return Activated Sludge 600V Switchgear | THR-ELS-TR-0800S | Control Panel,Power Distribution Panel | Power Distribution Panel |  | PDP | http://www.toronto.ca/TWONTO#LV_electrical_panel |  | Transformer, Power, Dry, Line 0800, Return Activated Sludge 600V Switchgear, Indoor
135005 | THR-ELS-PDP-0802S | Control Panel, Power Distribution Panel, Line 0802, Return Activated Sludge 600V Switchgear, Indoor | THR-ELS-RSPS | Control Panel,Power Distribution Panel | Power Distribution Panel | 39050 | PDP | http://www.toronto.ca/TWONTO#LV_electrical_panel |  | Electrical System, Returns Sludge Pumping Station
135006 | THR-ELS-PDP-1002 | Control Panel, Power Distribution Panel, Line 1002, Odour Control 600V Switchgear | THR-ELS-OCS | Control Panel,Power Distribution Panel | Power Distribution Panel |  | PDP | http://www.toronto.ca/TWONTO#LV_electrical_panel |  | Electrical System, Odour Control System
135007 | THR-ELS-PDP-1002S | Control Panel, Power Distribution Panel, Line 1002, Odour Control 600V Switchgear, Indoor | THR-ELS-OCS | Control Panel,Power Distribution Panel | Power Distribution Panel | 39052 | PDP | http://www.toronto.ca/TWONTO#LV_electrical_panel |  | Electrical System, Odour Control System
135008 | THR-ELS-PDP-2501 | Control Panel, Power Distribution Panel, Line 2501, Administration Building 600V Switchgear, Indoor | THR-ELS-ADM | Control Panel,Power Distribution Panel | Power Distribution Panel |  | PDP | http://www.toronto.ca/TWONTO#LV_electrical_panel |  | Electrical System, Administration Building
135009 | THR-ELS-PDP-2602 | Control Panel, Power Distribution Panel, Line 2602, Administration Building 600V Switchgear, Indoor | THR-ELS-ADM | Control Panel,Power Distribution Panel | Power Distribution Panel |  | PDP | http://www.toronto.ca/TWONTO#LV_electrical_panel |  | Electrical System, Administration Building
135010 | THR-ELS-PDP-2910 | Panel, Power Distribution, 600V, Electrical Room Head House | THR-ELS-GRIT | Control Panel,Power Distribution Panel | Power Distribution Panel |  | PDP | http://www.toronto.ca/TWONTO#LV_electrical_panel |  | Electrical System, Grit Bldg., North Prelimanry and Primary Station
135011 | THR-ELS-PDP-2922 | Panel, Power Distribution, 208V, Electrical Room Head House MCC-2922 | THR-ELS-HH | Control Panel,Power Distribution Panel | Power Distribution Panel |  | PDP | http://www.toronto.ca/TWONTO#LV_electrical_panel |  | Electrical System, Head House and Engine Room
135012 | THR-ELS-PDP-2922A | Panel, Power, Distribution 208V, Electrical Room Head House MCC-2922 | THR-ELS-HH | Control Panel,Power Distribution Panel | Power Distribution Panel |  | PDP | http://www.toronto.ca/TWONTO#LV_electrical_panel |  | Electrical System, Head House and Engine Room
135013 | THR-ELS-PDP-3210 | Panel, Power Distribution, 600V, Electrical Room North Grit | THR-ELS-GRIT | Control Panel,Power Distribution Panel | Power Distribution Panel |  | PDP | http://www.toronto.ca/TWONTO#LV_electrical_panel |  | Electrical System, Grit Bldg., North Prelimanry and Primary Station
135014 | THR-ELS-PDP-3221A | Panel, Power Distribution 600V, North Grit Old Blower Room MCC-3221 | THR-ELS-GRIT | Control Panel,Power Distribution Panel | Power Distribution Panel |  | PDP | http://www.toronto.ca/TWONTO#LV_electrical_panel |  | Electrical System, Grit Bldg., North Prelimanry and Primary Station
135015 | THR-ELS-PDP-3221C | Panel, Power Distribution/Lighting 208/120V, North Grit Loading Bay | THR-ELS-PDP-3221B | Control Panel,Power Distribution Panel | Power Distribution Panel |  | PDP | http://www.toronto.ca/TWONTO#LV_electrical_panel |  | Panel, Power Distribution/Lighting 208/120V, North Grit Old Blower Room
135016 | THR-ELS-PDP-3222 | Lighting Panel, 120/208V, North Grit Old Blower Room | THR-ELS-TR-3222 | Control Panel,Power Distribution Panel | Power Distribution Panel |  | PDP | http://www.toronto.ca/TWONTO#LV_electrical_panel |  | Transformer 600V/120-208V, Power, PDP-3222, North Grit Old Blower Room
135017 | THR-ELS-PDP-3222A | Panel, Power Distribution/Lighting 208V/120V, North Grit Old Blower Room | THR-ELS-TR-3222A | Control Panel,Power Distribution Panel | Power Distribution Panel |  | PDP | http://www.toronto.ca/TWONTO#LV_electrical_panel |  | Transformer 600V/120-208V, Power, PDP-3222A, North Grit Old Blower Room
135018 | THR-ELS-PDP-3222B | Panel, Power Distribution 600V,North Grit Bldg,Old Blower Room | THR-ELS-GRIT | Control Panel,Power Distribution Panel | Power Distribution Panel |  | PDP | http://www.toronto.ca/TWONTO#LV_electrical_panel |  | Electrical System, Grit Bldg., North Prelimanry and Primary Station
140580 | TNT-ELS-LP-2101A | 208/120V Lighting Panel | TNT-ELS-TR-6101A | Control Panel,Lighting | Power Distribution Panel |  | LP | http://www.toronto.ca/TWONTO#LV_electrical_panel |  | 600-208/120V Transformer
140581 | TNT-ELS-LP-2101B | 208/120V Lighting Panel | TNT-ELS-TR-6101B | Control Panel,Lighting | Power Distribution Panel |  | LP | http://www.toronto.ca/TWONTO#LV_electrical_panel |  | 600-208/120V Transformer
140582 | TNT-ELS-LP-2104B | 208/120V Lighting Panel | TNT-ELS-TR-6104B | Control Panel,Lighting | Power Distribution Panel |  | LP | http://www.toronto.ca/TWONTO#LV_electrical_panel |  | 600-208/120V Transformer
140583 | TNT-ELS-LP-4001 | Lighting Panel, Laboratory | TNT-ELS-MCC-4001 | Control Panel,Lighting | Power Distribution Panel |  | LP | http://www.toronto.ca/TWONTO#LV_electrical_panel |  | Control Centre, Motor, Pumping System Control, Laboratory
140600 | TNT-ELS-PDP-6121 | 600V Power Distribution Panel | TNT-ELS-MCC-6101 | Control Panel,Power Distribution Panel | Power Distribution Panel |  | PDP | http://www.toronto.ca/TWONTO#LV_electrical_panel |  | Control Centre, Motor, Electrical Sub-Station
142106 | WTR-194-PDP-0006A | Panel, Electrical Distribution | WTR-317-CH-0004 | Control Panel,Power Distribution Panel | Power Distribution Panel |  | PDP | http://www.toronto.ca/TWONTO#LV_electrical_panel |  | Chamber,Revenue Meter,Keele Reservoir, Valve House, North of the Station
143314 | WTR-PDS-LP-0001 | Control Panel | WTR-PDS-TR-0102 | Control Panel,Power Distribution Panel | Power Distribution Panel |  | LP | http://www.toronto.ca/TWONTO#LV_electrical_panel |  | Transformer, Lighting, 15 kVA,600-208/120 V,3phase,4W
145820 | WTR-PRH-DP-0001 | Panel, Power Distribution, Control, Generator Room | WTR-PRH-ACC | Control Panel,Power Distribution Panel | Power Distribution Panel |  | DP | http://www.toronto.ca/TWONTO#LV_electrical_panel |  | Air Conditioning, Heating and Ventilation
145821 | WTR-PRH-DP-0200 | Panel, Distribution, 600V, Control, Existing Pumping Station | WTR-PRH-ACC | Control Panel,Power Distribution Panel | Power Distribution Panel |  | DP | http://www.toronto.ca/TWONTO#LV_electrical_panel |  | Air Conditioning, Heating and Ventilation
147173 | WTR-RRH-DP-0001 | Distribution Panel, Power, 600V, Rosehill Reservoir, Valve House, Electrical Room | WTR-RRH-ELS | Control Panel,Power Distribution Panel | Power Distribution Panel |  | DP | http://www.toronto.ca/TWONTO#LV_electrical_panel |  | Electrical System
147754 | YTF-ELS-DP-0204 | Control Panel, Power Dist., Manual Isolation Panel, Transfer Switch and Generator | YTF-ELS | Control Panel,Power Distribution Panel | Power Distribution Panel |  | DP | http://www.toronto.ca/TWONTO#LV_electrical_panel |  | Electrical Equipment
147756 | YTF-ELS-PDP-0501 | Control Panel, Power Dist., Electrical Room C | YTF-ELS | Control Panel,Power Distribution Panel | Power Distribution Panel |  | PDP | http://www.toronto.ca/TWONTO#LV_electrical_panel |  | Electrical Equipment
147757 | YTF-ELS-PDP-0503 | Control Panel, Power Dist., Lighting Panel B Building Office Area, Electrical Room C | YTF-ELS | Control Panel,Power Distribution Panel | Power Distribution Panel |  | PDP | http://www.toronto.ca/TWONTO#LV_electrical_panel |  | Electrical Equipment
147758 | YTF-ELS-PDP-0601 | Control Panel, Power Dist., Mechanical Equipment, Electrical Panels A Building | YTF-ELS | Control Panel,Power Distribution Panel | Power Distribution Panel |  | PDP | http://www.toronto.ca/TWONTO#LV_electrical_panel |  | Electrical Equipment
147759 | YTF-ELS-PDP-0602 | Control Panel, Power Dist., Lighting Panel, Electrical Panels A Building | YTF-ELS | Control Panel,Power Distribution Panel | Power Distribution Panel |  | PDP | http://www.toronto.ca/TWONTO#LV_electrical_panel |  | Electrical Equipment
147760 | YTF-ELS-PDP-0702 | Control Panel, Power Dist., Mechanical Equipment, RN146, Electrical Panels Warehouse | YTF-ELS | Control Panel,Power Distribution Panel | Power Distribution Panel |  | PDP | http://www.toronto.ca/TWONTO#LV_electrical_panel |  | Electrical Equipment
147761 | YTF-ELS-PDP-0801 | Control Panel, Power Dist., Electrical Panels Warehouse | YTF-ELS | Control Panel,Power Distribution Panel | Power Distribution Panel |  | PDP | http://www.toronto.ca/TWONTO#LV_electrical_panel |  | Electrical Equipment
147762 | YTF-ELS-PDP-0901 | Control Panel, Power Dist., Warehouse Mechanical, Main Electrical Service | YTF-ELS | Control Panel,Power Distribution Panel | Power Distribution Panel |  | PDP | http://www.toronto.ca/TWONTO#LV_electrical_panel |  | Electrical Equipment
147763 | YTF-ELS-PDP-1301 | Control Panel, Power Dist., A Building Electrical Room, Electrical Panels Warehouse | YTF-ELS | Control Panel,Power Distribution Panel | Power Distribution Panel |  | PDP | http://www.toronto.ca/TWONTO#LV_electrical_panel |  | Electrical Equipment
147764 | YTF-ELS-PDP-1401A | Control Panel, Power Dist., Electrical Room, Electrical Panels A Building | YTF-ELS | Control Panel,Power Distribution Panel | Power Distribution Panel |  | PDP | http://www.toronto.ca/TWONTO#LV_electrical_panel |  | Electrical Equipment
147765 | YTF-ELS-PDP-1401B | Control Panel, Power Dist., Electrical Room, Electrical Panels A Building | YTF-ELS | Control Panel,Power Distribution Panel | Power Distribution Panel |  | PDP | http://www.toronto.ca/TWONTO#LV_electrical_panel |  | Electrical Equipment
147766 | YTF-ELS-PDP-1402 | Control Panel, Power Dist., Emergency Lighting Panel, Electrical Panels A Building | YTF-ELS | Control Panel,Power Distribution Panel | Power Distribution Panel |  | PDP | http://www.toronto.ca/TWONTO#LV_electrical_panel |  | Electrical Equipment
147767 | YTF-ELS-PDP-1501 | Control Panel, Power Dist., Emergency Power Panel, Electrical Room C | YTF-ELS | Control Panel,Power Distribution Panel | Power Distribution Panel |  | PDP | http://www.toronto.ca/TWONTO#LV_electrical_panel |  | Electrical Equipment
147768 | YTF-ELS-PDP-1601 | Control Panel, Power Dist., A Building Server Room, Electrical Panels Warehouse | YTF-ELS | Control Panel,Power Distribution Panel | Power Distribution Panel |  | PDP | http://www.toronto.ca/TWONTO#LV_electrical_panel |  | Electrical Equipment
147769 | YTF-ELS-PDP-1701 | Control Panel, Power Dist., A Building Server Room, Electrical Panels Warehouse | YTF-ELS | Control Panel,Power Distribution Panel | Power Distribution Panel |  | PDP | http://www.toronto.ca/TWONTO#LV_electrical_panel |  | Electrical Equipment
2721 | COL-MTI-F-1401C | Filter, High Pressure, Hydraulic Pump P-1401C Discharge, Outdoor Kiosk, MTI Chamber CH-1400C | COL-MTI-CH-1400C |  | Filter |  | F | http://www.toronto.ca/TWONTO#replaceable_oil_or_fuel_filter |  | Chamber,Rosedale Valley Control Chamber No.14C, MTI
2722 | COL-MTI-F-1402C | Filter, High Pressure, Hydraulic Pump P-1402C Discharge, Outdoor Kiosk, MTI Chamber CH-1400C | COL-MTI-CH-1400C |  | Filter |  | F | http://www.toronto.ca/TWONTO#replaceable_oil_or_fuel_filter |  | Chamber,Rosedale Valley Control Chamber No.14C, MTI
2723 | COL-MTI-F-3401 | Filter, High Pressure HPU, Tank, MTI Chamber CH-3400 | COL-MTI-CH-3400 | Filter | Filter |  | F | http://www.toronto.ca/TWONTO#replaceable_oil_or_fuel_filter |  | Chamber,Parkside St. Control Chamber No.34, MTI
2830 | COL-MTI-PSH-2000 | Hydraulic Filter Plugged, Victoria St. Control Chamber #20 | COL-MTI-CH-2000 |  | Filter |  | PSH | http://www.toronto.ca/TWONTO#replaceable_oil_or_fuel_filter |  | Chamber,Victoria St. Control Chamber No.20, MTI
4356 | COL-PLB-F-0001 | Filter, Fuel | COL-PLB | Filter | Filter | 34544 | F | http://www.toronto.ca/TWONTO#replaceable_oil_or_fuel_filter |  | Long Branch Pumping Station
4357 | COL-PLB-F-0001 | Filter, Fuel | COL-PLB-SUSPENDED | Filter | Filter | 34544 | F | http://www.toronto.ca/TWONTO#replaceable_oil_or_fuel_filter |  | Longbranch P.S.suspended entities
7411 | COL-RBB-F-0001 | Filter,Passive Carbon filter,Shaft Roof | COL-RBB-MISC |  | Filter |  | F | media_based_filter |  | Miscellaneous Equipment
9939 | FCL-AI-F-0002 | Filter, Instrument Air, Compressor C-0101 Discharge, High Lift Building, Compressor Room | FCL-TRW-C-0101 | Filter | Filter |  | F | http://www.toronto.ca/TWONTO#replaceable_air_filter |  | Compressor, Service Air Monitoring - High Lift
9940 | FCL-AI-F-0003 | Filter, Instrument Air, Compressor C-0201 Discharge, High Lift Building, Compressor Room | FCL-TRW-C-0102 | Filter | Filter |  | F | http://www.toronto.ca/TWONTO#replaceable_air_filter |  | Compressor, Service Air Monitoring - High Lift
9941 | FCL-AI-F-0201 | Filter, Instrument Air, Dry Chemical Building, Ground Floor | FCL-SA | Filter | Filter |  | F | http://www.toronto.ca/TWONTO#replaceable_air_filter |  | Service Air
10809 | FCL-CLA-F-0101 | Filter, Chlorine Gas, Discharge, CLA Evaporator 0101, Chlorination System | FCL-CLA-CHL-0101 | Filter | Filter |  | F | http://www.toronto.ca/TWONTO#replaceable_air_filter |  | Chlorinator, Chlorine Gas, Chlorination System
10810 | FCL-CLA-F-0201 | Filter, Chlorine Gas, CLA Evaporator 0201, Chlorination System | FCL-CLA-CHL-0201 | Filter | Filter |  | F | http://www.toronto.ca/TWONTO#replaceable_air_filter |  | Chlorinator, Chlorine Gas, Chlorination System
11241 | FCL-DCL-F-0301 | Filter, Discharge, Evaporator 0301, Sulpher Dioxide System | FCL-DCL-SO-0301 | Filter | Filter |  | F | http://www.toronto.ca/TWONTO#replaceable_air_filter |  | Sulphonator, Sulphur Dioxide System, Machine Room,Gaseous Chemical Building
11242 | FCL-DCL-F-0401 | Filter, Discharge,Evaporator 0101, Sulphonator 0401,RMF Dechlorin.,Machine Rm, Gaseous Chemical Bldg | FCL-DCL-SO-0401 | Filter | Filter |  | F | http://www.toronto.ca/TWONTO#replaceable_air_filter |  | Sulphonator, RMF Dechlorination, Machine Room,Gaseous Chemical Building
11607 | FCL-ELS-F-0201 | Filter, Suction, Pump 0200, Emergency Power Generator Monitoring | FCL-ELS-PS-0003 | Filter | Filter |  | F | http://www.toronto.ca/TWONTO#replaceable_oil_or_fuel_filter |  | Emergency Power
12307 | FCL-FLT-F-0101 | Filter, Carbon Activated, Filter Building, Filter Gallery West | FCL-FLT | Filter | Filter |  | F | media_based_filter |  | Filtration
12309 | FCL-FLT-F-0401 | Filter, Carbon Activated, Filter Building, Filter Gallery East | FCL-FLT | Filter | Filter |  | F | media_based_filter |  | Filtration
12310 | FCL-FLT-F-0601 | Filter, Carbon Activated, Filter Building, Filter Gallery East | FCL-FLT | Filter | Filter |  | F | media_based_filter |  | Filtration
12311 | FCL-FLT-F-0701 | Filter, Carbon Activated, Filter Building, Filter Gallery West | FCL-FLT | Filter | Filter |  | F | media_based_filter |  | Filtration
12312 | FCL-FLT-F-0801 | Filter, Carbon Activated, Filter Building, Filter Gallery East | FCL-FLT | Filter | Filter |  | F | media_based_filter |  | Filtration
12313 | FCL-FLT-F-1001 | Filter, Carbon Activated, Filter Building, Filter Gallery East | FCL-FLT | Filter | Filter |  | F | media_based_filter |  | Filtration
12315 | FCL-FLT-F-1101 | Filter, Carbon Activated, Filter Building, Filter Gallery West | FCL-FLT | Filter | Filter |  | F | media_based_filter |  | Filtration
12321 | FCL-FLT-F-1601 | Filter, Carbon Activated, Filter Building, Filter Gallery East | FCL-FLT | Filter | Filter |  | F | media_based_filter |  | Filtration
12424 | FCL-FLT-SW-0101-SUS | Sweeps, Surface Wash, Filter #1- | FCL-FLT-F-0101 | Filter | Filter | 36632 | SW | filter_sweeping_arm |  | Filter, Carbon Activated, Filter Building, Filter Gallery West
12425 | FCL-FLT-SW-0301-SUS | Sweeps, Surface Wash, Filter #3 | FCL-FLT-F-0301 | Filter | Filter | 36634 | SW | filter_sweeping_arm |  | Filter, Carbon Activated, Filter Building, Filter Gallery West
12426 | FCL-FLT-SW-0301-SUS | Sweeps, Surface Wash, Filter #3 | FCL-SUSPENDED | Filter | Filter | 36634 | SW | filter_sweeping_arm |  | Suspended entity
12427 | FCL-FLT-SW-0601-SUS | Sweeps, Surface Wash, Filter #6 | FCL-FLT-F-0601 | Filter | Filter | 36637 | SW | filter_sweeping_arm |  | Filter, Carbon Activated, Filter Building, Filter Gallery East
12428 | FCL-FLT-SW-0701 | Sweeps, Surface Wash, Filter #7 | FCL-FLT-F-0701 | Filter | Filter |  | SW | filter_sweeping_arm |  | Filter, Carbon Activated, Filter Building, Filter Gallery West
12429 | FCL-FLT-SW-0801-SUS | Sweeps, Surface Wash, Filter #8 | FCL-SUSPENDED | Filter | Filter | 36638 | SW | filter_sweeping_arm |  | Suspended entity
12430 | FCL-FLT-SW-0901-SUS | Sweeps, Surface Wash, Filter #9 | FCL-FLT-F-0901 | Filter | Filter | 36639 | SW | filter_sweeping_arm |  | Filter, Carbon Activated, Filter Building, Filter Gallery West
12431 | FCL-FLT-SW-1001-SUS | Sweeps, Surface Wash, Filter #10 | FCL-FLT-F-1001 | Filter | Filter | 36640 | SW | filter_sweeping_arm |  | Filter, Carbon Activated, Filter Building, Filter Gallery East
12432 | FCL-FLT-SW-1201-SUS | Sweeps, Surface Wash, Filter #12 | FCL-SUSPENDED | Filter | Filter | 36641 | SW | filter_sweeping_arm |  | Suspended entity
12433 | FCL-FLT-SW-1301-SUS | Sweeps, Surface Wash, Filter #13 | FCL-SUSPENDED | Filter | Filter | 36642 | SW | filter_sweeping_arm |  | Suspended entity
12434 | FCL-FLT-SW-1401-SUS | Sweeps, Surface Wash, Filter #14 | FCL-FLT-F-1401 | Filter | Filter | 36643 | SW | filter_sweeping_arm |  | Filter, Carbon Activated, Filter Building, Filter Gallery East
12435 | FCL-FLT-SW-1401-SUS | Sweeps, Surface Wash, Filter #14 | FCL-SUSPENDED | Filter | Filter | 36643 | SW | filter_sweeping_arm |  | Suspended entity
12436 | FCL-FLT-SW-1501-SUS | Sweeps, Surface Wash, Filter #15 | FCL-SUSPENDED | Filter | Filter | 36644 | SW | filter_sweeping_arm |  | Suspended entity
12437 | FCL-FLT-SW-1601-SUS | Sweeps, Surface Wash, Filter #16 | FCL-SUSPENDED | Filter | Filter | 36645 | SW | filter_sweeping_arm |  | Suspended entity
12438 | FCL-FLT-SW-1701-SUS | Sweeps, Surface Wash, Filter #17 | FCL-FLT-F-1701 | Filter | Filter | 36646 | SW | filter_sweeping_arm |  | Filter, Carbon Activated, Filter Building, Filter Gallery West
12439 | FCL-FLT-SW-1701-SUS | Sweeps, Surface Wash, Filter #17 | FCL-SUSPENDED | Filter | Filter | 36646 | SW | filter_sweeping_arm |  | Suspended entity
12440 | FCL-FLT-SW-1801-SUS | Sweeps, Surface Wash, Filter #18 | FCL-FLT-F-1801 | Filter | Filter | 36647 | SW | filter_sweeping_arm |  | Filter, Carbon Activated, Filter Building, Filter Gallery East
12756 | FCL-PAC-F-0201 | Filter, Intake, Air Blower BL-0201, Dry Chemical Building Basement | FCL-PAC | Filter | Filter |  | F | http://www.toronto.ca/TWONTO#replaceable_air_filter |  | Taste and Odour Control (PAC)
12757 | FCL-PAC-F-0201 | Filter, Intake, Air Blower BL-0201, Dry Chemical Building Basement | FCL-ZMC | Filter | Filter |  | F | http://www.toronto.ca/TWONTO#replaceable_air_filter |  | Zebra Mussel Control
12758 | FCL-PAC-F-0301 | Filter, Intake, Air Blower BL-0301, Dry Chemical Building Basement | FCL-PAC | Filter | Filter |  | F | http://www.toronto.ca/TWONTO#replaceable_air_filter |  | Taste and Odour Control (PAC)
12759 | FCL-PAC-F-0301 | Filter, Intake, Air Blower BL-0301, Dry Chemical Building Basement | FCL-PAC-FN-0301 | Filter | Filter |  | F | http://www.toronto.ca/TWONTO#replaceable_air_filter |  | Dust Control, Storage Tank Dust Collector DCU-0301, Dry Chemical Building Basement
13131 | FCL-SA-F-0302 | Filter, Second Service Air System, Service Air Monitoring - Low Lift Pumps, Dry Chemicals and Screen Room | FCL-SA | Filter | Filter |  | F | http://www.toronto.ca/TWONTO#replaceable_air_filter |  | Service Air
15105 | FHA-BW-F-1100 | Filter, Air Intake, Filter Building,Blower, BL-1100 | FHA-BW | Filter | Filter |  | F | http://www.toronto.ca/TWONTO#replaceable_air_filter |  | Backwash System
16291 | FHA-FLT-F-0201 | Filter #02, Filter Building, West Filter Gallery North | FHA-FLT | Filter | Filter |  | F | http://www.toronto.ca/TWONTO#filtration_tank |  | Filtration
16292 | FHA-FLT-F-0301 | Filter #03, Filter Building, West Filter Gallery South | FHA-FLT | Filter | Filter |  | F | http://www.toronto.ca/TWONTO#filtration_tank |  | Filtration
16293 | FHA-FLT-F-0401 | Filter #04, Filter Building, West Filter Gallery North | FHA-FLT | Filter | Filter |  | F | http://www.toronto.ca/TWONTO#filtration_tank |  | Filtration
16294 | FHA-FLT-F-1001 | Filter #10, Filter Building, West Filter Gallery North | FHA-FLT | Filter | Filter |  | F | http://www.toronto.ca/TWONTO#filtration_tank |  | Filtration
16295 | FHA-FLT-F-1101 | Filter #11, Filter Building, West Filter Gallery South | FHA-FLT | Filter | Filter |  | F | http://www.toronto.ca/TWONTO#filtration_tank |  | Filtration
16296 | FHA-FLT-F-1201 | Filter #12, Filter Building, West Filter Gallery North | FHA-FLT | Filter | Filter |  | F | http://www.toronto.ca/TWONTO#filtration_tank |  | Filtration
16297 | FHA-FLT-F-1401 | Filter #14, Filter Building, West Filter Gallery North | FHA-FLT | Filter | Filter |  | F | http://www.toronto.ca/TWONTO#filtration_tank |  | Filtration
16298 | FHA-FLT-F-1701 | Filter #17, Filter Building, West Filter Gallery South | FHA-FLT | Filter | Filter |  | F | http://www.toronto.ca/TWONTO#filtration_tank |  | Filtration
16299 | FHA-FLT-F-1801 | Filter #18, Filter Building, West Filter Gallery North | FHA-FLT | Filter | Filter |  | F | http://www.toronto.ca/TWONTO#filtration_tank |  | Filtration
16300 | FHA-FLT-F-1901 | Filter #19, Filter Building, West Filter Gallery South | FHA-FLT | Filter | Filter |  | F | http://www.toronto.ca/TWONTO#filtration_tank |  | Filtration
16301 | FHA-FLT-F-2001 | Filter #20, Filter Building, West Filter Gallery North | FHA-FLT | Filter | Filter |  | F | http://www.toronto.ca/TWONTO#filtration_tank |  | Filtration
16302 | FHA-FLT-F-2201 | Filter #22, Filter Building, East Filter Gallery North | FHA-FLT | Filter | Filter |  | F | http://www.toronto.ca/TWONTO#filtration_tank |  | Filtration
16303 | FHA-FLT-F-2801 | Filter #28, Filter Building, East Filter Gallery North | FHA-FLT | Filter | Filter |  | F | http://www.toronto.ca/TWONTO#filtration_tank |  | Filtration
16304 | FHA-FLT-F-2901 | Filter #29, Filter Building, East Filter Gallery South | FHA-FLT | Filter | Filter |  | F | http://www.toronto.ca/TWONTO#filtration_tank |  | Filtration
16305 | FHA-FLT-F-3201 | Filter #32, Filter Building, East Filter Gallery North | FHA-FLT | Filter | Filter |  | F | http://www.toronto.ca/TWONTO#filtration_tank |  | Filtration
16306 | FHA-FLT-F-3401 | Filter #34, Filter Building, East Filter Gallery North | FHA-FLT | Filter | Filter |  | F | http://www.toronto.ca/TWONTO#filtration_tank |  | Filtration
16307 | FHA-FLT-F-3501 | Filter #35, Filter Building, East Filter Gallery South | FHA-FLT | Filter | Filter |  | F | http://www.toronto.ca/TWONTO#filtration_tank |  | Filtration
16308 | FHA-FLT-F-3601 | Filter #36, Filter Building, East Filter Gallery North | FHA-FLT | Filter | Filter |  | F | http://www.toronto.ca/TWONTO#filtration_tank |  | Filtration
16416 | FHA-FLT-MX-0201 | FHA-FLT-SW-0201 - Sweeps, Surface Wash, Filter #2 | FHA-FLT-F-0201 | Filter | Filter |  | MX | filter_sweeping_arm |  | Filter #02, Filter Building, West Filter Gallery North
16417 | FHA-FLT-MX-0301 | FHA-FLT-SW-0301 - Sweeps, Surface Wash, Filter #3 | FHA-FLT-F-0301 | Filter | Filter |  | MX | filter_sweeping_arm |  | Filter #03, Filter Building, West Filter Gallery South
16418 | FHA-FLT-MX-0501 | FHA-FLT-SW-0501 - Sweeps, Surface Wash, Filter #5 | FHA-FLT-F-0501 | Filter | Filter |  | MX | filter_sweeping_arm |  | Filter #05, Filter Building, West Filter Gallery South
16419 | FHA-FLT-MX-0601 | FHA-FLT-SW-0601 - Sweeps, Surface Wash, Filter #6 | FHA-FLT-F-0601 | Filter | Filter |  | MX | filter_sweeping_arm |  | Filter #06, Filter Building, West Filter Gallery North
16420 | FHA-FLT-MX-0801 | FHA-FLT-SW-0801 - Sweeps, Surface Wash, Filter #8 | FHA-FLT-F-0801 | Filter | Filter |  | MX | filter_sweeping_arm |  | Filter #08, Filter Building, West Filter Gallery North
16421 | FHA-FLT-MX-0901 | FHA-FLT-SW-0901 - Sweeps, Surface Wash, Filter #9 | FHA-FLT-F-0901 | Filter | Filter |  | MX | filter_sweeping_arm |  | Filter #09, Filter Building, West Filter Gallery South
16422 | FHA-FLT-MX-1101 | FHA-FLT-SW-1101 - Sweeps, Surface Wash, Filter #11 | FHA-FLT-F-1101 | Filter | Filter |  | MX | filter_sweeping_arm |  | Filter #11, Filter Building, West Filter Gallery South
16423 | FHA-FLT-MX-1201 | FHA-FLT-SW-1201 - Sweeps, Surface Wash, Filter #12 | FHA-FLT-F-1201 | Filter | Filter |  | MX | filter_sweeping_arm |  | Filter #12, Filter Building, West Filter Gallery North
16424 | FHA-FLT-MX-1401 | FHA-FLT-SW-1401 - Sweeps, Surface Wash, Filter #14 | FHA-FLT-F-1401 | Filter | Filter |  | MX | filter_sweeping_arm |  | Filter #14, Filter Building, West Filter Gallery North
16425 | FHA-FLT-MX-1901 | FHA-FLT-SW-1901 - Sweeps, Surface Wash, Filter #19 | FHA-FLT-F-1901 | Filter | Filter |  | MX | filter_sweeping_arm |  | Filter #19, Filter Building, West Filter Gallery South
16426 | FHA-FLT-MX-2001 | FHA-FLT-SW-2001 - Sweeps, Surface Wash, Filter #20 | FHA-FLT-F-2001 | Filter | Filter |  | MX | filter_sweeping_arm |  | Filter #20, Filter Building, West Filter Gallery North
16427 | FHA-FLT-MX-2101 | FHA-FLT-SW-2101 - Sweeps, Surface Wash, Filter #21 | FHA-FLT-F-2101 | Filter | Filter |  | MX | filter_sweeping_arm |  | Filter #21, Filter Building, East Filter Gallery South
16428 | FHA-FLT-MX-2201 | FHA-FLT-SW-2201 - Sweeps, Surface Wash, Filter #22 | FHA-FLT-F-2201 | Filter | Filter |  | MX | filter_sweeping_arm |  | Filter #22, Filter Building, East Filter Gallery North
16429 | FHA-FLT-MX-2301 | FHA-FLT-SW-2301 - Sweeps, Surface Wash, Filter #23 | FHA-FLT-F-2301 | Filter | Filter |  | MX | filter_sweeping_arm |  | Filter #23, Filter Building, East Filter Gallery South
16430 | FHA-FLT-MX-2401 | FHA-FLT-SW-2401 - Sweeps, Surface Wash, Filter #24 | FHA-FLT-F-2401 | Filter | Filter |  | MX | filter_sweeping_arm |  | Filter #24, Filter Building, East Filter Gallery North
16431 | FHA-FLT-MX-2601 | FHA-FLT-SW-2601 - Sweeps, Surface Wash, Filter #26 | FHA-FLT-F-2601 | Filter | Filter |  | MX | filter_sweeping_arm |  | Filter #26, Filter Building, East Filter Gallery North
16432 | FHA-FLT-MX-2701 | FHA-FLT-SW-2701 - Sweeps, Surface Wash, Filter #27 | FHA-FLT-F-2701 | Filter | Filter |  | MX | filter_sweeping_arm |  | Filter #27, Filter Building, East Filter Gallery South
16433 | FHA-FLT-MX-2801 | FHA-FLT-SW-2801 - Sweeps, Surface Wash, Filter #28 | FHA-FLT-F-2801 | Filter | Filter |  | MX | filter_sweeping_arm |  | Filter #28, Filter Building, East Filter Gallery North
16434 | FHA-FLT-MX-2901 | FHA-FLT-SW-2901 - Sweeps, Surface Wash, Filter #29 | FHA-FLT-F-2901 | Filter | Filter |  | MX | filter_sweeping_arm |  | Filter #29, Filter Building, East Filter Gallery South
16435 | FHA-FLT-MX-3201 | FHA-FLT-SW-3201 - Sweeps, Surface Wash, Filter #32 | FHA-FLT-F-3201 | Filter | Filter |  | MX | filter_sweeping_arm |  | Filter #32, Filter Building, East Filter Gallery North
16436 | FHA-FLT-MX-3301 | FHA-FLT-SW-3301 - Sweeps, Surface Wash, Filter #33 | FHA-FLT-F-3301 | Filter | Filter |  | MX | filter_sweeping_arm |  | Filter #33, Filter Building, East Filter Gallery South
16437 | FHA-FLT-MX-3501 | FHA-FLT-SW-3501 - Sweeps, Surface Wash, Filter #35 | FHA-FLT-F-3501 | Filter | Filter |  | MX | filter_sweeping_arm |  | Filter #35, Filter Building, East Filter Gallery South
16438 | FHA-FLT-MX-3801 | FHA-FLT-SW-3801 - Sweeps, Surface Wash, Filter #38 | FHA-FLT-F-3801 | Filter | Filter |  | MX | filter_sweeping_arm |  | Filter #38, Filter Building, East Filter Gallery North
16439 | FHA-FLT-MX-3901 | FHA-FLT-SW-3901 - Sweeps, Surface Wash, Filter #39 | FHA-FLT-F-3901 | Filter | Filter |  | MX | filter_sweeping_arm |  | Filter #39, Filter Building, East Filter Gallery South
19144 | FHO-ACC-F-0101 | Filter, Dry Air, Fresh Air Intake, Admin Building, L2, Roof Access Mech. RRoom | FHO-MCS-HVAC |  | Filter |  | F | http://www.toronto.ca/TWONTO#replaceable_air_filter |  | Plant HVAC
19145 | FHO-ACC-F-0104 | Filter, Dry Air, Fan FN-0109 Intake, Admin Building, S1, AHU Room | FHO-ACC-FN-0109 |  | Filter |  | F | http://www.toronto.ca/TWONTO#replaceable_air_filter |  | Fan, Supply, Gallery Ventilation System, S1 Admin Building AHU Room
19146 | FHO-ACC-F-0105 | Filter, Dry Air, AHU-0102 Intake, Admin Building, S1, AHU Room | FHO-ACC-AHU-0102 |  | Filter |  | F | http://www.toronto.ca/TWONTO#replaceable_air_filter |  | Air Handling Unit, Admin Building Lobby Air Conditioning System, Admin Building, S1, AHU Room
19147 | FHO-ACC-F-0201 | Filter, Dry Air, AHU-0201 Inlet, Ammonia Area HVAC,Chemical Building, North Penthouse | FHO-ACC-AHU-0201 |  | Filter |  | F | http://www.toronto.ca/TWONTO#replaceable_air_filter |  | Air Handling Unit, Ammonia Area HVAC, Chemical Building North Penthouse
19148 | FHO-ACC-F-0202 | Filter, Dry Air, AHU-0202 Inlet, Chemical Building, North Penthouse | FHO-ACC-AHU-0202 |  | Filter |  | F | http://www.toronto.ca/TWONTO#replaceable_air_filter |  | Air Handling Unit, General Chemical Building HVAC, Chemical Building, North Penthouse, N/E Corner
19149 | FHO-ACC-F-0301 | Filter, Dry Air, Fan FN-0302 Intake, Chemical Building, L2, South Penthouse | FHO-ACC-FN-0302 |  | Filter |  | F | http://www.toronto.ca/TWONTO#replaceable_air_filter |  | Fan, Supply, Main Electrical Room Ventilation System, L1 Chemical Building, Fan Room
19150 | FHO-ACC-F-0401 | Filter, Dry Air, Fan FN-0401, High Lift P.S. HVAC, S4, West Ventilation Room | FHO-ACC-FN-0401 |  | Filter |  | F | http://www.toronto.ca/TWONTO#replaceable_air_filter |  | Fan, Air Circulating Unit, High Lift P.S. HVAC, S4, West Ventilation Room
19151 | FHO-ACC-F-0402 | Filter, Dry Air, Fan FN-0402, High Lift P.S. HVAC, S4, West Ventilation Room | FHO-ACC-FN-0402 |  | Filter |  | F | http://www.toronto.ca/TWONTO#replaceable_air_filter |  | Fan, Air Circulating Unit, High Lift P.S. HVAC, S4, West Ventilation Room
19152 | FHO-ACC-F-0502 | Filter, Dry Air, Raw Water P.S. Supply Fan FN-0501, Admin Building, L2, East Wing, Mechanical Room | FHO-ACC-FN-0501 |  | Filter |  | F | http://www.toronto.ca/TWONTO#replaceable_air_filter |  | Fan, Fresh Air Supply, Raw Water Dehumidifier, L2 Admin Building, East Wing, Mechanical Room
19153 | FHO-ACC-F-0504 | Filter, Dry Air, Raw Water HVAC Dehumidifier D-0502, S8, Raw Water HVAC Room, North | FHO-ACC-D-0502 |  | Filter |  | F | http://www.toronto.ca/TWONTO#replaceable_air_filter |  | Dehumidifier, Raw Water HVAC, S8, Raw Water Pump Room, North
19154 | FHO-ACC-F-0601 | Filter, Dry Air, Raw Water HVAC Fan FN-0601, Admin Building, L2, East Wing, Mechanical Room | FHO-ACC-FN-0601 |  | Filter |  | F | http://www.toronto.ca/TWONTO#replaceable_air_filter |  | Fan, Fresh Air Supply, Raw Water Dehumidifier, L2 Admin Building, East Wing, Mechanical Room
19155 | FHO-ACC-F-0602 | Filter, Dry Air, Raw Water HVAC Dehumidifier D-0601, S6, Ring Header Room | FHO-ACC-D-0601 |  | Filter |  | F | http://www.toronto.ca/TWONTO#replaceable_air_filter |  | Dehumidifier, Raw Water HVAC, S6, Ring Header Room
19156 | FHO-ACC-F-0701 | Filter, Fresh Air Inlet, High Lift P.S. HVAC Dehumidifier D-0701, S4, Pipe Gallery | FHO-ACC-D-0701 |  | Filter |  | F | http://www.toronto.ca/TWONTO#replaceable_air_filter |  | Dehumidifier, High Lift Pumping Station HVAC, S4, Pipe Gallery
19157 | FHO-ACC-F-0702 | Filter, Reactivation Air Inlet, High Lift P.S. HVAC Dehumidifier D-0701, S4, Pipe Gallery | FHO-ACC-D-0701 |  | Filter |  | F | http://www.toronto.ca/TWONTO#replaceable_air_filter |  | Dehumidifier, High Lift Pumping Station HVAC, S4, Pipe Gallery
19158 | FHO-ACC-F-0901 | Filter, Inlet Air, D-0901, Filter Building, S2, HVAC Room | FHO-ACC-D-0901 |  | Filter |  | F | http://www.toronto.ca/TWONTO#replaceable_air_filter |  | Dehumidifier, Filter Building, S2, West of Pipe Gallery, HVAC Room
19159 | FHO-ACC-F-1003 | Filter, Inlet Air, D-1001, Old Surge Building | FHO-ACC-D-1001 |  | Filter |  | F | http://www.toronto.ca/TWONTO#replaceable_air_filter |  | Dehumidifier, Surge Building, Lower Level
19160 | FHO-ACC-F-1005 | Filter, Air Inlet, FN-1001 Filter Gallery Supply Fan, S2, TR Reservoir Gallery, South | FHO-ACC-FN-1001 |  | Filter |  | F | http://www.toronto.ca/TWONTO#replaceable_air_filter |  | Fan. Fresh Air Supply Filter Gallery, Treated Water Reservoir Gallery, South
19161 | FHO-ACC-F-1007 | Filter, Air Inlet, FN-1005, S2, TW Reservoir Gallery, North | FHO-ACC-FN-1005 |  | Filter |  | F | http://www.toronto.ca/TWONTO#replaceable_air_filter |  | Fan, Circulation/Ventilation, Treated Water Reservoir Gallery, North
19162 | FHO-ACC-F-1101 | Filter, Fresh Air Inlet,Clarifier Building Dehumidifier D-1101,Clarifier Building, S4,Clarifier Gallery | FHO-ACC-D-1101 |  | Filter |  | F | http://www.toronto.ca/TWONTO#replaceable_air_filter |  | Dehumidifier, Clarifier Building, S4, Clarifier Gallery
19163 | FHO-ACC-F-1521 | Filter, Air Inlet, AHU-1521, Ozone Building, L1, Mechanical Room 1 | FHO-ACC-AHU-1521 |  | Filter |  | F | http://www.toronto.ca/TWONTO#replaceable_air_filter |  | Air Handling Unit, Filter 9-13 Pipe Gallery Ventilation, Ozone Building, L1, Mechanical Room 1
19164 | FHO-ACC-F-1524 | Filter, Air Inlet, D-1521, Ozone Building, L1, Mechanical Room 1 | FHO-ACC-D-1521 |  | Filter |  | F | http://www.toronto.ca/TWONTO#replaceable_air_filter |  | Dehumidifire, Ozone Building, L1, Mechanical Room 1
19165 | FHO-ACC-F-1531 | Filter, Air Inlet, AHU-1531, Ozone Building, L1, Mechanical Room 1 | FHO-ACC-AHU-1531 |  | Filter |  | F | http://www.toronto.ca/TWONTO#replaceable_air_filter |  | Air Handling Unit, Filter 9-13 Operating Gallery Ventilation, Ozone Building, L1, Mechanical Room 1
19166 | FHO-ACC-F-1532 | Filter, AHU-1531, Returned Air, Ozone Building, L1, Mechanical Room 1 | FHO-ACC-AHU-1531 |  | Filter |  | F | http://www.toronto.ca/TWONTO#replaceable_air_filter |  | Air Handling Unit, Filter 9-13 Operating Gallery Ventilation, Ozone Building, L1, Mechanical Room 1
19167 | FHO-ACC-F-1542 | Filter, AHU-1541, Returned Air, Ozone Building, L1, Mechanical Room 1 | FHO-ACC-AHU-1541 |  | Filter |  | F | http://www.toronto.ca/TWONTO#replaceable_air_filter |  | Air Handling Unit, Ozone Equipment Room Ventilation, Ozone Building, L1, Mechanical Room 1
19168 | FHO-ACC-F-1551 | Filter, Air Inlet, FN-1551, Ozone Building, L1, Mechanical Room 1 | FHO-ACC-FN-1551 |  | Filter |  | F | http://www.toronto.ca/TWONTO#replaceable_air_filter |  | Fan, Centrifugal Square Inline, Electrical Room Supply&Ventilation,Ozone Building, Mechanical Room 1
19169 | FHO-ACC-F-1641 | Filter, Air Inlet, FN-1641, Standby Power Building, S4, Hallway, North | FHO-ACC-FN-1641 |  | Filter |  | F | http://www.toronto.ca/TWONTO#replaceable_air_filter |  | Fan, Centrifugal Square Inline, Hallway Supply, Standby Power Building, S4, Hallway, North
19170 | FHO-ACC-F-1642 | Filter, Air Outlet, FN-1642, Standby Power Building, S4, CCS Room, N/W | FHO-ACC-FN-1642 |  | Filter |  | F | http://www.toronto.ca/TWONTO#replaceable_air_filter |  | Fan, Centrifugal Square Exhaust, Standby Power Building, S4, CCS Room, N/W
20251 | FHO-CLA-F-0101 | Filter, Gas, Pre Chlorination Train 1, Chemical Building, Main Floor, Machine Room | FHO-CLA-CHL-0101 |  | Filter |  | F | http://www.toronto.ca/TWONTO#replaceable_air_filter |  | Chlorinator, Pre Chlorination Train 1, Chemical Building, L1, Machine Room
20252 | FHO-CLA-F-0201 | Filter, Gas, Pre Chlorination Train 2, Chemical Building, Main Floor, Machine Room | FHO-CLA-CHL-0101 |  | Filter |  | F | http://www.toronto.ca/TWONTO#replaceable_air_filter |  | Chlorinator, Pre Chlorination Train 1, Chemical Building, L1, Machine Room
20365 | FHO-CLB-F-0301 | Filter, Gas, Post Chlorination Train 3, Chemical Building, Main Floor, Machine Room | FHO-CLB-CHL-0301 |  | Filter |  | F | http://www.toronto.ca/TWONTO#replaceable_air_filter |  | Chlorinator, Post Chlorination East Train 3, Chemical Building, L1, Evaporator Room
20366 | FHO-CLB-F-0401 | Filter, Gas, Post Chlorination Train 4, Chemical Building, Main Floor, Machine Room | FHO-CLB-CHL-0401 |  | Filter |  | F | http://www.toronto.ca/TWONTO#replaceable_air_filter |  | Chlorinator, Post Chlorination East Train 4,Chemical Building, L1, Evaporator Room
20771 | FHO-DOZ-F-0502 | Filter, Coalescing, Desiccant Dryer D-0504 Inlet, Ozone Building, S2, RW Process Room,Nitrogen Skid | FHO-NIT-SYS | Filter | Filter |  | F | http://www.toronto.ca/TWONTO#replaceable_air_filter |  | NITROGEN SYSTEM
20772 | FHO-DOZ-F-0505 | Filter, Particulate, Desiccant Dryer D-0503 Outlet, Ozone Building,S2,RW Process Room,Nitrogen Skid | FHO-NIT-SYS | Filter | Filter |  | F | http://www.toronto.ca/TWONTO#replaceable_air_filter |  | NITROGEN SYSTEM
20773 | FHO-DOZ-F-0506 | Filter, Particulate, Desiccant Dryer D-0504 Outlet, Ozone Building,S2,RW Process Room,Nitrogen Skid | FHO-NIT-SYS | Filter | Filter |  | F | http://www.toronto.ca/TWONTO#replaceable_air_filter |  | NITROGEN SYSTEM
22494 | COL-PLB-F-0001 | Filter, Fuel | COL-PLB-AUX-MECH | Filter | Filter | 34544 | F | http://www.toronto.ca/TWONTO#replaceable_oil_or_fuel_filter |  | Mechanical Equipment
24017 | FHO-SA-F-0102 | Filter, Inlet, Air Dryer D-0101, Service Air System, TRW Building, S3, Compressor Room | FHO-SA-D-0101 |  | Filter |  | F | http://www.toronto.ca/TWONTO#replaceable_air_filter |  | Air Dryer, Service Air System, Refrigeration, TRW Building, S3, Compressor Room
24018 | FHO-SA-F-0202 | Filter, Inlet, Air Dryer D-0201, Service Air System, TRW Building, S3, Compressor Room | FHO-SA-D-0201 |  | Filter |  | F | http://www.toronto.ca/TWONTO#replaceable_air_filter |  | Air Dryer, Service Air System, Refrigeration, TRW Building, S3, Compressor Room
26082 | FIS-ACC-F-0300 | Filter, Air, Dehumidifier D-0300 Outside Air, Storage Building, Maintenance Storage Room | FIS-ACC-D-0300 |  | Filter |  | F | http://www.toronto.ca/TWONTO#replaceable_air_filter |  | Dehumidifier, Storage Building, Maintenance Storage Room
26083 | FIS-ACC-F-0400 | Filter, Air, Dehumidifier D-0400 Outside Air, Filter Complex, Basement Floor, Filter Gallery Roof | FIS-ACC-D-0400 |  | Filter |  | F | http://www.toronto.ca/TWONTO#replaceable_air_filter |  | Dehumidifier, Rooftop Unit, Filter Building, Filter Gallery Roof
26953 | FIS-CLA-F-0101-SUS | Filter, Gaseous Discharge Header from Pre Chlorination Evaporator Train 1, Chlorination System | FIS-CLA-CHL-0101 | Filter | Filter | 38161 | F | http://www.toronto.ca/TWONTO#replaceable_air_filter |  | Chlorinator, Pre Chlorination Train 1, Gaseous Chemical Building, Machine Room
26954 | FIS-CLA-F-0101-SUS | Filter, Gaseous Discharge Header from Pre Chlorination Evaporator Train 1, Chlorination System | FIS-SUSPENDED | Filter | Filter | 38161 | F | http://www.toronto.ca/TWONTO#replaceable_air_filter |  | Obsolete Entities/Processes
26955 | FIS-CLA-F-0201-SUS | Filter, Gaseous Discharge Header from Pre Chlorination Evaporator 0201 Train 2, Chlorination System | FIS-CLA-CHL-0201 | Filter | Filter | 38162 | F | http://www.toronto.ca/TWONTO#replaceable_air_filter |  | Chlorinator, Pre Chlorination Train 2, Gaseous Chemical Building, Machine Room
27016 | FIS-CLB-F-0101-SUS | Filter, Gaseous Discharge Header from Post Chlorination Evaporator Train 1 | FIS-CLC-CHL-0101 | Filter | Filter | 38172 | F | http://www.toronto.ca/TWONTO#replaceable_air_filter |  | Chemical Feeder, Gas, Chlorine, Trim Chlorination, Chlorination System
27017 | FIS-CLB-F-0201-SUS | Filter, Gaseous Discharge Header from Post Chlorination Evaporator Train 2 | FIS-CLB-CHL-0201 | Filter | Filter | 38173 | F | http://www.toronto.ca/TWONTO#replaceable_air_filter |  | Chlorinator, Post Chlorination Train 2, Gaseous Chemical Building, Machine Room
27125 | FIS-DCL-F-0001-SUS | Filter, SDL Line1, Sulphur Dioxide System | FIS-DCL-EV-0101 |  | Filter | 38181 | F | http://www.toronto.ca/TWONTO#replaceable_air_filter |  | Evaporator,Sulphur Dioxide Service, Stream #1, Gaseous Chemical Building, Storage Room
27126 | FIS-DCL-F-0001-SUS | Filter, SDL Line1, Sulphur Dioxide System | FIS-SUSPENDED |  | Filter | 38181 | F | http://www.toronto.ca/TWONTO#replaceable_air_filter |  | Obsolete Entities/Processes
27127 | FIS-DCL-F-0002-SUS | Filter, SDL Line2, Sulphur Dioxide System | FIS-DCL-EV-0201 |  | Filter | 38182 | F | http://www.toronto.ca/TWONTO#replaceable_air_filter |  | Evaporator,Sulphur Dioxide Service, Stream #2, Gaseous Chemical Building, Storage Room
27128 | FIS-DCL-F-0002-SUS | Filter, SDL Line2, Sulphur Dioxide System | FIS-SUSPENDED |  | Filter | 38182 | F | http://www.toronto.ca/TWONTO#replaceable_air_filter |  | Obsolete Entities/Processes
27541 | FIS-ELS-F-2101A | Filter, Fuel Oil, Transfer Pump P-2101A Suction, Workshop Building, Transfer Pump Room | FIS-ELS-P-2101A |  | Filter |  | F | http://www.toronto.ca/TWONTO#replaceable_oil_or_fuel_filter |  | Pump, Centrifugal, Transfer, Storage Tank T-2101 to Day Tank 2102, Workshop Building, Pump Room
27542 | FIS-ELS-F-2101B | Filter, Fuel Oil, Transfer Pump P-2101B Suction, Workshop Building, Transfer Pump Room | FIS-ELS-P-2101B |  | Filter |  | F | http://www.toronto.ca/TWONTO#replaceable_oil_or_fuel_filter |  | Pump, Centrifugal, Transfer, Storage Tank T-2101 to Day Tank 2102, Workshop Building, Pump Room
28088 | FIS-FLT-F-0100 | Filter, Settled Water, Filter Building, Filter Gallery | FIS-FLT | Filter | Filter |  | F | http://www.toronto.ca/TWONTO#filtration_tank |  | Filtration
28089 | FIS-FLT-F-0200 | Filter, Settled Water, Filter Building, Filter Gallery | FIS-FLT | Filter | Filter |  | F | http://www.toronto.ca/TWONTO#filtration_tank |  | Filtration
28090 | FIS-FLT-F-0400 | Filter, Settled Water, Filter Building, Filter Gallery | FIS-FLT | Filter | Filter |  | F | http://www.toronto.ca/TWONTO#filtration_tank |  | Filtration
28091 | FIS-FLT-F-0500 | Filter, Settled Water, Filter Building, Filter Gallery | FIS-FLT | Filter | Filter |  | F | http://www.toronto.ca/TWONTO#filtration_tank |  | Filtration
28092 | FIS-FLT-F-0600 | Filter, Settled Water, Filter Building, Filter Gallery | FIS-FLT | Filter | Filter |  | F | http://www.toronto.ca/TWONTO#filtration_tank |  | Filtration
28842 | FIS-SA-F-0101-SUS | Filter, Inlet, Instrument Air, Dryer 0101, Service Air Monitoring | FIS-SA-C-0100 | Filter | Filter | 38397 | F | http://www.toronto.ca/TWONTO#replaceable_air_filter |  | Compressor, Reciprocating, Constant Speed, Filter Building, Pump Room West
28843 | FIS-SA-F-0102-SUS | Filter, Outlet, Instrument Air, Dryer 0101, Service Air Monitoring | FIS-SA-C-0100 | Filter | Filter | 38398 | F | http://www.toronto.ca/TWONTO#replaceable_air_filter |  | Compressor, Reciprocating, Constant Speed, Filter Building, Pump Room West
28844 | FIS-SA-F-0201-SUS | Filter, Inlet, Instrument Air, Dryer 0201, Service Air Monitoring | FIS-SA-C-0200 | Filter | Filter | 38399 | F | http://www.toronto.ca/TWONTO#replaceable_air_filter |  | Compressor, Reciprocating, Constant Speed, Insturment Air to Dryer 0201, Filter Building, Service Air Monitoring
28845 | FIS-SA-F-0201-SUS | Filter, Inlet, Instrument Air, Dryer 0201, Service Air Monitoring | FIS-SUSPENDED | Filter | Filter | 38399 | F | http://www.toronto.ca/TWONTO#replaceable_air_filter |  | Obsolete Entities/Processes
28846 | FIS-SA-F-0202-SUS | Filter, Outlet, Instrument Air, Dryer 0201, Service Air Monitoring | FIS-SUSPENDED | Filter | Filter | 38400 | F | http://www.toronto.ca/TWONTO#replaceable_air_filter |  | Obsolete Entities/Processes
29849 | FIS-WWW-CH-0100 | Slow Sand Fiter | FIS-BW | Filter | Filter |  | CH | http://www.toronto.ca/TWONTO#filtration_tank |  | Backwash System
29850 | FIS-WWW-CH-0100 | Slow Sand Fiter | FIS-FLT | Filter | Filter |  | CH | http://www.toronto.ca/TWONTO#filtration_tank |  | Filtration
29851 | FIS-WWW-CH-0100 | Slow Sand Fiter | FIS-SUSPENDED | Filter | Filter |  | CH | http://www.toronto.ca/TWONTO#filtration_tank |  | Obsolete Entities/Processes
29852 | FIS-WWW-CH-0200-SUS | Slow Sand Fiter | FIS-BW | Filter | Filter | 38480 | CH | http://www.toronto.ca/TWONTO#filtration_tank |  | Backwash System
29853 | FIS-WWW-CH-0200-SUS | Slow Sand Fiter | FIS-SUSPENDED | Filter | Filter | 38480 | CH | http://www.toronto.ca/TWONTO#filtration_tank |  | Obsolete Entities/Processes
29854 | FIS-WWW-CH-0300-SUS | Slow Sand Fiter | FIS-BW | Filter | Filter | 38481 | CH | http://www.toronto.ca/TWONTO#filtration_tank |  | Backwash System
29855 | FIS-WWW-CH-0600-SUS | Slow Sand Fiter | FIS-BW | Filter | Filter | 38484 | CH | http://www.toronto.ca/TWONTO#filtration_tank |  | Backwash System
29858 | FIS-WWW-CH-0900-SUS | Slow Sand Fiter | FIS-BW | Filter | Filter | 38487 | CH | http://www.toronto.ca/TWONTO#filtration_tank |  | Backwash System
29859 | FIS-WWW-CH-1000-SUS | Slow Sand Fiter | FIS-SUSPENDED | Filter | Filter | 38488 | CH | http://www.toronto.ca/TWONTO#filtration_tank |  | Obsolete Entities/Processes
29860 | FIS-WWW-CH-1100-SUS | Slow Sand Fiter | FIS-BW | Filter | Filter | 38489 | CH | http://www.toronto.ca/TWONTO#filtration_tank |  | Backwash System
29861 | FIS-WWW-CH-1100-SUS | Slow Sand Fiter | FIS-SUSPENDED | Filter | Filter | 38489 | CH | http://www.toronto.ca/TWONTO#filtration_tank |  | Obsolete Entities/Processes
29862 | FIS-WWW-CH-1200-SUS | Slow Sand Fiter | FIS-SUSPENDED | Filter | Filter | 38490 | CH | http://www.toronto.ca/TWONTO#filtration_tank |  | Obsolete Entities/Processes
30241 | IY2061A | Filter, Compressor Air Supply | TAB-SA-FN | Filter | Filter |  |  | http://www.toronto.ca/TWONTO#replaceable_air_filter |  | Compressor Supply Air
30242 | IY2063A | Filter, Compressor Air Supply | TAB-SA-FN | Filter | Filter |  |  | http://www.toronto.ca/TWONTO#replaceable_air_filter |  | Compressor Supply Air
30246 | IY2065A | Filter, Air Compressor #2 | IX2070 | Filter | Filter |  |  | http://www.toronto.ca/TWONTO#replaceable_air_filter |  | Compressor #2, Air
30248 | IY2066A | Filter, Air Compressor #3 | IX2071 | Filter | Filter |  |  | http://www.toronto.ca/TWONTO#replaceable_air_filter |  | Compressor #3, Air
30252 | IY2067A | Receiver, Compressor #4 Air | IX2072 | Filter | Filter |  |  | http://www.toronto.ca/TWONTO#replaceable_air_filter |  | Compressor #4, Air
33003 | KU3615A | Filter, Plant Water, Floatation | TAB-PWA-F | Filter | Filter |  |  | http://www.toronto.ca/TWONTO#collection_of_assets |  | Plant Water - Filters and Strainers
36292 | COL-RBC-F-0001 | Filter,Passive Carbon filter,Shaft Roof | COL-RBC-MISC |  | Filter |  | F | media_based_filter |  | Miscellaneous Equipment
36386 | COL-RBG-F-0001 | Filter,Passive Carbon filter,Shaft Roof | COL-RBC-MISC |  | Filter |  | F | media_based_filter |  | Miscellaneous Equipment
37360 | NX2326A | Filter, Air | NX2328A | Filter | Filter |  |  | http://www.toronto.ca/TWONTO#replaceable_air_filter |  | Air Handling Unit, Aux., 2nd Flr, Electric RmE.
37361 | NX2327A | Filter, Air-Aux., 2nd Flr | NX2329A | Filter | Filter | 34494 |  | http://www.toronto.ca/TWONTO#replaceable_air_filter |  | Air Handling Unit A/c, Aux., 2nd Flr, Electric RmW.
38011 | SM2003A | Filter, Air, Floatation Bsmt., North Side Compr.room | TAB-AI FLOATATION | Filter | Filter |  |  | http://www.toronto.ca/TWONTO#filtration_tank |  | Air Equipment, Floatation Building
38012 | SM2004A | Filter, Air, Floatation Bsmt., North Side Compr.room | TAB-AI FLOATATION | Filter | Filter |  |  | http://www.toronto.ca/TWONTO#filtration_tank |  | Air Equipment, Floatation Building
38013 | SM2005A | Filter, Air,Floatation Bsmt., North Side Compr.room | TAB-AI FLOATATION | Filter | Filter |  |  | http://www.toronto.ca/TWONTO#filtration_tank |  | Air Equipment, Floatation Building
39172 | TAB-ACC-F-0150 | Filter, Primary Loop | TAB-ACC-P-0150 | Filter | Filter |  | F | http://www.toronto.ca/TWONTO#discrete_unit_of_treatment_filter |  | Pump, Filter Feed, Primary Loop
39173 | TAB-ACC-F-0787 | Filter, Boiler Feedwater | TAB-HRS-BO-P | Filter | Filter |  | F | http://www.toronto.ca/TWONTO#discrete_unit_of_treatment_filter |  | Steam Boiler Feedwater System, Softeners
39174 | TAB-ACC-F-0789 | Filter, Boiler Feedwater | TAB-HRS-BO-P | Filter | Filter |  | F | http://www.toronto.ca/TWONTO#discrete_unit_of_treatment_filter |  | Steam Boiler Feedwater System, Softeners
39175 | TAB-ACC-F-0803 | Filter , AHU, | TAB-ACC-AHU-0803 | Filter | Filter |  | F | http://www.toronto.ca/TWONTO#replaceable_air_filter |  | Air Handling Unit, Equalizing tank Bldg
39176 | TAB-ACC-F-1410 | Filter, Supply Fan 1410, AHU-1400, Screen Bldg. Rooftop | TAB-ACC-AHU-1400 | Filter | Filter |  | F | http://www.toronto.ca/TWONTO#replaceable_air_filter |  | Air Handling Unit, D Bldg Roof
39177 | TAB-ACC-F-1421 | Filter, AHU-1420, Air filter | TAB-ACC-AHU-1420 | Filter | Filter |  | F | http://www.toronto.ca/TWONTO#replaceable_air_filter |  | Air Handling Unit,Boiler Room and Basement
39178 | TAB-ACC-F-1431 | Filter, AHU-1430, Air filter | TAB-ACC-AHU-1430 | Filter | Filter |  | F | http://www.toronto.ca/TWONTO#replaceable_air_filter |  | Air Handling Unit,Boiler Room and Basement
39179 | TAB-ACC-F-1441 | Filter, AHU-1440, Air filter | TAB-ACC-AHU-1440 | Filter | Filter |  | F | http://www.toronto.ca/TWONTO#replaceable_air_filter |  | Air Handling Unit, Makeup Air Unit for Admin Area,
39180 | TAB-ACC-F-1460 | Filter, Glycol Concentration Measurement | TAB-ACC-1400 | Filter | Filter |  | F | http://www.toronto.ca/TWONTO#discrete_unit_of_treatment_filter |  | Heating, Z Bldg -
39181 | TAB-ACC-F-1471 | Filter, AHU-1470, Air filter | TAB-ACC-AHU-1470 | Filter | Filter |  | F | http://www.toronto.ca/TWONTO#replaceable_air_filter |  | Air Handling Unit, VFD, Boiler Room Supply
39182 | TAB-ACC-F-1481 | Filter, AHU-1480, Air filter | TAB-ACC-AHU-1480 | Filter | Filter |  | F | http://www.toronto.ca/TWONTO#replaceable_air_filter |  | Air Handling Unit, Repair Facility/Steam Boiler Room Supply
39183 | TAB-ACC-F-1510 | Filter, Supply Fan 1510, AHU-1500, Screen Bldg. Rooftop | TAB-ACC-AHU-1500 | Filter | Filter |  | F | http://www.toronto.ca/TWONTO#replaceable_air_filter |  | Air Handling Unit, D Bldg Roof
39184 | TAB-ACC-F-2052 | Filter, Glycol Chemical feeder Line | TAB-ACC-FD-2052 | Filter | Filter |  | F | http://www.toronto.ca/TWONTO#discrete_unit_of_treatment_filter |  | Feeder, Chemical,Glycol Chemical feeder Line
39185 | TAB-ACC-F-2240 | Filter, Final filter | TAB-ACC-AHU-2240 | Filter | Filter |  | F | http://www.toronto.ca/TWONTO#filtration_tank |  | AHU, PRS Building Supply air
39186 | TAB-ACC-F-2250 | Filter, Final filter | TAB-ACC-AHU-2250 | Filter | Filter |  | F | http://www.toronto.ca/TWONTO#filtration_tank |  | AHU, PRS Building Supply air
39187 | TAB-ACC-F-3433 | Filter, Glycol Chemical feeder Line | TAB-ACC-FD-3433 | Filter | Filter |  | F | http://www.toronto.ca/TWONTO#discrete_unit_of_treatment_filter |  | Feeder, Chemical,Glycol Chemical feeder Line
39188 | TAB-ACC-F-3602 | FILTER, AHU, QUALITY CONTROL, AHU ADMIN BUILDING | TAB-ACC-AHU-3602 | Filter | Filter |  | F | http://www.toronto.ca/TWONTO#replaceable_air_filter |  | AIR HANDLING UNIT, ROOFTOP ADMIN BUILDING
39189 | TAB-ACC-F-3882 | Filter, Glycol Chemical feeder Line | TAB-ACC-FD-3882 | Filter | Filter |  | F | http://www.toronto.ca/TWONTO#discrete_unit_of_treatment_filter |  | Feeder, Chemical,Glycol Chemical feeder Line
39190 | TAB-ACC-F-4901 | Filter, Glycol, Seawall Tunnel, East | TAB-ACC-P-4903 | Filter | Filter |  | F | http://www.toronto.ca/TWONTO#discrete_unit_of_treatment_filter |  | Pump, Tertiary, Glycol, Seawall Tunnel, East
39191 | TAB-ACC-F-5050 | Filter, Chemical,Glycol, Gas Control Building | TAB-ACC-FD-5050 | Filter | Filter |  | F | http://www.toronto.ca/TWONTO#discrete_unit_of_treatment_filter |  | Feeder, Chemical, Gas Control Building
39192 | TAB-ACC-F-6301 | Filter, Bypass, Glycol System, Mechanical Room, Dig 9-12 Control Building. | TAB-ACC-HE-6301 |  | Filter |  | F | http://www.toronto.ca/TWONTO#discrete_unit_of_treatment_filter |  | Heat Exchanger, Plate and Frame, Mechanical Room, Dig 9-12 Control Building.
39209 | TAB-ACC-F-8222 | Filter, Glycol Chemical feeder Line | TAB-ACC-P-8220 | Filter | Filter |  | F | http://www.toronto.ca/TWONTO#discrete_unit_of_treatment_filter |  | Pump, Circulating, M Bldg
44586 | FCL-AI-F-0001 | Filter, Instrument Air, Compressor C-0101 Discharge, High Lift Building, Compressor Room | FCL-TRW-C-0101 | Filter | Filter |  | F | http://www.toronto.ca/TWONTO#replaceable_air_filter |  | Compressor, Service Air Monitoring - High Lift
44587 | FCL-AI-F-0004 | Filter, Instrument Air, Compressor C-0201 Discharge, High Lift Building, Compressor Room | FCL-TRW-C-0102 | Filter | Filter |  | F | http://www.toronto.ca/TWONTO#replaceable_air_filter |  | Compressor, Service Air Monitoring - High Lift
44622 | TAB-DIG-F-6411 | Filter &Feeder, Chemical | TAB-DIG-P-9727 | Filter | Filter |  | F | http://www.toronto.ca/TWONTO#discrete_unit_of_treatment_filter |  | Pump, Chilled Water Circulating, CWCP-2, Digester Gas Control Build, Basement
44623 | TAB-DIG-F-6470 | Filter &Feeder, Chemical | TAB-DIG-P-9722 | Filter | Filter |  | F | http://www.toronto.ca/TWONTO#discrete_unit_of_treatment_filter |  | Pump, CWP-1, Digester Cooling System
44624 | TAB-DIG-F-6480 | Filter & Feeder, Chemical | TAB-DIG-P-9724 | Filter | Filter |  | F | http://www.toronto.ca/TWONTO#discrete_unit_of_treatment_filter |  | Pump, CWP-3, Chill Water ReCirc.
44663 | FCL-ALM-F-01-SUS | Filter Liquid Alum | FCL-ALM | Filter | Filter | 36332 | F | http://www.toronto.ca/TWONTO#discrete_unit_of_treatment_filter |  | Coagulation
44664 | FCL-ALM-F-01-SUS | Filter Liquid Alum | FCL-SUSPENDED | Filter | Filter | 36332 | F | http://www.toronto.ca/TWONTO#discrete_unit_of_treatment_filter |  | Suspended entity
45233 | FCL-BW-F-0001 | Air Filter, Blower Common Inlet | FCL-BW-BL-0100 |  | Filter |  | F | http://www.toronto.ca/TWONTO#replaceable_air_filter |  | Blower, Multi-stage Centrifugal, Filter Backwash Air Scour,Filter Building ,South End.
47351 | FCL-CLB-F-0101 | Filter, Chlorine Gas, CLB Evaporator 0101, Chlorination System | FCL-CLB-CHL-0101 | Filter | Filter |  | F | http://www.toronto.ca/TWONTO#replaceable_air_filter |  | Chlorinator, Chlorine Gas, Chlorination System
47352 | FCL-CLB-F-0201 | Filter, Chlorine Gas, CLB Evaporator 0201, Chlorination System | FCL-CLB-CHL-0201 | Filter | Filter |  | F | http://www.toronto.ca/TWONTO#replaceable_air_filter |  | Chlorinator, Chlorine Gas, Chlorination System
48144 | FCL-DCL-F-0101 | Filter, Discharge, Evaporator 0101, Sulpher Dioxide System | FCL-DCL-SO-0101 | Filter | Filter |  | F | http://www.toronto.ca/TWONTO#replaceable_air_filter |  | Sulphonator, Sulphur Dioxide System, Machine Room,Gaseous Chemical Building
48145 | FCL-DCL-F-0201 | Filter, Discharge, Evaporator 0201, Sulpher Dioxide System | FCL-DCL-SO-0201 | Filter | Filter |  | F | http://www.toronto.ca/TWONTO#replaceable_air_filter |  | Sulphonator, Sulphur Dioxide System, Machine Room,Gaseous Chemical Building
48146 | FCL-DCL-F-0501 | Filter, Discharge,Evaporator 0201,Sulphonator 0501,RMF Dechlorin.,Machine Rm, Gaseous Chemical Bldg | FCL-DCL-SO-0501 | Filter | Filter |  | F | http://www.toronto.ca/TWONTO#replaceable_air_filter |  | Sulphonator, RMF Dechlorination, Machine Room,Gaseous Chemical Building
49207 | FCL-ELS-F-0101 | Filter, Suction, Pump 0100, Emergency Power Generator Monitoring | FCL-ELS-PS-0003 | Filter | Filter |  | F | http://www.toronto.ca/TWONTO#replaceable_oil_or_fuel_filter |  | Emergency Power
49693 | TAB-PLT-F-5500 | Filter,Inlet, Grit Tank Air Blowers | TAB-PLT-BL | Filter | Filter |  | F | http://www.toronto.ca/TWONTO#replaceable_air_filter |  | Blowers, Grit Tank Air, D Building
50269 | TAB-PLT-STR-9000 | Strainer, Automatic, Self-Cleaning, Plant Water, Grit Hopper Area | TAB-PWA-F | Strainer,Self Cleaning Motorized | Filter |  | STR | http://www.toronto.ca/TWONTO#strainer |  | Plant Water - Filters and Strainers
50270 | TAB-PLT-STR-9010 | Strainer, Automatic, Self-Cleaning, Plant Water, Grit Hopper Area | TAB-PWA-F | Strainer,Self Cleaning Motorized | Filter |  | STR | http://www.toronto.ca/TWONTO#strainer |  | Plant Water - Filters and Strainers
50271 | TAB-PLT-STR-9403D | Strainer, (Micro bubbler), Inlet, to FIT, Conduit 3 | TAB-RSP-PIP-0003 | Strainer | Filter |  | STR | http://www.toronto.ca/TWONTO#strainer |  | Influent Conduit # 3, Raw Sewage Conduit from Coxwell
50272 | TAB-PLT-STR-9403E | Strainer, (Micro bubbler), Inlet, to FIT, Conduit 3 | TAB-RSP-PIP-0003 | Strainer | Filter |  | STR | http://www.toronto.ca/TWONTO#strainer |  | Influent Conduit # 3, Raw Sewage Conduit from Coxwell
50273 | TAB-PLT-STR-9404A | Strainer, Inlet, City Water Supply Line to FIT, Conduit 4 | TAB-RSP-PIP-0004 | Strainer | Filter |  | STR | http://www.toronto.ca/TWONTO#strainer |  | Influent Conduit # 4, Raw Sewage Conduit from Coxwell
50274 | TAB-PLT-STR-9404B | Strainer, Inlet, to FIT, Conduit 4 | TAB-RSP-PIP-0004 | Strainer | Filter |  | STR | http://www.toronto.ca/TWONTO#strainer |  | Influent Conduit # 4, Raw Sewage Conduit from Coxwell
50275 | TAB-PLT-STR-9404C | Strainer, Inlet, to FIT, Conduit 4 | TAB-RSP-PIP-0004 | Strainer | Filter |  | STR | http://www.toronto.ca/TWONTO#strainer |  | Influent Conduit # 4, Raw Sewage Conduit from Coxwell
50276 | TAB-PLT-STR-9404E | Strainer, (Micro bubbler), Inlet, to FIT, Conduit 4 | TAB-RSP-PIP-0004 | Strainer | Filter |  | STR | http://www.toronto.ca/TWONTO#strainer |  | Influent Conduit # 4, Raw Sewage Conduit from Coxwell
50277 | TAB-PLT-STR-9405A | Strainer, Inlet, City Water Supply Line to FIT, Conduit 5 | TAB-RSP-PIP-0005 | Strainer | Filter |  | STR | http://www.toronto.ca/TWONTO#strainer |  | Influent Conduit # 5, Raw Sewage Conduit from Main Pumping Station
50278 | TAB-PLT-STR-9405B | Strainer, Inlet, to FIT, Conduit 5 | TAB-RSP-PIP-0005 | Strainer | Filter |  | STR | http://www.toronto.ca/TWONTO#strainer |  | Influent Conduit # 5, Raw Sewage Conduit from Main Pumping Station
50279 | TAB-PLT-STR-9405E | Strainer, (Micro bubbler), Inlet, to FIT, Conduit 5 | TAB-RSP-PIP-0005 | Strainer | Filter |  | STR | http://www.toronto.ca/TWONTO#strainer |  | Influent Conduit # 5, Raw Sewage Conduit from Main Pumping Station
50280 | TAB-PLT-STR-9408D | Strainer, (Micro bubbler), Inlet, to FIT, Conduit 8 | TAB-PLT-G-D | Strainer | Filter |  | STR | http://www.toronto.ca/TWONTO#strainer |  | D Building - Conduits 6-11
50281 | TAB-PLT-STR-9408E | Strainer, (Micro bubbler), Inlet, to FIT, Conduit 8 | TAB-PLT-G-D | Strainer | Filter |  | STR | http://www.toronto.ca/TWONTO#strainer |  | D Building - Conduits 6-11
50282 | TAB-PLT-STR-9409B | Strainer, High-Pressure Water Supply Line to Conduit 9, Preliminary Treatment, Raw Sewage | TAB-PLT-G-D | Strainer | Filter |  | STR | http://www.toronto.ca/TWONTO#strainer |  | D Building - Conduits 6-11
50283 | TAB-PLT-STR-9409D | Strainer, (Micro bubbler), Inlet, to FIT, Conduit 9 | TAB-PLT-G-D | Strainer | Filter |  | STR | http://www.toronto.ca/TWONTO#strainer |  | D Building - Conduits 6-11
50284 | TAB-PLT-STR-9409E | Strainer, (Micro bubbler), Inlet, to FIT, Conduit 9 | TAB-PLT-G-D | Strainer | Filter |  | STR | http://www.toronto.ca/TWONTO#strainer |  | D Building - Conduits 6-11
50754 | TAB-PLT-ZSH-5525 | Switch, Open, Door, Blower Inlet Vacuum Release | TAB-PLT-BL | Switch,Position-High | Filter |  | ZSH | http://www.toronto.ca/TWONTO#position_switch |  | Blowers, Grit Tank Air, D Building
51537 | FCL-FLT-F-0201 | Filter, Carbon Activated, Filter Building, Filter Gallery East | FCL-FLT | Filter | Filter |  | F | media_based_filter |  | Filtration
51539 | FCL-FLT-F-0301 | Filter, Carbon Activated, Filter Building, Filter Gallery West | FCL-FLT | Filter | Filter |  | F | media_based_filter |  | Filtration
51542 | FCL-FLT-F-0501 | Filter, Carbon Activated, Filter Building, Filter Gallery West | FCL-FLT | Filter | Filter |  | F | media_based_filter |  | Filtration
51547 | FCL-FLT-F-0901 | Filter, Carbon Activated, Filter Building, Filter Gallery West | FCL-FLT | Filter | Filter |  | F | media_based_filter |  | Filtration
51549 | FCL-FLT-F-1201 | Filter, Carbon Activated, Filter Building, Filter Gallery East | FCL-FLT | Filter | Filter |  | F | media_based_filter |  | Filtration
51550 | FCL-FLT-F-1301 | Filter, Carbon Activated, Filter Building, Filter Gallery West | FCL-FLT | Filter | Filter |  | F | media_based_filter |  | Filtration
51551 | FCL-FLT-F-1401 | Filter, Carbon Activated, Filter Building, Filter Gallery East | FCL-FLT | Filter | Filter |  | F | media_based_filter |  | Filtration
51552 | FCL-FLT-F-1501 | Filter, Carbon Activated, Filter Building, Filter Gallery West | FCL-FLT | Filter | Filter |  | F | media_based_filter |  | Filtration
51553 | FCL-FLT-F-1701 | Filter, Carbon Activated, Filter Building, Filter Gallery West | FCL-FLT | Filter | Filter |  | F | media_based_filter |  | Filtration
51554 | FCL-FLT-F-1801 | Filter, Carbon Activated, Filter Building, Filter Gallery East | FCL-FLT | Filter | Filter |  | F | media_based_filter |  | Filtration
51890 | FCL-FLT-SW-0101-SUS | Sweeps, Surface Wash, Filter #1- | FCL-SUSPENDED | Filter | Filter | 36632 | SW | filter_sweeping_arm |  | Suspended entity
51891 | FCL-FLT-SW-0201-SUS | Sweeps, Surface Wash, Filter #2 | FCL-FLT-F-0201 | Filter | Filter | 36633 | SW | filter_sweeping_arm |  | Filter, Carbon Activated, Filter Building, Filter Gallery East
51892 | FCL-FLT-SW-0201-SUS | Sweeps, Surface Wash, Filter #2 | FCL-SUSPENDED | Filter | Filter | 36633 | SW | filter_sweeping_arm |  | Suspended entity
51893 | FCL-FLT-SW-0401-SUS | Sweeps, Surface Wash, Filter #4 | FCL-FLT-F-0401 | Filter | Filter | 36635 | SW | filter_sweeping_arm |  | Filter, Carbon Activated, Filter Building, Filter Gallery East
51894 | FCL-FLT-SW-0401-SUS | Sweeps, Surface Wash, Filter #4 | FCL-SUSPENDED | Filter | Filter | 36635 | SW | filter_sweeping_arm |  | Suspended entity
51895 | FCL-FLT-SW-0501-SUS | Sweeps, Surface Wash, Filter #5 | FCL-FLT-F-0501 | Filter | Filter | 36636 | SW | filter_sweeping_arm |  | Filter, Carbon Activated, Filter Building, Filter Gallery West
51896 | FCL-FLT-SW-0501-SUS | Sweeps, Surface Wash, Filter #5 | FCL-SUSPENDED | Filter | Filter | 36636 | SW | filter_sweeping_arm |  | Suspended entity
51897 | FCL-FLT-SW-0601-SUS | Sweeps, Surface Wash, Filter #6 | FCL-SUSPENDED | Filter | Filter | 36637 | SW | filter_sweeping_arm |  | Suspended entity
51898 | FCL-FLT-SW-0801-SUS | Sweeps, Surface Wash, Filter #8 | FCL-FLT-F-0801 | Filter | Filter | 36638 | SW | filter_sweeping_arm |  | Filter, Carbon Activated, Filter Building, Filter Gallery East
51899 | FCL-FLT-SW-0901-SUS | Sweeps, Surface Wash, Filter #9 | FCL-SUSPENDED | Filter | Filter | 36639 | SW | filter_sweeping_arm |  | Suspended entity
51900 | FCL-FLT-SW-1001-SUS | Sweeps, Surface Wash, Filter #10 | FCL-SUSPENDED | Filter | Filter | 36640 | SW | filter_sweeping_arm |  | Suspended entity
51901 | FCL-FLT-SW-1101 | Sweeps, Surface Wash, Filter #11 | FCL-FLT-F-1101 | Filter | Filter |  | SW | filter_sweeping_arm |  | Filter, Carbon Activated, Filter Building, Filter Gallery West
51902 | FCL-FLT-SW-1201-SUS | Sweeps, Surface Wash, Filter #12 | FCL-FLT-F-1201 | Filter | Filter | 36641 | SW | filter_sweeping_arm |  | Filter, Carbon Activated, Filter Building, Filter Gallery East
51903 | FCL-FLT-SW-1301-SUS | Sweeps, Surface Wash, Filter #13 | FCL-FLT-F-1301 | Filter | Filter | 36642 | SW | filter_sweeping_arm |  | Filter, Carbon Activated, Filter Building, Filter Gallery West
51904 | FCL-FLT-SW-1501-SUS | Sweeps, Surface Wash, Filter #15 | FCL-FLT-F-1501 | Filter | Filter | 36644 | SW | filter_sweeping_arm |  | Filter, Carbon Activated, Filter Building, Filter Gallery West
51905 | FCL-FLT-SW-1601-SUS | Sweeps, Surface Wash, Filter #16 | FCL-FLT-F-1601 | Filter | Filter | 36645 | SW | filter_sweeping_arm |  | Filter, Carbon Activated, Filter Building, Filter Gallery East
51906 | FCL-FLT-SW-1801-SUS | Sweeps, Surface Wash, Filter #18 | FCL-SUSPENDED | Filter | Filter | 36647 | SW | filter_sweeping_arm |  | Suspended entity
52647 | TAB-PWA-F-0401 | Filter, Plant Water, Dewatering Filter Building | TAB-PWA-F | Filter | Filter |  | F | media_based_filter |  | Plant Water - Filters and Strainers
52648 | TAB-PWA-F-0429 | Filter, Plant Water, Dewatering Filter Building | TAB-PWA-F | Filter | Filter |  | F | media_based_filter |  | Plant Water - Filters and Strainers
52649 | TAB-PWA-F-0437A | Filter, Auto Backwash, Plant Water to Polymer Mixing Tank, No. 1 | TAB-PWA-F | Filter | Filter |  | F | media_based_filter |  | Plant Water - Filters and Strainers
52650 | TAB-PWA-F-0437B | Filter, Auto Backwash, Plant Water to Polymer Mixing Tank, No.2 | TAB-PWA-F | Filter | Filter |  | F | media_based_filter |  | Plant Water - Filters and Strainers
52651 | TAB-PWA-F-0555 | Filter, Plant Water, Flotation | TAB-PWA-P-0555 | Filter | Filter |  | F | media_based_filter |  | Pump, Effluent, Filtered, Plant Water
52652 | TAB-PWA-F-1001 | Filter, Plant Water, Gas Control Building | TAB-PWA-F | Filter | Filter |  | F | media_based_filter |  | Plant Water - Filters and Strainers
52861 | FCL-PAC-F-0101 | Filter, Intake, Air Blower BL-0101, Dry Chemical Building Basement | FCL-PAC | Filter | Filter |  | F | http://www.toronto.ca/TWONTO#replaceable_air_filter |  | Taste and Odour Control (PAC)
52862 | FCL-PAC-F-0201 | Filter, Intake, Air Blower BL-0201, Dry Chemical Building Basement | FCL-PAC-FN-0201 | Filter | Filter |  | F | http://www.toronto.ca/TWONTO#replaceable_air_filter |  | Dust Control, Storage Tank Dust Collector DCU-0201, Dry Chemical Building Basement
52863 | FCL-PAC-F-0301 | Filter, Intake, Air Blower BL-0301, Dry Chemical Building Basement | FCL-ZMC | Filter | Filter |  | F | http://www.toronto.ca/TWONTO#replaceable_air_filter |  | Zebra Mussel Control
52878 | FCL-PAC-SL-0101 | Silencer, Inlet, Blower BL-0101, Dry Chemical Building, Basement | FCL-PAC-BL-0101 | Filter | Filter |  | SL | silencer |  | Blower, PD, PAC Mixing Air Supply, Dry Chemical Building Basement
52879 | FCL-PAC-SL-0201 | Silencer, Inlet, Blower BL-0201, Dry Chemical Building, Basement | FCL-PAC-BL-0201 | Filter | Filter |  | SL | silencer |  | Blower, PD, PAC Mixing Air Supply, Dry Chemical Building Basement
52881 | FCL-PAC-SL-0301 | Silencer, Inlet, Blower BL-0301, Dry Chemical Building, Basement | FCL-PAC-BL-0301 | Filter | Filter |  | SL | silencer |  | Blower, PD, PAC Mixing Air Supply, Dry Chemical Building Basement
53028 | TAB-PWA-STR-0120 | Strainer, Plant Water Process Piping | TAB-PWA-F | Strainer | Filter |  | STR | http://www.toronto.ca/TWONTO#strainer |  | Plant Water - Filters and Strainers
53029 | TAB-PWA-STR-0555 | Strainer, Plant Water, Floatation | TAB-PWA-F | Strainer | Filter |  | STR | http://www.toronto.ca/TWONTO#strainer |  | Plant Water - Filters and Strainers
53766 | TAB-RSP-F-1221B | Filter, Lube Oil Supply, Raw Sewage Pump 1220, B Side | TAB-RSP-P-1220 | Filter | Filter |  | F | http://www.toronto.ca/TWONTO#replaceable_oil_or_fuel_filter |  | Pump,Raw Sewage Transfer #2
53767 | TAB-RSP-F-1221B | Filter, Lube Oil Supply, Raw Sewage Pump 1220, B Side | TAB-RSP-T-1221 | Filter | Filter |  | F | http://www.toronto.ca/TWONTO#replaceable_oil_or_fuel_filter |  | Tank, Oil, Raw Sewage Pump #2 Bearing Lubrication System
53768 | TAB-RSP-F-1231A | Filter, Lube Oil Supply, Raw Sewage Pump 1230, A Side | TAB-RSP-P-1230 | Filter | Filter |  | F | http://www.toronto.ca/TWONTO#replaceable_oil_or_fuel_filter |  | Pump,Raw Sewage Transfer #3
53769 | TAB-RSP-F-1241B | Filter, Lube Oil Supply, Raw Sewage Pump 1240, B Side | TAB-RSP-P-1240 | Filter | Filter |  | F | http://www.toronto.ca/TWONTO#replaceable_oil_or_fuel_filter |  | Pump,Raw Sewage Transfer #4
53770 | TAB-RSP-F-1251B | Filter, Lube Oil Supply, Raw Sewage Pump 1250, B Side | TAB-RSP-P-1250 | Filter | Filter |  | F | http://www.toronto.ca/TWONTO#replaceable_oil_or_fuel_filter |  | Pump,Raw Sewage Transfer #5
53771 | TAB-RSP-F-1251B | Filter, Lube Oil Supply, Raw Sewage Pump 1250, B Side | TAB-RSP-T-1251 | Filter | Filter |  | F | http://www.toronto.ca/TWONTO#replaceable_oil_or_fuel_filter |  | Tank, Oil, Raw Sewage Pump #5 Bearing Lubrication System
53772 | TAB-RSP-F-3003 | Filter, Granular Activated Charcoal, OCU-5-2 | TAB-RSP-FN-3003 | Filter | Filter | 32959 | F | media_based_filter |  | M Building Odour Control Fan, OCU 5-2
53773 | TAB-RSP-F-3003 | Filter, Granular Activated Charcoal, OCU-5-2 | TAB-SUSPENDED ENTITY | Filter | Filter | 32959 | F | media_based_filter |  | Suspended entities
53987 | FCL-SA-F-0301 | Filter, First Service Air System, Service Air Monitoring - Low Lift Pumps, Dry Chemicals and Screen Room | FCL-SA | Filter | Filter |  | F | http://www.toronto.ca/TWONTO#replaceable_air_filter |  | Service Air
54959 | TAB-SLO-BCF-0401 | Filter, Bio-Filter Cell 1, BFC401 | TAB-SUSPENDED ENTITY | Filter | Filter | 46228 | BCF | http://www.toronto.ca/TWONTO#filtration_tank |  | Suspended entities
54960 | TAB-SLO-BCF-0402 | Filter, Bio-Filter Cell 2, BFC402 | TAB-SUSPENDED ENTITY | Filter | Filter | 46229 | BCF | http://www.toronto.ca/TWONTO#filtration_tank |  | Suspended entities
54961 | TAB-SLO-BCF-0403 | Filter, Bio-Filter Cell 3, BFC403 | TAB-SUSPENDED ENTITY | Filter | Filter | 46230 | BCF | http://www.toronto.ca/TWONTO#filtration_tank |  | Suspended entities
54962 | TAB-SLO-BCF-0404 | Filter, Bio-Filter Cell 4, BFC404 | TAB-SUSPENDED ENTITY | Filter | Filter | 46231 | BCF | http://www.toronto.ca/TWONTO#filtration_tank |  | Suspended entities
55226 | TAB-SLO-STR-0420 | Strainer, Pump suction | TAB-SLO-P-0420 | Strainer | Filter | 46254 | STR | http://www.toronto.ca/TWONTO#strainer |  | Biofilter Pump, Humidification Booster
55227 | TAB-SLO-STR-0420 | Strainer, Pump suction | TAB-SUSPENDED ENTITY | Strainer | Filter | 46254 | STR | http://www.toronto.ca/TWONTO#strainer |  | Suspended entities
55228 | TAB-SLO-STR-2401 | Strainer, Lub Pump suction | TAB-SLO-P-2401 | Strainer | Filter |  | STR | http://www.toronto.ca/TWONTO#strainer |  | Pump, Sludge Transfer Lube #1
55229 | TAB-SLO-STR-2402 | Strainer, Lub Pump suction | TAB-SLO-P-2402 | Strainer | Filter |  | STR | http://www.toronto.ca/TWONTO#strainer |  | Pump, Sludge Transfer Lube #2
55230 | TAB-SLO-STR-2403 | Strainer, Lub Pump suction | TAB-SLO-P-2403 | Strainer | Filter |  | STR | http://www.toronto.ca/TWONTO#strainer |  | Pump, Sludge Transfer Lube #3
55231 | TAB-SLO-STR-2408 | Strainer, Lub Pump suction | TAB-SLO-P-2408 | Strainer | Filter |  | STR | http://www.toronto.ca/TWONTO#strainer |  | Pump, Sludge Transfer Lube #8
55232 | TAB-SLO-STR-2411 | Strainer, Lub Pump suction | TAB-SLO-P-2411 | Strainer | Filter |  | STR | http://www.toronto.ca/TWONTO#strainer |  | Pump, Sludge Transfer Lube #11
55233 | TAB-SLO-STR-2413 | Strainer, Lub Pump suction | TAB-SLO-P-2413 | Strainer | Filter |  | STR | http://www.toronto.ca/TWONTO#strainer |  | Pump, Sludge Transfer Lube #13
55234 | TAB-SLO-STR-2414 | Strainer, Lub Pump suction | TAB-SLO-P-2414 | Strainer | Filter |  | STR | http://www.toronto.ca/TWONTO#strainer |  | Pump, Sludge Transfer Lube #14
55710 | TAB-STR-F-4001R | Filter, Lube Oil, Blower BL 4001 | TAB-STR-P-4001 | Filter | Filter |  | F | http://www.toronto.ca/TWONTO#replaceable_oil_or_fuel_filter |  | Pump, Main Oil ,Blower BL4001
55711 | TAB-STR-F-4002R | Filter, Lube Oil, Blower BL 4002 | TAB-STR-P-4002 | Filter | Filter |  | F | http://www.toronto.ca/TWONTO#replaceable_oil_or_fuel_filter |  | Pump, Main Oil ,Blower BL4002
55712 | TAB-STR-F-4002S | Air Filter, Blower 2 | TAB-STR-BL-4002 | Motor,AC | Filter |  | F | http://www.toronto.ca/TWONTO#replaceable_air_filter |  | Blower #4002
55713 | TAB-STR-F-4003R | Filter, Lube Oil, Blower BL 4003 | TAB-STR-P-4003 | Filter | Filter |  | F | http://www.toronto.ca/TWONTO#replaceable_oil_or_fuel_filter |  | Pump, Main Oil ,Blower BL4003
55714 | TAB-STR-F-4003S | Air Filter, Blower 3 | TAB-STR-BL-4003 | Motor,AC | Filter |  | F | http://www.toronto.ca/TWONTO#replaceable_air_filter |  | Blower #4003
55715 | TAB-STR-F-4004R | Filter, Lube Oil, Blower BL 4004 | TAB-STR-P-4004 | Filter | Filter |  | F | http://www.toronto.ca/TWONTO#replaceable_oil_or_fuel_filter |  | Pump, Main Oil ,Blower BL4004
55716 | TAB-STR-F-4004S | Air Filter, Blower 4 | TAB-STR-BL-4004 | Motor,AC | Filter |  | F | http://www.toronto.ca/TWONTO#replaceable_air_filter |  | Blower #4004
55717 | TAB-STR-F-4005R | Filter, Lube Oil, Blower BL 4005 | TAB-STR-P-4005 | Filter | Filter |  | F | http://www.toronto.ca/TWONTO#replaceable_oil_or_fuel_filter |  | Pump, Main Oil ,Blower BL4005
55718 | TAB-STR-F-4007S | Air Filter, Blower 7 | TAB-STR-BL-4007 | Filter | Filter |  | F | http://www.toronto.ca/TWONTO#replaceable_air_filter |  | Blower #4007
55719 | TAB-STR-F-4008R | Filter, Lube Oil, Blower BL 4008 | TAB-STR-P-4008 | Filter | Filter |  | F | http://www.toronto.ca/TWONTO#replaceable_oil_or_fuel_filter |  | Pump, Main Oil ,Blower BL4008
55720 | TAB-STR-F-4009S | Air Filter, Blower 9 | TAB-STR-BL-4009 | Filter | Filter |  | F | http://www.toronto.ca/TWONTO#replaceable_air_filter |  | Blower #4009
55721 | TAB-STR-F-4009T | Air Filter, Blower 9 | TAB-STR-BL-4009 | Filter | Filter |  | F | http://www.toronto.ca/TWONTO#replaceable_air_filter |  | Blower #4009
55722 | TAB-STR-F-4009U | Air Filter, Blower 9 | TAB-STR-BL-4009 | Filter | Filter |  | F | http://www.toronto.ca/TWONTO#replaceable_air_filter |  | Blower #4009
55723 | TAB-STR-F-4010R | Filter, Aux Lube Oil Pump , Blower BL 4010 | TAB-STR-P-4010R | Filter | Filter |  | F | http://www.toronto.ca/TWONTO#replaceable_oil_or_fuel_filter |  | Pump. Lube Oil Starting
55724 | TAB-STR-F-4011S | Filter,Air | TAB-STR-BL-4011 | Filter | Filter |  | F | http://www.toronto.ca/TWONTO#replaceable_air_filter |  | Blower #4011
55725 | TAB-STR-F-4011T | Filter,Air | TAB-STR-BL-4011 | Filter | Filter |  | F | http://www.toronto.ca/TWONTO#replaceable_air_filter |  | Blower #4011
55726 | TAB-STR-F-4011U | Filter,Air | TAB-STR-BL-4011 | Filter | Filter |  | F | http://www.toronto.ca/TWONTO#replaceable_air_filter |  | Blower #4011
55727 | TAB-STR-F-7002 | Filter, City Water, Gland Water Cooling RAS/WAS Pumps | TAB-STR-T-7000 | Filter | Filter |  | F | media_based_filter |  | Wet Well, Gland Water Pumping Supply
56325 | FCL-TRW-F-0001 | Filter, Primary Outlet, Air Compressor 0001, Surge Tank Building | FCL-TRW-C-0001 | Filter | Filter |  | F | http://www.toronto.ca/TWONTO#replaceable_air_filter |  | Compressor, Stationary, Surge Tank Building
56326 | FCL-TRW-F-0002 | Filter, Secondary Outlet, Air Compressor 0001, Surge Tank Building | FCL-TRW-C-0001 | Filter | Filter |  | F | http://www.toronto.ca/TWONTO#replaceable_air_filter |  | Compressor, Stationary, Surge Tank Building
56327 | FCL-TRW-F-0003 | Filter, Primary Outlet, Air Compressor 0002, Surge Tank Building | FCL-TRW-C-0002 | Filter | Filter |  | F | http://www.toronto.ca/TWONTO#replaceable_air_filter |  | Compressor, Stationary, Surge Tank Building
56328 | FCL-TRW-F-0004 | Filter, Secondary Outlet, Air Compressor 0002, Surge Tank Building | FCL-TRW-C-0002 | Filter | Filter |  | F | http://www.toronto.ca/TWONTO#replaceable_air_filter |  | Compressor, Stationary, Surge Tank Building
58661 | THC-ACC-F-0003 | Filter, Glycol, N-E side of B2,Incineration Building M | THC-ACC-FN-0321 | Filter | Filter |  | F | http://www.toronto.ca/TWONTO#discrete_unit_of_treatment_filter |  | Fan,Return,Lower Basement,B2,Bldg M
58662 | THC-ACC-F-0005 | Filter, Glycol, N-W side of B2,Incineration Building M | THC-ACC-FN-0321 | Filter | Filter |  | F | http://www.toronto.ca/TWONTO#discrete_unit_of_treatment_filter |  | Fan,Return,Lower Basement,B2,Bldg M
58664 | THC-ACC-F-0131 | Filter,Outdoor Air,Boiler Building,South Zone 2 | THC-ACC-BLDG E |  | Filter |  | F | http://www.toronto.ca/TWONTO#replaceable_air_filter |  | Boiler House, HVAC
58665 | THC-ACC-F-0185 | Filter,Outdoor Air,Boiler Building,North Zone 1 | THC-ACC-BLDG E |  | Filter |  | F | http://www.toronto.ca/TWONTO#replaceable_air_filter |  | Boiler House, HVAC
58666 | THC-ACC-F-0191 | Filter,Air Intake,Combustion Air,Boiler Building,South | THC-ACC-BLDG E |  | Filter |  | F | http://www.toronto.ca/TWONTO#replaceable_air_filter |  | Boiler House, HVAC
58667 | THC-ACC-F-0192 | Filter,Air Intake,Combustion Air,Boiler Building,South | THC-ACC-BLDG E |  | Filter |  | F | http://www.toronto.ca/TWONTO#replaceable_air_filter |  | Boiler House, HVAC
58668 | THC-ACC-F-0193 | Filter,Air Intake,Combustion Air,Boiler Building,North | THC-ACC-BLDG E |  | Filter |  | F | http://www.toronto.ca/TWONTO#replaceable_air_filter |  | Boiler House, HVAC
58669 | THC-ACC-F-0301 | Filter,Self Cleaning,B1,Incineration Building M | THC-ACC-FN-0324 | Filter | Filter |  | F | http://www.toronto.ca/TWONTO#replaceable_air_filter |  | Air Handling Unit, Building M
58675 | THC-ACC-F-0612 | Filter,Outdoor Air,South Pumping Station,Plenum Shaft,Ground Level | THC-ACC-BLDG L |  | Filter |  | F | http://www.toronto.ca/TWONTO#replaceable_air_filter |  | Plant Effluent Pumping Station, HVAC
58676 | THC-ACC-F-0613 | Filter,Outdoor Air,South Pumping Station,Plenum Shaft,Ground Level | THC-ACC-BLDG L |  | Filter |  | F | http://www.toronto.ca/TWONTO#replaceable_air_filter |  | Plant Effluent Pumping Station, HVAC
58680 | THC-ACC-F-3001 | Filter, Hot water line, Building E | THC-ACC-PIP-0001 | H.V.A.C. | Filter |  | F | media_based_filter |  | Piping system, HVAC associated with Boilers (Hot Water Facility Wide)
58724 | THC-ACC-F-5812 | Filter,Outdoor Air,Plant Stores | THC-ACC-BLDG B |  | Filter |  | F | http://www.toronto.ca/TWONTO#replaceable_air_filter |  | Mechanical Shop (Chlorine) Building HVAC
58732 | THC-ACC-F-6822 | Filter, Exhaust Fan, Ferrous Chloride Building | THC-ACC-FN-6821 |  | Filter |  | F | http://www.toronto.ca/TWONTO#replaceable_air_filter |  | Fan,Centrifugal, Exhaust, Ferrous Chloride Building
60441 | THC-AER-F-6020 | Filter, AER-BL-6020, SE Plant Blowers Part 1 and Train #8 | THC-AER-BL-6020 | Filter | Filter |  | F | http://www.toronto.ca/TWONTO#replaceable_air_filter |  | Blower,Centrifugal,High Speed Turbo, Aeration, SE Plant Blowers Part 1 and Train #8
60442 | THC-AER-F-6060 | Filter, AER-BL-6060, SE Plant Blowers Part 1 and Train #8 | THC-AER-BL-6060 | Filter | Filter |  | F | http://www.toronto.ca/TWONTO#replaceable_air_filter |  | Blower,Centrifugal,High Speed Turbo, Aeration, SE Plant Blowers Part 1 and Train #8
60443 | THC-AER-F-6080 | Filter, AER-BL-6080, SE Plant Blowers Part 2 and Train #1 & 2 | THC-AER-BL-6060 | Filter | Filter |  | F | http://www.toronto.ca/TWONTO#replaceable_air_filter |  | Blower,Centrifugal,High Speed Turbo, Aeration, SE Plant Blowers Part 1 and Train #8
60444 | THC-AER-F-6080 | Filter, AER-BL-6080, SE Plant Blowers Part 2 and Train #1 & 2 | THC-AER-BL-6080 | Filter | Filter |  | F | http://www.toronto.ca/TWONTO#replaceable_air_filter |  | Blower,Centrifugal,High Speed Turbo, SE Plant Blower Part 2, Train #1&2
60445 | THC-AER-F-6100 | Filter, AER-BL-6100, Inlet, Blowers, Bldg. A | THC-AER-BL-7100 | Filter | Filter |  | F | http://www.toronto.ca/TWONTO#replaceable_air_filter |  | Blower, Aeration
60446 | THC-AER-F-6100 | Filter, AER-BL-6100, Inlet, Blowers, Bldg. A | THC-AER-OLD PLANT | Filter | Filter |  | F | http://www.toronto.ca/TWONTO#replaceable_air_filter |  | AerationTreatment
60447 | THC-AER-F-6200 | Filter, Air, Inlet, Blowers, Bldg. A | THC-AER-BL-6200 | Filter | Filter |  | F | http://www.toronto.ca/TWONTO#replaceable_air_filter |  | Blower, Aeration
60448 | THC-AER-F-6200 | Filter, Air, Inlet, Blowers, Bldg. A | THC-AER-OLD PLANT | Filter | Filter |  | F | http://www.toronto.ca/TWONTO#replaceable_air_filter |  | AerationTreatment
60449 | THC-AER-F-7420 | Filter, Air, Inlet, Blower, Aeration | THC-AER-BL-7400 | Filter | Filter |  | F | http://www.toronto.ca/TWONTO#replaceable_air_filter |  | Blower, Aeration
60855 | THC-AI-F-7001 | Filter,Instrument Air,Incinerator Building,2nd floor | THC-AI-PIP-0001 | Filter | Filter |  | F | http://www.toronto.ca/TWONTO#replaceable_air_filter |  | Piping, Compressed Air Facility Wide
60856 | THC-AI-F-7002 | Filter,Instrument Air,Incinerator Building,2nd floor | THC-AI-PIP-0001 | Filter | Filter |  | F | http://www.toronto.ca/TWONTO#replaceable_air_filter |  | Piping, Compressed Air Facility Wide
60857 | THC-AI-F-7002 | Filter,Instrument Air,Incinerator Building,2nd floor | THC-AI-PIP-7000 | Filter | Filter |  | F | http://www.toronto.ca/TWONTO#replaceable_air_filter |  | Piping, Instrument Air Distribution, Incinerator Building, Outside Compressor Room,2nd Floor
61283 | THC-DCL-F-0401 | Filtration Module, Final Effluent, Dechlorination | THC-DCL-AIT-0400 | Transmitter | Filter |  | F | media_based_filter |  | Transmitter, Analyzer Indicating, Phosphorous, Final Effluent, Dechlorination
62381 | FHA-FILT | Filtration | FHA WORK AREA 1 |  | Filter |  |  | http://www.toronto.ca/TWONTO#collection_of_assets |  | Process
62478 | FHA-FLT-F-0101 | Filter #01, Filter Building, West Filter Gallery South | FHA-FLT | Filter | Filter |  | F | http://www.toronto.ca/TWONTO#filtration_tank |  | Filtration
62479 | FHA-FLT-F-0501 | Filter #05, Filter Building, West Filter Gallery South | FHA-FLT | Filter | Filter |  | F | http://www.toronto.ca/TWONTO#filtration_tank |  | Filtration
62480 | FHA-FLT-F-0601 | Filter #06, Filter Building, West Filter Gallery North | FHA-FLT | Filter | Filter |  | F | http://www.toronto.ca/TWONTO#filtration_tank |  | Filtration
62481 | FHA-FLT-F-0701 | Filter #07, Filter Building, West Filter Gallery South | FHA-FLT | Filter | Filter |  | F | http://www.toronto.ca/TWONTO#filtration_tank |  | Filtration
62482 | FHA-FLT-F-0801 | Filter #08, Filter Building, West Filter Gallery North | FHA-FLT | Filter | Filter |  | F | http://www.toronto.ca/TWONTO#filtration_tank |  | Filtration
62483 | FHA-FLT-F-0901 | Filter #09, Filter Building, West Filter Gallery South | FHA-FLT | Filter | Filter |  | F | http://www.toronto.ca/TWONTO#filtration_tank |  | Filtration
62484 | FHA-FLT-F-1301 | Filter #13, Filter Building, West Filter Gallery South | FHA-FLT | Filter | Filter |  | F | http://www.toronto.ca/TWONTO#filtration_tank |  | Filtration
62485 | FHA-FLT-F-1501 | Filter #15, Filter Building, West Filter Gallery South | FHA-FLT | Filter | Filter |  | F | http://www.toronto.ca/TWONTO#filtration_tank |  | Filtration
62486 | FHA-FLT-F-1601 | Filter #16, Filter Building, West Filter Gallery North | FHA-FLT | Filter | Filter |  | F | http://www.toronto.ca/TWONTO#filtration_tank |  | Filtration
62487 | FHA-FLT-F-2101 | Filter #21, Filter Building, East Filter Gallery South | FHA-FLT | Filter | Filter |  | F | http://www.toronto.ca/TWONTO#filtration_tank |  | Filtration
62488 | FHA-FLT-F-2301 | Filter #23, Filter Building, East Filter Gallery South | FHA-FLT | Filter | Filter |  | F | http://www.toronto.ca/TWONTO#filtration_tank |  | Filtration
62489 | FHA-FLT-F-2401 | Filter #24, Filter Building, East Filter Gallery North | FHA-FLT | Filter | Filter |  | F | http://www.toronto.ca/TWONTO#filtration_tank |  | Filtration
62490 | FHA-FLT-F-2501 | Filter #25, Filter Building, East Filter Gallery South | FHA-FLT | Filter | Filter |  | F | http://www.toronto.ca/TWONTO#filtration_tank |  | Filtration
62491 | FHA-FLT-F-2601 | Filter #26, Filter Building, East Filter Gallery North | FHA-FLT | Filter | Filter |  | F | http://www.toronto.ca/TWONTO#filtration_tank |  | Filtration
62492 | FHA-FLT-F-2701 | Filter #27, Filter Building, East Filter Gallery South | FHA-FLT | Filter | Filter |  | F | http://www.toronto.ca/TWONTO#filtration_tank |  | Filtration
62493 | FHA-FLT-F-3001 | Filter #30, Filter Building, East Filter Gallery North | FHA-FLT | Filter | Filter |  | F | http://www.toronto.ca/TWONTO#filtration_tank |  | Filtration
62494 | FHA-FLT-F-3101 | Filter #31, Filter Building, East Filter Gallery South | FHA-FLT | Filter | Filter |  | F | http://www.toronto.ca/TWONTO#filtration_tank |  | Filtration
62495 | FHA-FLT-F-3301 | Filter #33, Filter Building, East Filter Gallery South | FHA-FLT | Filter | Filter |  | F | http://www.toronto.ca/TWONTO#filtration_tank |  | Filtration
62496 | FHA-FLT-F-3701 | Filter #37, Filter Building, East Filter Gallery South | FHA-FLT | Filter | Filter |  | F | http://www.toronto.ca/TWONTO#filtration_tank |  | Filtration
62497 | FHA-FLT-F-3801 | Filter #38, Filter Building, East Filter Gallery North | FHA-FLT | Filter | Filter |  | F | http://www.toronto.ca/TWONTO#filtration_tank |  | Filtration
62498 | FHA-FLT-F-3901 | Filter #39, Filter Building, East Filter Gallery South | FHA-FLT | Filter | Filter |  | F | http://www.toronto.ca/TWONTO#filtration_tank |  | Filtration
62499 | FHA-FLT-F-4001 | Filter #40, Filter Building, East Filter Gallery North | FHA-FLT | Filter | Filter |  | F | http://www.toronto.ca/TWONTO#filtration_tank |  | Filtration
62622 | FHA-FLT-MX-0101 | FHA-FLT-SW-0101 - Sweeps, Surface Wash, Filter #1 | FHA-FLT-F-0101 | Filter | Filter |  | MX | filter_sweeping_arm |  | Filter #01, Filter Building, West Filter Gallery South
62623 | FHA-FLT-MX-0401 | FHA-FLT-SW-0401 - Sweeps, Surface Wash, Filter #4 | FHA-FLT-F-0401 | Filter | Filter |  | MX | filter_sweeping_arm |  | Filter #04, Filter Building, West Filter Gallery North
62624 | FHA-FLT-MX-0701 | FHA-FLT-SW-0701 - Sweeps, Surface Wash, Filter #7 | FHA-FLT-F-0701 | Filter | Filter |  | MX | filter_sweeping_arm |  | Filter #07, Filter Building, West Filter Gallery South
62625 | FHA-FLT-MX-1001 | FHA-FLT-SW-1001 - Sweeps, Surface Wash, Filter #10 | FHA-FLT-F-1001 | Filter | Filter |  | MX | filter_sweeping_arm |  | Filter #10, Filter Building, West Filter Gallery North
62626 | FHA-FLT-MX-1301 | FHA-FLT-SW-1301 - Sweeps, Surface Wash, Filter #13 | FHA-FLT-F-1301 | Filter | Filter |  | MX | filter_sweeping_arm |  | Filter #13, Filter Building, West Filter Gallery South
62627 | FHA-FLT-MX-1501 | FHA-FLT-SW-1501 - Sweeps, Surface Wash, Filter #15 | FHA-FLT-F-1501 | Filter | Filter |  | MX | filter_sweeping_arm |  | Filter #15, Filter Building, West Filter Gallery South
62628 | FHA-FLT-MX-1601 | FHA-FLT-SW-1601 - Sweeps, Surface Wash, Filter #16 | FHA-FLT-F-1601 | Filter | Filter |  | MX | filter_sweeping_arm |  | Filter #16, Filter Building, West Filter Gallery North
62629 | FHA-FLT-MX-1701 | FHA-FLT-SW-1701 - Sweeps, Surface Wash, Filter #17 | FHA-FLT-F-1701 | Filter | Filter |  | MX | filter_sweeping_arm |  | Filter #17, Filter Building, West Filter Gallery South
62630 | FHA-FLT-MX-1801 | FHA-FLT-SW-1801 - Sweeps, Surface Wash, Filter #18 | FHA-FLT-F-1801 | Filter | Filter |  | MX | filter_sweeping_arm |  | Filter #18, Filter Building, West Filter Gallery North
62631 | FHA-FLT-MX-2501 | FHA-FLT-SW-2501 - Sweeps, Surface Wash, Filter #25 | FHA-FLT-F-2501 | Filter | Filter |  | MX | filter_sweeping_arm |  | Filter #25, Filter Building, East Filter Gallery South
62632 | FHA-FLT-MX-3001 | FHA-FLT-SW-3001 - Sweeps, Surface Wash, Filter #30 | FHA-FLT-F-3001 | Filter | Filter |  | MX | filter_sweeping_arm |  | Filter #30, Filter Building, East Filter Gallery North
62633 | FHA-FLT-MX-3101 | FHA-FLT-SW-3101 - Sweeps, Surface Wash, Filter #31 | FHA-FLT-F-3101 | Filter | Filter |  | MX | filter_sweeping_arm |  | Filter #31, Filter Building, East Filter Gallery South
62634 | FHA-FLT-MX-3401 | FHA-FLT-SW-3401 - Sweeps, Surface Wash, Filter #34 | FHA-FLT-F-3401 | Filter | Filter |  | MX | filter_sweeping_arm |  | Filter #34, Filter Building, East Filter Gallery North
62635 | FHA-FLT-MX-3601 | FHA-FLT-SW-3601 - Sweeps, Surface Wash, Filter #36 | FHA-FLT-F-3601 | Filter | Filter |  | MX | filter_sweeping_arm |  | Filter #36, Filter Building, East Filter Gallery North
62636 | FHA-FLT-MX-3701 | FHA-FLT-SW-3701 - Sweeps, Surface Wash, Filter #37 | FHA-FLT-F-3701 | Filter | Filter |  | MX | filter_sweeping_arm |  | Filter #37, Filter Building, East Filter Gallery South
62637 | FHA-FLT-MX-4001 | FHA-FLT-SW-4001 - Sweeps, Surface Wash, Filter #40 | FHA-FLT-F-4001 | Filter | Filter |  | MX | filter_sweeping_arm |  | Filter #40, Filter Building, East Filter Gallery North
67527 | THC-MCS-F-5201 | Filtration Unit, Fumes, Welding shop | THC-ACC-BLDG X |  | Filter |  | F | http://www.toronto.ca/TWONTO#replaceable_air_filter |  | New Workshop WA2 Building HVAC
67676 | FHA-WWW-STR-0101 | Strainer, Filter, Self Cleaning, Irrigation Pumps Inlet, RMF, North/East of Pilot Plant | FHA-WWW-IRRIG | Filter | Filter |  | STR | http://www.toronto.ca/TWONTO#strainer |  | Irrigation
67677 | FHA-WWW-STR-0201 | Strainer, Filter, Self Cleaning. Irrigation Pumps Discharge, RMF, North/East of Pilot Plant | FHA-WWW-IRRIG | Filter | Filter |  | STR | http://www.toronto.ca/TWONTO#strainer |  | Irrigation
68495 | FHO-ACC-F-0102 | Filter, Dry Air, AHU-0101 Inlet, Admin Building, S1, AHU Room | FHO-ACC-AHU-0101 |  | Filter |  | F | http://www.toronto.ca/TWONTO#replaceable_air_filter |  | Air Handling Unit, Administration Ofices HVAC, S1 Admin Building AHU Room
68496 | FHO-ACC-F-0103 | Filter, Dry Air, Fan FN-0107 Intake, Admin Building, S1, AHU Room | FHO-ACC-FN-0107 |  | Filter |  | F | http://www.toronto.ca/TWONTO#replaceable_air_filter |  | Fan, Supply, Wokshop Ventilation System, S1 Admin Building AHU Room
68497 | FHO-ACC-F-0113 | Filter, Dry Air, AHU-0103 Intake Air, Admin Building, L1,Control Room | FHO-ACC-AHU-0103 |  | Filter |  | F | http://www.toronto.ca/TWONTO#replaceable_air_filter |  | Air Handling Unit, Admin Building, Main Control Room
68498 | FHO-ACC-F-0114 | Filter, Dry Air, AHU-0104 Intake Air, Admin Building, L2, East Wing, Mechanical Room | FHO-ACC-AHU-0104 |  | Filter |  | F | http://www.toronto.ca/TWONTO#replaceable_air_filter |  | Air Handling Unit, Admin Building, East Wing, Mechanical Room
68604 | FHO-ACC-F-0302 | Filter, Dry Air, Chlorine Area Supply Fan FN-0305, Chemical Building, L2, South Penthouse | FHO-ACC-FN-0305 |  | Filter |  | F | http://www.toronto.ca/TWONTO#replaceable_air_filter |  | Fan, Supply, Chlorine Area Ventilation System, L2 Chemical Building, South Penthouse
68605 | FHO-ACC-F-0403 | Filter, Dry Air, Fan FN-0403, High Lift P.S. HVAC, S4, East Ventilation Room | FHO-ACC-FN-0403 |  | Filter |  | F | http://www.toronto.ca/TWONTO#replaceable_air_filter |  | Fan, Air Circulating Unit, High Lift P.S. HVAC, S4, East Ventilation Room
68606 | FHO-ACC-F-0404 | Filter, Dry Air, Fan FN-0404, High Lift P.S. HVAC, S4, East Ventilation Room | FHO-ACC-FN-0404 |  | Filter |  | F | http://www.toronto.ca/TWONTO#replaceable_air_filter |  | Fan, Air Circulating Unit, High Lift P.S. HVAC, S4, East Ventilation Room
68607 | FHO-ACC-F-0503 | Filter, Dry Air, Raw Water HVAC Dehumidifier D-0501, S8, Raw Water HVAC Room, South | FHO-ACC-D-0501 |  | Filter |  | F | http://www.toronto.ca/TWONTO#replaceable_air_filter |  | Dehumidifier, Raw Water HVAC, S8, Raw Water Pump Room, South
68608 | FHO-ACC-F-0505 | Filter, Dry Air, Raw Water HVAC Fan FN-0502, S8, Raw Water HVAC Room | FHO-ACC-FN-0502 |  | Filter |  | F | http://www.toronto.ca/TWONTO#replaceable_air_filter |  | Fan, Air Circulating Unit, Raw Water HVAC, S8, RAW Water HVAC Room, South West
68609 | FHO-ACC-F-0506 | Filter, Dry Air, Raw Water HVAC Fan FN-0503, S8, Raw Water HVAC Room | FHO-ACC-FN-0503 |  | Filter |  | F | http://www.toronto.ca/TWONTO#replaceable_air_filter |  | Fan, Air Circulating Unit, Raw Water HVAC, S8 RAW Water HVAC Room, North West
68610 | FHO-ACC-F-0507 | Filter, Dry Air, Raw Water HVAC Fan FN-0504, S8, Raw Water HVAC Room | FHO-ACC-FN-0504 |  | Filter |  | F | http://www.toronto.ca/TWONTO#replaceable_air_filter |  | Fan, Air Circulating Unit, Raw Water HVAC, S8, RAW Water HVAC Room, North East
68611 | FHO-ACC-F-0508 | Filter, Dry Air, Raw Water HVAC Fan FN-0505, S8, Raw Water HVAC Room | FHO-ACC-FN-0505 |  | Filter |  | F | http://www.toronto.ca/TWONTO#replaceable_air_filter |  | Fan, Air Circulating Unit, Raw Water HVAC, S8 RAW Water HVAC Room, South East
68612 | FHO-ACC-F-0604 | Filter, Dry Air, Raw Water HVAC Dehumidifier D-0602, S7, Storage Room | FHO-ACC-D-0602 |  | Filter |  | F | http://www.toronto.ca/TWONTO#replaceable_air_filter |  | Dehumidifier, Raw Water HVAC, S7, Storage Area, South
68613 | FHO-ACC-F-0703 | Filter, Reactivation Air Inlet, High Lift P.S. Air Handling Unit, FN-0703, TWPS, S3, Compressor Room | FHO-ACC-FN-0703 |  | Filter |  | F | http://www.toronto.ca/TWONTO#replaceable_air_filter |  | Fan, Exhaust, High Lift PS AHU, S3, Compressor Room
68614 | FHO-ACC-F-0801 | Filter, Inlet Air to Elevator Room, Admin Building, S4, Behind Passenger Elevator Room | FHO-MCS-HVAC |  | Filter |  | F | http://www.toronto.ca/TWONTO#replaceable_air_filter |  | Plant HVAC
68615 | FHO-ACC-F-0902 | Filter, Inlet Air, FN-0903, Filter Building, S2, HVAC Room | FHO-ACC-FN-0903 |  | Filter |  | F | http://www.toronto.ca/TWONTO#replaceable_air_filter |  | Fan, Fresh Air Supply, Electrical Room, Filter Bldg, S2, West of Pipe Gallery, HVAC Room
68616 | FHO-ACC-F-1002 | Filter, Recirculated Air, D-1001, Old Surge Building | FHO-ACC-D-1001 |  | Filter |  | F | http://www.toronto.ca/TWONTO#replaceable_air_filter |  | Dehumidifier, Surge Building, Lower Level
68617 | FHO-ACC-F-1006 | Filter, Air Inlet, FN-1004, S2, TW Reservoir Gallery, North | FHO-ACC-FN-1004 |  | Filter |  | F | http://www.toronto.ca/TWONTO#replaceable_air_filter |  | Fan, Circulation/Ventilation, Treated Water Reservoir Gallery, North
68618 | FHO-ACC-F-1102 | Filter, Reactivation Air D-1101, Clarifier Building, S4, Clarifier Gallery | FHO-ACC-D-1101 |  | Filter |  | F | http://www.toronto.ca/TWONTO#replaceable_air_filter |  | Dehumidifier, Clarifier Building, S4, Clarifier Gallery
68619 | FHO-ACC-F-1103 | Filter, AHU-1101 Air Inlet, Clarifier Building, S2, Main Foyer | FHO-ACC-AHU-1101 |  | Filter |  | F | http://www.toronto.ca/TWONTO#replaceable_air_filter |  | Air Handling Unit, Clarifier Building, S4, larifier Gallery
68620 | FHO-ACC-F-1511 | Filter, Air Inlet, AHU-1511, Ozone Building, L1, Mechanical Room 1 | FHO-ACC-AHU-1511 |  | Filter |  | F | http://www.toronto.ca/TWONTO#replaceable_air_filter |  | Air Handling Unit, Ozone Building, L1, Mechanical Room 1
68621 | FHO-ACC-F-1512 | Filter, Air Inlet, AHU-1511, Ozone Building, L1, Mechanical Room 1 | FHO-ACC-AHU-1511 |  | Filter |  | F | http://www.toronto.ca/TWONTO#replaceable_air_filter |  | Air Handling Unit, Ozone Building, L1, Mechanical Room 1
68622 | FHO-ACC-F-1523 | Filter, Air Inlet, D-1521, Ozone Building, L1, Mechanical Room 1 | FHO-ACC-D-1521 |  | Filter |  | F | http://www.toronto.ca/TWONTO#replaceable_air_filter |  | Dehumidifire, Ozone Building, L1, Mechanical Room 1
68623 | FHO-ACC-F-1541 | Filter, Air Inlet, AHU-1541, Ozone Building, L1, Mechanical Room 1 | FHO-ACC-AHU-1541 |  | Filter |  | F | http://www.toronto.ca/TWONTO#replaceable_air_filter |  | Air Handling Unit, Ozone Equipment Room Ventilation, Ozone Building, L1, Mechanical Room 1
68624 | FHO-ACC-F-1631 | Filter, Air Inlet, FN-1631, Standby Power Building, S2, Electrical Room, North | FHO-ACC-FN-1631 |  | Filter |  | F | http://www.toronto.ca/TWONTO#replaceable_air_filter |  | Fan, Centrifugal Square Inline, Electrical Room Supply, Standby Power Building, S2, North
68625 | FHO-ACC-F-1701 | Filter, Air Inlet, AHU-1701, Filter Building, L1, Filter Gallery, West | FHO-ACC-AHU-1701 |  | Filter |  | F | http://www.toronto.ca/TWONTO#replaceable_air_filter |  | Air Handling Unit, West Filter Area, Filter 1-8 Building, L1, Roof
68626 | FHO-ACC-F-1702 | Filter, Air Inlet, AHU-1702, Filter Building, L1, Filter Gallery, East | FHO-ACC-AHU-1702 |  | Filter |  | F | http://www.toronto.ca/TWONTO#replaceable_air_filter |  | Air Handling Unit, East Filter Area, Filter 1-8 Building, L1, Roof
68789 | THC-PLT-F-6162 | Filter, Recirculating, Hydraulic Pack 1 | THC-PLT-T-6100 | Filter | Filter |  | F | http://www.toronto.ca/TWONTO#replaceable_oil_or_fuel_filter |  | Reservoir, Oil, Hydraulic Pack 1, Bar Screens
68790 | THC-PLT-F-6213 | Filter, Return, Hydraulic Pack 2 | THC-PLT-T-6200 | Filter | Filter |  | F | http://www.toronto.ca/TWONTO#replaceable_oil_or_fuel_filter |  | Reservoir, Oil, Hydraulic Pack 2, Bar Screens
68791 | THC-PLT-F-6262 | Filter, Recirculating, Hydraulic Pack 2 | THC-PLT-T-6200 | Filter | Filter |  | F | http://www.toronto.ca/TWONTO#replaceable_oil_or_fuel_filter |  | Reservoir, Oil, Hydraulic Pack 2, Bar Screens
71733 | THC-STW-F-0013 | Filter, Cartridge, Discharge, Water Feature Circultion Pump, Admin. Bldg Basement Mechanical Rm | THC-STW-P-0012 |  | Filter |  | F | http://www.toronto.ca/TWONTO#discrete_unit_of_treatment_filter |  | Pump, Centrifugal, Harvested Rainwater Circulation, Admin. Building Basement Mechanical Room
71927 | FHO-CLB-F-0101 | Filter, Gas, Post Chlorination Train 1, Chemical Building, Main Floor, Machine Room | FHO-CLB-CHL-0101 |  | Filter |  | F | http://www.toronto.ca/TWONTO#replaceable_air_filter |  | Chlorinator, Post Chlorination Train 1 West, Chemical Building, L1, Evaporator Room
71928 | FHO-CLB-F-0201 | Filter, Gas, Post Chlorination Train 2, Chemical Building, Main Floor, Machine Room | FHO-CLB-CHL-0201 |  | Filter |  | F | http://www.toronto.ca/TWONTO#replaceable_air_filter |  | Chlorinator, Post Chlorination Train 2 West, Chemical Building, L1, Evaporator Room
72478 | FHO-CLC-F-0101 | Filter, Gas, Trim Chlorination Train 1, Chemical Building, Main Floor, Machine Room | FHO-CLC-CHL-0101 |  | Filter |  | F | http://www.toronto.ca/TWONTO#replaceable_air_filter |  | Chlorinator, Trim Chlorination Train 1, Chemical Building, L1, Machine Room
72727 | THR-ACC-F-0711 | Filter, Glycol, Compressor Bldg Main Floor, Glycol System | THR-ACC-T-0711 | Strainer | Filter |  | F | http://www.toronto.ca/TWONTO#discrete_unit_of_treatment_filter |  | Tank, Makeup, Glycol Skid, Compressor Bldg Main Floor, Glycol System
73307 | THR-ACC-NX-741 | Filter Unit, Grit Building, Crane HH555 | THR-ACC-GRIT | Filter | Filter |  | NX | http://www.toronto.ca/TWONTO#replaceable_oil_or_fuel_filter |  | Heating, Ventilation and Air Conditioning, Grit Building
73349 | FHO-DOZ-F-0001 | Filter, Paticulate, GOX Pretreatment, Ozone Building, L1, Ozone Equipment Room | FHO-GOX | Filter | Filter |  | F | http://www.toronto.ca/TWONTO#replaceable_air_filter |  | Gaseous Oxygen Pretreatment
73350 | FHO-DOZ-F-0002 | Filter, Paticulate, GOX Pretreatment, Ozone Building, L1, Ozone Equipment Room | FHO-GOX | Filter | Filter |  | F | http://www.toronto.ca/TWONTO#replaceable_air_filter |  | Gaseous Oxygen Pretreatment
73351 | FHO-DOZ-F-0501 | Filter, Coalescing, Desiccant Dryer D-0503 Inlet, Ozone Building, S2, RW Process Room,Nitrogen Skid | FHO-NIT-SYS | Filter | Filter |  | F | http://www.toronto.ca/TWONTO#replaceable_air_filter |  | NITROGEN SYSTEM
74147 | THR-AER-F-0520 | Filter, Roll Media, Supply Air, Aeration Blower 1411 & 1511 | THR-AER-BL | Filter | Filter |  | F | http://www.toronto.ca/TWONTO#replaceable_air_filter |  | Aeration Blowers
74148 | THR-AER-F-0520 | Filter, Roll Media, Supply Air, Aeration Blower 1411 & 1511 | THR-AER-FN | Filter | Filter |  | F | http://www.toronto.ca/TWONTO#replaceable_air_filter |  | Fan, Room, Supply Air, Blower, Engine Room Basement
74149 | THR-AER-F-0520A | Filter, Bag, Main Supply Air, Aeration Blower 1411 & 1511 | THR-AER-F-0520 | Filter | Filter |  | F | http://www.toronto.ca/TWONTO#replaceable_air_filter |  | Filter, Roll Media, Supply Air, Aeration Blower 1411 & 1511
74150 | THR-AER-F-0525 | Filter, Roll Media, Air Supply, Top, Aeration Blower System - North | THR-AER-F-HPBB | Filter | Filter |  | F | http://www.toronto.ca/TWONTO#replaceable_air_filter |  | Filter, Supply Air, Blower, High Pressure Blower Bldg.
74151 | THR-AER-F-0526 | Filter, Roll Media, Air Supply, Bottom, Aeration Blower System - North | THR-AER-F-HPBB | Filter | Filter |  | F | http://www.toronto.ca/TWONTO#replaceable_air_filter |  | Filter, Supply Air, Blower, High Pressure Blower Bldg.
74152 | THR-AER-F-1101 | Filter, Lube Oil Tank, Blower 1111, Engine Room, Air Blower System | THR-AER-T-1114 | Filter | Filter |  | F | http://www.toronto.ca/TWONTO#replaceable_oil_or_fuel_filter |  | Tank, Reservoir, Auxiliary Oil for Blower 1111, Secondary Treatment, Aeration - Blower System - South
74153 | THR-AER-F-1110 | Filter, Bag, Air Suction, Aeration Blower 1111 | THR-AER-BL-1111 | Filter | Filter |  | F | http://www.toronto.ca/TWONTO#replaceable_air_filter |  | Blower, Centrifugal, Secondary Treatment, Aeration Blower System - Engine Room
74154 | THR-AER-F-1210 | Filter, Bag, Air Suction, Aeration Blower 1211 | THR-AER-BL-1211 | Filter | Filter |  | F | http://www.toronto.ca/TWONTO#replaceable_air_filter |  | Blower, Centrifugal, Secondary Treatment, Aeration Blower System - Engine Room
74155 | THR-AER-F-1211 | Filter, Roll Media, Supply Air, Aeration Blower 1111 & 1211 | THR-AER-BL-1111 | Filter | Filter |  | F | http://www.toronto.ca/TWONTO#replaceable_air_filter |  | Blower, Centrifugal, Secondary Treatment, Aeration Blower System - Engine Room
74156 | THR-AER-F-1211 | Filter, Roll Media, Supply Air, Aeration Blower 1111 & 1211 | THR-AER-BL-1211 | Filter | Filter |  | F | http://www.toronto.ca/TWONTO#replaceable_air_filter |  | Blower, Centrifugal, Secondary Treatment, Aeration Blower System - Engine Room
74157 | THR-AER-F-1311 | Filter, Bag, Supply Air, Aeration Blower 1311 | THR-AER-BL-1311 | Filter | Filter |  | F | http://www.toronto.ca/TWONTO#replaceable_air_filter |  | Blower, Centrifugal, Secondary Treatment, Aeration Blower System - Engine Room
74158 | THR-AER-F-1401 | Filter, Lube Oil Tank, Blower 1411, Blower Building, Air Blower System | THR-AER-BL-1411 | Filter | Filter |  | F | http://www.toronto.ca/TWONTO#replaceable_oil_or_fuel_filter |  | Blower, Centrifugal, Secondary Treatment, Aeration Blower System - Engine Room
74159 | THR-AER-F-1401 | Filter, Lube Oil Tank, Blower 1411, Blower Building, Air Blower System | THR-AER-T-1401 | Filter | Filter |  | F | http://www.toronto.ca/TWONTO#replaceable_oil_or_fuel_filter |  | Tank, Lube Oil, Blower 1411, Engine Room, Air Blower System
74160 | THR-AER-F-1501 | Filter, Lube Oil Tank, Blower 1511, Blower Building, Air Blower System | THR-AER-BL-1511 | Filter | Filter |  | F | http://www.toronto.ca/TWONTO#replaceable_oil_or_fuel_filter |  | Blower, Centrifugal, Secondary Treatment, Aeration Blower System - Engine Room
74161 | THR-AER-F-1501 | Filter, Lube Oil Tank, Blower 1511, Blower Building, Air Blower System | THR-AER-T-1501 | Filter | Filter |  | F | http://www.toronto.ca/TWONTO#replaceable_oil_or_fuel_filter |  | Tank, Lube Oil, Blower 1511, Blower Building, Air Blower System
74162 | THR-AER-F-1701 | Filter, Lube Oil Tank, Blower 1711, Blower Building, Air Blower System | THR-AER-T-1714 | Filter | Filter |  | F | http://www.toronto.ca/TWONTO#replaceable_oil_or_fuel_filter |  | Tank, Non-Pressurized, Auxiliary Oil, Blower 1711, Secondary Treatment, Aeration Blower System - North
74163 | THR-AER-F-1810 | Filter, Bag, Air Supply, Blower 1811, Secondary Treatment, Aeration Blower System - North | THR-AER-F-HPBB | Filter | Filter |  | F | http://www.toronto.ca/TWONTO#replaceable_air_filter |  | Filter, Supply Air, Blower, High Pressure Blower Bldg.
74164 | THR-AER-F-1910 | Filter, Bag, Air Supply, Blower 1911, Secondary Treatment, Aeration Blower System - North | THR-AER-BL-1911 | Filter | Filter |  | F | http://www.toronto.ca/TWONTO#replaceable_air_filter |  | Blower, Centrifugal, Secondary Treatment, Aeration Blower System - HPBB
74578 | THR-AI-F-0100 | Filter, Instrument Air Building | THR-AI-C-0100 | Filter,Membrane | Filter |  | F | http://www.toronto.ca/TWONTO#replaceable_air_filter |  | Air Compressor,Instrument Air Building
74579 | THR-AI-F-0200 | Filter, Instrument Air Building | THR-AI-C-0200 | Filter,Membrane | Filter |  | F | http://www.toronto.ca/TWONTO#replaceable_air_filter |  | Air Compressor,Instrument Air Building
74580 | THR-AI-F-2506 | Filter, Oil, Air Discharge Header, Instrument Air | THR-AI | Filter,Membrane | Filter |  | F | http://www.toronto.ca/TWONTO#replaceable_oil_or_fuel_filter |  | Air, Instrument, Compressors
74661 | THR-BG-F-0101 | Filter, Oil for Fuel Gas Compressor 0101, Compressor Building, Gas Compressor (And Dryer) | THR-BG-C-0101 | Filter | Filter |  | F | http://www.toronto.ca/TWONTO#replaceable_oil_or_fuel_filter |  | Compressor, Centrifugal, Fuel Gas, Compressor Building, Gas Compressor (And Dryer) for COGEN
74662 | THR-BG-F-0301 | Filter, Dryer 0300, Compressor Building, Gas Compressor (And Dryer) | THR-BG-DRY-0300 | Filter | Filter |  | F | http://www.toronto.ca/TWONTO#replaceable_air_filter |  | Dryer, Fuel Gas, Compressor Building, Gas Compressor (And Dryer)
74663 | THR-BG-F-0402 | Condensate Separator, Fuel Gas, Compressor Building, Gas Compressor (And Dryer) | THR-BG-C-0401 | Filter | Filter |  | F | http://www.toronto.ca/TWONTO#replaceable_oil_or_fuel_filter |  | Compressor, Screw, Fuel Gas, Compressor Building, Gas Compressor (And Dryer) Tag-THR-BG-C-0401-Susp
74664 | THR-BG-F-0603 | Filter, Dryer 0600, Compressor Building, Gas Compressor (And Dryer) | THR-BG-DRY-0600 | Filter | Filter |  | F | http://www.toronto.ca/TWONTO#replaceable_air_filter |  | Dryer, Fuel Gas, Compressor Building, Gas Compressor (And Dryer)
74665 | THR-BG-F-1201 | Filter, Gas, Engine 1201 Gas Valve Train, Engine Fuel System-Unit No 2, Engine-Generator & Heat Recovery System | THR-CG-ENG-1201 | Filter | Filter |  | F | http://www.toronto.ca/TWONTO#replaceable_oil_or_fuel_filter |  | Engine, Generator NT1788901, Engine Room, Engine-Generator & Heat Recovery System
74895 | THR-CG-F-1161 | Filter, Oil, Lube Oil System, Engine-Gen 1101 | THR-CG-ENG-1101 |  | Filter |  | F | http://www.toronto.ca/TWONTO#replaceable_oil_or_fuel_filter |  | Engine, Generator 1101, Engine Room, Engine-Generator & Heat Recovery System
74896 | THR-CG-F-1303 | Filter, Air, Compressor 1303 Intake, Air Starting System, Engine-Generator 1101 & 1201 | THR-CG-C-1303 |  | Filter |  | F | http://www.toronto.ca/TWONTO#replaceable_air_filter |  | Compressor, Air, Air Starting System, Engine-Generator 1101 & 1201
74897 | THR-CG-F-1304 | Filter, Air, Compressor 1304 Intake, Air Starting System, Engine-Generator 1101 & 1201 | THR-CG-C-1304 |  | Filter |  | F | http://www.toronto.ca/TWONTO#replaceable_air_filter |  | Compressor, Air, Air Starting System, Engine-Generator 1101 & 1201
74898 | THR-CG-F-1411 | Filter, Air Intake, Purge Blower 1411, Engine Exhaust System, Engine-Gen 1201 | THR-CG-BL-1411 |  | Filter |  | F | http://www.toronto.ca/TWONTO#replaceable_air_filter |  | Blower, Centrifugal, Purge, Engine Exhaust System, Engine-Gen 1201
75874 | THR-DIG-F-4714 | Filter, Tank 0700 Hot Water Return, Solids Treatment, Heating System - Digesters - Tank 0700 & Tank 0800 | THR-DIG-PD-0700 | Filter | Filter |  | F | http://www.toronto.ca/TWONTO#discrete_unit_of_treatment_filter |  | Tank, Primary Digester-7, Solids Treatment
79558 | THR-FPW-F-0002S | Filter, Pump, Centrifugal 0013, Plant Water Building, Plant Services, Plant Water Pump, Centrifugaling System | THR-FPW-P-0013 | Filter | Filter | 47400 | F | http://www.toronto.ca/TWONTO#discrete_unit_of_treatment_filter |  | Pump, Centrifugal, Residual Chlorine Analyzer
81871 | THR-OCS-F-0500C | Filter, Coalescing, Air Handling Units 0500A/B, Ozonator Room, Plant Services, Odour Control System | THR-OCS-D-0500A | Filter | Filter |  | F | http://www.toronto.ca/TWONTO#replaceable_air_filter |  | Dryer, Dessicant, Ozone Generator 3956, Ozonator Room, Plant Services, Odour Control System
81872 | THR-OCS-F-0500D | Filter, Particle, Air Handling Units 0500A/B, Ozonator Room, Plant Services, Odour Control System | THR-OCS-D-0500A | Filter | Filter |  | F | http://www.toronto.ca/TWONTO#replaceable_air_filter |  | Dryer, Dessicant, Ozone Generator 3956, Ozonator Room, Plant Services, Odour Control System
81873 | THR-OCS-F-0500E | Filter, Coalescing, Air Handling Units 0500A/B, Ozonator Room, Plant Services, Odour Control System | THR-OCS-D-0500A | Filter | Filter |  | F | http://www.toronto.ca/TWONTO#replaceable_air_filter |  | Dryer, Dessicant, Ozone Generator 3956, Ozonator Room, Plant Services, Odour Control System
81874 | THR-OCS-F-0500F | Filter, Coalescing, Air Handling Units 0500A/B, Ozonator Room, Plant Services, Odour Control System | THR-OCS-D-0500A | Filter | Filter |  | F | http://www.toronto.ca/TWONTO#replaceable_air_filter |  | Dryer, Dessicant, Ozone Generator 3956, Ozonator Room, Plant Services, Odour Control System
81875 | THR-OCS-F-0501A | Filter, Particle, Air Handling Units 0501A/B, Ozonator Room, Plant Services, Odour Control System | THR-OCS-D-0501A | Filter | Filter |  | F | http://www.toronto.ca/TWONTO#replaceable_air_filter |  | Dryer, Dessicant, Ozone Generator 3957, Ozonator Room, Plant Services, Odour Control System
81876 | THR-OCS-F-0501B | Filter, Coalescing, Air Handling Units 0501A/B, Ozonator Room, Plant Services, Odour Control System | THR-OCS-D-0501A | Filter | Filter |  | F | http://www.toronto.ca/TWONTO#replaceable_air_filter |  | Dryer, Dessicant, Ozone Generator 3957, Ozonator Room, Plant Services, Odour Control System
81877 | THR-OCS-F-0501H | Filter, Submicron, Air Handling Units 0501A/B, Ozonator Room, Plant Services, Odour Control System | THR-OCS-D-0501A | Filter | Filter |  | F | http://www.toronto.ca/TWONTO#replaceable_air_filter |  | Dryer, Dessicant, Ozone Generator 3957, Ozonator Room, Plant Services, Odour Control System
83688 | THR-PRS-F-0002S | Filter, Fine Bag, Ferrous Chloride Storage Tanks Inlet, Chemical Building, Secondary Treatment, Phosphorous Removal | THR-PRS-F | Filter | Filter | 39806 | F | http://www.toronto.ca/TWONTO#replaceable_air_filter |  | Phosphorous Removal System, Filtration
83689 | THR-PRS-F-0003S | Filter, Fine Bag, Ferrous Chloride Storage Tanks Inlet, Chemical Building, Secondary Treatment, Phosphorous Removal | THR-PRS-F | Filter | Filter | 39807 | F | http://www.toronto.ca/TWONTO#replaceable_air_filter |  | Phosphorous Removal System, Filtration
83690 | THR-PRS-F-0005S | Filter, Fine Bag, Ferrous Chloride Storage Tanks Outlet, Chemical Building, Secondary Treatment, Phosphorous Removal | THR-PRS-F | Filter | Filter | 39809 | F | http://www.toronto.ca/TWONTO#replaceable_air_filter |  | Phosphorous Removal System, Filtration
83691 | THR-PRS-F-0006S | Filter, Fine Bag, Ferrous Chloride Storage Tanks Outlet, Chemical Building, Secondary Treatment, Phosphorous Removal | THR-PRS-F | Filter | Filter | 39810 | F | http://www.toronto.ca/TWONTO#replaceable_air_filter |  | Phosphorous Removal System, Filtration
84400 | THR-SES-SQ-2516 | Cleaner, Air/Welding Fume Extractor | THR-SES-SQ-WA2 | Safety | Filter |  | SQ | http://www.toronto.ca/TWONTO#replaceable_air_filter |  | Safety Equipment -Work Area2
85643 | TNT-ACC-F-5101 | Filer, Suction,Oil Pump #5101 | TNT-ACC-P-5101 | Filter | Filter |  | F | http://www.toronto.ca/TWONTO#replaceable_oil_or_fuel_filter |  | Pump, Furnace Oil, to Boiler #5100
85777 | FHO-SA-F-0101 | Filter, Discharge, Compressor C-0101, Service Air System, TRW Building, S3, Compressor Room | FHO-SA-C-0101 |  | Filter |  | F | http://www.toronto.ca/TWONTO#replaceable_air_filter |  | Compressor, Service Air System, TRW Building, S3, Compressor Room
85778 | FHO-SA-F-0201 | Filter, Discharge, Compressor C-0201, Service Air System, TRW Building, S3, Compressor Room | FHO-SA-C-0201 |  | Filter |  | F | http://www.toronto.ca/TWONTO#replaceable_air_filter |  | Compressor, Service Air System, TRW Building, S3, Compressor Room
86009 | TNT-AER-F-2201 | Filter, Air, Mabr Compressor 2 - Air Inlet Filter, Aeration | TNT-AER-C-2200 | Filter | Filter |  | F | http://www.toronto.ca/TWONTO#replaceable_air_filter |  | Compressor, Reciprocating, Mabr Compressor 2, Aeration
86355 | TNT-CSO-F-2000 | Filter, Liquid Dispersion Polymer Waste Removal, Lab | TNT-CSO-LAB | Filter | Filter |  | F | http://www.toronto.ca/TWONTO#discrete_unit_of_treatment_filter |  | Lab Bldg polymer System
87689 | WM2002A | Filter, Pellet Cooler Bag, 810B | TAB-SLD-F | Filter | Filter |  |  | http://www.toronto.ca/TWONTO#replaceable_air_filter |  | Pelletizer Bldg. - Filters, Fans & Pellet Cooler Bags
87690 | WM2004A | Filter, Pre Finish, 826B | TAB-SLD-F | Filter | Filter |  |  | http://www.toronto.ca/TWONTO#replaceable_air_filter |  | Pelletizer Bldg. - Filters, Fans & Pellet Cooler Bags
87691 | WM2005A | Filter, Pre Finish, 826C | TAB-SLD-F | Filter | Filter |  |  | http://www.toronto.ca/TWONTO#replaceable_air_filter |  | Pelletizer Bldg. - Filters, Fans & Pellet Cooler Bags
87692 | WM2006A | Filter, Pre Finish, 826D | TAB-SLD-F | Filter | Filter |  |  | http://www.toronto.ca/TWONTO#replaceable_air_filter |  | Pelletizer Bldg. - Filters, Fans & Pellet Cooler Bags
87693 | WM2007A | Cannister, Silo Carbon, 808A | TAB-SLD-FN | Filter | Filter |  |  | http://www.toronto.ca/TWONTO#discrete_unit_of_treatment_filter |  | Pelletizer Bldg. - Silo System, Fans & Filters
87694 | WM2008A | Cannister, Silo Carbon, 808B | TAB-SLD-FN | Filter | Filter |  |  | http://www.toronto.ca/TWONTO#discrete_unit_of_treatment_filter |  | Pelletizer Bldg. - Silo System, Fans & Filters
87695 | WM2011A | Filter, Silo Dust, 806B | TAB-SLD-FN | Filter | Filter |  |  | http://www.toronto.ca/TWONTO#replaceable_air_filter |  | Pelletizer Bldg. - Silo System, Fans & Filters
87696 | WM2017A | Cannister, Pneumatic Conveyor Carbon, 828B | TAB-SLD-ROUTING | Filter | Filter |  |  | http://www.toronto.ca/TWONTO#discrete_unit_of_treatment_filter |  | Pelletizer Bldg. - Material Handling
87697 | WM2019A | Strainer, Exp Tank Nitrogen, 825B | TAB-SLD-P | Strainer | Filter |  |  | http://www.toronto.ca/TWONTO#strainer |  | Pelletizer Bldg. - Thermal Oil Heating System, Pumps, Strainer & Expanasion Tanks
87698 | WM2021A | Strainer, Oil Pump, 818A | TAB-SLD-P | Strainer | Filter |  |  | http://www.toronto.ca/TWONTO#strainer |  | Pelletizer Bldg. - Thermal Oil Heating System, Pumps, Strainer & Expanasion Tanks
87699 | WM2024A | Strainer, Oil Pump, 818D | TAB-SLD-P | Strainer | Filter |  |  | http://www.toronto.ca/TWONTO#strainer |  | Pelletizer Bldg. - Thermal Oil Heating System, Pumps, Strainer & Expanasion Tanks
87700 | WM2025A | Filter, Slip Stream Filter, 827A | TAB-SLD-P | Filter | Filter |  |  | http://www.toronto.ca/TWONTO#replaceable_air_filter |  | Pelletizer Bldg. - Thermal Oil Heating System, Pumps, Strainer & Expanasion Tanks
87701 | WM2026A | Filter, Slip Stream Filter, 827B | TAB-SLD-P | Filter | Filter |  |  | http://www.toronto.ca/TWONTO#replaceable_air_filter |  | Pelletizer Bldg. - Thermal Oil Heating System, Pumps, Strainer & Expanasion Tanks
89348 | FHO-TRW-F-0101 | Filter, Fluoride Analyzer AIT-0003, TRW Sampling, TRW Building, S5, Basement, Valve Chamber Hall | FHO-TRW-AIT-0003 |  | Filter |  | F | http://www.toronto.ca/TWONTO#discrete_unit_of_treatment_filter |  | Analyzer, Fluoride, OutputSampling, TRW Building, S5, Basement, Valve Chamber Hall
90649 | WTR-PEL-F-0001 | Filter, Service Water | WTR-PEL-TRW | Filter | Filter |  | F | http://www.toronto.ca/TWONTO#discrete_unit_of_treatment_filter |  | Treated Water (Transmission)
90650 | WTR-PEL-F-0003 | Filter, Rolling, Motor Cooling System | WTR-PEL-ACC | Filter | Filter |  | F | http://www.toronto.ca/TWONTO#replaceable_air_filter |  | Air Conditioning, Handling and Ventilation
90651 | WTR-PEL-F-1061 | Filter, Air, Duct, FN1061, Generator Building, Basement | WTR-PEL-AUX |  | Filter |  | F | http://www.toronto.ca/TWONTO#replaceable_air_filter |  | Auxilliary Equipment (Building Facilities)
90652 | WTR-PEL-F-1100 | Filter, Fuel, Generator 1100, Generator Building, Generator Room | WTR-PEL-GEN-1100 |  | Filter |  | F | http://www.toronto.ca/TWONTO#replaceable_oil_or_fuel_filter |  | Generator, Electrical, Generator Building, Generator Room
90653 | WTR-PEL-F-1200 | Filter, Fuel, Generator 1200, Generator Building, Generator Room | WTR-PEL-GEN-1200 |  | Filter |  | F | http://www.toronto.ca/TWONTO#replaceable_oil_or_fuel_filter |  | Generator, Electrical, Generator Building, Generator Room
92647 | FIS-ACC-F-0500 | Filter, Air, Dehumidifier D-0500 Outside Air, Filter Complex, Pump Room | FIS-ACC-D-0500 |  | Filter |  | F | http://www.toronto.ca/TWONTO#replaceable_air_filter |  | Dehumidifier, Filter Complex, Backwash Pump Room Floor
93096 | WTR-PMI-F-0001 | Filter, Mechanical Room, Membrane, | WTR-PMI-AUX | Filter,Membrane | Filter |  | F | http://www.toronto.ca/TWONTO#discrete_unit_of_treatment_filter |  | Auxiliary Equipment (Building Facilities)
93874 | WTR-PRH-F-0001 | Filter, Supply Air, Ventilation | WTR-PRH-ACC | Filter | Filter |  | F | http://www.toronto.ca/TWONTO#replaceable_air_filter |  | Air Conditioning, Heating and Ventilation
94508 | FIS-CLA-F-0201-SUS | Filter, Gaseous Discharge Header from Pre Chlorination Evaporator 0201 Train 2, Chlorination System | FIS-SUSPENDED | Filter | Filter | 38162 | F | http://www.toronto.ca/TWONTO#replaceable_air_filter |  | Obsolete Entities/Processes
94730 | FIS-CLB-F-0101-SUS | Filter, Gaseous Discharge Header from Post Chlorination Evaporator Train 1 | FIS-SUSPENDED | Filter | Filter | 38172 | F | http://www.toronto.ca/TWONTO#replaceable_air_filter |  | Obsolete Entities/Processes
94731 | FIS-CLB-F-0201-SUS | Filter, Gaseous Discharge Header from Post Chlorination Evaporator Train 2 | FIS-SUSPENDED | Filter | Filter | 38173 | F | http://www.toronto.ca/TWONTO#replaceable_air_filter |  | Obsolete Entities/Processes
94774 | WTR-PTH-F-0401 | Filter, Electronic, AHU 0401 | WTR-PTH-AHU-0401 | Filter | Filter |  | F | http://www.toronto.ca/TWONTO#replaceable_air_filter |  | Air Handling Unit
95706 | WTR-RRH-F-0301 | Filter, Discharge Header, Pumps 0301, Rosehill Reservoir, Valve House | WTR-RRH-P-0301 | Filter | Filter |  | F | http://www.toronto.ca/TWONTO#discrete_unit_of_treatment_filter |  | Pump, Centrifugal, Water to Sprinkler System, Rosehill Reservoir, Valve House
95707 | WTR-RRH-F-0401 | Filter, Suction Header, Pump 0401, Rosehill Reservoir, Valve House | WTR-RRH-P-0401 | Filter | Filter |  | F | http://www.toronto.ca/TWONTO#discrete_unit_of_treatment_filter |  | Pump, Submersible, Rosehill Reservoir, Interconnection Chamber
95878 | FIS-ELS-F-2103 | Filter, Fuel Oil, Generator GEN-2100 Engine Suction, Workshop Building, Generator Room | FIS-ELS-GEN-2100 |  | Filter |  | F | http://www.toronto.ca/TWONTO#replaceable_oil_or_fuel_filter |  | Generator, Diesel, Emergency, 4160V, 750KW, Workshop Building, Generator Room
95879 | FIS-ELS-F-2201A | Filter, Fuel Oil, Transfer Pump P-2201A Suction, Workshop Building, Transfer Pump Room | FIS-ELS-P-2101A |  | Filter |  | F | http://www.toronto.ca/TWONTO#replaceable_oil_or_fuel_filter |  | Pump, Centrifugal, Transfer, Storage Tank T-2101 to Day Tank 2102, Workshop Building, Pump Room
95880 | FIS-ELS-F-2201A | Filter, Fuel Oil, Transfer Pump P-2201A Suction, Workshop Building, Transfer Pump Room | FIS-ELS-P-2201A |  | Filter |  | F | http://www.toronto.ca/TWONTO#replaceable_oil_or_fuel_filter |  | Pump, Centrifugal, Transfer, Storage Tank T-2201 to Day Tank 2102, Workshop Building, Pump Room
95881 | FIS-ELS-F-2201B | Filter, Fuel Oil, Transfer Pump P-2201B Suction, Workshop Building, Transfer Pump Room | FIS-ELS-P-2201B |  | Filter |  | F | http://www.toronto.ca/TWONTO#replaceable_oil_or_fuel_filter |  | Pump, Centrifugal, Transfer, Storage Tank T-2201 to Day Tank 2102, Workshop Building, Pump Room
95882 | FIS-ELS-F-2203 | Filter, Fuel Oil, Generator GEN-2200 Engine Suction, Workshop Building, Generator Room | FIS-ELS-GEN-2200 |  | Filter |  | F | http://www.toronto.ca/TWONTO#replaceable_oil_or_fuel_filter |  | Generator, Diesel, Emergency, 4160V, 750KW, Workshop Building, Generator Room
96507 | YTF-CW-F-7701 | Filter, YTF-CW-HU-7401, City Water | YTF-CW | Filter | Filter |  | F | http://www.toronto.ca/TWONTO#discrete_unit_of_treatment_filter |  | City Water
96957 | FIS-FLT-F-0300 | Filter, Settled Water, Filter Building, Filter Gallery | FIS-FLT | Filter | Filter |  | F | http://www.toronto.ca/TWONTO#discrete_unit_of_treatment_filter |  | Filtration
97667 | FIS-SA-F-0101-SUS | Filter, Inlet, Instrument Air, Dryer 0101, Service Air Monitoring | FIS-SUSPENDED | Filter | Filter | 38397 | F | http://www.toronto.ca/TWONTO#replaceable_air_filter |  | Obsolete Entities/Processes
97668 | FIS-SA-F-0102-SUS | Filter, Outlet, Instrument Air, Dryer 0101, Service Air Monitoring | FIS-SUSPENDED | Filter | Filter | 38398 | F | http://www.toronto.ca/TWONTO#replaceable_air_filter |  | Obsolete Entities/Processes
97669 | FIS-SA-F-0202-SUS | Filter, Outlet, Instrument Air, Dryer 0201, Service Air Monitoring | FIS-SA-C-0200 | Filter | Filter | 38400 | F | http://www.toronto.ca/TWONTO#replaceable_air_filter |  | Compressor, Reciprocating, Constant Speed, Insturment Air to Dryer 0201, Filter Building, Service Air Monitoring
98491 | FIS-WWW-CH-0300-SUS | Slow Sand Fiter | FIS-SUSPENDED | Filter | Filter | 38481 | CH | http://www.toronto.ca/TWONTO#filtration_tank |  | Obsolete Entities/Processes
98492 | FIS-WWW-CH-0400-SUS | Slow Sand Fiter | FIS-BW | Filter | Filter | 38482 | CH | http://www.toronto.ca/TWONTO#filtration_tank |  | Backwash System
98493 | FIS-WWW-CH-0400-SUS | Slow Sand Fiter | FIS-SUSPENDED | Filter | Filter | 38482 | CH | http://www.toronto.ca/TWONTO#filtration_tank |  | Obsolete Entities/Processes
98494 | FIS-WWW-CH-0500-SUS | Slow Sand Fiter | FIS-BW | Filter | Filter | 38483 | CH | http://www.toronto.ca/TWONTO#filtration_tank |  | Backwash System
98495 | FIS-WWW-CH-0500-SUS | Slow Sand Fiter | FIS-SUSPENDED | Filter | Filter | 38483 | CH | http://www.toronto.ca/TWONTO#filtration_tank |  | Obsolete Entities/Processes
98496 | FIS-WWW-CH-0600-SUS | Slow Sand Fiter | FIS-SUSPENDED | Filter | Filter | 38484 | CH | http://www.toronto.ca/TWONTO#filtration_tank |  | Obsolete Entities/Processes
98497 | FIS-WWW-CH-0700-SUS | Slow Sand Fiter | FIS-BW | Filter | Filter | 38485 | CH | http://www.toronto.ca/TWONTO#filtration_tank |  | Backwash System
98498 | FIS-WWW-CH-0700-SUS | Slow Sand Fiter | FIS-SUSPENDED | Filter | Filter | 38485 | CH | http://www.toronto.ca/TWONTO#filtration_tank |  | Obsolete Entities/Processes
98499 | FIS-WWW-CH-0800-SUS | Slow Sand Fiter | FIS-BW | Filter | Filter | 38486 | CH | http://www.toronto.ca/TWONTO#filtration_tank |  | Backwash System
98500 | FIS-WWW-CH-0800-SUS | Slow Sand Fiter | FIS-SUSPENDED | Filter | Filter | 38486 | CH | http://www.toronto.ca/TWONTO#filtration_tank |  | Obsolete Entities/Processes
98501 | FIS-WWW-CH-0900-SUS | Slow Sand Fiter | FIS-SUSPENDED | Filter | Filter | 38487 | CH | http://www.toronto.ca/TWONTO#filtration_tank |  | Obsolete Entities/Processes
98503 | FIS-WWW-CH-1000-SUS | Slow Sand Fiter | FIS-BW | Filter | Filter | 38488 | CH | http://www.toronto.ca/TWONTO#filtration_tank |  | Backwash System
98504 | FIS-WWW-CH-1200-SUS | Slow Sand Fiter | FIS-BW | Filter | Filter | 38490 | CH | http://www.toronto.ca/TWONTO#filtration_tank |  | Backwash System
98730 | IY2062A | Filter, Compressor Air Supply | TAB-SA-FN | Filter | Filter |  |  | http://www.toronto.ca/TWONTO#replaceable_air_filter |  | Compressor Supply Air
98731 | IY2064A | Filter, Air Compressor #1 | IX2069 | Filter | Filter |  |  | http://www.toronto.ca/TWONTO#replaceable_air_filter |  | Compressor #1, Air
105312 | SM2006A | Filter, Air, Floatation Bsmt., North Side Compr.room | TAB-AI FLOATATION | Filter | Filter |  |  | http://www.toronto.ca/TWONTO#replaceable_air_filter |  | Air Equipment, Floatation Building
105313 | SM2007A | Strainer, Plant Water, Floatation | TAB-PWA-F | Strainer | Filter |  |  | http://www.toronto.ca/TWONTO#strainer |  | Plant Water - Filters and Strainers
106298 | TAB-ACC-F-1210 | Filter, Supply Fan 1210, AHU-1200, Screen Bldg. Rooftop | TAB-ACC-AHU-1200 | Filter | Filter |  | F | http://www.toronto.ca/TWONTO#replaceable_air_filter |  | Air Handling Unit, D Bldg Roof
106299 | TAB-ACC-F-1220 | Filter, Exhaust Fan 1220, AHU-1200, Screen Bldg. Rooftop | TAB-ACC-AHU-1200 | Filter | Filter |  | F | http://www.toronto.ca/TWONTO#replaceable_air_filter |  | Air Handling Unit, D Bldg Roof
106300 | TAB-ACC-F-1232 | Filter, Glycol Chemical feeder Line | TAB-ACC-FD-1232 | Filter | Filter |  | F | http://www.toronto.ca/TWONTO#discrete_unit_of_treatment_filter |  | Feeder, Chemical,Glycol Chemical feeder Line
106301 | TAB-ACC-F-1310 | Filter, Supply Fan 1310, AHU-1300, Screen Bldg. Rooftop | TAB-ACC-AHU-1300 | Filter | Filter |  | F | http://www.toronto.ca/TWONTO#replaceable_air_filter |  | Air Handling Unit, D Bldg Roof
106302 | TAB-ACC-F-1320 | Filter, Exhaust Fan 1320, AHU-1300, Screen Bldg. Rooftop | TAB-ACC-AHU-1300 | Filter | Filter |  | F | http://www.toronto.ca/TWONTO#replaceable_air_filter |  | Air Handling Unit, D Bldg Roof
106303 | TAB-ACC-F-1420 | Filter, Exhaust Fan 1420, AHU-1400, Screen Bldg. Rooftop | TAB-ACC-AHU-1400 | Filter | Filter |  | F | http://www.toronto.ca/TWONTO#replaceable_air_filter |  | Air Handling Unit, D Bldg Roof
106304 | TAB-ACC-F-1461 | Filter, AHU-1460, Air filter | TAB-ACC-AHU-1460 | Filter | Filter |  | F | http://www.toronto.ca/TWONTO#replaceable_air_filter |  | Air Handling Unit, Lunch Room
106305 | TAB-ACC-F-1491 | Filter, AHU-1490, Air filter | TAB-ACC-AHU-1490 | Filter | Filter |  | F | http://www.toronto.ca/TWONTO#replaceable_air_filter |  | Air Handling Unit, Locker Room Ventilation
106306 | TAB-ACC-F-1520 | Filter, Exhaust Fan 1520, AHU-1500, Screen Bldg. Rooftop | TAB-ACC-AHU-1500 | Filter | Filter |  | F | http://www.toronto.ca/TWONTO#replaceable_air_filter |  | Air Handling Unit, D Bldg Roof
106307 | TAB-ACC-F-1832 | Filter, Glycol Chemical feeder Line | TAB-ACC-FD-1832 | Filter | Filter |  | F | http://www.toronto.ca/TWONTO#discrete_unit_of_treatment_filter |  | Feeder, Chemical,Glycol Chemical feeder Line
106308 | TAB-ACC-F-2110 | Filter, Final filter | TAB-ACC-AHU-2110 | Filter | Filter |  | F | http://www.toronto.ca/TWONTO#replaceable_air_filter |  | AHU, 'H' Tunnel Supply Air
106309 | TAB-ACC-F-2246 | Filter, Final filter | TAB-ACC-FN-2246 |  | Filter |  | F | http://www.toronto.ca/TWONTO#replaceable_air_filter |  | Supply Fan, PRS Building Stairwell Pressurization
106310 | TAB-ACC-F-2814 | Fiter, Chemical Feeder Line, Old Dewatering Bsmt | TAB-ACC-P-2814 | Filter | Filter |  | F | http://www.toronto.ca/TWONTO#discrete_unit_of_treatment_filter |  | Pump, Circulating,Glycol , Dewatering Space Heating, P7-4
106311 | TAB-ACC-F-3601 | FILTER, AHU, QUALITY CONTROL, AHU ADMIN BUILDING | TAB-ACC-AHU-3601 | Filter | Filter |  | F | http://www.toronto.ca/TWONTO#replaceable_air_filter |  | AIR HANDLING UNIT, ROOFTOP ADMIN BUILDING
106312 | TAB-ACC-F-3602 | FILTER, AHU, QUALITY CONTROL, AHU ADMIN BUILDING | TAB-ACC-AHU | Filter | Filter |  | F | http://www.toronto.ca/TWONTO#replaceable_air_filter |  | Air Handling Unit & Supply Fan
106313 | TAB-ACC-F-3603 | FILTER, UV, AIR QUALITY CONTROL,SECOND FLOOR ADMIN BUILDING | TAB-ACC-3600 | Filter | Filter |  | F | uv_air_filter |  | Heating, Space ,Old Admin Bldg,Prm 1-6, Lab Spc Heating,(Item #5)
106314 | TAB-ACC-F-3604 | FILTER, UV, AIR QUALITY CONTROL,SECOND FLOOR ADMIN BUILDING | TAB-ACC-3600 | Filter | Filter |  | F | uv_air_filter |  | Heating, Space ,Old Admin Bldg,Prm 1-6, Lab Spc Heating,(Item #5)
106315 | TAB-ACC-F-4452 | Filter, Glycol Chemical feeder Line | TAB-ACC-FD-4452 | Filter | Filter |  | F | http://www.toronto.ca/TWONTO#discrete_unit_of_treatment_filter |  | Feeder, Chemical,Glycol Chemical feeder Line
106331 | TAB-ACC-F-8302 | Filter, Air | TAB-ACC-AHU-8300 | Filter | Filter |  | F | http://www.toronto.ca/TWONTO#replaceable_air_filter |  | AHU, Make-up Air Unit, M Building, Roof
106332 | TAB-ACC-F-9201 | Filter, Air Purifier, T Building, B2, MCC Room (WPC 2190) | TAB-ACC-AHU-9200 | Filter | Filter |  | F | http://www.toronto.ca/TWONTO#replaceable_air_filter |  | AHU,T Bldg
112154 | TAB-DIS-F-3501 | Pump, Chlorine Sampling, | TAB-DIS-P-3505 | Filter | Filter |  | F | http://www.toronto.ca/TWONTO#discrete_unit_of_treatment_filter |  | Pump, Chlorine Sampling,
112155 | TAB-DIS-F-3502 | Pump, Chlorine Sampling, | TAB-DIS-P-3506 | Filter | Filter |  | F | http://www.toronto.ca/TWONTO#discrete_unit_of_treatment_filter |  | Pump, Chlorine Sampling,
114410 | TAB-PLT-F-6100 | Biofilter, Odour Control, Biofilter Area | TAB-PLT-BIO | Filter | Filter |  | F | http://www.toronto.ca/TWONTO#filtration_tank |  | D Building - Odour control System, Bio Filter
114411 | TAB-PLT-F-6200 | Biofilter, Odour Control, Biofilter Area | TAB-PLT-BIO | Filter | Filter |  | F | http://www.toronto.ca/TWONTO#filtration_tank |  | D Building - Odour control System, Bio Filter
114412 | TAB-PLT-F-6300 | Biofilter, Odour Control, Biofilter Area | TAB-PLT-BIO | Filter | Filter |  | F | http://www.toronto.ca/TWONTO#filtration_tank |  | D Building - Odour control System, Bio Filter
114413 | TAB-PLT-F-6400 | Biofilter, Odour Control, Biofilter Area | TAB-PLT-BIO | Filter | Filter |  | F | http://www.toronto.ca/TWONTO#filtration_tank |  | D Building - Odour control System, Bio Filter
114847 | TAB-PLT-STR-9403A | Strainer, Inlet, City Water Supply Line to FIT, Conduit 3 | TAB-RSP-PIP-0003 | Strainer | Filter |  | STR | http://www.toronto.ca/TWONTO#strainer |  | Influent Conduit # 3, Raw Sewage Conduit from Coxwell
114848 | TAB-PLT-STR-9403B | Strainer, Inlet, to FIT, Conduit 3 | TAB-RSP-PIP-0003 | Strainer | Filter |  | STR | http://www.toronto.ca/TWONTO#strainer |  | Influent Conduit # 3, Raw Sewage Conduit from Coxwell
114849 | TAB-PLT-STR-9403C | Strainer, Inlet, to FIT, Conduit 3 | TAB-RSP-PIP-0003 | Strainer | Filter |  | STR | http://www.toronto.ca/TWONTO#strainer |  | Influent Conduit # 3, Raw Sewage Conduit from Coxwell
114850 | TAB-PLT-STR-9404D | Strainer, (Micro bubbler), Inlet, to FIT, Conduit 4 | TAB-RSP-PIP-0004 | Strainer | Filter |  | STR | http://www.toronto.ca/TWONTO#strainer |  | Influent Conduit # 4, Raw Sewage Conduit from Coxwell
114851 | TAB-PLT-STR-9405C | Strainer, Inlet, to FIT, Conduit 5 | TAB-RSP-PIP-0005 | Strainer | Filter |  | STR | http://www.toronto.ca/TWONTO#strainer |  | Influent Conduit # 5, Raw Sewage Conduit from Main Pumping Station
114852 | TAB-PLT-STR-9405D | Strainer, (Micro bubbler), Inlet, to FIT, Conduit 5 | TAB-RSP-PIP-0005 | Strainer | Filter |  | STR | http://www.toronto.ca/TWONTO#strainer |  | Influent Conduit # 5, Raw Sewage Conduit from Main Pumping Station
114853 | TAB-PLT-STR-9408A | Strainer, Inlet, City Water Supply Line to FIT, Conduit 8 | TAB-PLT-G-D | Strainer | Filter |  | STR | http://www.toronto.ca/TWONTO#strainer |  | D Building - Conduits 6-11
114854 | TAB-PLT-STR-9408B | Strainer, Inlet, to FIT, Conduit 8 | TAB-PLT-G-D | Strainer | Filter |  | STR | http://www.toronto.ca/TWONTO#strainer |  | D Building - Conduits 6-11
114855 | TAB-PLT-STR-9408C | Strainer, Inlet, to FIT, Conduit 8 | TAB-PLT-G-D | Strainer | Filter |  | STR | http://www.toronto.ca/TWONTO#strainer |  | D Building - Conduits 6-11
114856 | TAB-PLT-STR-9409A | Strainer, Inlet, City Water Supply Line to FIT, Conduit 9 | TAB-PLT-G-D | Strainer | Filter |  | STR | http://www.toronto.ca/TWONTO#strainer |  | D Building - Conduits 6-11
114857 | TAB-PLT-STR-9409C | Strainer, Inlet, to FIT, Conduit 9 | TAB-PLT-G-D | Strainer | Filter |  | STR | http://www.toronto.ca/TWONTO#strainer |  | D Building - Conduits 6-11
116488 | TAB-PWA-F-0402 | Filter, Plant Water, Dewatering Filter Building | TAB-PWA-F | Filter | Filter |  | F | http://www.toronto.ca/TWONTO#discrete_unit_of_treatment_filter |  | Plant Water - Filters and Strainers
116489 | TAB-PWA-F-0555 | Filter, Plant Water, Flotation | TAB-PWA-F | Filter | Filter |  | F | http://www.toronto.ca/TWONTO#discrete_unit_of_treatment_filter |  | Plant Water - Filters and Strainers
116653 | TAB-PWA-STR-0120 | Strainer, Plant Water Process Piping | TAB-PWA-P-0555 | Strainer | Filter |  | STR | http://www.toronto.ca/TWONTO#strainer |  | Pump, Effluent, Filtered, Plant Water
116654 | TAB-PWA-STR-0540 | Strainer, Plant Water Process Piping | TAB-PWA-F | Strainer | Filter |  | STR | http://www.toronto.ca/TWONTO#strainer |  | Plant Water - Filters and Strainers
116655 | TAB-PWA-STR-0555 | Strainer, Plant Water, Floatation | TAB-PWA-P-0555 | Strainer | Filter |  | STR | http://www.toronto.ca/TWONTO#strainer |  | Pump, Effluent, Filtered, Plant Water
116656 | TAB-PWA-STR-2001 | Strainer, Plant Water, Aer. Gallry, E | TAB-PWA-F | Filter | Filter |  | STR | http://www.toronto.ca/TWONTO#strainer |  | Plant Water - Filters and Strainers
116657 | TAB-PWA-STR-2002 | Strainer, Plant Water, Aer. Gallry, W | TAB-PWA-F | Filter | Filter |  | STR | http://www.toronto.ca/TWONTO#strainer |  | Plant Water - Filters and Strainers
117118 | TAB-RSP-F-1211A | Filter, Lube Oil Supply, Raw Sewage Pump 1210, A side | TAB-RSP-P-1210 | Filter | Filter |  | F | http://www.toronto.ca/TWONTO#replaceable_oil_or_fuel_filter |  | Pump,Raw Sewage Transfer #1
117119 | TAB-RSP-F-1211A | Filter, Lube Oil Supply, Raw Sewage Pump 1210, A side | TAB-RSP-T-1211 | Filter | Filter |  | F | http://www.toronto.ca/TWONTO#replaceable_oil_or_fuel_filter |  | Tank, Oil, Raw Sewage Pump #1 Bearing Lubrication System
117120 | TAB-RSP-F-1211B | Filter, Lube Oil Supply, Raw Sewage Pump 1210, B side | TAB-RSP-P-1210 | Filter | Filter |  | F | http://www.toronto.ca/TWONTO#replaceable_oil_or_fuel_filter |  | Pump,Raw Sewage Transfer #1
117121 | TAB-RSP-F-1211B | Filter, Lube Oil Supply, Raw Sewage Pump 1210, B side | TAB-RSP-T-1211 | Filter | Filter |  | F | http://www.toronto.ca/TWONTO#replaceable_oil_or_fuel_filter |  | Tank, Oil, Raw Sewage Pump #1 Bearing Lubrication System
117122 | TAB-RSP-F-1221A | Filter, Lube Oil Supply, Raw Sewage Pump 1220, A Side | TAB-RSP-P-1220 | Filter | Filter |  | F | http://www.toronto.ca/TWONTO#replaceable_oil_or_fuel_filter |  | Pump,Raw Sewage Transfer #2
117123 | TAB-RSP-F-1221A | Filter, Lube Oil Supply, Raw Sewage Pump 1220, A Side | TAB-RSP-T-1221 | Filter | Filter |  | F | http://www.toronto.ca/TWONTO#replaceable_oil_or_fuel_filter |  | Tank, Oil, Raw Sewage Pump #2 Bearing Lubrication System
117124 | TAB-RSP-F-1231A | Filter, Lube Oil Supply, Raw Sewage Pump 1230, A Side | TAB-RSP-T-1231 | Filter | Filter |  | F | http://www.toronto.ca/TWONTO#replaceable_oil_or_fuel_filter |  | Tank, Oil, Raw Sewage Pump #3 Bearing Lubrication System
117125 | TAB-RSP-F-1231B | Filter, Lube Oil Supply, Raw Sewage Pump 1230, B Side | TAB-RSP-P-1230 | Filter | Filter |  | F | http://www.toronto.ca/TWONTO#replaceable_oil_or_fuel_filter |  | Pump,Raw Sewage Transfer #3
117126 | TAB-RSP-F-1231B | Filter, Lube Oil Supply, Raw Sewage Pump 1230, B Side | TAB-RSP-T-1231 | Filter | Filter |  | F | http://www.toronto.ca/TWONTO#replaceable_oil_or_fuel_filter |  | Tank, Oil, Raw Sewage Pump #3 Bearing Lubrication System
117127 | TAB-RSP-F-1241A | Filter, Lube Oil Supply, Raw Sewage Pump 1240, A Side | TAB-RSP-P-1240 | Filter | Filter |  | F | http://www.toronto.ca/TWONTO#replaceable_oil_or_fuel_filter |  | Pump,Raw Sewage Transfer #4
117128 | TAB-RSP-F-1241A | Filter, Lube Oil Supply, Raw Sewage Pump 1240, A Side | TAB-RSP-T-1241 | Filter | Filter |  | F | http://www.toronto.ca/TWONTO#replaceable_oil_or_fuel_filter |  | Tank, Oil, Raw Sewage Pump #4 Bearing Lubrication System
117129 | TAB-RSP-F-1241B | Filter, Lube Oil Supply, Raw Sewage Pump 1240, B Side | TAB-RSP-T-1241 | Filter | Filter |  | F | http://www.toronto.ca/TWONTO#replaceable_oil_or_fuel_filter |  | Tank, Oil, Raw Sewage Pump #4 Bearing Lubrication System
117130 | TAB-RSP-F-1251A | Filter, Lube Oil Supply, Raw Sewage Pump 1250, A Side | TAB-RSP-P-1250 | Filter | Filter |  | F | http://www.toronto.ca/TWONTO#replaceable_oil_or_fuel_filter |  | Pump,Raw Sewage Transfer #5
117131 | TAB-RSP-F-1251A | Filter, Lube Oil Supply, Raw Sewage Pump 1250, A Side | TAB-RSP-T-1251 | Filter | Filter |  | F | http://www.toronto.ca/TWONTO#replaceable_oil_or_fuel_filter |  | Tank, Oil, Raw Sewage Pump #5 Bearing Lubrication System
117133 | TAB-RSP-F-4002 | Filter, Pre Air Filter to Activated Carbon Filter, T Building, Ground Floor | TAB-RSP-FN-4001 | Filter | Filter |  | F | http://www.toronto.ca/TWONTO#replaceable_air_filter |  | T Building - Fan, Exhaust
117135 | TAB-RSP-F-4005 | Filter, Post Air Filter from Potassium Permanganate Filter, T Building, Ground Floor | TAB-RSP-FN-4001 | Filter | Filter |  | F | http://www.toronto.ca/TWONTO#replaceable_air_filter |  | T Building - Fan, Exhaust
118018 | TAB-SLO-BCF-0401 | Filter, Bio-Filter Cell 1, BFC401 | TAB-SLO-BIO | Filter | Filter | 46228 | BCF | http://www.toronto.ca/TWONTO#filtration_tank |  | Odour Control Facility-WA4
118019 | TAB-SLO-BCF-0402 | Filter, Bio-Filter Cell 2, BFC402 | TAB-SLO-BIO | Filter | Filter | 46229 | BCF | http://www.toronto.ca/TWONTO#filtration_tank |  | Odour Control Facility-WA4
118020 | TAB-SLO-BCF-0403 | Filter, Bio-Filter Cell 3, BFC403 | TAB-SLO-BIO | Filter | Filter | 46230 | BCF | http://www.toronto.ca/TWONTO#filtration_tank |  | Odour Control Facility-WA4
118021 | TAB-SLO-BCF-0404 | Filter, Bio-Filter Cell 4, BFC404 | TAB-SLO-BIO | Filter | Filter | 46231 | BCF | http://www.toronto.ca/TWONTO#filtration_tank |  | Odour Control Facility-WA4
118160 | TAB-SLO-STR-2404 | Strainer, Lub Pump suction | TAB-SLO-P-2404 | Strainer | Filter |  | STR | http://www.toronto.ca/TWONTO#strainer |  | Pump, Sludge Transfer Lube #4
118161 | TAB-SLO-STR-2405 | Strainer, Lub Pump suction | TAB-SLO-P-2405 | Strainer | Filter |  | STR | http://www.toronto.ca/TWONTO#strainer |  | Pump, Sludge Transfer Lube #5
118162 | TAB-SLO-STR-2406 | Strainer, Lub Pump suction | TAB-SLO-P-2406 | Strainer | Filter |  | STR | http://www.toronto.ca/TWONTO#strainer |  | Pump, Sludge Transfer Lube #6
118163 | TAB-SLO-STR-2407 | Strainer, Lub Pump suction | TAB-SLO-P-2407 | Strainer | Filter |  | STR | http://www.toronto.ca/TWONTO#strainer |  | Pump, Sludge Transfer Lube,#7
118164 | TAB-SLO-STR-2409 | Strainer, Lub Pump suction | TAB-SLO-P-2409 | Strainer | Filter |  | STR | http://www.toronto.ca/TWONTO#strainer |  | Pump, Sludge Transfer Lube #9
118165 | TAB-SLO-STR-2410 | Strainer, Lub Pump suction | TAB-SLO-P-2410 | Strainer | Filter |  | STR | http://www.toronto.ca/TWONTO#strainer |  | Pump, Sludge Transfer Lube #10
118166 | TAB-SLO-STR-2412 | Strainer, Lub Pump suction | TAB-SLO-P-2412 | Strainer | Filter |  | STR | http://www.toronto.ca/TWONTO#strainer |  | Pump, Sludge Transfer Lube #12
118513 | TAB-STR-F-4001S | Air Filter, Blower 1 | TAB-STR-BL-4001 | Motor,AC | Filter |  | F | http://www.toronto.ca/TWONTO#replaceable_air_filter |  | Blower #4001
118514 | TAB-STR-F-4005S | Air Filter, Blower 5 | TAB-STR-BL-4005 | Motor,AC | Filter |  | F | http://www.toronto.ca/TWONTO#replaceable_air_filter |  | Blower #4005
118515 | TAB-STR-F-4007R | Filter, Lube Oil, Blower BL 4007 | TAB-STR-P-4007 | Filter | Filter |  | F | http://www.toronto.ca/TWONTO#replaceable_oil_or_fuel_filter |  | Pump, Main Oil ,Blower BL4007
118516 | TAB-STR-F-4007T | Air Filter, Blower 7 | TAB-STR-BL-4007 | Filter | Filter |  | F | http://www.toronto.ca/TWONTO#replaceable_air_filter |  | Blower #4007
118517 | TAB-STR-F-4008S | Air Filter, Blower 8 | TAB-STR-BL-4008 | Filter | Filter |  | F | http://www.toronto.ca/TWONTO#replaceable_air_filter |  | Blower #4008
118518 | TAB-STR-F-4008T | Air Filter, Blower 8 | TAB-STR-BL-4008 | Filter | Filter |  | F | http://www.toronto.ca/TWONTO#replaceable_air_filter |  | Blower #4008
118519 | TAB-STR-F-4008U | Air Filter, Blower 8 | TAB-STR-BL-4008 | Filter | Filter |  | F | http://www.toronto.ca/TWONTO#replaceable_air_filter |  | Blower #4008
118520 | TAB-STR-F-4009R | Filter, Lube Oil, Blower BL 4009 | TAB-STR-P-4009 | Filter | Filter |  | F | http://www.toronto.ca/TWONTO#replaceable_oil_or_fuel_filter |  | Pump, Main Oil ,Blower BL4009
118521 | TAB-STR-F-4010S | Filter,Air | TAB-STR-BL-4010 | Filter | Filter |  | F | http://www.toronto.ca/TWONTO#replaceable_air_filter |  | Blower #4010
118522 | TAB-STR-F-4010T | Filter,Air | TAB-STR-BL-4010 | Filter | Filter |  | F | http://www.toronto.ca/TWONTO#replaceable_air_filter |  | Blower #4010
118523 | TAB-STR-F-4010U | Filter,Air | TAB-STR-BL-4010 | Filter | Filter |  | F | http://www.toronto.ca/TWONTO#replaceable_air_filter |  | Blower #4010
118524 | TAB-STR-F-4011R | Filter, Aux Lube Oil Pump , Blower BL 4011 | TAB-STR-P-4011R | Filter | Filter |  | F | http://www.toronto.ca/TWONTO#replaceable_oil_or_fuel_filter |  | Pump, Lube Oil Starting
118525 | TAB-STR-F-7001 | Filter, City Water, Gland Water Cooling RAS/WAS Pumps | TAB-STR-T-7000 | Filter | Filter |  | F | http://www.toronto.ca/TWONTO#discrete_unit_of_treatment_filter |  | Wet Well, Gland Water Pumping Supply
120566 | THC-ACC-F-0004 | Filter, Glycol, N-E side of B2,Incineration Building M | THC-ACC-FN-0321 | Filter | Filter |  | F | http://www.toronto.ca/TWONTO#discrete_unit_of_treatment_filter |  | Fan,Return,Lower Basement,B2,Bldg M
120567 | THC-ACC-F-0106 | Filter,Supply Air,Pressurization System,Access Building No.3,Phase 4 | THC-ACC-TUNNEL | H.V.A.C. | Filter |  | F | http://www.toronto.ca/TWONTO#replaceable_air_filter |  | Plant Tunnels, HVAC
120568 | THC-ACC-F-0115 | Filter,Supply Air,Pressurization System,Access Building No.1,Phase 1 | THC-ACC-TUNNEL | H.V.A.C. | Filter |  | F | http://www.toronto.ca/TWONTO#replaceable_air_filter |  | Plant Tunnels, HVAC
120569 | THC-ACC-F-0120 | Filter,Supply Air,Pressurization System,Electrical Room,Phase 4 | THC-ACC-BLDG O | H.V.A.C. | Filter |  | F | http://www.toronto.ca/TWONTO#replaceable_air_filter |  | Phase IV , Building O HVAC
120570 | THC-ACC-F-0130 | Filter,Outdoor Air,Boiler Building,South Zone 3 | THC-ACC-BLDG E |  | Filter |  | F | http://www.toronto.ca/TWONTO#replaceable_air_filter |  | Boiler House, HVAC
120571 | THC-ACC-F-0182 | Filter,Outdoor Air,Boiler Building,North Zone 2 | THC-ACC-BLDG E |  | Filter |  | F | http://www.toronto.ca/TWONTO#replaceable_air_filter |  | Boiler House, HVAC
120572 | THC-ACC-F-0183 | Filter,Outdoor Air,Boiler Building,North Zone 2 | THC-ACC-BLDG E |  | Filter |  | F | http://www.toronto.ca/TWONTO#replaceable_air_filter |  | Boiler House, HVAC
120573 | THC-ACC-F-0184 | Filter,Outdoor Air,Boiler Building,North Zone 1 | THC-ACC-BLDG E |  | Filter |  | F | http://www.toronto.ca/TWONTO#replaceable_air_filter |  | Boiler House, HVAC
120574 | THC-ACC-F-0190 | Filter,Air Intake,Combustion Air,Boiler Building,North | THC-ACC-BLDG E |  | Filter |  | F | http://www.toronto.ca/TWONTO#replaceable_air_filter |  | Boiler House, HVAC
120575 | THC-ACC-F-0300 | Filter,Self Cleaning,B2,Incineration Building M | THC-ACC-FN-0321 | Filter | Filter |  | F | http://www.toronto.ca/TWONTO#replaceable_air_filter |  | Fan,Return,Lower Basement,B2,Bldg M
120576 | THC-ACC-F-0302 | Filter,Self Cleaning,Ground Floor,Incineration Building M | THC-ACC-FN-0329 | Filter | Filter |  | F | http://www.toronto.ca/TWONTO#replaceable_air_filter |  | Air Handling Unit, Building M
120577 | THC-ACC-F-0303 | Filter,Self Cleaning,2nd Floor,Incineration Building M | THC-ACC-FN-0331 | Filter | Filter |  | F | http://www.toronto.ca/TWONTO#replaceable_air_filter |  | Air Handling Unit, Building M
120578 | THC-ACC-F-0304 | Filter,Self Cleaning,5th Floor,Incineration Building M | THC-ACC-FN-0364 | Filter | Filter |  | F | http://www.toronto.ca/TWONTO#replaceable_air_filter |  | Air Handling Unit, Building M
120579 | THC-ACC-F-0305 | Filter,Self Cleaning,5th Floor,Incineration Building M | THC-ACC-FN-0365 | Filter | Filter |  | F | http://www.toronto.ca/TWONTO#replaceable_air_filter |  | Air Handling Unit, Building M
120582 | THC-ACC-F-0565 | Filter,Supply Air,Pressurization System,Electrical Room,Phase 4 | THC-ACC-BLDG G | H.V.A.C. | Filter |  | F | http://www.toronto.ca/TWONTO#replaceable_air_filter |  | Air Treatment Building HVAC
120583 | THC-ACC-F-0611 | Filter,Outdoor Air,South Pumping Station,Plenum Shaft,Ground Level | THC-ACC-BLDG L |  | Filter |  | F | http://www.toronto.ca/TWONTO#replaceable_air_filter |  | Plant Effluent Pumping Station, HVAC
120584 | THC-ACC-F-0622 | Filter,Outdoor Air,South Pumping Station,Electrical Room,Ground Level | THC-ACC-BLDG L |  | Filter |  | F | http://www.toronto.ca/TWONTO#replaceable_air_filter |  | Plant Effluent Pumping Station, HVAC
120585 | THC-ACC-F-0632 | Filter,Outdoor Air,South Pumping Station,Sampling Room,Ground Level | THC-ACC-BLDG L |  | Filter |  | F | http://www.toronto.ca/TWONTO#replaceable_air_filter |  | Plant Effluent Pumping Station, HVAC
120590 | THC-ACC-F-5822 | Filter,Outdoor Air,Plant Stores | THC-ACC-BLDG B |  | Filter |  | F | http://www.toronto.ca/TWONTO#replaceable_air_filter |  | Mechanical Shop (Chlorine) Building HVAC
120591 | THC-ACC-F-5901 | Filter,Outdoor Air,AHU-5910,Disinfection Bldg | THC-ACC-AHU-5900 |  | Filter |  | F | http://www.toronto.ca/TWONTO#replaceable_air_filter |  | Air Handling Unit,Disinfection Bldg
120597 | THC-ACC-F-6801 | Filter, Supply Fan, Ferrous Chloride Building | THC-ACC-FN-6801 |  | Filter |  | F | http://www.toronto.ca/TWONTO#replaceable_air_filter |  | Fan, Centrifugal, Supply, Ferrous Chloride Building
121854 | THC-AER-F-6040 | Filter, AER-BL-6040SE Plant Blowers Part 1 and Train #8 | THC-AER-BL-6040 | Filter | Filter |  | F | http://www.toronto.ca/TWONTO#replaceable_air_filter |  | Blower,Centrifugal,High Speed Turbo, Aeration, SE Plant Blowers Part 1 and Train #8
121855 | THC-AER-F-6100 | Filter, AER-BL-6100, Inlet, Blowers, Bldg. A | THC-AER-BL-6100 | Filter | Filter |  | F | http://www.toronto.ca/TWONTO#replaceable_air_filter |  | Blower, Aeration
121856 | THC-AER-F-7120 | Filter, Air, Inlet, Blower, Aeration | THC-AER-BL-7100 | Filter | Filter |  | F | http://www.toronto.ca/TWONTO#replaceable_air_filter |  | Blower, Aeration
121857 | THC-AER-F-7220 | Filter, Air, Inlet, Blower, Aeration | THC-AER-BL-7200 | Filter | Filter |  | F | http://www.toronto.ca/TWONTO#replaceable_air_filter |  | Blower, Aeration
121858 | THC-AER-F-7320 | Filter, Air, Inlet, Blower, Aeration | THC-AER-BL-7300 | Filter | Filter |  | F | http://www.toronto.ca/TWONTO#replaceable_air_filter |  | Blower, Aeration
122123 | THC-AI-F-7001 | Filter,Instrument Air,Incinerator Building,2nd floor | THC-AI-PIP-7000 | Filter | Filter |  | F | http://www.toronto.ca/TWONTO#replaceable_air_filter |  | Piping, Instrument Air Distribution, Incinerator Building, Outside Compressor Room,2nd Floor
126270 | THC-MCS-MEQ-0201 | Filtration Unit, Fumes, Welding shop, WA2 Workshop | THC-GRK-STRC-0200 |  | Filter |  | MEQ | http://www.toronto.ca/TWONTO#replaceable_air_filter |  | Workshop, WA2, Building X
126879 | THC-PLT-F-6105 | Filter, Outlet, Hydraulic Pack 1 | THC-PLT-T-6100 | Filter | Filter |  | F | http://www.toronto.ca/TWONTO#replaceable_oil_or_fuel_filter |  | Reservoir, Oil, Hydraulic Pack 1, Bar Screens
126880 | THC-PLT-F-6113 | Filter, Return, Hydraulic Pack 1 | THC-PLT-T-6100 | Filter | Filter |  | F | http://www.toronto.ca/TWONTO#replaceable_oil_or_fuel_filter |  | Reservoir, Oil, Hydraulic Pack 1, Bar Screens
126881 | THC-PLT-F-6205 | Filter, Outlet, Hydraulic Pack 2 | THC-PLT-T-6200 | Filter | Filter |  | F | http://www.toronto.ca/TWONTO#replaceable_oil_or_fuel_filter |  | Reservoir, Oil, Hydraulic Pack 2, Bar Screens
129110 | THC-STW-F-0011 | Filter, Duplex bag, Discharge, harvested Rainwater Circ. Pump, Admin. Bldg Basement Mechanical Rm | THC-STW-P-0011 |  | Filter |  | F | http://www.toronto.ca/TWONTO#replaceable_air_filter |  | Pump, Centrifugal, Harvested Rainwater Circulation, Admin. Building Basement Mechanical Room
129111 | THC-STW-F-0012 | Filter, Duplex bag, Discharge, harvested Rainwater Circ. Pump, Admin. Bldg Basement Mechanical Rm | THC-STW-P-0012 |  | Filter |  | F | http://www.toronto.ca/TWONTO#replaceable_air_filter |  | Pump, Centrifugal, Harvested Rainwater Circulation, Admin. Building Basement Mechanical Room
129838 | THR-ACC-F-0780 | Fan, Centrifugal, Air Supply, AHU-0780, South of WGB Bldg | THR-ACC-FN-0780 | Strainer | Filter |  | F | http://www.toronto.ca/TWONTO#replaceable_air_filter |  | Fan, Centrifugal, Air Supply, AHU-0780, South of WGB Bldg
130987 | THR-AER-F-1110 | Filter, Bag, Air Suction, Aeration Blower 1111 | THR-AER-BL | Filter | Filter |  | F | http://www.toronto.ca/TWONTO#replaceable_air_filter |  | Aeration Blowers
130988 | THR-AER-F-1110 | Filter, Bag, Air Suction, Aeration Blower 1111 | THR-AER-FN | Filter | Filter |  | F | http://www.toronto.ca/TWONTO#replaceable_air_filter |  | Fan, Room, Supply Air, Blower, Engine Room Basement
130989 | THR-AER-F-1201 | Filter, Lube Oil Tank, Blower 1211, Engine Room, Air Blower System | THR-AER-T-1214 | Filter | Filter |  | F | http://www.toronto.ca/TWONTO#replaceable_oil_or_fuel_filter |  | Tank, Reservoir, Auxiliary Oil for Blower 1211, Secondary Treatment, Aeration - Blower System - South
130990 | THR-AER-F-1210 | Filter, Bag, Air Suction, Aeration Blower 1211 | THR-AER-BL | Filter | Filter |  | F | http://www.toronto.ca/TWONTO#replaceable_air_filter |  | Aeration Blowers
130991 | THR-AER-F-1210 | Filter, Bag, Air Suction, Aeration Blower 1211 | THR-AER-FN | Filter | Filter |  | F | http://www.toronto.ca/TWONTO#replaceable_air_filter |  | Fan, Room, Supply Air, Blower, Engine Room Basement
130992 | THR-AER-F-1310 | Filter, Bag, Air Suction, Aeration Blower 1311 | THR-AER-BL | Filter | Filter |  | F | http://www.toronto.ca/TWONTO#replaceable_air_filter |  | Aeration Blowers
130993 | THR-AER-F-1310 | Filter, Bag, Air Suction, Aeration Blower 1311 | THR-AER-BL-1311 | Filter | Filter |  | F | http://www.toronto.ca/TWONTO#replaceable_air_filter |  | Blower, Centrifugal, Secondary Treatment, Aeration Blower System - Engine Room
130994 | THR-AER-F-1310 | Filter, Bag, Air Suction, Aeration Blower 1311 | THR-AER-FN | Filter | Filter |  | F | http://www.toronto.ca/TWONTO#replaceable_air_filter |  | Fan, Room, Supply Air, Blower, Engine Room Basement
130995 | THR-AER-F-1401 | Filter, Lube Oil Tank, Blower 1411, Blower Building, Air Blower System | THR-AER-P-1401 | Filter | Filter |  | F | http://www.toronto.ca/TWONTO#replaceable_oil_or_fuel_filter |  | Pump, Centrifugal, Auxilliary Oil Supply to Blower 1411, Blower Building, Blower System
130996 | THR-AER-F-1601 | Filter, Lube Oil Tank, Blower 1611, Blower Building, Air Blower System | THR-AER-T-1614 | Filter | Filter |  | F | http://www.toronto.ca/TWONTO#replaceable_oil_or_fuel_filter |  | Tank, Non-Pressurized, Auxiliary Oil, Blower 1611, Secondary Treatment, Aeration Blower System - North
130997 | THR-AER-F-1610 | Filter, Bag, Air Supply, Blower 1611, Secondary Treatment, Aeration Blower System - North | THR-AER-BL-1611 | Filter | Filter |  | F | http://www.toronto.ca/TWONTO#replaceable_air_filter |  | Blower, Centrifugal, Secondary Treatment, Aeration Blower System - HPBB
130998 | THR-AER-F-1610 | Filter, Bag, Air Supply, Blower 1611, Secondary Treatment, Aeration Blower System - North | THR-AER-F-HPBB | Filter | Filter |  | F | http://www.toronto.ca/TWONTO#replaceable_air_filter |  | Filter, Supply Air, Blower, High Pressure Blower Bldg.
130999 | THR-AER-F-1710 | Filter, Bag, Air Supply, Blower 1711, Secondary Treatment, Aeration Blower System - North | THR-AER-BL-1711 | Filter | Filter |  | F | http://www.toronto.ca/TWONTO#replaceable_air_filter |  | Blower, Centrifugal, Secondary Treatment, Aeration Blower System - HPBB
131000 | THR-AER-F-1710 | Filter, Bag, Air Supply, Blower 1711, Secondary Treatment, Aeration Blower System - North | THR-AER-F-HPBB | Filter | Filter |  | F | http://www.toronto.ca/TWONTO#replaceable_air_filter |  | Filter, Supply Air, Blower, High Pressure Blower Bldg.
131001 | THR-AER-F-1801 | Filter, Lube Oil Tank, Blower 1811, Blower Building, Air Blower System | THR-AER-T-1814 | Filter | Filter |  | F | http://www.toronto.ca/TWONTO#replaceable_oil_or_fuel_filter |  | Tank, Non-Pressurized, Auxiliary Oil, Blower 1811, Secondary Treatment, Aeration Blower System - North
131002 | THR-AER-F-1810 | Filter, Bag, Air Supply, Blower 1811, Secondary Treatment, Aeration Blower System - North | THR-AER-BL-1811 | Filter | Filter |  | F | http://www.toronto.ca/TWONTO#replaceable_air_filter |  | Blower, Centrifugal, Secondary Treatment, Aeration Blower System - HPBB
131003 | THR-AER-F-1901 | Filter, Lube Oil Tank, Blower 1911, Blower Building, Air Blower System | THR-AER-T-1914 | Filter | Filter |  | F | http://www.toronto.ca/TWONTO#replaceable_oil_or_fuel_filter |  | Tank, Non-Pressurized, Auxiliary Oil, Blower 1911, Secondary Treatment, Aeration Blower System - North
131004 | THR-AER-F-1910 | Filter, Bag, Air Supply, Blower 1911, Secondary Treatment, Aeration Blower System - North | THR-AER-F-HPBB | Filter | Filter |  | F | http://www.toronto.ca/TWONTO#replaceable_air_filter |  | Filter, Supply Air, Blower, High Pressure Blower Bldg.
131005 | THR-AER-F-HPBB | Filter, Supply Air, Blower, High Pressure Blower Bldg. | THR-AER-BL | Filter | Filter |  |  | http://www.toronto.ca/TWONTO#collection_of_assets |  | Aeration Blowers
131396 | THR-AI-F-0300 | Filter, Instrument Air Building | THR-AI-C-0300 | Filter,Membrane | Filter |  | F | http://www.toronto.ca/TWONTO#replaceable_air_filter |  | Air Compressor,Instrument Air Building
131397 | THR-AI-F-2505 | Filter, Oil, Air Discharge Header, Instrument Air | THR-AI | Filter,Membrane | Filter |  | F | http://www.toronto.ca/TWONTO#replaceable_oil_or_fuel_filter |  | Air, Instrument, Compressors
131441 | THR-BG-F-0102 | Condensate Separator, Fuel Gas, Compressor Building, Gas Compressor (And Dryer) | THR-BG-C-0101 | Filter | Filter |  | F | http://www.toronto.ca/TWONTO#replaceable_oil_or_fuel_filter |  | Compressor, Centrifugal, Fuel Gas, Compressor Building, Gas Compressor (And Dryer) for COGEN
131442 | THR-BG-F-0302 | Filter, Dryer 0300, Compressor Building, Gas Compressor (And Dryer) | THR-BG-DRY-0300 | Filter | Filter |  | F | http://www.toronto.ca/TWONTO#replaceable_air_filter |  | Dryer, Fuel Gas, Compressor Building, Gas Compressor (And Dryer)
131443 | THR-BG-F-0401 | Filter, Oil for Fuel Gas Compressor 0401, Compressor Building, Gas Compressor (And Dryer) | THR-BG-C-0401 | Filter | Filter |  | F | http://www.toronto.ca/TWONTO#replaceable_oil_or_fuel_filter |  | Compressor, Screw, Fuel Gas, Compressor Building, Gas Compressor (And Dryer) Tag-THR-BG-C-0401-Susp
131444 | THR-BG-F-0601 | Filter, Dryer 0600, Compressor Building, Gas Compressor (And Dryer) | THR-BG-DRY-0600 | Filter | Filter |  | F | http://www.toronto.ca/TWONTO#replaceable_air_filter |  | Dryer, Fuel Gas, Compressor Building, Gas Compressor (And Dryer)
131445 | THR-BG-F-0602 | Filter, Dryer 0600, Compressor Building, Gas Compressor (And Dryer) | THR-BG-DRY-0600 | Filter | Filter |  | F | http://www.toronto.ca/TWONTO#replaceable_air_filter |  | Dryer, Fuel Gas, Compressor Building, Gas Compressor (And Dryer)
131446 | THR-BG-F-1101 | Filter, Gas, Engine 1101 Gas Valve Train, Engine Fuel System-Unit No 1, Engine-Generator & Heat Recovery System | THR-CG-ENG-1101 | Filter | Filter |  | F | http://www.toronto.ca/TWONTO#replaceable_oil_or_fuel_filter |  | Engine, Generator 1101, Engine Room, Engine-Generator & Heat Recovery System
131670 | THR-CG-F-1101 | Filter, Gas, Engine Gas Valve Train, Engine Fuel System, Engine-Gen 1101 | THR-CG-ENG-1101 |  | Filter |  | F | http://www.toronto.ca/TWONTO#replaceable_oil_or_fuel_filter |  | Engine, Generator 1101, Engine Room, Engine-Generator & Heat Recovery System
131671 | THR-CG-F-1201 | Filter, Gas, Engine Gas Valve Train, Engine Fuel System, Engine-Gen 1201 | THR-CG-ENG-1201 |  | Filter |  | F | http://www.toronto.ca/TWONTO#replaceable_oil_or_fuel_filter |  | Engine, Generator NT1788901, Engine Room, Engine-Generator & Heat Recovery System
131672 | THR-CG-F-1261 | Filter, Oil, Lube Oil System, Engine-Gen 1201 | THR-CG-ENG-1201 |  | Filter |  | F | http://www.toronto.ca/TWONTO#replaceable_oil_or_fuel_filter |  | Engine, Generator NT1788901, Engine Room, Engine-Generator & Heat Recovery System
131673 | THR-CG-F-1301 | Filter, Air, Compressor 1301 Intake, Air Starting System, Engine-Generator 1101 & 1201 | THR-CG-C-1301 |  | Filter |  | F | http://www.toronto.ca/TWONTO#replaceable_air_filter |  | Compressor, Air, Air Starting System, Engine-Generator 1101 & 1201
131674 | THR-CG-F-1302 | Filter, Air, Compressor 1302 Intake, Air Starting System, Engine-Generator 1101 & 1201 | THR-CG-C-1302 |  | Filter |  | F | http://www.toronto.ca/TWONTO#replaceable_air_filter |  | Compressor, Air, Air Starting System, Engine-Generator 1101 & 1201
131675 | THR-CG-F-1401 | Filter, Air Intake, Purge Blower 1401, Engine Exhaust System, Engine-Gen 1101 | THR-CG-BL-1401 |  | Filter |  | F | http://www.toronto.ca/TWONTO#replaceable_air_filter |  | Blower, Centrifugal, Purge, Engine Exhaust System, Engine-Gen 1101
135295 | THR-FPW-F-0002S | Filter, Pump, Centrifugal 0013, Plant Water Building, Plant Services, Plant Water Pump, Centrifugaling System | THR-S-E | Filter | Filter | 47400 | F | media_based_filter |  | SUSPENDED ENTITY
135296 | THR-FPW-F-0100 | Filter, Cell 1, Plant Water System, Plant Services, Plant Water Pump, Centrifugaling System (Filter Bed, Cell 1) | THR-FPW-F | Filter | Filter |  | F | http://www.toronto.ca/TWONTO#filtration_tank |  | Filtered Plant Water, Filter Beds
135297 | THR-FPW-F-0200 | Filter, Cell 2, Plant Water Building, Plant Services, Plant Water Pump, Centrifugaling System (Filter Bed, Cell 2) | THR-FPW-F | Filter | Filter |  | F | http://www.toronto.ca/TWONTO#filtration_tank |  | Filtered Plant Water, Filter Beds
135298 | THR-FPW-F-0300 | Filter, Cell 3, Plant Water Building, Plant Services, Plant Water Pump, Centrifugaling System (Filter Bed, Cell 3) | THR-FPW-F | Filter | Filter |  | F | http://www.toronto.ca/TWONTO#filtration_tank |  | Filtered Plant Water, Filter Beds
135299 | THR-FPW-F-0400 | Filter, Cell 4, Plant Water Building, Plant Services, Plant Water Pump, Centrifugaling System (Filter Bed, Cell 4) | THR-FPW-F | Filter | Filter |  | F | http://www.toronto.ca/TWONTO#filtration_tank |  | Filtered Plant Water, Filter Beds
136970 | THR-OCS-F-0500A | Filter, Particle, Air Handling Units 0500A/B, Ozonator Room, Plant Services, Odour Control System | THR-OCS-D-0500A | Filter | Filter |  | F | http://www.toronto.ca/TWONTO#replaceable_air_filter |  | Dryer, Dessicant, Ozone Generator 3956, Ozonator Room, Plant Services, Odour Control System
136971 | THR-OCS-F-0500B | Filter, Coalescing, Air Handling Units 0500A/B, Ozonator Room, Plant Services, Odour Control System | THR-OCS-D-0500A | Filter | Filter |  | F | http://www.toronto.ca/TWONTO#replaceable_air_filter |  | Dryer, Dessicant, Ozone Generator 3956, Ozonator Room, Plant Services, Odour Control System
136972 | THR-OCS-F-0500G | Filter, Submicron, Air Handling Units 0500A/B, Ozonator Room, Plant Services, Odour Control System | THR-OCS-D-0500A | Filter | Filter |  | F | http://www.toronto.ca/TWONTO#replaceable_air_filter |  | Dryer, Dessicant, Ozone Generator 3956, Ozonator Room, Plant Services, Odour Control System
136973 | THR-OCS-F-0500H | Filter, Submicron, Air Handling Units 0500A/B, Ozonator Room, Plant Services, Odour Control System | THR-OCS-D-0500A | Filter | Filter |  | F | http://www.toronto.ca/TWONTO#replaceable_air_filter |  | Dryer, Dessicant, Ozone Generator 3956, Ozonator Room, Plant Services, Odour Control System
136974 | THR-OCS-F-0501C | Filter, Coalescing, Air Handling Units 0501A/B, Ozonator Room, Plant Services, Odour Control System | THR-OCS-D-0501A | Filter | Filter |  | F | http://www.toronto.ca/TWONTO#replaceable_air_filter |  | Dryer, Dessicant, Ozone Generator 3957, Ozonator Room, Plant Services, Odour Control System
136975 | THR-OCS-F-0501D | Filter, Particle, Air Handling Units 0501A/B, Ozonator Room, Plant Services, Odour Control System | THR-OCS-D-0501A | Filter | Filter |  | F | http://www.toronto.ca/TWONTO#replaceable_air_filter |  | Dryer, Dessicant, Ozone Generator 3957, Ozonator Room, Plant Services, Odour Control System
136976 | THR-OCS-F-0501E | Filter, Coalescing, Air Handling Units 0501A/B, Ozonator Room, Plant Services, Odour Control System | THR-OCS-D-0501A | Filter | Filter |  | F | http://www.toronto.ca/TWONTO#replaceable_air_filter |  | Dryer, Dessicant, Ozone Generator 3957, Ozonator Room, Plant Services, Odour Control System
136977 | THR-OCS-F-0501F | Filter, Coalescing, Air Handling Units 0501A/B, Ozonator Room, Plant Services, Odour Control System | THR-OCS-D-0501A | Filter | Filter |  | F | http://www.toronto.ca/TWONTO#replaceable_air_filter |  | Dryer, Dessicant, Ozone Generator 3957, Ozonator Room, Plant Services, Odour Control System
136978 | THR-OCS-F-0501G | Filter, Submicron, Air Handling Units 0501A/B, Ozonator Room, Plant Services, Odour Control System | THR-OCS-D-0501A | Filter | Filter |  | F | http://www.toronto.ca/TWONTO#replaceable_air_filter |  | Dryer, Dessicant, Ozone Generator 3957, Ozonator Room, Plant Services, Odour Control System
137768 | THR-PRM-F-3440 | Filter, Automatic Filtering | THR-PRM-HW |  | Filter |  | F | media_based_filter |  | Hot Water, Flushing Primary Treatment
137769 | THR-PRM-F-3540 | Filter, Automatic Filtering | THR-PRM-HW |  | Filter |  | F | media_based_filter |  | Hot Water, Flushing Primary Treatment
138204 | THR-PRS-F-0001S | Filter, Fine Bag, Ferrous Chloride Storage Tanks Inlet, Chemical Building, Secondary Treatment, Phosphorous Removal | THR-PRS-F | Filter | Filter | 39805 | F | http://www.toronto.ca/TWONTO#replaceable_air_filter |  | Phosphorous Removal System, Filtration
138205 | THR-PRS-F-0004S | Filter, Fine Bag, Ferrous Chloride Storage Tanks Inlet, Chemical Building, Secondary Treatment, Phosphorous Removal | THR-PRS-F | Filter | Filter | 39808 | F | http://www.toronto.ca/TWONTO#replaceable_air_filter |  | Phosphorous Removal System, Filtration
138811 | THR-SES-SQ-2516 | Cleaner, Air/Welding Fume Extractor | THR-SES-SQ | Safety | Filter |  | SQ | http://www.toronto.ca/TWONTO#replaceable_air_filter |  | Safety Equipment
139716 | TNT-ACC-F-5201 | Filter, Pump Suction, Oil Pump #5201 | TNT-ACC-P-5201 | Filter | Filter |  | F | http://www.toronto.ca/TWONTO#replaceable_oil_or_fuel_filter |  | Pump, Furnace Oil, to Boiler #5200
139948 | TNT-AER-F-0001 | Filter, Air Intake | TNT-AER-BLOW | Filter | Filter |  | F | http://www.toronto.ca/TWONTO#replaceable_air_filter |  | Blowers, Aeration
139949 | TNT-AER-F-1601 | Filter, Air Intake | TNT-AER-BL-1601 | Filter | Filter |  | F | http://www.toronto.ca/TWONTO#replaceable_air_filter |  | Blower, Aeration
139950 | TNT-AER-F-2001 | Filter, Air, Mabr Blowers - Air Inlet Filter, Aeration | TNT-AER-BL-2100 | Filter | Filter |  | F | http://www.toronto.ca/TWONTO#replaceable_air_filter |  | Blower, Rotary Compressor, Mabr Blower 1, Aeration
139951 | TNT-AER-F-2002 | Filter, Air, Mabr Compressors - Effluent Filter, Aeration | TNT-AER-C-2100 | Filter | Filter |  | F | http://www.toronto.ca/TWONTO#replaceable_air_filter |  | Compressor, Reciprocating, Mabr Compressor 1, Aeration
139952 | TNT-AER-F-2003 | Filter, Air, Mabr Compressors - Effluent Filter, Aeration | TNT-AER-C-2100 | Filter | Filter |  | F | http://www.toronto.ca/TWONTO#replaceable_air_filter |  | Compressor, Reciprocating, Mabr Compressor 1, Aeration
139953 | TNT-AER-F-2004 | Filter, Air, Mabr Compressors - Effluent Filter, Aeration | TNT-AER-C-2100 | Filter | Filter |  | F | http://www.toronto.ca/TWONTO#replaceable_air_filter |  | Compressor, Reciprocating, Mabr Compressor 1, Aeration
139954 | TNT-AER-F-2005 | Filter, Air, Mabr Compressors - Effluent Filter, Aeration | TNT-AER-C-2100 | Filter | Filter |  | F | http://www.toronto.ca/TWONTO#replaceable_air_filter |  | Compressor, Reciprocating, Mabr Compressor 1, Aeration
139955 | TNT-AER-F-2006 | Filter, Air, Mabr Compressors - Effluent Filter, Aeration | TNT-AER-C-2100 | Filter | Filter |  | F | http://www.toronto.ca/TWONTO#replaceable_air_filter |  | Compressor, Reciprocating, Mabr Compressor 1, Aeration
139956 | TNT-AER-F-2007 | Filter, Air, Mabr Compressors - Effluent Filter, Aeration | TNT-AER-C-2100 | Filter | Filter |  | F | http://www.toronto.ca/TWONTO#replaceable_air_filter |  | Compressor, Reciprocating, Mabr Compressor 1, Aeration
139957 | TNT-AER-F-2101 | Filter, Air, Mabr Compressor 1 - Air Inlet Filter, Aeration | TNT-AER-C-2100 | Filter | Filter |  | F | http://www.toronto.ca/TWONTO#replaceable_air_filter |  | Compressor, Reciprocating, Mabr Compressor 1, Aeration
141134 | WM2001A | Filter, Pellet Cooler Bag, 810A | TAB-SLD-F | Filter | Filter |  |  | http://www.toronto.ca/TWONTO#replaceable_air_filter |  | Pelletizer Bldg. - Filters, Fans & Pellet Cooler Bags
141135 | WM2003A | Filter, Pre Finish, 826A | TAB-SLD-F | Filter | Filter |  |  | http://www.toronto.ca/TWONTO#replaceable_air_filter |  | Pelletizer Bldg. - Filters, Fans & Pellet Cooler Bags
141136 | WM2009A | Cannister, Silo Carbon, 808C | TAB-SLD-FN | Filter | Filter |  |  | http://www.toronto.ca/TWONTO#replaceable_air_filter |  | Pelletizer Bldg. - Silo System, Fans & Filters
141137 | WM2010A | Filter, Silo Dust, 806A | TAB-SLD-FN | Filter | Filter |  |  | http://www.toronto.ca/TWONTO#replaceable_air_filter |  | Pelletizer Bldg. - Silo System, Fans & Filters
141138 | WM2016A | Cannister, Pneumatic Conveyor Carbon, 828A | TAB-SLD-ROUTING | Filter | Filter |  |  | http://www.toronto.ca/TWONTO#replaceable_air_filter |  | Pelletizer Bldg. - Material Handling
141139 | WM2018A | Strainer, Exp Tank Nitrogen, 825A | TAB-SLD-P | Strainer | Filter |  |  | http://www.toronto.ca/TWONTO#strainer |  | Pelletizer Bldg. - Thermal Oil Heating System, Pumps, Strainer & Expanasion Tanks
141140 | WM2020A | Strainer, Oil Fill & Drain Pump, 819 | TAB-SLD-P | Strainer | Filter |  |  | http://www.toronto.ca/TWONTO#strainer |  | Pelletizer Bldg. - Thermal Oil Heating System, Pumps, Strainer & Expanasion Tanks
141141 | WM2022A | Strainer, Oil Pump, 818B | TAB-SLD-P | Strainer | Filter |  |  | http://www.toronto.ca/TWONTO#strainer |  | Pelletizer Bldg. - Thermal Oil Heating System, Pumps, Strainer & Expanasion Tanks
141142 | WM2023A | Strainer, Oil Pump, 818C | TAB-SLD-P | Strainer | Filter |  |  | http://www.toronto.ca/TWONTO#strainer |  | Pelletizer Bldg. - Thermal Oil Heating System, Pumps, Strainer & Expanasion Tanks
143623 | WTR-PEL-F-0002 | Filter, Rolling, Motor Cooling System | WTR-PEL-ACC | Filter | Filter |  | F | http://www.toronto.ca/TWONTO#replaceable_air_filter |  | Air Conditioning, Handling and Ventilation
143624 | WTR-PEL-F-1300 | Filter, Fuel, Generator 1300, Generator Building, Generator Room | WTR-PEL-GEN-1300 |  | Filter |  | F | http://www.toronto.ca/TWONTO#replaceable_oil_or_fuel_filter |  | Generator, Electrical, Generator Building, Generator Room
146007 | WTR-PRV-F-1101 | Filter, AHU-0001 | WTR-PRV-AHU-0001 | Filter | Filter |  | F | http://www.toronto.ca/TWONTO#replaceable_air_filter |  | Air Handling Unit
147175 | WTR-RRH-F-0301 | Filter, Discharge Header, Pumps 0301, Rosehill Reservoir, Valve House | WTR-RRH-CW | Filter | Filter |  | F | media_based_filter |  | City Water System
147176 | WTR-RRH-F-0402 | Filter, Discharge Header, Pump 0401, Rosehill Reservoir, Valve House | WTR-RRH-P-0401 | Filter | Filter |  | F | media_based_filter |  | Pump, Submersible, Rosehill Reservoir, Interconnection Chamber
147708 | YTF-CW-F-0001 | Filter, YTF-CW-HU-7201, YTF-CW-HU-7301, City Water | YTF-CW | Filter | Filter |  | F | media_based_filter |  | City Water
147709 | YTF-CW-F-0002 | Filter, YTF-CW-HU-7501, YTF-CW-HU-7601, YTF-CW-HU-7701, City Water | YTF-CW | Filter | Filter |  | F | media_based_filter |  | City Water
147710 | YTF-CW-F-7101 | Filter, YTF-CW-HU-7101, City Water | YTF-CW | Filter | Filter |  | F | media_based_filter |  | City Water
2438 | CL2004A1 | Injector # 4 | TAB-DIS-CHL-4 |  | Injector |  |  | http://www.toronto.ca/TWONTO#ejector |  | Chlorination Train #4
10823 | FCL-CLA-INJ-0001A | Eductor, Alternate Duty Pre-Chlorination, Sedimentation Tanks South/East | FCL-CLA | Injector | Injector |  | INJ | http://www.toronto.ca/TWONTO#ejector |  | Pre-Chlorination
10824 | FCL-CLA-INJ-0002A | Eductor, Primary Duty Pre-Chlorination, Low Lift Pumping Station Basement | FCL-CLA | Injector | Injector |  | INJ | http://www.toronto.ca/TWONTO#ejector |  | Pre-Chlorination
10825 | FCL-CLA-INJ-0002B | Eductor, Primary Standby Pre-Chlorination, Low Lift Pumping Station Basement | FCL-CLA | Injector | Injector |  | INJ | http://www.toronto.ca/TWONTO#ejector |  | Pre-Chlorination
11208 | FCL-CLC-INJ-0001 | Eductor, Duty, Trim Chlorination, High Level Pumping Station Basement | FCL-CLC | Injector | Injector |  | INJ | http://www.toronto.ca/TWONTO#ejector |  | Pre-Chlorination
11255 | FCL-DCL-INJ-0620 | Ejector, SO2 Injection, By-pass conduit, Clarification Facility | FCL-DCL | Injector | Injector |  | INJ | http://www.toronto.ca/TWONTO#ejector |  | Sulphur Dioxide System
11805 | CL2002A1 | Injector #2 | TAB-DIS-CHL-2 |  | Injector |  |  | http://www.toronto.ca/TWONTO#ejector |  | Chlorination Train #2
11806 | CL2003A1 | Injector # 3 | TAB-DIS-CHL-3 | Injector | Injector |  |  | http://www.toronto.ca/TWONTO#ejector |  | ChlorinatIon Train #3
11807 | CL2005A1 | Injector # 5 | TAB-DIS-CHL-5 |  | Injector |  |  | http://www.toronto.ca/TWONTO#ejector |  | Chlorination Train #5
11808 | CL2006A1 | Injector # 6 | TAB-DIS-CHL-6 |  | Injector |  |  | http://www.toronto.ca/TWONTO#ejector |  | Chlorination Train #6
11809 | CL2007A1 | Injector # 7 | TAB-DIS-CHL-7 |  | Injector |  |  | http://www.toronto.ca/TWONTO#ejector |  | Chlorination Train #7
11810 | CL2008A1 | Injector # 8 | TAB-DIS-CHL-8 |  | Injector |  |  | http://www.toronto.ca/TWONTO#ejector |  | Chlorination Train #8
20260 | FHO-CLA-INJ-0501 | Eductor, Pre-Chlorine, S4, South Pipe Gallery, East Wall | FHO-CLA |  | Injector |  | INJ | http://www.toronto.ca/TWONTO#ejector |  | Pre Chlorination System
20261 | FHO-CLA-INJ-0601 | Eductor, Pre-Chlorine, S4, South Pipe Gallery, East Wall | FHO-CLA |  | Injector |  | INJ | http://www.toronto.ca/TWONTO#ejector |  | Pre Chlorination System
20378 | FHO-CLB-INJ-0101 | Eductor, Post-Chlorine, Filter Pipe Gallery 1-8 | FHO-CLB-CHL-0101 |  | Injector |  | INJ | http://www.toronto.ca/TWONTO#ejector |  | Chlorinator, Post Chlorination Train 1 West, Chemical Building, L1, Evaporator Room
20379 | FHO-CLB-INJ-0201 | Eductor, Post-Chlorine, Filter Pipe Gallery 1-8 | FHO-CLB-CHL-0201 |  | Injector |  | INJ | http://www.toronto.ca/TWONTO#ejector |  | Chlorinator, Post Chlorination Train 2 West, Chemical Building, L1, Evaporator Room
20380 | FHO-CLB-INJ-0301 | Eductor, Post-Chlorine, Filter Pipe Gallery 9-13 | FHO-CLB-CHL-0301 |  | Injector |  | INJ | http://www.toronto.ca/TWONTO#ejector |  | Chlorinator, Post Chlorination East Train 3, Chemical Building, L1, Evaporator Room
20798 | FHO-DOZ-INJ-3141 | Injector, ORP Analyzer AIT-3141 Sampling, Ozone Building, S2, Access/Sampling Area 3 | FHO-DOZ-AIT-3141 |  | Injector |  | INJ | http://www.toronto.ca/TWONTO#ejector |  | Analyzer, Ozone, Dissolved Ozone in Water, Contact Tank T-2100, Ozone Building, S2, Access/Sampling Area 3
20799 | FHO-DOZ-INJ-3161 | Injector, Disolved Ozone Analyzer AIT-3161 Sampling, Ozone Building, S2, Access/Sampling Area 3 | FHO-DOZ-AIT-3161 |  | Injector |  | INJ | http://www.toronto.ca/TWONTO#ejector |  | Analyzer, ORP, Contact Tank T-2100, Ozone Building, S2, Access/Sampling Area 3
20800 | FHO-DOZ-INJ-3201 | Injector, ORP Analyzer AIT-3201 Sampling, Ozone Building, S2, Access/Sampling Area 1 | FHO-DOZ-AIT-3201 |  | Injector |  | INJ | http://www.toronto.ca/TWONTO#ejector |  | Analyzer, Ozone, Dissolved Ozone in Water, Contact Tank T-2200, Ozone Building, S2, Access/Sampling Area 1
20801 | FHO-DOZ-INJ-3221 | Injector, Disolved Ozone Analyzer AIT-3221 Sampling, Ozone Building, S2, Access/Sampling Area 1 | FHO-DOZ-AIT-3221 |  | Injector |  | INJ | http://www.toronto.ca/TWONTO#ejector |  | Analyzer, Ozone, Dissolved Ozone in Water, Contact Tank T-2200, Ozone Building, S2, Access/Sampling Area 1
20802 | FHO-DOZ-INJ-3241 | Injector, ORP Analyzer AIT-3241 Sampling, Ozone Building, S2, Access/Sampling Area 3 | FHO-DOZ-AIT-3241 |  | Injector |  | INJ | http://www.toronto.ca/TWONTO#ejector |  | Analyzer, Ozone, Dissolved Ozone in Water, Contact Tank T-2200, Ozone Building, S2, Access/Sampling Area 3
20803 | FHO-DOZ-INJ-3261 | Injector, Disolved Ozone Analyzer AIT-3261 Sampling, Ozone Building, S2, Access/Sampling Area 3 | FHO-DOZ-AIT-3261 |  | Injector |  | INJ | http://www.toronto.ca/TWONTO#ejector |  | Analyzer, ORP, Contact Tank T-2200, Ozone Building ,S2, Access/Sampling Area 3
20804 | FHO-DOZ-INJ-3341 | Injector, ORP Analyzer AIT-3341 Sampling, Ozone Building, S2, Access/Sampling Area 4 | FHO-DOZ-AIT-3341 |  | Injector |  | INJ | http://www.toronto.ca/TWONTO#ejector |  | Analyzer, Ozone, Dissolved Ozone in Water, Contact Tank T-2300, Ozone Building, S2, Access/Sampling Area 4
46688 | FCL-CLA-INJ-0001B | Eductor, Alternate Standby Pre-Chlorination, Sedimentation Tanks South/East | FCL-CLA | Injector | Injector |  | INJ | http://www.toronto.ca/TWONTO#ejector |  | Pre-Chlorination
47400 | FCL-CLB-INJ-0001A | Eductor, Duty, Post Chlorination, High Level Pumping Station Basement | FCL-CLB | Injector | Injector |  | INJ | http://www.toronto.ca/TWONTO#ejector |  | Post-Chlorination
47401 | FCL-CLB-INJ-0001B | Eductor, Standby, Post Chlorination, High Level Pumping Station Basement | FCL-CLB | Injector | Injector |  | INJ | http://www.toronto.ca/TWONTO#ejector |  | Post-Chlorination
48156 | FCL-DCL-INJ-0001A | Eductor, Dechlorination, High Lift PS Basement | FCL-DCL | Injector | Injector |  | INJ | http://www.toronto.ca/TWONTO#ejector |  | Sulphur Dioxide System
48157 | FCL-DCL-INJ-0001B | Eductor, Dechlorination, High Lift PS Basement | FCL-DCL | Injector | Injector |  | INJ | http://www.toronto.ca/TWONTO#ejector |  | Sulphur Dioxide System
57706 | FCL-WWW-ENJ-0001-SUS | Ejector, Sewage, Admin Building | FCL-SUSPENDED | Injector | Injector | 36847 | ENJ | http://www.toronto.ca/TWONTO#ejector |  | Suspended entity
57707 | FCL-WWW-ENJ-0001-SUS | Ejector, Sewage, Admin Building | FCL-WWW-SAN | Injector | Injector | 36847 | ENJ | http://www.toronto.ca/TWONTO#ejector |  | Sanitary pumping
71324 | FHO-CLA-INJ-0301 | Eductor, Pre-Chlorine, S4, South Pipe Gallery, East Wall | FHO-CLA |  | Injector |  | INJ | http://www.toronto.ca/TWONTO#ejector |  | Pre Chlorination System
71325 | FHO-CLA-INJ-0401 | Eductor, Pre-Chlorine, S4, South Pipe Gallery, East Wall | FHO-CLA |  | Injector |  | INJ | http://www.toronto.ca/TWONTO#ejector |  | Pre Chlorination System
71939 | FHO-CLB-INJ-0401 | Eductor, Post-Chlorine, Filter Pipe Gallery 9-13 | FHO-CLB-CHL-0401 |  | Injector |  | INJ | http://www.toronto.ca/TWONTO#ejector |  | Chlorinator, Post Chlorination East Train 4,Chemical Building, L1, Evaporator Room
72481 | FHO-CLC-INJ-0101 | Eductor, Enhance Trim, S2, North Mixer Gallery, East Wall | FHO-CLC-CHL-0101 |  | Injector |  | INJ | http://www.toronto.ca/TWONTO#ejector |  | Chlorinator, Trim Chlorination Train 1, Chemical Building, L1, Machine Room
72687 | FHO-DCL-INJ-0201 | Eductor, Dechlorination, North Mixer Gallery, East Wall | FHO-DCL-SO-0201 |  | Injector |  | INJ | http://www.toronto.ca/TWONTO#ejector |  | Sulphonator, Dechlorination Train 2, Chemical Building, Main Floor, Machine Room
72688 | FHO-DCL-INJ-0301 | Eductor, Dechlorination, North Mixer Gallery, East Wall | FHO-DCL-SO-0301 |  | Injector |  | INJ | http://www.toronto.ca/TWONTO#ejector |  | Sulphonator, Dechlorination Train 3, Chemical Building, Main Floor, Machine Room
73422 | FHO-DOZ-INJ-3101 | Injector, ORP Analyzer AIT-3101 Sampling, Ozone Building, S2, Access/Sampling Area 1 | FHO-DOZ-AIT-3101 |  | Injector |  | INJ | http://www.toronto.ca/TWONTO#ejector |  | Analyzer, Ozone, Dissolved Ozone in Water, Contact Tank T-2100, Ozone Building, S2, Access/Sampling Area 1
73423 | FHO-DOZ-INJ-3121 | Injector, Disolved Ozone Analyzer AIT-3121 Sampling, Ozone Building, S2, Access/Sampling Area 1 | FHO-DOZ-AIT-3121 |  | Injector |  | INJ | http://www.toronto.ca/TWONTO#ejector |  | Analyzer, Ozone, Dissolved Ozone in Water, Contact Tank T-2100, Ozone Building, S2, Access/Sampling Area 1
73424 | FHO-DOZ-INJ-3301 | Injector, ORP Analyzer AIT-3301 Sampling, Ozone Building, S2, Access/Sampling Area 2 | FHO-DOZ-AIT-3301 |  | Injector |  | INJ | http://www.toronto.ca/TWONTO#ejector |  | Analyzer, Ozone, Dissolved Ozone in Water, Contact Tank T-2300, Ozone Building, S2, Access/Sampling Area 2
73425 | FHO-DOZ-INJ-3321 | Injector, Disolved Ozone Analyzer AIT-3321 Sampling, Ozone Building, S2, Access/Sampling Area 2 | FHO-DOZ-AIT-3321 |  | Injector |  | INJ | http://www.toronto.ca/TWONTO#ejector |  | Analyzer, Ozone, Dissolved Ozone in Water, Contact Tank T-2300, Ozone Building, S2, Access/Sampling Area 2
73426 | FHO-DOZ-INJ-3361 | Injector, Disolved Ozone Analyzer AIT-3361 Sampling, Ozone Building, S2, Access/Sampling Area 4 | FHO-DOZ-AIT-3361 |  | Injector |  | INJ | http://www.toronto.ca/TWONTO#ejector |  | Analyzer, ORP, Contact Tank T-2300, Ozone Building, S2, Ozone Access/Sampling Area 4
77684 | THR-DIS-I-0124 | Injector, Chlorinator 1221, Chlorination Building, Disinfection, Chlorination System | THR-DIS-CHL-1221 | Injector | Injector | 34795 | I | http://www.toronto.ca/TWONTO#ejector |  | Chlorinator, Chlorination Building, Disinfection, Chlorination System
77685 | THR-DIS-I-0144 | Injector, Chlorinator 1241, Chlorination Building, Disinfection, Chlorination System | THR-DIS-CHL-1241 | Injector | Injector | 34797 | I | http://www.toronto.ca/TWONTO#ejector |  | Chlorinator, Chlorination Building, Disinfection, Chlorination System
133992 | THR-DIS-I-0114 | Injector, Chlorinator 1211, Chlorination Building, Disinfection, Chlorination System | THR-DIS-CHL-1211 | Injector | Injector | 34794 | I | http://www.toronto.ca/TWONTO#ejector |  | Chlorinator, Chlorination Building, Disinfection, Chlorination System
133993 | THR-DIS-I-0134 | Injector, Chlorinator 1231, Chlorination Building, Disinfection, Chlorination System | THR-DIS-CHL-1231 | Injector | Injector | 34796 | I | http://www.toronto.ca/TWONTO#ejector |  | Chlorinator, Chlorination Building, Disinfection, Chlorination System
133994 | THR-DIS-I-0154 | Injector, Chlorinator 1251, Chlorination Building, Disinfection, Chlorination System | THR-DIS-CHL-1251 | Injector | Injector | 34798 | I | http://www.toronto.ca/TWONTO#ejector |  | Chlorinator, Chlorination Building, Disinfection, Chlorination System
91186 | WTR-PEL-VENT-1010 | Vent, T-1010, Generator Building, Bulk Fuel Storage Room | WTR-PEL-T-1010 |  | Vent |  | VENT | http://www.toronto.ca/TWONTO#vent |  | Tank, Non-Pressurized, Diesel Fuel Storage, Generator Building, Bulk Fuel Storage Room
91187 | WTR-PEL-VENT-1020 | Vent, T-1020, Generator Building, Bulk Fuel Storage Room | WTR-PEL-T-1010 |  | Vent |  | VENT | http://www.toronto.ca/TWONTO#vent |  | Tank, Non-Pressurized, Diesel Fuel Storage, Generator Building, Bulk Fuel Storage Room
91188 | WTR-PEL-VENT-1300 | Vent, T-1300, Generator Building, Product Handling Room | WTR-PEL-T-1300 |  | Vent |  | VENT | http://www.toronto.ca/TWONTO#vent |  | Tank, Non-Pressurized, Diesel Fuel Day, Generator Building, Product Handling Room
143973 | WTR-PEL-VENT-1100 | Vent, T-1100, Generator Building, Product Handling Room | WTR-PEL-T-1100 |  | Vent |  | VENT | http://www.toronto.ca/TWONTO#vent |  | Tank, Non-Pressurized, Diesel Fuel Day, Generator Building, Product Handling Room
143974 | WTR-PEL-VENT-1200 | Vent, T-1200, Generator Building, Product Handling Room | WTR-PEL-T-1200 |  | Vent |  | VENT | http://www.toronto.ca/TWONTO#vent |  | Tank, Non-Pressurized, Diesel Fuel Day, Generator Building, Product Handling Room
28286 | FIS-ITS-COM-1900 | Panel, Telecom Enclosure, Local Area Networks, PLC Room | FIS COMMUNICATIONS | Network | Network |  | COM | http://www.toronto.ca/TWONTO#network_panel |  | FIS Communications
28287 | FIS-ITS-COM-1901 | Panel, Termination Panel, Local Area Networks, PLC Room | FIS COMMUNICATIONS | Network | Network |  | COM | http://www.toronto.ca/TWONTO#network_panel |  | FIS Communications
28288 | FIS-ITS-COM-1901 | Panel, Termination Panel, Local Area Networks, PLC Room | FIS-ITS-COM-1900 | Network | Network |  | COM | http://www.toronto.ca/TWONTO#network_panel |  | Panel, Telecom Enclosure, Local Area Networks, PLC Room
48710 | TAB-ITS-COM-5601 | Network, Hubs, Termination Panel, Waste Gas Burner Station | TAB-DIG-BU | Network,Hubs | Network |  | COM | http://www.toronto.ca/TWONTO#network_router |  | Waste Gas Burner
65372 | THC-ELS-NETWORK | Network, Plant Wide | THC-ELS-PS-0003-M | Battery | Network |  |  | http://www.toronto.ca/TWONTO#collection_of_assets |  | Emergency Power Equipment, Diesel & UPS, Building M
65373 | THC-ELS-NETWORK | Network, Plant Wide | THC-GRK-ELS | Battery | Network |  |  | http://www.toronto.ca/TWONTO#collection_of_assets |  | Electrical Services, Maintenance- virtual entity
67430 | THC-ITS-COM-2403 | Termination Panel,South Effluent Pump Station,Sampling Room,Ground Floor | THC-ITS-COM-2402 |  | Network |  | COM | http://www.toronto.ca/TWONTO#network_panel |  | Telecommunication Enclosure,South Effluent Pump Station,Sampling Room,Ground Floor
67431 | THC-ITS-COM-2404 | Termination Panel,South Effluent Pump Station,Electrical Room,Ground Floor | THC-ITS-COM-2402 |  | Network |  | COM | http://www.toronto.ca/TWONTO#network_panel |  | Telecommunication Enclosure,South Effluent Pump Station,Sampling Room,Ground Floor
67432 | THC-ITS-COM-2503 | Termination Panel,Plant Stores,Utility Room | THC-ITS-COM-2502 |  | Network |  | COM | http://www.toronto.ca/TWONTO#network_panel |  | Telecommunication Enclosure,Plant Stores,Utility Room
71354 | THC-SPC-COM-1607 | Termination Panel,Sub-basement,WAS Thickening Building | THC-SPC-WA2 | Control Panel | Network |  | COM | http://www.toronto.ca/TWONTO#network_panel |  | System Process Control
71366 | THC-SPC-COM-2903 | Termination Panel,Sludge Storage Building | THC-SPC-COM-2902 | Control Panel | Network |  | COM | http://www.toronto.ca/TWONTO#network_panel |  | Access Closet,Sludge Storage Building
71367 | THC-SPC-COM-3002 | Access Closet, Network, Electrical Room, Headworks | THC-PLT-BLDG-0001 | SCADA | Network |  | COM | http://www.toronto.ca/TWONTO#network_panel |  | New Head House, preliminary process
71368 | THC-SPC-COM-3003 | Termination Panel, Network, Headworks Electrical Room | THC-SPC-COM-3002 | SCADA | Network |  | COM | http://www.toronto.ca/TWONTO#network_panel |  | Access Closet, Network, Electrical Room, Headworks
71369 | THC-SPC-COM-3008 | Termination Panel, Network, Mechanical Room 2 | THC-SPC-COM-3002 | SCADA | Network |  | COM | http://www.toronto.ca/TWONTO#network_panel |  | Access Closet, Network, Electrical Room, Headworks
71370 | THC-SPC-COM-3010 | Communication Panel, Multilink Cabinet, Electrical Room, Headworks | THC-PLT-BLDG-0001 | SCADA | Network |  | COM | http://www.toronto.ca/TWONTO#network_panel |  | New Head House, preliminary process
81326 | THR-ITS-COM-3501 | Termination Panel, Control Room, West Substation | THR-ITS-COM-3500 | Network,Local Area Networks | Network |  | COM | http://www.toronto.ca/TWONTO#network_panel |  | Telecom Enclosure, Access Closet, Electrical Room, West Substation
81327 | THR-ITS-COM-4001 | Termination Panel, RAS/WAS and Final Clarifiers - South | THR-ITS-COM-4000 | Network,Local Area Networks | Network |  | COM | http://www.toronto.ca/TWONTO#network_panel |  | Network Access Closet, SP RAS PS Electrical Building - South
81328 | THR-ITS-COM-4002 | Termination Panel, Plant Services - South | THR-ITS-COM-4000 | Network,Local Area Networks | Network |  | COM | http://www.toronto.ca/TWONTO#network_panel |  | Network Access Closet, SP RAS PS Electrical Building - South
81329 | THR-ITS-COM-4011 | Multinet Device, SP RAS Pumping Station | THR-ITS-COM-4002 | Network,Local Area Networks | Network |  | COM | http://www.toronto.ca/TWONTO#network_panel |  | Termination Panel, Plant Services - South
81330 | THR-ITS-COM-4103 | Termination Panel, SP RAS PS Office | THR-ITS-COM-4100 | Network,Local Area Networks | Network |  | COM | http://www.toronto.ca/TWONTO#network_panel |  | Network Access Closet, SP RAS Pumping Station - South
81331 | THR-ITS-COM-4112 | Multinet Device, SP RAS Pumping Station Upper Level | THR-ITS-COM-4102 | Network,Local Area Networks | Network |  | COM | http://www.toronto.ca/TWONTO#network_panel |  | Termination Panel, RAS and Final Clarifiers - South
81332 | THR-ITS-COM-4202 | Termination Panel, Instrument Air - South | THR-ITS-COM-4200 | Network,Local Area Networks | Network |  | COM | http://www.toronto.ca/TWONTO#network_panel |  | Network Access Closet, Aeration - South
81333 | THR-ITS-COM-4211 | Multinet Device, Aeration Building | THR-ITS-COM-4201 | Network,Local Area Networks | Network |  | COM | http://www.toronto.ca/TWONTO#network_panel |  | Termination Panel, Aeration - South
81334 | THR-ITS-COM-4300 | Network Access Closet, Ferrous Chloride Facility | THR-ELS-COMM | Network,Local Area Networks | Network |  | COM | http://www.toronto.ca/TWONTO#network_panel |  | Plant External & Internal Phone System
81335 | THR-ITS-COM-4301 | Termination Panel, Ferrous Chloride Facility | THR-ITS-COM-4300 | Network,Local Area Networks | Network |  | COM | http://www.toronto.ca/TWONTO#network_panel |  | Network Access Closet, Ferrous Chloride Facility
81336 | THR-ITS-COM-4311 | Multinet Device, Ferrous Chloride Facility | THR-ITS-COM-4301 | Network,Local Area Networks | Network |  | COM | http://www.toronto.ca/TWONTO#network_panel |  | Termination Panel, Ferrous Chloride Facility
84554 | THR-SPC-COM-2010 | Network,Protocol,Main Equipment Room West Wall, | THR-PCS-MAINSUB |  | Network |  | COM | http://www.toronto.ca/TWONTO#network_panel |  | PCS Equipment Serving the Main Substation
84555 | THR-SPC-COM-2011 | Network,Protocol,Main Equipment Room West Wall,Multinet Converter for JRT-0101, JRT-0100, JRT-0200, JRT-0201 | THR-SPC-COM-2010 |  | Network |  | COM | http://www.toronto.ca/TWONTO#network_panel |  | Network,Protocol,Main Equipment Room West Wall,
84556 | THR-SPC-COM-2012 | Network,Protocol,Main Equipment Room West Wall,Multinet Converter for JRT-0001A, JRT-0001B, JRT-0001C | THR-SPC-COM-2010 |  | Network |  | COM | http://www.toronto.ca/TWONTO#network_panel |  | Network,Protocol,Main Equipment Room West Wall,
84557 | THR-SPC-COM-2014 | Network,Protocol,Main Equipment Room West Wall,Multinet Converter for JRT-0103, JRT-0400, JRT-0011A, JRT-0011B, JRT-0011C | THR-SPC-COM-2010 |  | Network |  | COM | http://www.toronto.ca/TWONTO#network_panel |  | Network,Protocol,Main Equipment Room West Wall,
84561 | THR-SPC-COM-5300 | Network Access Closet, Ferrous Chloride Facility | THR-ELS-PRS |  | Network |  | COM | http://www.toronto.ca/TWONTO#network_panel |  | Electrical System, Phosphorous Removal System
84562 | THR-SPC-COM-5301 | Termination Panel, Ferrous Chloride Facility | THR-SPC-COM-5300 |  | Network |  | COM | http://www.toronto.ca/TWONTO#network_panel |  | Network Access Closet, Ferrous Chloride Facility
84563 | THR-SPC-COM-5411 | Multinet Device, Plant Water Pumping Station | THR-SPC-COM-5401 |  | Network |  | COM | http://www.toronto.ca/TWONTO#network_panel |  | Termination Panel, Plant Water
94884 | WTR-PWT-COM-0002A | Multinet, Serial to Ethernet conversion, RPU-0002, Generator Compartment | WTR-PWT-GEN-1100 | Signal Conditioner | Network |  | COM | http://www.toronto.ca/TWONTO#network_panel |  | Generator, Diesel, Standby Power, Outdoor, West Tor PS
94885 | WTR-PWT-COM-0002B | Multinet, Serial to Ethernet conversion, RPU-0002, Generator Compartment | WTR-PWT-GEN-1100 | Signal Conditioner | Network |  | COM | http://www.toronto.ca/TWONTO#network_panel |  | Generator, Diesel, Standby Power, Outdoor, West Tor PS
113713 | TAB-ITS-COM-5600 | Network, Switch, Telecom Enclosure, Waste Gas Burner Station | TAB-DIG-BU | Network,Switch | Network |  | COM | http://www.toronto.ca/TWONTO#network_switch |  | Waste Gas Burner
126119 | THC-ITS-COM-2402 | Telecommunication Enclosure,South Effluent Pump Station,Sampling Room,Ground Floor | THC-SPC |  | Network |  | COM | http://www.toronto.ca/TWONTO#network_panel |  | Process Control Systems - Services Area
126120 | THC-ITS-COM-2502 | Telecommunication Enclosure,Plant Stores,Utility Room | THC-SPC |  | Network |  | COM | http://www.toronto.ca/TWONTO#network_panel |  | Process Control Systems - Services Area
126121 | THC-ITS-COM-2804 | Termination Panel,Disinfection Bldg | THC-DIS |  | Network |  | COM | http://www.toronto.ca/TWONTO#network_panel |  | Disinfection (Chlorination) Process
128761 | THC-SPC-COM-1407 | Termination Panel,Electrical Room,Building UU | THC-SPC-WA1 | Control Panel | Network |  | COM | http://www.toronto.ca/TWONTO#network_panel |  | System Process Control
128762 | THC-SPC-COM-1606 | Termination Panel,Polymer Room,WAS Thickening Building | THC-SPC-WA2 | Control Panel | Network |  | COM | http://www.toronto.ca/TWONTO#network_panel |  | System Process Control
128763 | THC-SPC-COM-1805 | Termination Panel, Network, Phase IV Electrical Room | THC-SPC-COM-1802 | SCADA | Network |  | COM | http://www.toronto.ca/TWONTO#network_panel |  | SCADA & Computer
128767 | THC-SPC-COM-2902 | Access Closet,Sludge Storage Building | THC-SPC-COM-1002 | Control Panel | Network |  | COM | http://www.toronto.ca/TWONTO#network_panel |  | SCADA & Computer
128768 | THC-SPC-COM-3004 | Termination Panel, Network, Headworks Electrical Room | THC-SPC-COM-3002 | SCADA | Network |  | COM | http://www.toronto.ca/TWONTO#network_panel |  | Access Closet, Network, Electrical Room, Headworks
128769 | THC-SPC-COM-3007 | Termination Panel, Network, Mechanical Room 1 | THC-SPC-COM-3002 | SCADA | Network |  | COM | http://www.toronto.ca/TWONTO#network_panel |  | Access Closet, Network, Electrical Room, Headworks
128774 | THC-SPC-CPU-2601 | SCADA Workstation, Dechlorination Building | THC-DCL |  | Network |  | CPU | http://www.toronto.ca/TWONTO#operator_interface_terminal |  | Dechlorination Process
128776 | THC-SPC-CPU-3001 | Computer, Client Workstation, Electrical Room, Headworks | THC-SPC-COM-3003 | Computer Equipment | Network |  | CPU | http://www.toronto.ca/TWONTO#operator_interface_terminal |  | Termination Panel, Network, Headworks Electrical Room
136649 | THR-ITS-COM-1802 | Termination Panel, Control Panel building, North Wall | THR-SPC-COM-1800 | Network,Local Area Networks | Network |  | COM | http://www.toronto.ca/TWONTO#network_panel |  | System Process Control, Digester 7- 10
136650 | THR-ITS-COM-3500 | Telecom Enclosure, Access Closet, Electrical Room, West Substation | THR-ELS-COMM | Network,Local Area Networks | Network |  | COM | http://www.toronto.ca/TWONTO#network_panel |  | Plant External & Internal Phone System
136651 | THR-ITS-COM-3510 | Panel, communication, network, ECS Field Office Communication & I.T. Room | THR-ELS-COMM | Network,Local Area Networks | Network |  | COM | http://www.toronto.ca/TWONTO#network_panel |  | Plant External & Internal Phone System
136652 | THR-ITS-COM-4000 | Network Access Closet, SP RAS PS Electrical Building - South | THR-ELS-COMM | Network,Local Area Networks | Network |  | COM | http://www.toronto.ca/TWONTO#network_panel |  | Plant External & Internal Phone System
136653 | THR-ITS-COM-4012 | Multinet Device, SP RAS Pumping Station | THR-ITS-COM-4002 | Network,Local Area Networks | Network |  | COM | http://www.toronto.ca/TWONTO#network_panel |  | Termination Panel, Plant Services - South
136654 | THR-ITS-COM-4100 | Network Access Closet, SP RAS Pumping Station - South | THR-ELS-COMM | Network,Local Area Networks | Network |  | COM | http://www.toronto.ca/TWONTO#network_panel |  | Plant External & Internal Phone System
136655 | THR-ITS-COM-4101 | Termination Panel, Plant Services - South | THR-ITS-COM-4100 | Network,Local Area Networks | Network |  | COM | http://www.toronto.ca/TWONTO#network_panel |  | Network Access Closet, SP RAS Pumping Station - South
136656 | THR-ITS-COM-4102 | Termination Panel, RAS and Final Clarifiers - South | THR-ITS-COM-4100 | Network,Local Area Networks | Network |  | COM | http://www.toronto.ca/TWONTO#network_panel |  | Network Access Closet, SP RAS Pumping Station - South
136657 | THR-ITS-COM-4111 | Multinet Device, SP RAS Pumping Station Upper Level | THR-ITS-COM-4101 | Network,Local Area Networks | Network |  | COM | http://www.toronto.ca/TWONTO#network_panel |  | Termination Panel, Plant Services - South
136658 | THR-ITS-COM-4200 | Network Access Closet, Aeration - South | THR-ELS-COMM | Network,Local Area Networks | Network |  | COM | http://www.toronto.ca/TWONTO#network_panel |  | Plant External & Internal Phone System
136659 | THR-ITS-COM-4201 | Termination Panel, Aeration - South | THR-ITS-COM-4200 | Network,Local Area Networks | Network |  | COM | http://www.toronto.ca/TWONTO#network_panel |  | Network Access Closet, Aeration - South
136660 | THR-ITS-COM-4400 | Network Access Closet, Raw Plant Water Pump Station | THR-ELS-COMM | Network,Local Area Networks | Network |  | COM | http://www.toronto.ca/TWONTO#network_panel |  | Plant External & Internal Phone System
136661 | THR-ITS-COM-4401 | Termination Panel, Plant Water | THR-ITS-COM-4400 | Network,Local Area Networks | Network |  | COM | http://www.toronto.ca/TWONTO#network_panel |  | Network Access Closet, Raw Plant Water Pump Station
136662 | THR-ITS-COM-4411 | Multinet Device, Plant Water Pumping Station | THR-ITS-COM-4401 | Network,Local Area Networks | Network |  | COM | http://www.toronto.ca/TWONTO#network_panel |  | Termination Panel, Plant Water
138902 | THR-SPC-COM-2013 | Network,Protocol,Main Equipment Room West Wall,Multinet Converter for JRT-0203, JRT-0002, JRT-0021A, JRT-0021B, JRT-0021C | THR-SPC-COM-2010 |  | Network |  | COM | http://www.toronto.ca/TWONTO#network_panel |  | Network,Protocol,Main Equipment Room West Wall,
138903 | THR-SPC-COM-2015 | Network,Protocol,Main Equipment Room West Wall,Multinet Converter for JRT-0104, JRT-5901, JRT-5101, JRT-1100, JRT-1700 | THR-SPC-COM-2010 |  | Network |  | COM | http://www.toronto.ca/TWONTO#network_panel |  | Network,Protocol,Main Equipment Room West Wall,
138904 | THR-SPC-COM-2016 | Network,Protocol,Main Equipment Room West Wall,Multinet Converter for JRT-0105, JRT-6101, JRT-0500, JRT-0700, JRT-0900 | THR-SPC-COM-2010 |  | Network |  | COM | http://www.toronto.ca/TWONTO#network_panel |  | Network,Protocol,Main Equipment Room West Wall,
138905 | THR-SPC-COM-2017 | Network,Protocol,Main Equipment Room West Wall,Multinet Converter for JRT-0300, JRT-5202, JRT-1200, JRT-1800, JRT-6202 | THR-SPC-COM-2010 |  | Network |  | COM | http://www.toronto.ca/TWONTO#network_panel |  | Network,Protocol,Main Equipment Room West Wall,
138906 | THR-SPC-COM-2018 | Network,Protocol,Main Equipment Room West Wall,Multinet Converter for JRT-1000, JRT-0800, JRT-0600, JRT-0206, JRT-0205 | THR-SPC-COM-2010 |  | Network |  | COM | http://www.toronto.ca/TWONTO#network_panel |  | Network,Protocol,Main Equipment Room West Wall,
138907 | THR-SPC-COM-2019 | Network,Protocol,Main Equipment Room West Wall,Multinet Converter for JRT-9902, JRT-2000, JRT-2100, JRT-1900 | THR-SPC-COM-2010 |  | Network |  | COM | http://www.toronto.ca/TWONTO#network_panel |  | Network,Protocol,Main Equipment Room West Wall,
138915 | THR-SPC-COM-5200 | Network Access Closet, Instrument Air Facility | THR-ELS-ACB |  | Network |  | COM | http://www.toronto.ca/TWONTO#network_panel |  | Electrical System, Air Compressor Building
138916 | THR-SPC-COM-5202 | Termination Panel, Instrument Air - South | THR-SPC-COM-5200 |  | Network |  | COM | http://www.toronto.ca/TWONTO#network_panel |  | Network Access Closet, Instrument Air Facility
138917 | THR-SPC-COM-5311 | Multinet Device, Ferrous Chloride Facility | THR-SPC-COM-5301 |  | Network |  | COM | http://www.toronto.ca/TWONTO#network_panel |  | Termination Panel, Ferrous Chloride Facility
138918 | THR-SPC-COM-5400 | Network Access Closet, Raw Plant Water Pump Station | THR-ELS-FPW |  | Network |  | COM | http://www.toronto.ca/TWONTO#network_panel |  | Electrical System, Filtered Plant Water Building
138919 | THR-SPC-COM-5401 | Termination Panel, Plant Water | THR-SPC-COM-5400 |  | Network |  | COM | http://www.toronto.ca/TWONTO#network_panel |  | Network Access Closet, Raw Plant Water Pump Station
138920 | THR-SPC-CPU-1915 | Workstation, North Grit Electrical Room | THR-ELS-GRIT | Computer Equipment,CPU | Network |  | CPU | http://www.toronto.ca/TWONTO#operator_interface_terminal |  | Electrical System, Grit Bldg., North Prelimanry and Primary Station
138921 | THR-SPC-CPU-2425 | Workstation, Headhouse Electrical Room | THR-ELS-HH | Computer Equipment,CPU | Network |  | CPU | http://www.toronto.ca/TWONTO#operator_interface_terminal |  | Electrical System, Head House and Engine Room
49117 | TAB-OCS-F-8100 | Biofilter, Cell #1, Truck Loading Facility Odour Control System | TAB-SLO-BIO | Chamber | Biofilter |  | F | http://www.toronto.ca/TWONTO#filtration_tank |  | Odour Control Facility-WA4
49118 | TAB-OCS-F-8200 | Biofilter, Cell #2, Truck Loading Facility Odour Control System | TAB-SLO-BIO | Filter | Biofilter |  | F | http://www.toronto.ca/TWONTO#filtration_tank |  | Odour Control Facility-WA4
49119 | TAB-OCS-F-8400 | Biofilter, Cell #4, Truck Loading Facility Odour Control System | TAB-SLO-BIO | Filter | Biofilter |  | F | http://www.toronto.ca/TWONTO#filtration_tank |  | Odour Control Facility-WA4
81790 | THR-OCS-BIOFILTER | Biofilter Odour Control, North & South plant | THR-ACC-WA3 |  | Biofilter |  |  | http://www.toronto.ca/TWONTO#collection_of_assets |  | Air Conditioning, Boiler, Fans & AHU
81791 | THR-OCS-BIOFILTER SOUTH | Biofilter, South Odour Control, South plant | THR-OCS-BIOFILTER | Filter | Biofilter |  |  | http://www.toronto.ca/TWONTO#collection_of_assets |  | Biofilter Odour Control, North & South plant
113993 | TAB-OCS-F-8300 | Biofilter, Cell #3, Truck Loading Facility Odour Control System | TAB-SLO-BIO | Filter | Biofilter |  | F | http://www.toronto.ca/TWONTO#filtration_tank |  | Odour Control Facility-WA4
118134 | TAB-SLO-PRJ-0001 | ABTB TLF Biofilter Upgrade | TAB-SLO-BIO | Odour Control | Biofilter |  | PRJ | project |  | Odour Control Facility-WA4
136939 | THR-OCS-BIOFILTER NORTH | Biofilter, North Odour Control, North plant | THR-OCS-BIOFILTER | Filter | Biofilter |  |  | http://www.toronto.ca/TWONTO#collection_of_assets |  | Biofilter Odour Control, North & South plant
13 | 8831 | All Buildings, Wet Wells WA8 | TAB-WA8 | Tank | Tank |  |  | http://www.toronto.ca/TWONTO#collection_of_assets |  | Common to WA8 Bldg. Services
2621 | CJ1001A | Tower #1, Chlorine Leak Treatment | TAB-DIS-CHL1 | Tank | Tank |  |  | http://www.toronto.ca/TWONTO#chemical_storage_tank |  | Chlorination Process
2622 | CJ1002A | Tower #2, Chlorine Leak Treatment | TAB-DIS-CHL1 | Tank | Tank |  |  | http://www.toronto.ca/TWONTO#chemical_storage_tank |  | Chlorination Process
2661 | COL-120-T-0700B | Tank, Oil, Hydraulic Power Unit, Coxwell Chamber CH-0700 | COL-120-CH-0700 | Tank | Tank |  | T | http://www.toronto.ca/TWONTO#chemical_storage_tank |  | Coxwell Control Chamber #7
2662 | COL-120-T-0701 | Tank, Nitrogen-Charged Piston Accumulator, Pressurized Hydraulic Fluid Storage, Coxwell CH-0700 | COL-120-CH-0700 | Tank | Tank |  | T | http://www.toronto.ca/TWONTO#chemical_storage_tank |  | Coxwell Control Chamber #7
2663 | COL-120-T-0703 | Tank, Nitrogen-Charged Piston Accumulator, Pressurized Hydraulic Fluid Storage, Coxwell CH-0700 | COL-120-CH-0700 | Tank | Tank |  | T | http://www.toronto.ca/TWONTO#chemical_storage_tank |  | Coxwell Control Chamber #7
2664 | COL-120-T-0704 | Tank, Nitrogen-Charged Piston Accumulator, Pressurized Hydraulic Fluid Storage, Coxwell CH-0700 | COL-120-CH-0700 | Tank | Tank |  | T | http://www.toronto.ca/TWONTO#chemical_storage_tank |  | Coxwell Control Chamber #7
2747 | COL-CCC | Charles Caccia Park Storm Sanitary Combined Water Tank | COL |  | Tank |  |  | http://www.toronto.ca/TWONTO#collection_of_assets |  | Complex Systems
2754 | COL-CED | Coatsworth Cut CSO Storage Tank | COL-SWQTF-STM |  | Tank |  |  | http://www.toronto.ca/TWONTO#collection_of_assets |  | Storm
3040 | COL-MTI-RES-2402 | Accummulator 2 , HPU, Hydraulic Power Unit, Spadina Control Chamber #24 | COL-MTI-CH-2400 |  | Tank |  | RES | http://www.toronto.ca/TWONTO#chemical_storage_tank |  | Chamber,Spadina Control Chamber No.24, MTI
3050 | COL-MTI-T-0102 | Tank 2, Nitrogen-Charged Piston Accumulator, Pressurized Hydraulic Fluid Storage, MTI Chamber CH-0100, Hiawatha Control Chamber No.1, MTI | COL-MTI-CH-0100 |  | Tank |  | T | http://www.toronto.ca/TWONTO#chemical_storage_tank |  | Chamber,Hiawatha Control Chamber No.1, MTI
3051 | COL-MTI-T-1402C | Tank-2 Nitrogen-Charged Piston Accumulator, Pressurized Hydraulic Fluid Storage, MTI CH-1400C Kiosk | COL-MTI-CH-1400C |  | Tank |  | T | http://www.toronto.ca/TWONTO#chemical_storage_tank |  | Chamber,Rosedale Valley Control Chamber No.14C, MTI
3052 | COL-MTI-T-2000 | Tank, Oil Reservoir, HPU,.Victoria St. Control Chamber No.20, MTI | COL-MTI-CH-2000 |  | Tank |  | T | http://www.toronto.ca/TWONTO#chemical_storage_tank |  | Chamber,Victoria St. Control Chamber No.20, MTI
3053 | COL-MTI-T-2001 | Tank 1, Nitrogen-Charged Piston Accumulator, Pressurized Hydraulic Fluid Storage, MTI Chamber CH-2000,Victoria St. Control Chamber No.20, MTI | COL-MTI-CH-2000 |  | Tank |  | T | http://www.toronto.ca/TWONTO#chemical_storage_tank |  | Chamber,Victoria St. Control Chamber No.20, MTI
3054 | COL-MTI-T-2300D | Tank/Resevoir, Hydraulic Power Unit, Simcoe Control Chamber No.2300D, MTI | COL-MTI-CH-2300 | Tank | Tank |  | T | http://www.toronto.ca/TWONTO#chemical_storage_tank |  | Chamber,Simcoe Control Chamber No.23,MTI
3055 | COL-MTI-T-2302B | Tank-2, Nitrogen-Charged Piston Accumulator, Pressurized Hydraulic Fluid Storage,Simcoe Control Chamber No.23B, MTI | COL-MTI-CH-2300B | Tank,Reservoir | Tank |  | T | http://www.toronto.ca/TWONTO#chemical_storage_tank |  | Chamber,Simcoe Control Chamber No.23B, MTI
3140 | COL-MTI-T-2400 | Tank, Hydraulic Power Unit, Spadina Control Chamber #24 | COL-MTI-CH-2400 |  | Tank |  | T | http://www.toronto.ca/TWONTO#chemical_storage_tank |  | Chamber,Spadina Control Chamber No.24, MTI
3141 | COL-MTI-T-2700B | Tank, Hydraulic Reservoir , Strachan St. Control Chamber No.27B, MTI | COL-MTI-CH-2700B | Heater | Tank |  | T | http://www.toronto.ca/TWONTO#chemical_storage_tank |  | Chamber,Strachan St. Control Chamber No.27B, MTI
3142 | COL-MTI-T-2702B | Oil Reservoir-2, Nitrogen-Charged Piston Accumulator, Pressurized Hydraulic Fluid Storage, MTI Chamber CH-2700B | COL-MTI-CH-2700B | Heater | Tank |  | T | http://www.toronto.ca/TWONTO#chemical_storage_tank |  | Chamber,Strachan St. Control Chamber No.27B, MTI
3143 | COL-MTI-T-2901 | Tank, Nitrogen-Charged Piston Accumulator, Pressurized Hydraulic Fluid Storage, MTI Chamber CH-2900 | COL-MTI-CH-2900 | Tank | Tank |  | T | http://www.toronto.ca/TWONTO#chemical_storage_tank |  | Chamber,Roxton St. Control Chamber No.29, MTI
3144 | COL-MTI-T-2902 | Tank, Nitrogen-Charged Piston Accumulator, Pressurized Hydraulic Fluid Storage, MTI Chamber CH-2900 | COL-MTI-CH-2900 | Tank | Tank |  | T | http://www.toronto.ca/TWONTO#chemical_storage_tank |  | Chamber,Roxton St. Control Chamber No.29, MTI
3145 | COL-MTI-T-3401 | Tank, Nitrogen-Charged Piston Accumulator, Pressurized Hydraulic Fluid Storage, MTI Chamber CH-3400 | COL-MTI-CH-3400 | Tank | Tank |  | T | http://www.toronto.ca/TWONTO#chemical_storage_tank |  | Chamber,Parkside St. Control Chamber No.34, MTI
3146 | COL-MTI-T-3402 | Tank, Nitrogen-Charged Piston Accumulator, Pressurized Hydraulic Fluid Storage, MTI Chamber CH-3400 | COL-MTI-CH-3400 | Tank | Tank |  | T | http://www.toronto.ca/TWONTO#chemical_storage_tank |  | Chamber,Parkside St. Control Chamber No.34, MTI
4141 | COL-PCU-T-0001 | tank, diesel, Generator Room | COL-PCU | Tank | Tank | 35000 | T | http://www.toronto.ca/TWONTO#fuel_oil_tank |  | Cumber Pumping Station
4142 | COL-PCU-T-0001 | tank, diesel, Generator Room | COL-PCU-SUSPENDED | Tank | Tank | 35000 | T | http://www.toronto.ca/TWONTO#fuel_oil_tank |  | Cumber P.S.suspended entities
4143 | COL-PCU-T-0002 | Tank, Hot Water, Ground Floor, Cumber PS | COL-PCU-AUX-MECH | Tank,Domestic Hot Water | Tank |  | T | http://www.toronto.ca/TWONTO#tanked_hot_water_heater |  | Mechanical Equipment
5878 | COL-PLB-T-0001 | Tank, Domestic Hot Water | COL-PLB | Tank | Tank |  | T | http://www.toronto.ca/TWONTO#tanked_hot_water_heater |  | Long Branch Pumping Station
5879 | COL-PLB-T-0001 | Tank, Domestic Hot Water | COL-PLB-AUX-MECH | Tank | Tank |  | T | http://www.toronto.ca/TWONTO#tanked_hot_water_heater |  | Mechanical Equipment
5880 | COL-PLB-T-0002 | Tank, Fuel | COL-PLB | Tank | Tank | 34555 | T | http://www.toronto.ca/TWONTO#fuel_oil_tank |  | Long Branch Pumping Station
5881 | COL-PLB-T-0002 | Tank, Fuel | COL-PLB-AUX-MECH | Tank | Tank | 34555 | T | http://www.toronto.ca/TWONTO#fuel_oil_tank |  | Mechanical Equipment
5882 | COL-PLB-T-0002 | Tank, Fuel | COL-PLB-SUSPENDED | Tank | Tank | 34555 | T | http://www.toronto.ca/TWONTO#fuel_oil_tank |  | Longbranch P.S.suspended entities
6267 | COL-PMM-T-0003 | Tank, Diesel Fuel | COL-PMM | Tank | Tank | 36002 | T | http://www.toronto.ca/TWONTO#fuel_oil_tank |  | Mimico Pumping Station
6656 | COL-PNT-T-0002 | Tank, Domestic Hot Water | COL-PNT-MISC | Tank | Tank |  | T | http://www.toronto.ca/TWONTO#tanked_hot_water_heater |  | Miscellaneous Equipment
6719 | COL-POM-T-0001 | Tank, Fuel | COL-POM | Tank | Tank |  | T | http://www.toronto.ca/TWONTO#fuel_oil_tank |  | Old Mill Sewage Pumping Station
6825 | COL-PQW-T-0001 | Tank, Domestic Hot Water | COL-PQW | Tank | Tank |  | T | http://www.toronto.ca/TWONTO#tanked_hot_water_heater |  | Queensway Sewage Pumping Station
6826 | COL-PQW-T-0001 | Tank, Domestic Hot Water | COL-PQW-MISC | Tank | Tank |  | T | http://www.toronto.ca/TWONTO#tanked_hot_water_heater |  | Miscellaneous Equipment
7178 | COL-PSD-T-0001 | Tank | COL-PSD-MISC |  | Tank |  | T | http://www.toronto.ca/TWONTO#storage_tank |  | Miscellaneous Equipment
7629 | COL-PST-T-0001 | Tank | COL-PST-MISC |  | Tank |  | T | http://www.toronto.ca/TWONTO#storage_tank |  | Miscellaneous Equipment
7841 | COL-PSW-T-0001 | Tank, Domestic Hot Water | COL-PSW | Tank,Domestic Hot Water | Tank |  | T | http://www.toronto.ca/TWONTO#tanked_hot_water_heater |  | Swansea Pumping Station
7842 | COL-PSW-T-0001 | Tank, Domestic Hot Water | COL-PSW-MISC | Tank,Domestic Hot Water | Tank |  | T | http://www.toronto.ca/TWONTO#tanked_hot_water_heater |  | Miscellaneous Equipment
8336 | COL-PWR-T-0001 | Tank, Diesel Fuel, Tank #1, West Rouge PS | COL-PWR-GEN-0001 | Tank | Tank |  | T | http://www.toronto.ca/TWONTO#fuel_oil_tank |  | Generator, Electricity, Standby Generator, West Rouge PS
8595 | COL-120-T-0702 | Tank, Nitrogen-Charged Piston Accumulator, Pressurized Hydraulic Fluid Storage, Coxwell CH-0700 | COL-120-CH-0700 | Tank | Tank |  | T | http://www.toronto.ca/TWONTO#chemical_storage_tank |  | Coxwell Control Chamber #7
9006 | COL-CCC | Charles Caccia Park Storm Sanitary Combined Water Tank | COL-SWQTF-STM |  | Tank |  |  | http://www.toronto.ca/TWONTO#reservoir_tank |  | Storm
9019 | COL-CED-T-0100 | Storage tank, Stormwater | COL-CED-MISC |  | Tank |  | T | http://www.toronto.ca/TWONTO#reservoir_tank |  | Miscellaneous Equipment
9811 | DU2017A | Tank, Gas Condensate | TAB-DIG-FX-9-12 | Tank | Tank |  |  | http://www.toronto.ca/TWONTO#condensate_trap |  | Digester Tanks 9-12, Flame Arresters, Condensate Tanks & Moisture Separators,
9812 | DU2018A | Tank, Gas Condensate | TAB-DIG-FX-9-12 | Tank | Tank |  |  | http://www.toronto.ca/TWONTO#condensate_trap |  | Digester Tanks 9-12, Flame Arresters, Condensate Tanks & Moisture Separators,
9813 | DU2019A | Tank, Gas Condensate | TAB-DIG-FX-9-12 | Tank | Tank |  |  | http://www.toronto.ca/TWONTO#condensate_trap |  | Digester Tanks 9-12, Flame Arresters, Condensate Tanks & Moisture Separators,
9815 | DU2022A | Receiver, Air, Dig. 5-8, 1st Flr | TAB-AI | Vessel,Pressure | Tank |  |  | http://www.toronto.ca/TWONTO#pressure_vessel |  | Local Compressed Air Equipment
9820 | DU2616 | Receiver, Air, Dig. 13-16, Bsmt | TAB-AI | Vessel,Pressure | Tank |  |  | http://www.toronto.ca/TWONTO#pressure_vessel |  | Local Compressed Air Equipment
9821 | DU6501A | Digester 19-22 Air Receiver | DU6501 | Vessel,Pressure | Tank |  |  | http://www.toronto.ca/TWONTO#pressure_vessel |  | Digester 19-22 Air Equipment
9823 | DU6502E | Valve, Pressure Relief, Dig. 19-22 Bsmt | DU6501 | Vessel,Pressure | Tank |  |  | http://www.toronto.ca/TWONTO#pressure_relief_valve |  | Digester 19-22 Air Equipment
147498 | WZ2006A | Activator, Vibrating Bin, 820A | TAB-SLD-FN | Vessel,Pressure | Tank |  |  | http://www.toronto.ca/TWONTO#storage_tank |  | Pelletizer Bldg. - Silo System, Fans & Filters
10396 | COL-MTI-RES-2401 | Accummulator 1 , HPU, Hydraulic Power Unit, Spadina Control Chamber #24 | COL-MTI-CH-2400 |  | Tank |  | RES | http://www.toronto.ca/TWONTO#chemical_storage_tank |  | Chamber,Spadina Control Chamber No.24, MTI
10409 | COL-MTI-T-0100 | Tank, Rersrvoir, Hydraulic Power Unit, HPU, Hiawatha Control Chamber No.1, MTI | COL-MTI-CH-0100 |  | Tank |  | T | http://www.toronto.ca/TWONTO#chemical_storage_tank |  | Chamber,Hiawatha Control Chamber No.1, MTI
10410 | COL-MTI-T-0101 | Tank 1, Nitrogen-Charged Piston Accumulator, Pressurized Hydraulic Fluid Storage, MTI Chamber CH-0100, Hiawatha Control Chamber No.1, MTI | COL-MTI-CH-0100 |  | Tank |  | T | http://www.toronto.ca/TWONTO#chemical_storage_tank |  | Chamber,Hiawatha Control Chamber No.1, MTI
10412 | COL-MTI-T-1401C | Tank, Nitrogen-Charged Piston Accumulator, Pressurized Hydraulic Fluid Storage, MTI CH-1400C Kiosk | COL-MTI-CH-1400C |  | Tank |  | T | http://www.toronto.ca/TWONTO#chemical_storage_tank |  | Chamber,Rosedale Valley Control Chamber No.14C, MTI
10413 | COL-MTI-T-2000C | Tank, Hydraulic Power Unit Resevoir | COL-MTI-CH-2000C | Switch | Tank |  | T | http://www.toronto.ca/TWONTO#chemical_storage_tank |  | Chamber,Scott Control Chamber No.20C, MTI
10414 | COL-MTI-T-2002 | Tank 2, Nitrogen-Charged Piston Accumulator, Pressurized Hydraulic Fluid Storage, MTI Chamber CH-2000, Victoria St. Control Chamber No.20, MTI | COL-MTI-CH-2000 |  | Tank |  | T | http://www.toronto.ca/TWONTO#chemical_storage_tank |  | Chamber,Victoria St. Control Chamber No.20, MTI
10415 | COL-MTI-T-2300B | Tank, Oil, Hydraulic Power Unit,Simcoe Control Chamber No.23B, MTI | COL-MTI-CH-2300B | Tank | Tank |  | T | http://www.toronto.ca/TWONTO#chemical_storage_tank |  | Chamber,Simcoe Control Chamber No.23B, MTI
10416 | COL-MTI-T-2300D | Tank/Resevoir, Hydraulic Power Unit, Simcoe Control Chamber No.2300D, MTI | COL-MTI-CH-2300D | Tank | Tank |  | T | http://www.toronto.ca/TWONTO#chemical_storage_tank |  | Chamber,Simcoe Control Chamber No.2300D, MTI
10417 | COL-MTI-T-2301B | Tank-1, Nitrogen-Charged Piston Accumulator, Pressurized Hydraulic Fluid Storage, Simcoe Control Chamber No.23B, MTI | COL-MTI-CH-2300B | Tank,Reservoir | Tank |  | T | http://www.toronto.ca/TWONTO#chemical_storage_tank |  | Chamber,Simcoe Control Chamber No.23B, MTI
10418 | COL-MTI-T-2301D | Tank, Nitrogen-Charged Piston Accumulator, Pressurized Hydraulic Fluid Storage, Simcoe Control Chamber No.2300D, MTI | COL-MTI-CH-2300D | Tank | Tank |  | T | http://www.toronto.ca/TWONTO#chemical_storage_tank |  | Chamber,Simcoe Control Chamber No.2300D, MTI
10419 | COL-MTI-T-2302D | Tank 2, Nitrogen-Charged Piston Accumulator, Pressurized Hydraulic Fluid Storage, Simcoe Control Chamber No.2300D, MTI | COL-MTI-CH-2300D | Tank | Tank |  | T | http://www.toronto.ca/TWONTO#chemical_storage_tank |  | Chamber,Simcoe Control Chamber No.2300D, MTI
10420 | COL-MTI-T-2701B | Oil Reservoir-1, Nitrogen-Charged Piston Accumulator, Pressurized Hydraulic Fluid Storage, MTI Chamber CH-2700B | COL-MTI-CH-2700B | Heater | Tank |  | T | http://www.toronto.ca/TWONTO#chemical_storage_tank |  | Chamber,Strachan St. Control Chamber No.27B, MTI
10421 | COL-MTI-T-2900 | Reservoir/Tank, Oil, Hydraulic Power Unit, MTI Chamber CH-2900 | COL-MTI-CH-2900 | Tank | Tank |  | T | http://www.toronto.ca/TWONTO#chemical_storage_tank |  | Chamber,Roxton St. Control Chamber No.29, MTI
10422 | COL-MTI-T-2903 | Tank, Nitrogen-Charged Piston Accumulator, Pressurized Hydraulic Fluid Storage, MTI Chamber CH-2900 | COL-MTI-CH-2900 | Tank | Tank |  | T | http://www.toronto.ca/TWONTO#chemical_storage_tank |  | Chamber,Roxton St. Control Chamber No.29, MTI
10423 | COL-MTI-T-3400 | Reservoir/TankHydraulic Power Unit, MTI Chamber CH-3400 | COL-MTI-CH-3400 | Tank | Tank |  | T | http://www.toronto.ca/TWONTO#chemical_storage_tank |  | Chamber,Parkside St. Control Chamber No.34, MTI
10424 | COL-MTI-T-3403 | Tank, Nitrogen-Charged Piston Accumulator, Pressurized Hydraulic Fluid Storage, MTI Chamber CH-3400 | COL-MTI-CH-3400 | Tank | Tank |  | T | http://www.toronto.ca/TWONTO#chemical_storage_tank |  | Chamber,Parkside St. Control Chamber No.34, MTI
10801 | FCL-AI-T-0001 | Tank, Air Receiver, Compressors C-0101 & 0102 Instrument Air, High Lift Building, Compressor Room | FCL-SA | Vessel,Pressure | Tank |  | T | http://www.toronto.ca/TWONTO#pressure_vessel |  | Service Air
89797 | WZ2007A | Activator, Vibrating Bin, 820B | TAB-SLD-FN | Vessel,Pressure | Tank |  |  | http://www.toronto.ca/TWONTO#storage_tank |  | Pelletizer Bldg. - Silo System, Fans & Filters
11246 | FCL-AM-T-0101 | Tank, Storage, Pressurised, Aqua Ammonia Storage Room, Dry Chemical Building | FCL-AM | Tank,Non-Pressurized | Tank |  | T | http://www.toronto.ca/TWONTO#chemical_storage_tank |  | Ammoniation
68473 | THR-ACC-T | Air Conditioning, Glycol Heating Packages | THR-ACC-WA3 | Tank | Tank |  |  | http://www.toronto.ca/TWONTO#chemical_storage_tank |  | Air Conditioning, Boiler, Fans & AHU
14459 | FCL-SES-CYL-0001 | Air Cylinder Carbon Fiber | FCL-SES-SQ-0008 | PPE,SCBA | Tank |  | CYL | gas_cylinder |  | Eyewash Station/Shower, Low Lift PS Building, Alum Delivery Door,Raw Water Pump Room Basement beside Phosphoric acid Skids
11547 | FCL-CLA-T-0101 | Tank, Expansion, CLA Weigh Scale 0101, Machine Room, Gaseous Chemical Building | FCL-CLA-CHL-0101 | Tank | Tank |  | T | expansion_tank |  | Chlorinator, Chlorine Gas, Chlorination System
11548 | FCL-CLA-T-0102 | Tank, Expansion, Chlorine Gas, CLA Evaporator 0101 Inlet, Machine Room, Gaseous Chemical Building | FCL-CLA1 | Tank | Tank |  | T | expansion_tank |  | Pre-Chlorination
11549 | FCL-CLA-T-0201 | Tank, Expansion, CLA Weigh Scale 0201, Machine Room, Gaseous Chemical Building | FCL-CLA-CHL-0201 | Tank | Tank |  | T | expansion_tank |  | Chlorinator, Chlorine Gas, Chlorination System
11550 | FCL-CLA-T-0201 | Tank, Expansion, CLA Weigh Scale 0201, Machine Room, Gaseous Chemical Building | FCL-CLA1 | Tank | Tank |  | T | expansion_tank |  | Pre-Chlorination
11675 | FCL-CLB-T-0101 | Tank, Expansion, CLB Weigh Scale 0101, Machine Room,Gaseous Chemical Building | FCL-CLA1 | Tank | Tank |  | T | expansion_tank |  | Pre-Chlorination
11676 | FCL-CLB-T-0102 | Tank, Expansion, Chlorine Gas, CLB Evaporator 0101 Inlet, Machine Room,Gaseous Chemical Building | FCL-CLB-CHL-0101 | Tank | Tank |  | T | expansion_tank |  | Chlorinator, Chlorine Gas, Chlorination System
11677 | FCL-CLB-T-0202 | Tank, Expansion, Chlorine Gas, CLB Evaporator 0201 Inlet, Machine Room,Gaseous Chemical Building | FCL-CLA1 | Tank | Tank |  | T | expansion_tank |  | Pre-Chlorination
11678 | FCL-CLB-T-0202 | Tank, Expansion, Chlorine Gas, CLB Evaporator 0201 Inlet, Machine Room,Gaseous Chemical Building | FCL-CLB-CHL-0201 | Tank | Tank |  | T | expansion_tank |  | Chlorinator, Chlorine Gas, Chlorination System
11679 | FCL-CLB-T-0202 | Tank, Expansion, Chlorine Gas, CLB Evaporator 0201 Inlet, Machine Room,Gaseous Chemical Building | FCL-CLB-EV-0201 | Tank | Tank |  | T | expansion_tank |  | Evaporator, Chlorine Gas, Chlorination System
11752 | FCL-CW-T-0002 | Tank, Hot Water, Non-Pressurised, High Lift Building, Basement B1, Janitor's Room | FCL-GRK | Tank,Non-Pressurized | Tank |  | T | http://www.toronto.ca/TWONTO#tanked_hot_water_heater |  | Buildings and Grounds
11753 | FCL-CW-T-0003 | Tank, Hot Water, Non-Pressurised, High Lift Building, Basement B2, Compressor Room | FCL-GRK | Tank,Non-Pressurized | Tank |  | T | http://www.toronto.ca/TWONTO#tanked_hot_water_heater |  | Buildings and Grounds
11754 | FCL-CW-T-0004 | Tank, Hot Water, Non-Pressurised, Filter Building, Compressor Room | FCL-GRK | Tank,Non-Pressurized | Tank |  | T | http://www.toronto.ca/TWONTO#tanked_hot_water_heater |  | Buildings and Grounds
11755 | FCL-CW-T-0005 | Tank, Hot Water, Non-Pressurised, Gaseous Chemical Building, Basement, Caustic Soda Storage Room | FCL-GRK | Tank,Non-Pressurized | Tank |  | T | http://www.toronto.ca/TWONTO#tanked_hot_water_heater |  | Buildings and Grounds
11756 | FCL-CW-T-0008 | Tank, Hot Water, Non-Pressurised, RMF Clarification Facility, Janitor Closet | FCL-GRK | Tank,Non-Pressurized | Tank |  | T | http://www.toronto.ca/TWONTO#tanked_hot_water_heater |  | Buildings and Grounds
11757 | FCL-CW-T-0009 | Tank, Hot Water, Non-Pressurised, RMF Centrifuge Building, Polymer Area | FCL-GRK | Tank,Non-Pressurized | Tank |  | T | http://www.toronto.ca/TWONTO#tanked_hot_water_heater |  | Buildings and Grounds
11758 | FCL-CW-T-0010 | Tank, Hot Water, Non-Pressurised, Dry Chemical Building, Basement | FCL-GRK | Tank,Non-Pressurized | Tank |  | T | http://www.toronto.ca/TWONTO#tanked_hot_water_heater |  | Buildings and Grounds
11759 | FCL-CW-T-0011 | Tank, Hot Water, Non-Pressurised, Dry Chemical Building, Basement | FCL-GRK | Tank,Non-Pressurized | Tank |  | T | http://www.toronto.ca/TWONTO#tanked_hot_water_heater |  | Buildings and Grounds
11760 | FCL-CW-T-0012 | Tank, Hot Water, Non-Pressurised, Low Lift Building, Basement | FCL-GRK | Tank,Non-Pressurized | Tank |  | T | http://www.toronto.ca/TWONTO#tanked_hot_water_heater |  | Buildings and Grounds
11821 | FCL-DCL-T-0201 | Tank, Expansion, SO2 Evaporator 0201 Inlet Header, Machine Room,Gaseous Chemical Building | FCL-DCL | Tank | Tank |  | T | expansion_tank |  | Sulphur Dioxide System
11822 | FCL-DCL-T-0202 | Tank, Expansion, SO2 Evaporator 0201 Inlet Header, Machine Room,Gaseous Chemical Building | FCL-DCL | Tank | Tank |  | T | expansion_tank |  | Sulphur Dioxide System
11823 | FCL-DCL-T-0301 | Tank, Expansion, SO2 Evaporator 0201 Inlet Header, Machine Room,Gaseous Chemical Building | FCL-DCL | Tank | Tank |  | T | expansion_tank |  | Sulphur Dioxide System
11824 | FCL-DCL-T-0302 | Tank, Expansion, SO2 Evaporator 0201 Inlet Header, Machine Room,Gaseous Chemical Building | FCL-DCL | Tank | Tank |  | T | expansion_tank |  | Sulphur Dioxide System
11926 | FCL-DEW-HLPS | High Lift Area Dewatering | FCL-DEW | Tank,Reservoir | Tank |  |  | http://www.toronto.ca/TWONTO#collection_of_assets |  | Dewatering
11978 | FCL-DEW-RW | Raw water Area Dewatering | FCL-DEW | Tank,Reservoir | Tank |  |  | http://www.toronto.ca/TWONTO#collection_of_assets |  | Dewatering
14460 | FCL-SES-CYL-0002 | Air Cylinder Carbon Fiber | FCL-SES | PPE,SCBA | Tank |  | CYL | gas_cylinder |  | Safety and Environmental Services
14461 | FCL-SES-CYL-0002 | Air Cylinder Carbon Fiber | FCL-SES-SQ-0008 | PPE,SCBA | Tank |  | CYL | gas_cylinder |  | Eyewash Station/Shower, Low Lift PS Building, Alum Delivery Door,Raw Water Pump Room Basement beside Phosphoric acid Skids
11981 | FCL-DEW-T-0201 | Tank, Treated Water Process Dewatering Pit | FCL-DEW | Tank,Reservoir | Tank |  | T | http://www.toronto.ca/TWONTO#storage_tank |  | Dewatering
11982 | FCL-DEW-T-0601 | Tank, Drain Pit, High Lift PS Area Dewatering Pit | FCL-DEW | Tank,Reservoir | Tank |  | T | http://www.toronto.ca/TWONTO#storage_tank |  | Dewatering
12519 | COL-PCU-T-0001 | tank, diesel, Generator Room | COL-PCU-MISC | Tank | Tank | 35000 | T | http://www.toronto.ca/TWONTO#fuel_oil_tank |  | Miscellaneous Equipment
12520 | COL-PCU-T-0002 | Tank, Hot Water, Ground Floor, Cumber PS | COL-PCU | Tank,Domestic Hot Water | Tank |  | T | http://www.toronto.ca/TWONTO#tanked_hot_water_heater |  | Cumber Pumping Station
12521 | COL-PCU-T-0002 | Tank, Hot Water, Ground Floor, Cumber PS | COL-PCU-MISC | Tank,Domestic Hot Water | Tank |  | T | http://www.toronto.ca/TWONTO#tanked_hot_water_heater |  | Miscellaneous Equipment
12755 | FCL-ELS-T-0101 | Tank, Generator G-0100 Oil Fuel Day Tank, Low Lift Building, Screen Room | FCL-ELS-PS-0003 | Tank,Reservoir | Tank |  | T | http://www.toronto.ca/TWONTO#fuel_oil_tank |  | Emergency Power
12992 | FCL-FL-T-0101 | Tank, Non-Pressurized, Hydrofluosilicic Acid System | FCL-FL | Tank,Non-Pressurized | Tank |  | T | http://www.toronto.ca/TWONTO#chemical_storage_tank |  | Fluoridation
12993 | FCL-FL-T-0201 | Tank, Non-Pressurized, Hydrofluosilicic Acid System | FCL-FL | Tank,Non-Pressurized | Tank |  | T | http://www.toronto.ca/TWONTO#chemical_storage_tank |  | Fluoridation
13059 | FCL-FLO-T-0201 | Tank, Flocculation | FCL-FLO | Tank,Reservoir | Tank |  | T | http://www.toronto.ca/TWONTO#flocculation_tank |  | Flocculation
13060 | FCL-FLO-T-0301 | Tank, Flocculation | FCL-FLO | Tank,Reservoir | Tank |  | T | http://www.toronto.ca/TWONTO#flocculation_tank |  | Flocculation
14462 | FCL-SES-CYL-0003 | Air Cylinder Carbon Fiber | FCL-SES-SQ-0008 | PPE,SCBA | Tank |  | CYL | gas_cylinder |  | Eyewash Station/Shower, Low Lift PS Building, Alum Delivery Door,Raw Water Pump Room Basement beside Phosphoric acid Skids
14463 | FCL-SES-CYL-0004 | Air Cylinder Carbon Fiber | FCL-SES-SQ-0008 | PPE,SCBA | Tank |  | CYL | gas_cylinder |  | Eyewash Station/Shower, Low Lift PS Building, Alum Delivery Door,Raw Water Pump Room Basement beside Phosphoric acid Skids
14464 | FCL-SES-CYL-0005 | Air Cylinder Carbon Fiber | FCL-SES | PPE,SCBA | Tank |  | CYL | gas_cylinder |  | Safety and Environmental Services
14465 | FCL-SES-CYL-0007 | Air Cylinder Carbon Fiber | FCL-SES | PPE,SCBA | Tank |  | CYL | gas_cylinder |  | Safety and Environmental Services
14466 | FCL-SES-CYL-0008 | Air Cylinder Carbon Fiber | FCL-SES | PPE,SCBA | Tank |  | CYL | gas_cylinder |  | Safety and Environmental Services
14467 | FCL-SES-CYL-0009 | Air Cylinder Carbon Fiber | FCL-SES | PPE,SCBA | Tank |  | CYL | gas_cylinder |  | Safety and Environmental Services
14468 | FCL-SES-CYL-0009 | Air Cylinder Carbon Fiber | FCL-SES-SQ-0008 | PPE,SCBA | Tank |  | CYL | gas_cylinder |  | Eyewash Station/Shower, Low Lift PS Building, Alum Delivery Door,Raw Water Pump Room Basement beside Phosphoric acid Skids
14469 | FCL-SES-CYL-0010 | Air Cylinder Carbon Fiber | FCL-SES | PPE,SCBA | Tank |  | CYL | gas_cylinder |  | Safety and Environmental Services
14470 | FCL-SES-CYL-0011 | Air Cylinder Carbon Fiber | FCL-SES | PPE,SCBA | Tank |  | CYL | gas_cylinder |  | Safety and Environmental Services
14471 | FCL-SES-CYL-0012 | Air Cylinder Carbon Fiber | FCL-SES | PPE,SCBA | Tank |  | CYL | gas_cylinder |  | Safety and Environmental Services
14472 | FCL-SES-CYL-0012 | Air Cylinder Carbon Fiber | FCL-SES-SQ-0008 | PPE,SCBA | Tank |  | CYL | gas_cylinder |  | Eyewash Station/Shower, Low Lift PS Building, Alum Delivery Door,Raw Water Pump Room Basement beside Phosphoric acid Skids
14473 | FCL-SES-CYL-0013 | Air Cylinder Carbon Fiber | FCL-SES-SQ-0008 | PPE,SCBA | Tank |  | CYL | gas_cylinder |  | Eyewash Station/Shower, Low Lift PS Building, Alum Delivery Door,Raw Water Pump Room Basement beside Phosphoric acid Skids
14474 | FCL-SES-CYL-0014 | Air Cylinder Carbon Fiber | FCL-SES-SQ-0008 | PPE,SCBA | Tank |  | CYL | gas_cylinder |  | Eyewash Station/Shower, Low Lift PS Building, Alum Delivery Door,Raw Water Pump Room Basement beside Phosphoric acid Skids
14475 | FCL-SES-CYL-0015 | Air Cylinder Carbon Fiber | FCL-SES-SQ-0008 | PPE,SCBA | Tank |  | CYL | gas_cylinder |  | Eyewash Station/Shower, Low Lift PS Building, Alum Delivery Door,Raw Water Pump Room Basement beside Phosphoric acid Skids
64753 | FCL-SES-CYL-0001 | Air Cylinder Carbon Fiber | FCL-SES | PPE,SCBA | Tank |  | CYL | gas_cylinder |  | Safety and Environmental Services
64754 | FCL-SES-CYL-0003 | Air Cylinder Carbon Fiber | FCL-SES | PPE,SCBA | Tank |  | CYL | gas_cylinder |  | Safety and Environmental Services
64755 | FCL-SES-CYL-0004 | Air Cylinder Carbon Fiber | FCL-SES | PPE,SCBA | Tank |  | CYL | gas_cylinder |  | Safety and Environmental Services
64756 | FCL-SES-CYL-0005 | Air Cylinder Carbon Fiber | FCL-SES-SQ-0008 | PPE,SCBA | Tank |  | CYL | gas_cylinder |  | Eyewash Station/Shower, Low Lift PS Building, Alum Delivery Door,Raw Water Pump Room Basement beside Phosphoric acid Skids
14779 | FCL-SES-T-0101 | Tank, Hot Water Heater, Water to Eyewash Station/Shower, Dry Chemical Bldg, Alum Containment Area | FCL-SES-1 | Tank,Domestic Hot Water | Tank |  | T | http://www.toronto.ca/TWONTO#tanked_hot_water_heater |  | Emergency Showers
14799 | FCL-SM-T-0101-SUS | Storage, Caustic Soda System | FCL-SUSPENDED | Tank,Non-Pressurized | Tank | 36715 | T | http://www.toronto.ca/TWONTO#chemical_storage_tank |  | Suspended entity
14800 | FCL-SM-T-0201-SUS | Storage, Caustic Soda System | FCL-SM | Tank,Non-Pressurized | Tank | 36716 | T | http://www.toronto.ca/TWONTO#chemical_storage_tank |  | Spill Management
14801 | FCL-SM-T-0301-SUS | Storage, Caustic Soda System | FCL-SM | Tank,Non-Pressurized | Tank | 36717 | T | http://www.toronto.ca/TWONTO#chemical_storage_tank |  | Spill Management
64757 | FCL-SES-CYL-0006 | Air Cylinder Carbon Fiber | FCL-SES | PPE,SCBA | Tank |  | CYL | gas_cylinder |  | Safety and Environmental Services
15491 | FCL-WWW-T-1100 | Tank, Clarifier, North, RMF Clarification Facility | FCL-WWW-CLAR | Tank | Tank |  | T | http://www.toronto.ca/TWONTO#clarifier |  | Clarification
64758 | FCL-SES-CYL-0006 | Air Cylinder Carbon Fiber | FCL-SES-SQ-0008 | PPE,SCBA | Tank |  | CYL | gas_cylinder |  | Eyewash Station/Shower, Low Lift PS Building, Alum Delivery Door,Raw Water Pump Room Basement beside Phosphoric acid Skids
64759 | FCL-SES-CYL-0007 | Air Cylinder Carbon Fiber | FCL-SES-SQ-0008 | PPE,SCBA | Tank |  | CYL | gas_cylinder |  | Eyewash Station/Shower, Low Lift PS Building, Alum Delivery Door,Raw Water Pump Room Basement beside Phosphoric acid Skids
15759 | FHA-ALM-T-0101 | Tank, Alum Storage #1, Service Building | FHA-ALM | Tank | Tank |  | T | http://www.toronto.ca/TWONTO#chemical_storage_tank |  | Alum
15898 | FHA-AM-T-0101 | Tank, Aqua Ammonia, RMF Ammonia Storage Room North Tank | FHA-AM | Tank | Tank |  | T | http://www.toronto.ca/TWONTO#chemical_storage_tank |  | Ammoniation
15899 | FHA-AM-T-0201 | Tank, Aqua Ammonia, RMF Ammonia Storage Room South Tank | FHA-AM | Tank | Tank |  | T | http://www.toronto.ca/TWONTO#chemical_storage_tank |  | Ammoniation
15901 | FHA-AM-T-0201SU | Tank, Aqua Ammomia #2 Storage Cap. 27,362 L | FHA-AM-T-0201-KQ | Tank | Tank | 33490 | T | http://www.toronto.ca/TWONTO#chemical_storage_tank |  | Tank Location, Ammonia Storage Room
15902 | FHA-AM-T-0201SU | Tank, Aqua Ammomia #2 Storage Cap. 27,362 L | FHA-SUSPENDED | Tank | Tank | 33490 | T | http://www.toronto.ca/TWONTO#chemical_storage_tank |  | Suspended Obsolete entity for storage purpose
15903 | FHA-AM-T-0301 | Tank, Aqua Ammomia #3 Storage Cap. 8500 L | FHA-AM-T-0301-KQ | Tank | Tank | 33294 | T | http://www.toronto.ca/TWONTO#chemical_storage_tank |  | Tank Location, Ammonia Storage Room
15995 | FHA-AUX-T-0101 | Tank, Air Receiver Compressed Air #1, Service Bldg. Alum Room | FHA-AUX-T-0101-KQ | Tank | Tank |  | T | http://www.toronto.ca/TWONTO#pressure_vessel |  | Compressed Air Tank 1
15998 | FHA-AUX-T-0102 | Tank, Air Receiver Compressed Air #2, Service Bldg. Alum Room | FHA-AUX-SA | Tank | Tank |  | T | http://www.toronto.ca/TWONTO#pressure_vessel |  | Plant Air/Instrument Air/Vacuum System
16000 | FHA-AUX-T-0103 | Tank, Air Receiver Compressed Air #3, Service Bldg. Alum Room | FHA-AUX-SA | Tank | Tank |  | T | http://www.toronto.ca/TWONTO#pressure_vessel |  | Plant Air/Instrument Air/Vacuum System
16002 | FHA-AUX-T-0104 | Tank, Air Receiver Compressed Air #4, Service Bldg. Alum Room | FHA-AUX-SA | Tank | Tank |  | T | http://www.toronto.ca/TWONTO#pressure_vessel |  | Plant Air/Instrument Air/Vacuum System
16003 | FHA-AUX-T-0104 | Tank, Air Receiver Compressed Air #4, Service Bldg. Alum Room | FHA-AUX-T-0104-KQ | Tank | Tank |  | T | http://www.toronto.ca/TWONTO#pressure_vessel |  | Compressed Air Tank 4
64760 | FCL-SES-CYL-0008 | Air Cylinder Carbon Fiber | FCL-SES-SQ-0008 | PPE,SCBA | Tank |  | CYL | gas_cylinder |  | Eyewash Station/Shower, Low Lift PS Building, Alum Delivery Door,Raw Water Pump Room Basement beside Phosphoric acid Skids
16099 | FHA-CCS-T-0201 | Tank, Phosphoric Acid Storage Tank T-0201, RMF Phosphoric Acid Storage Room | FHA-CCS | Tank | Tank |  | T | http://www.toronto.ca/TWONTO#chemical_storage_tank |  | Corrosion Control
16194 | FHA-CLA-T-0101 | Tank, Expansion, Chlorine Gas to Pre-Chlorine EV-0101, Filter Building, Cl2/SO2 Storage Room | FHA-CLA-CHL-0101 | Tank | Tank |  | T | expansion_tank |  | Chlorinator, Solution Feed Gas Dispenser Vacuum Operated, Filtration Bldg., Chlorine Feed Room
16195 | FHA-CLA-T-0201 | Tank, Expansion, Chlorine Gas to Pre-Chlorine EV-0201, Filter Building, Cl2/SO2 Storage Room | FHA-CLA-CHL-0201 | Tank | Tank |  | T | expansion_tank |  | Chlorinator, Solution Feed Gas Dispenser, Vacuum Operated, Filtration Bldg., Chlorine Feed Room
16196 | FHA-CLA-T-0201 | Tank, Expansion, Chlorine Gas to Pre-Chlorine EV-0201, Filter Building, Cl2/SO2 Storage Room | FHA-CLA-CHL-0201-KQ | Tank | Tank |  | T | expansion_tank |  | Chlorination Location,Train #2
16197 | FHA-CLA-T-0301 | Tank, Expansion, Chlorine Gas to Pre-Chlorine EV-0301, Filter Building, Cl2/SO2 Storage Room | FHA-CLA-CHL-0301 | Tank | Tank |  | T | expansion_tank |  | Chlorinator, Solution Feed Gas Dispenser, Vacuum Operated, Filtration Bldg., Chlorine Feed Room
16198 | FHA-CLA-T-0301 | Tank, Expansion, Chlorine Gas to Pre-Chlorine EV-0301, Filter Building, Cl2/SO2 Storage Room | FHA-CLA-CHL-0301-KQ | Tank | Tank |  | T | expansion_tank |  | Chlorination Location,Train #3
16284 | FHA-CLB-T-0101 | Tank, Expansion, Chlorine Gas to Post-Chlorine EV-0101, Filter Building, Cl2/SO2 Storage Room | FHA-CLB-CHL-0101-KQ | Tank | Tank |  | T | expansion_tank |  | Post Chlorination Location,Train #1
16420 | FHA-DCL-T-0101 | Tank, Expansion, Evaporator EV-0101, Filter Building, Cl2/SO2 Feeder Room | FHA-DCL | Tank | Tank | 39215 | T | expansion_tank |  | De-Chorination
16421 | FHA-DCL-T-0301 | Tank, Expansion, Evaporator EV-0301, Filter Building, Cl2/SO2 Feeder Room | FHA-DCL | Tank | Tank | 39216 | T | expansion_tank |  | De-Chorination
64761 | FCL-SES-CYL-0010 | Air Cylinder Carbon Fiber | FCL-SES-SQ-0008 | PPE,SCBA | Tank |  | CYL | gas_cylinder |  | Eyewash Station/Shower, Low Lift PS Building, Alum Delivery Door,Raw Water Pump Room Basement beside Phosphoric acid Skids
16997 | FHA-FL-T-0201 | Tank, Hydrofluosilicic Acid,, RMF Fluoride Storage Room South Tank | FHA-FL | Tank | Tank |  | T | http://www.toronto.ca/TWONTO#chemical_storage_tank |  | Fluoridation
16998 | FHA-FL-T-0301 | Tank 3, Flouride Storage - CAP: 27276 L - Steel Welded Tank - | FHA-FL | Tank | Tank | 33481 | T | http://www.toronto.ca/TWONTO#chemical_storage_tank |  | Fluoridation
16999 | FHA-FL-T-0401 | Tank 4, Flouride Storage - CAP: 27276 L - Steel Welded Tank - | FHA-SUSPENDED | Tank | Tank | 33475 | T | http://www.toronto.ca/TWONTO#chemical_storage_tank |  | Suspended Obsolete entity for storage purpose
17798 | FHA-SBS-T-0101 | Tank 1, Liquid SBS | FHA-SBS | Tank | Tank |  | T | http://www.toronto.ca/TWONTO#chemical_storage_tank |  | SBS System
17799 | FHA-SBS-T-0201 | Tank 2, Liquid SBS | FHA-SBS | Tank | Tank |  | T | http://www.toronto.ca/TWONTO#chemical_storage_tank |  | SBS System
17800 | FHA-SBS-T-0301 | Tank 3, Liquid SBS | FHA-SBS | Tank | Tank | 38786 | T | http://www.toronto.ca/TWONTO#chemical_storage_tank |  | SBS System
64762 | FCL-SES-CYL-0011 | Air Cylinder Carbon Fiber | FCL-SES-SQ-0008 | PPE,SCBA | Tank |  | CYL | gas_cylinder |  | Eyewash Station/Shower, Low Lift PS Building, Alum Delivery Door,Raw Water Pump Room Basement beside Phosphoric acid Skids
17827 | FHA-SED-T-0101 | Tank, Underground Settling and Flocculation Basin #1 | FHA-SED | Tank,Non-Pressurized | Tank |  | T | http://www.toronto.ca/TWONTO#flocculation_tank |  | Sedimentation
64763 | FCL-SES-CYL-0013 | Air Cylinder Carbon Fiber | FCL-SES | PPE,SCBA | Tank |  | CYL | gas_cylinder |  | Safety and Environmental Services
64764 | FCL-SES-CYL-0014 | Air Cylinder Carbon Fiber | FCL-SES | PPE,SCBA | Tank |  | CYL | gas_cylinder |  | Safety and Environmental Services
64765 | FCL-SES-CYL-0015 | Air Cylinder Carbon Fiber | FCL-SES | PPE,SCBA | Tank |  | CYL | gas_cylinder |  | Safety and Environmental Services
64766 | FCL-SES-CYL-0016 | Air Cylinder Carbon Fiber | FCL-SES | PPE,SCBA | Tank |  | CYL | gas_cylinder |  | Safety and Environmental Services
64767 | FCL-SES-CYL-0016 | Air Cylinder Carbon Fiber | FCL-SES-SQ-0008 | PPE,SCBA | Tank |  | CYL | gas_cylinder |  | Eyewash Station/Shower, Low Lift PS Building, Alum Delivery Door,Raw Water Pump Room Basement beside Phosphoric acid Skids
19291 | FHA-WWW-T-0701 | Tank, SBS Storage, RMF, SBS Storage Room | FHA-WWW-P-0711 | Tank | Tank |  | T | http://www.toronto.ca/TWONTO#chemical_storage_tank |  | Pump, SBS Feed, RMF, SBS Storage Room
19292 | FHA-WWW-T-0702 | Tank, SBS Storage, RMF, SBS Storage Room | FHA-SBS | Tank | Tank |  | T | http://www.toronto.ca/TWONTO#chemical_storage_tank |  | SBS System
19293 | FHA-WWW-T-0702 | Tank, SBS Storage, RMF, SBS Storage Room | FHA-WWW-P-0712 | Tank | Tank |  | T | http://www.toronto.ca/TWONTO#chemical_storage_tank |  | Pump, SBS Feed, RMF, SBS Storage Room
64768 | FCL-SES-CYL-0017 | Air Cylinder Carbon Fiber | FCL-SES-SQ-0008 | PPE,SCBA | Tank |  | CYL | gas_cylinder |  | Eyewash Station/Shower, Low Lift PS Building, Alum Delivery Door,Raw Water Pump Room Basement beside Phosphoric acid Skids
44030 | TAB-DEW-SB-3967 | Canister, Carbon, Equalization Tank Odour Control Train 3 | TAB-DEW EQUAL OCS | Tank,Non-Pressurized | Tank |  | SB | media_based_filter |  | Equalization Tank Odour Control System
43534 | TAB-DEW-F-4122 | Canister, Sludge Holding Tank#1 Odour Control East | TAB-DEW-T-4100 | Tank | Tank |  | F | media_based_filter |  | Tank, Sludge Holding #1
43535 | TAB-DEW-F-4322 | Canister, Sludge Holding Tank#3 Odour Control East | TAB-DEW-T-4300 | Tank | Tank |  | F | media_based_filter |  | Tank, Sludge Holding #3
64099 | THC-PRM-CH-5150 | Chamber, Plant Water, Tank 1100 & 1200, Primary Clarifier | THC-PRM-T-1100 | Tank,Water Elevated | Tank |  | CH | http://www.toronto.ca/TWONTO#equipment_or_access_chamber |  | Tank, Primary Clarifier
64098 | THC-PRM-CH-5120 | Chamber, Primary Plant Water, Tank 0900 & 1000, Primary Clarifier | THC-PRM-T-0900 | Tank,Water Elevated | Tank |  | CH | http://www.toronto.ca/TWONTO#equipment_or_access_chamber |  | Tank, Primary Clarifier
38611 | SU2028A | Cushion, Surge | TAB-PWA | Vessel,Pressure,Surge | Tank |  |  | http://www.toronto.ca/TWONTO#pumping_surge_suppression_tank |  | Plant Water
82138 | FHA-SES-SCBA-0021 | Cylinder for Air Pack Ser # OJ 113489 Suspend | FHA-SES-SCBA-CYLINDER | PPE,SCBA | Tank | 38742 | SCBA | gas_cylinder |  | Breathing Air Tanks (SCBA cylinders)
18553 | FHA-SES-SCBA-0020 | Cylinder for Air Pack Ser # OJ 113642 Suspend | FHA-SES-SCBA-CYLINDER | PPE,SCBA | Tank | 38741 | SCBA | gas_cylinder |  | Breathing Air Tanks (SCBA cylinders)
82137 | FHA-SES-SCBA-0019 | Cylinder for Air Pack Ser #. OJ 113726 Suspend | FHA-SES-SCBA-CYLINDER | PPE,SCBA | Tank | 38740 | SCBA | gas_cylinder |  | Breathing Air Tanks (SCBA cylinders)
147453 | WU2012A | Cylinder, Exp Tank Nitrogen, 814A | TAB-SLD-P | Container | Tank |  |  | gas_cylinder |  | Pelletizer Bldg. - Thermal Oil Heating System, Pumps, Strainer & Expanasion Tanks
147454 | WU2013A | Cylinder, Exp Tank Nitrogen, 814B | TAB-SLD-P | Container | Tank |  |  | gas_cylinder |  | Pelletizer Bldg. - Thermal Oil Heating System, Pumps, Strainer & Expanasion Tanks
50979 | TAB-PRM-T-2700 | D Building - Hopper, Scum | TAB-PRM-T | Tank | Tank |  | T | http://www.toronto.ca/TWONTO#storage_tank |  | D Building - Scum, Sludge Hoppers & Primary Tanks 10-12
50977 | TAB-PRM-T-1100 | D Building - Primary Tank 11 | TAB-PRM-T | Tank | Tank |  | T | http://www.toronto.ca/TWONTO#clarifier |  | D Building - Scum, Sludge Hoppers & Primary Tanks 10-12
147452 | WU2010A | Deaerator, 408A | TAB-SLD-P | Valve,Pressure Relief | Tank |  |  | http://www.toronto.ca/TWONTO#pressure_vessel |  | Pelletizer Bldg. - Thermal Oil Heating System, Pumps, Strainer & Expanasion Tanks
89769 | WU2011A | Deaerator, 408B | TAB-SLD-P | Valve,Pressure Relief | Tank |  |  | http://www.toronto.ca/TWONTO#pressure_vessel |  | Pelletizer Bldg. - Thermal Oil Heating System, Pumps, Strainer & Expanasion Tanks
20382 | FHO-ALM-T-0101 | Tank, Alum/Ferric Storage 1, Alum System, S4 Chemical Building | FHO-ALM | Tank,Reservoir | Tank |  | T | http://www.toronto.ca/TWONTO#chemical_storage_tank |  | Alum System
20385 | FHO-ALM-T-0201 | Tank, Alum/Ferric Storage 2, Alum System, S4 Chemical Building | FHO-ALM | Tank,Reservoir | Tank |  | T | http://www.toronto.ca/TWONTO#chemical_storage_tank |  | Alum System
20544 | COL-PMM-T-0001 | Tank, Domestic Hot Water | COL-PMM | Tank,Domestic Hot Water | Tank |  | T | http://www.toronto.ca/TWONTO#tanked_hot_water_heater |  | Mimico Pumping Station
20545 | COL-PMM-T-0001 | Tank, Domestic Hot Water | COL-PMM-MISC | Tank,Domestic Hot Water | Tank |  | T | http://www.toronto.ca/TWONTO#tanked_hot_water_heater |  | Miscellaneous Equipment
20546 | COL-PMM-T-0002 | Tank, Diesel Fuel | COL-PMM | Tank | Tank | 36001 | T | http://www.toronto.ca/TWONTO#fuel_oil_tank |  | Mimico Pumping Station
20547 | COL-PMM-T-0002 | Tank, Diesel Fuel | COL-PMM-MISC | Tank | Tank | 36001 | T | http://www.toronto.ca/TWONTO#fuel_oil_tank |  | Miscellaneous Equipment
20548 | COL-PMM-T-0003 | Tank, Diesel Fuel | COL-PMM-MISC | Tank | Tank | 36002 | T | http://www.toronto.ca/TWONTO#fuel_oil_tank |  | Miscellaneous Equipment
20680 | FHO-AM-T-0101 | Tank, Aqua Ammonia, Ammonia System, S4 Ammonia Storage Room | FHO-AM | Tank,Reservoir | Tank |  | T | http://www.toronto.ca/TWONTO#chemical_storage_tank |  | Ammoniation
20976 | FHO-CL-T-0101-SU | Tank, Caustic Soda Storage | FHO-SM-SB-0001-KQ | Tank,Reservoir | Tank | 32923 | T | http://www.toronto.ca/TWONTO#chemical_storage_tank |  | Scrubber
20977 | FHO-CL-T-0201-SU | Tank, Caustic Soda Storage | FHO-OBSOLETE | Tank,Reservoir | Tank | 32924 | T | http://www.toronto.ca/TWONTO#chemical_storage_tank |  | Removed From Service
20978 | FHO-CL-T-0201-SU | Tank, Caustic Soda Storage | FHO-SM-SB-0100 | Tank,Reservoir | Tank | 32924 | T | http://www.toronto.ca/TWONTO#chemical_storage_tank |  | Scrubber, Chlorine and SO2, Outdoor, East of Chemical Building
21022 | FHO-CLA-T-0201 | Tank, Expansion, Pre Chlorination Train 2, Chlorination System, S2 Chem. Storage Rm | FHO-CLA-CHL-0201-KQ | Vessel,Pressure | Tank |  | T | expansion_tank |  | Pre Chlorination Train 2
21158 | FHO-CLB-T-0101 | Tank, Expansion, Post Chlorination Train 1, Chlorination System, S2 Chlorine Storage Room | FHO-CLB-CHL-0101 | Vessel,Pressure | Tank |  | T | expansion_tank |  | Chlorinator, Post Chlorination Train 1 West, Chemical Building, L1, Evaporator Room
21159 | FHO-CLB-T-0101 | Tank, Expansion, Post Chlorination Train 1, Chlorination System, S2 Chlorine Storage Room | FHO-CLB-CHL-0101-KQ | Vessel,Pressure | Tank |  | T | expansion_tank |  | Post ChlorinationTrain 1
21160 | FHO-CLB-T-0201 | Tank, Expansion, Post Chlorination Train 2, Chlorination System, S2 Chlorine Storage Room | FHO-CLB-CHL-0201 | Vessel,Pressure | Tank |  | T | expansion_tank |  | Chlorinator, Post Chlorination Train 2 West, Chemical Building, L1, Evaporator Room
21161 | FHO-CLB-T-0201 | Tank, Expansion, Post Chlorination Train 2, Chlorination System, S2 Chlorine Storage Room | FHO-CLB-CHL-0201-KQ | Vessel,Pressure | Tank |  | T | expansion_tank |  | Post Chlorination Train 2
21162 | FHO-CLB-T-0301 | Tank, Expansion, Post Chlorination Train 3, Chlorination System, S2 Chlorine Storage Room | FHO-CLB-CHL-0301 | Vessel,Pressure | Tank |  | T | expansion_tank |  | Chlorinator, Post Chlorination East Train 3, Chemical Building, L1, Evaporator Room
21270 | FHO-CLC-T-0101 | Tank, Expansion, Trim Chlorination Train 1, Chlorination System, S2 Chemical Storage Room | FHO-CLC-CHL-0101 | Vessel,Pressure | Tank |  | T | expansion_tank |  | Chlorinator, Trim Chlorination Train 1, Chemical Building, L1, Machine Room
21351 | FHO-DCL-T-0001 | Tank, Expansion, Dechlorination Train 3, SO2 System, S2 Chemical Storage Room | FHO-DCL | Vessel,Pressure | Tank |  | T | expansion_tank |  | De-Chlorination
21352 | FHO-DCL-T-0001 | Tank, Expansion, Dechlorination Train 3, SO2 System, S2 Chemical Storage Room | FHO-DCL-SO-0301-KQ | Vessel,Pressure | Tank |  | T | expansion_tank |  | Dechlorination Train 3
21353 | FHO-DCL-T-0201 | Tank, Expansion, Dechlorination Train 2, SO2 System, S2 Chemical Storage Room | FHO-DCL-SO-0201 | Vessel,Pressure | Tank |  | T | expansion_tank |  | Sulphonator, Dechlorination Train 2, Chemical Building, Main Floor, Machine Room
21354 | FHO-DCL-T-0201 | Tank, Expansion, Dechlorination Train 2, SO2 System, S2 Chemical Storage Room | FHO-DCL-SO-0201-KQ | Vessel,Pressure | Tank |  | T | expansion_tank |  | Dechlorination Train 2
11979 | FCL-DEW-T-0101-SUS | Dewatering, Dry Pit RW | FCL-DEW | Tank,Non-Pressurized | Tank | 36467 | T | http://www.toronto.ca/TWONTO#storage_tank |  | Dewatering
11980 | FCL-DEW-T-0101-SUS | Dewatering, Dry Pit RW | FCL-SUSPENDED | Tank,Non-Pressurized | Tank | 36467 | T | http://www.toronto.ca/TWONTO#storage_tank |  | Suspended entity
51944 | FCL-DEW-T-0101-SUS | Dewatering, Dry Pit RW | FCL-DEW-RW | Tank,Non-Pressurized | Tank | 36467 | T | http://www.toronto.ca/TWONTO#storage_tank |  | Raw water Area Dewatering
45493 | TAB-DIG-T-13-16 | Digester Tanks 13-16 | TAB-DIG |  | Tank |  | T | http://www.toronto.ca/TWONTO#collection_of_assets |  | Digestion
45491 | TAB-DIG-T-09-12 | Digester Tanks 9-12 | TAB-DIG |  | Tank |  | T | http://www.toronto.ca/TWONTO#collection_of_assets |  | Digestion
111115 | TAB-DIG-STRC-T9-12 | Digester Tanks 9-12 - Structure, Drains, Electrical Service(110/220V), Lighting, Plumbing, Grounds | TAB-DIG-T-09-12 |  | Tank |  |  | http://www.toronto.ca/TWONTO#drain |  | Digester Tanks 9-12
80936 | TNT-DIG-PD-0200 | Digester, Primary, Vessel | TNT-DIG-PD | Vessel,Pressure | Tank |  | PD | http://www.toronto.ca/TWONTO#digester_tank |  | Primary Digester Tanks,Drainage Tanks
80937 | TNT-DIG-PD-0300 | Digester, Primary, Vessel | TNT-DIG-PD | Vessel,Pressure | Tank |  | PD | http://www.toronto.ca/TWONTO#digester_tank |  | Primary Digester Tanks,Drainage Tanks
80938 | TNT-DIG-PD-0500 | Digester, Primary, Vessel | TNT-DIG-PD | Vessel,Pressure | Tank |  | PD | http://www.toronto.ca/TWONTO#digester_tank |  | Primary Digester Tanks,Drainage Tanks
80939 | TNT-DIG-PD-0700 | Digester, Primary, Vessel | TNT-DIG-PD | Vessel,Pressure | Tank |  | PD | http://www.toronto.ca/TWONTO#digester_tank |  | Primary Digester Tanks,Drainage Tanks
45481 | TAB-DIG-T-0100 | Digestion Tank 01 | TAB-DIG-T-01-04 | Tank,Reservoir | Tank |  | T | http://www.toronto.ca/TWONTO#digester_tank |  | Digester Tanks 1-4
45484 | TAB-DIG-T-0200 | Digestion Tank 02 | TAB-DIG-T-01-04 | Tank,Reservoir | Tank |  | T | http://www.toronto.ca/TWONTO#digester_tank |  | Digester Tanks 1-4
45487 | TAB-DIG-T-0500 | Digestion Tank 05 | TAB-DIG-T-05-08 | Tank,Reservoir | Tank |  | T | http://www.toronto.ca/TWONTO#digester_tank |  | Digester Tanks 5-8
45489 | TAB-DIG-T-0700 | Digestion Tank 07 | TAB-DIG-T-05-08 | Tank,Reservoir | Tank |  | T | http://www.toronto.ca/TWONTO#digester_tank |  | Digester Tanks 5-8
45490 | TAB-DIG-T-0800 | Digestion Tank 08 | TAB-DIG-T-05-08 | Tank,Reservoir | Tank |  | T | http://www.toronto.ca/TWONTO#digester_tank |  | Digester Tanks 5-8
21646 | FHO-DOZ-T-2200 | Tank, Ozone Contact, Ozone Building, S1 &S2, Miidle/E | FHO-DOZ-CONT | Tank | Tank |  | T | http://www.toronto.ca/TWONTO#chemical_contact_tank |  | FHO OZONE CONTACT
21647 | FHO-DOZ-T-2300 | Tank, Ozone Contact, Ozone Building, S1 &S2, N/E | FHO-DOZ-CONT | Tank | Tank |  | T | http://www.toronto.ca/TWONTO#chemical_contact_tank |  | FHO OZONE CONTACT
21648 | FHO-DOZ-T-3100-SUS | ? tank, ? function in ? process, ? Location | FHO-SUSPENDED |  | Tank | 37818 | T | ? |  | Suspended Entity List
21649 | FHO-DOZ-T-3200-SUS | ? tank, ? function in ? process, ? Location | FHO-DOZ-SAMP |  | Tank | 37819 | T | ? |  | Ozone Contact Tank Sampling
21650 | FHO-DOZ-T-3200-SUS | ? tank, ? function in ? process, ? Location | FHO-SUSPENDED |  | Tank | 37819 | T | ? |  | Suspended Entity List
21651 | FHO-DOZ-T-3300-SUS | ? tank, ? function in ? process, ? Location | FHO-DOZ-SAMP |  | Tank | 37820 | T | ? |  | Ozone Contact Tank Sampling
21652 | FHO-DOZ-T-3300-SUS | ? tank, ? function in ? process, ? Location | FHO-SUSPENDED |  | Tank | 37820 | T | ? |  | Suspended Entity List
22903 | FHO-EPG-T-0001 | Tank, Diesel Storage, Underground, Near Outdoor Substation | FHO-ELS-PS-0003 | Tank,Non-Pressurized | Tank |  | T | http://www.toronto.ca/TWONTO#underground_fuel_oil_tank_temp |  | Emergency Power, Diesel & UPS
23547 | COL-PNT-T-0001 | Tank, Diesel Fuel | COL-PNT | Tank,Domestic Hot Water | Tank |  | T | http://www.toronto.ca/TWONTO#fuel_oil_tank |  | New Toronto Pumping Station
23548 | COL-PNT-T-0001 | Tank, Diesel Fuel | COL-PNT-MISC | Tank,Domestic Hot Water | Tank |  | T | http://www.toronto.ca/TWONTO#fuel_oil_tank |  | Miscellaneous Equipment
23549 | COL-PNT-T-0002 | Tank, Domestic Hot Water | COL-PNT | Tank | Tank |  | T | http://www.toronto.ca/TWONTO#tanked_hot_water_heater |  | New Toronto Pumping Station
23632 | FHO-FLT-F-0101 | Filter Bed # 1 | FHO-FLT | Tank,Reservoir | Tank |  | F | http://www.toronto.ca/TWONTO#filtration_tank |  | Filtration
23633 | FHO-FLT-F-0301 | Filter Bed # 3 | FHO-FLT | Tank,Reservoir | Tank |  | F | http://www.toronto.ca/TWONTO#filtration_tank |  | Filtration
23634 | FHO-FLT-F-0301 | Filter Bed # 3 | FHO-FLT-T-0301-KQ | Tank,Reservoir | Tank |  | F | http://www.toronto.ca/TWONTO#filtration_tank |  | Filter 3
23635 | FHO-FLT-F-0401 | Filter Bed # 4 | FHO-FLT | Tank,Reservoir | Tank |  | F | http://www.toronto.ca/TWONTO#filtration_tank |  | Filtration
23636 | FHO-FLT-F-0401 | Filter Bed # 4 | FHO-FLT-T-0401-KQ | Tank,Reservoir | Tank |  | F | http://www.toronto.ca/TWONTO#filtration_tank |  | Filter 4
23637 | FHO-FLT-F-0501 | Filter Bed # 5 | FHO-FLT | Tank,Reservoir | Tank |  | F | http://www.toronto.ca/TWONTO#filtration_tank |  | Filtration
23638 | FHO-FLT-F-0601 | Filter Bed # 6 | FHO-FLT-T-0601-KQ | Tank,Reservoir | Tank |  | F | http://www.toronto.ca/TWONTO#filtration_tank |  | Filter 6
23639 | FHO-FLT-F-0701 | Filter Bed # 7 | FHO-FLT | Tank,Reservoir | Tank |  | F | http://www.toronto.ca/TWONTO#filtration_tank |  | Filtration
23657 | COL-POM-T-0001 | Tank, Fuel | COL-POM-MISC | Tank | Tank |  | T | http://www.toronto.ca/TWONTO#fuel_oil_tank |  | Miscellaneous Equipment
23700 | FHO-FLT-F-0801 | Filter Bed # 8 | FHO-FLT | Tank,Reservoir | Tank |  | F | http://www.toronto.ca/TWONTO#filtration_tank |  | Filtration
23701 | FHO-FLT-F-1001 | Filter Bed # 10 | FHO-FLT | Tank,Reservoir | Tank |  | F | http://www.toronto.ca/TWONTO#filtration_tank |  | Filtration
23702 | FHO-FLT-F-1301 | Filter Bed # 13 | FHO-FLT | Tank,Reservoir | Tank |  | F | http://www.toronto.ca/TWONTO#filtration_tank |  | Filtration
45494 | TAB-DIG-T-1300 | Digestion Tank 13 | TAB-DIG-T-13-16 | Tank,Reservoir | Tank |  | T | http://www.toronto.ca/TWONTO#digester_tank |  | Digester Tanks 13-16
45495 | TAB-DIG-T-1500 | Digestion Tank 15 | TAB-DIG-T-13-16 | Tank,Reservoir | Tank |  | T | http://www.toronto.ca/TWONTO#digester_tank |  | Digester Tanks 13-16
45496 | TAB-DIG-T-2200 | Digestion Tank 22 | TAB-DIG-T-19-22 | Tank,Reservoir | Tank |  | T | http://www.toronto.ca/TWONTO#digester_tank |  | Digester Tanks 19-22
61744 | THC-FT-T-7720 | Distribution Chamber, Mixed Liquor, Tank 0900-1200, Secondary Clarification | THC-FT-PHASE I-IV | Tank | Tank |  | T | http://www.toronto.ca/TWONTO#storage_tank |  | Secondary Clarifiers, Phase I-IV
24390 | FHO-MCS-T-1501 | Tank, Hot Water, Ozone Building, L1, Janitor Room, S/W | FHO-MCS-PWA |  | Tank |  | T | http://www.toronto.ca/TWONTO#tanked_hot_water_heater |  | Service Water & Backflow Prevention
24391 | FHO-MCS-T-1502 | Tank, Hot Water, Ozone Building, L1, Hallway No.4, East | FHO-MCS-PWA |  | Tank |  | T | http://www.toronto.ca/TWONTO#tanked_hot_water_heater |  | Service Water & Backflow Prevention
24392 | FHO-MCS-T-1601 | Tank, Hot Water, Standby Building, S2, Janitor Room | FHO-MCS-PWA |  | Tank |  | T | http://www.toronto.ca/TWONTO#tanked_hot_water_heater |  | Service Water & Backflow Prevention
24393 | FHO-MCS-T-1701 | Tank, Hot Water, Chemical Building, S4, SBS Room | FHO-MCS-PWA |  | Tank |  | T | http://www.toronto.ca/TWONTO#tanked_hot_water_heater |  | Service Water & Backflow Prevention
24780 | FHO-PCL-T-0101 | Tank, PACL Storage, S4, Chemical Building | FHO-PCL | Tank,Reservoir | Tank |  | T | http://www.toronto.ca/TWONTO#chemical_storage_tank |  | PACL System
24783 | FHO-PCL-T-0201 | Tank, PACL Storage, S4, Chemical Building | FHO-PCL | Tank,Reservoir | Tank |  | T | http://www.toronto.ca/TWONTO#chemical_storage_tank |  | PACL System
24784 | FHO-PCL-T-0201 | Tank, PACL Storage, S4, Chemical Building | FHO-PCL-T-0201-KQ | Tank,Reservoir | Tank |  | T | http://www.toronto.ca/TWONTO#chemical_storage_tank |  | PACL Storage Tank 2
61745 | THC-FT-T-7730 | Distribution Chamber, Mixed Liquor, Tank 1300-1600, Secondary Clarification | THC-FT-PHASE I-IV | Tank | Tank |  | T | http://www.toronto.ca/TWONTO#storage_tank |  | Secondary Clarifiers, Phase I-IV
24999 | FHO-POL-T-0101 | Tank, Polymer Storage, S4 Chemical Building, Polymer Storage Area | FHO-POL | Tank,Reservoir | Tank |  | T | http://www.toronto.ca/TWONTO#chemical_storage_tank |  | Polymer System
25000 | FHO-POL-T-0102 | Tank, Polymer Storage (FHO TK PO 01 SO) | FHO-POL | Tank,Reservoir | Tank |  | T | http://www.toronto.ca/TWONTO#chemical_storage_tank |  | Polymer System
25001 | FHO-POL-T-0201 | Tank, Polymer Storage, S4 Chemical Building, Polymer Storage Area | FHO-POL | Tank,Reservoir | Tank |  | T | http://www.toronto.ca/TWONTO#chemical_storage_tank |  | Polymer System
25002 | FHO-POL-T-0201 | Tank, Polymer Storage, S4 Chemical Building, Polymer Storage Area | FHO-POL-T-0201-KQ | Tank,Reservoir | Tank |  | T | http://www.toronto.ca/TWONTO#chemical_storage_tank |  | Polymer Solution Storage Tank 2
25003 | FHO-POL-T-0202 | Tank, Polymer Storage (FHO TK PO 02 SO) | FHO-POL | Tank,Reservoir | Tank |  | T | http://www.toronto.ca/TWONTO#chemical_storage_tank |  | Polymer System
25062 | FHO-POL-T-0901 | Tank, WW Polymer, Waste Water System, Clarifier Building Basement | FHO-WWW-P-0901-KQ | Tank,Reservoir | Tank |  | T | http://www.toronto.ca/TWONTO#chemical_storage_tank |  | WW Polymer Pump System
25166 | FHO-PWA-T-0211 | Tank, Water Heater, Storage, Electric, 600V, Chemical Building, S4, Fluoride Storage Room | FHO-MCS-PWA | Tank,Domestic Hot Water | Tank |  | T | http://www.toronto.ca/TWONTO#tanked_hot_water_heater |  | Service Water & Backflow Prevention
25483 | FHO-SA-T-0201 | Tank, Receiver, Compressed Air, Service Air System, TRW Building, S3, Compressor Room | FHO-SA-C-0201-KQ | Vessel,Pressure | Tank |  | T | http://www.toronto.ca/TWONTO#pressure_vessel |  | Air Compressor 2
25484 | FHO-SA-T-0301-SU | Receiver, Plant Compressed Air | FHO-OBSOLETE | Vessel,Pressure | Tank | 32168 | T | http://www.toronto.ca/TWONTO#pressure_vessel |  | Removed From Service
25573 | FHO-SBS-T-0101 | Tank, Sodium Bishulphite, S4 Level, SBS Room, N/W | FHO-SBS | Tank | Tank |  | T | http://www.toronto.ca/TWONTO#chemical_storage_tank |  | Ozone Quenching
25574 | FHO-SBS-T-0201 | Tank, Sodium Bishulphite, S4 Level, SBS Room, N/E | FHO-SBS | Tank | Tank |  | T | http://www.toronto.ca/TWONTO#chemical_storage_tank |  | Ozone Quenching
62518 | THC-MCS-DRN-0200 | Drainage System, Workshop, WA2 Workshop | THC-GRK-STRC-0200 |  | Tank |  | DRN | http://www.toronto.ca/TWONTO#drain |  | Workshop, WA2, Building X
53120 | TAB-SA-D-3401 | Dryer, Package, Polymer Building, Basement | TAB-AUX-C | Drier | Tank |  | D | http://www.toronto.ca/TWONTO#dryer |  | Auxiliary Building - Compressed Service Air Equipment
53121 | TAB-SA-D-3402 | Dryer, Package, Polymer Building, Basement | TAB-AUX-C | Drier | Tank |  | D | http://www.toronto.ca/TWONTO#dryer |  | Auxiliary Building - Compressed Service Air Equipment
53118 | TAB-SA-D-0800 | Dryer, Chemical, Package, Auxiliary Systems Building, Main Floor | TAB-SA-F-0801 | Drier | Tank |  | D | http://www.toronto.ca/TWONTO#dryer |  | Pre-Filter, Package, Auxiliary Systems Building, Main Floor
53119 | TAB-SA-D-2600 | Dryer, Chemical, Package, Boiler Building, Basement | TAB-AUX-C | Drier | Tank |  | D | http://www.toronto.ca/TWONTO#dryer |  | Auxiliary Building - Compressed Service Air Equipment
81553 | TNT-PRM-T-0600 | DryWell, Primary Sludge | TNT-PRM | Tank,Reservoir | Tank |  | T | http://www.toronto.ca/TWONTO#clarifier |  | Primary Treatment
146822 | WTR-REB | East Woodbridge Tank | WTR-WEST-TNK |  | Tank | 35846 |  | http://www.toronto.ca/TWONTO#collection_of_assets |  | Work Area 3 WEST Tanks
26858 | FHO-TRW-T-0103 | Tank, Receiver, Surge Supression System Air Compressor C-0003, Surge Building, S2, Compressor Room | FHO-TRW-C-0003 | Vessel,Pressure | Tank |  | T | http://www.toronto.ca/TWONTO#pressure_vessel |  | Compressor, TW Surge Tanks, Surge Building, S2, Compressor Room
44077 | TAB-DEW-T-3910 | Equalization Tank #1 | TAB-DEW-EQUALIZATION |  | Tank |  | T | http://www.toronto.ca/TWONTO#storage_tank |  | Equalization Tank System
39792 | TAB-ACC-FD-5050 | Feeder, Chemical, Gas Control Building | TAB-ACC-P-5050 | Tank | Tank |  | FD | chemical_dosing_system |  | Pump, Circulating, Glycol, HWCP -3, New Gas Control Building Basement, Mid Section
65632 | THC-PWA-STR-1020 | Filter, Plant Water, Plant Water System | THC-PWA-V-1000 | Filter | Tank |  | STR | http://www.toronto.ca/TWONTO#strainer |  | Valve, Ball, Manual, Isolation, Plant Water, Header, Headworks, Tunnel T12
27283 | FHO-WWW-T-0202 | Tank, Clarifier 0202, Waste Water System, Clarifier Building, East | FHO-WWW | Tank,Reservoir | Tank |  | T | http://www.toronto.ca/TWONTO#clarifier |  | Residue Management / Waste Water System
81341 | TNT-FT-T-0100 | Final Tank # 1 | TNT-FT | Tank,Reservoir | Tank |  | T | http://www.toronto.ca/TWONTO#clarifier |  | Final Tanks 1-5
27578 | COL-PSW-T-0002 | Tank, Diesel Fuel | COL-PSW | Tank | Tank | 36092 | T | http://www.toronto.ca/TWONTO#fuel_oil_tank |  | Swansea Pumping Station
27579 | COL-PSW-T-0002 | Tank, Diesel Fuel | COL-PSW-MISC | Tank | Tank | 36092 | T | http://www.toronto.ca/TWONTO#fuel_oil_tank |  | Miscellaneous Equipment
27974 | FIS-ALM-T-0101-SUS | Tank, Alum/Polymer, Alum System | FIS-SUSPENDED | Tank | Tank | 38125 | T | http://www.toronto.ca/TWONTO#chemical_storage_tank |  | Obsolete Entities/Processes
27975 | FIS-ALM-T-0201-SUS | Tank, Alum/Polymer, Alum System | FIS-SUSPENDED | Tank | Tank | 38126 | T | http://www.toronto.ca/TWONTO#chemical_storage_tank |  | Obsolete Entities/Processes
27976 | FIS-ALM-T-0301-SUS | Tank, Alum/Polymer, Alum System | FIS-ALM | Tank | Tank | 38127 | T | http://www.toronto.ca/TWONTO#chemical_storage_tank |  | Alum System
27977 | FIS-ALM-T-0301-SUS | Tank, Alum/Polymer, Alum System | FIS-SUSPENDED | Tank | Tank | 38127 | T | http://www.toronto.ca/TWONTO#chemical_storage_tank |  | Obsolete Entities/Processes
27978 | FIS-ALM-T-0401-SUS | Tank, Alum/Polymer, Alum System | FIS-SUSPENDED | Tank | Tank | 38128 | T | http://www.toronto.ca/TWONTO#chemical_storage_tank |  | Obsolete Entities/Processes
28036 | FIS-AM-T-0201 | Tank, Ammonia Bulk Storage, Ammonia & Fluoride Building, Storage Room | FIS-AM | Tank,Reservoir | Tank |  | T | http://www.toronto.ca/TWONTO#chemical_storage_tank |  | Ammoniation
28181 | FIS-CCS-T-0101 | Tank, Phosphoric Acid Storage, Workshop Building, Chemical Storage | FIS-CCS | Tank | Tank |  | T | http://www.toronto.ca/TWONTO#chemical_storage_tank |  | Corrosion Control
28345 | FIS-CLB-T-0202 | Tank, Expansion, Cl2 Liquid to Evaporator EV-0201, Gaseous Chemical Building,Storage Room | FIS-CLB-EV-0201 | Vessel,Pressure | Tank |  | T | expansion_tank |  | Evaporator, Post Chlorination Train 2, Gaseous Chemical Building, Storage Room
28427 | FIS-CW-T-0100-SUS | Tank, Domestic Hot Water, Polymer Storage Room | FIS-GRK | Tank,Non-Pressurized | Tank | 38524 | T | http://www.toronto.ca/TWONTO#tanked_hot_water_heater |  | FIS Buildings & Grounds
28428 | FIS-CW-T-0100-SUS | Tank, Domestic Hot Water, Polymer Storage Room | FIS-SUSPENDED | Tank,Non-Pressurized | Tank | 38524 | T | http://www.toronto.ca/TWONTO#tanked_hot_water_heater |  | Obsolete Entities/Processes
28521 | FIS-DCL-T-0201 | Tank, Expansion, SO2 Liquid to Evaporator EV-0101, Gaseous Chemical Building,Storage Room | FIS-DCL-EV-0201 | Chemical Feeder,Gas | Tank |  | T | expansion_tank |  | Evaporator,Sulphur Dioxide Service, Stream #2, Gaseous Chemical Building, Storage Room
28522 | FIS-DCL-T-0201 | Tank, Expansion, SO2 Liquid to Evaporator EV-0101, Gaseous Chemical Building,Storage Room | FIS-DCL-SO-0201 | Chemical Feeder,Gas | Tank |  | T | expansion_tank |  | Sulphonator, Gaseous Chemical Building, Machine Room
140567 | TNT-FT-T-0200 | Final Tank # 2 | TNT-FT | Tank,Reservoir | Tank |  | T | http://www.toronto.ca/TWONTO#clarifier |  | Final Tanks 1-5
28595 | FIS-DEW-T-0005 | Tank, Dewatering Chamber, Filter Building Sub Basement, Main Sump Pit Area | FIS-DEW |  | Tank |  | T | http://www.toronto.ca/TWONTO#storage_tank |  | Dewatering & Drainage
28928 | FIS-ELS-T-2101 | Tank, 2500 L, Generator GEN-02100 Fuel Oil Storage, Workshop Building, Fuel Storage Tank Room | FIS-ELS-GEN-2100 |  | Tank |  | T | http://www.toronto.ca/TWONTO#fuel_oil_tank |  | Generator, Diesel, Emergency, 4160V, 750KW, Workshop Building, Generator Room
28929 | FIS-ELS-T-2201 | Tank, 2500 L, Generator GEN-02200 Fuel Oil Storage, Workshop Building, Fuel Storage Tank Room | FIS-ELS-GEN-2200 |  | Tank |  | T | http://www.toronto.ca/TWONTO#fuel_oil_tank |  | Generator, Diesel, Emergency, 4160V, 750KW, Workshop Building, Generator Room
28930 | FIS-ELS-T-2202 | Tank, 450 L, Generator GEN-2200 Fuel Oil Day Tank, Workshop Building, Generator Room | FIS-ELS-GEN-2200 |  | Tank |  | T | http://www.toronto.ca/TWONTO#fuel_oil_tank |  | Generator, Diesel, Emergency, 4160V, 750KW, Workshop Building, Generator Room
29250 | FIS-FL-T-0301 | Tank, Fluoride Bulk Storage, Ammonia & Fluoride Building, Additional T-0301 Room | FIS-FL | Tank,Reservoir | Tank |  | T | http://www.toronto.ca/TWONTO#chemical_storage_tank |  | Fluoridation
29656 | FIS-MCS-T-0101 | Tank, Domestic Hot Water, Raw Water Pumping Station, South East, Closet | FIS-MCS |  | Tank |  | T | http://www.toronto.ca/TWONTO#tanked_hot_water_heater |  | Mechanical Services
29657 | FIS-MCS-T-3001 | Tank, Domestic Hot Water, RMF Polymer Storage & Feeder Building, Polymer Storage Room | FIS-MCS | Heater | Tank |  | T | http://www.toronto.ca/TWONTO#tanked_hot_water_heater |  | Mechanical Services
29658 | FIS-MCS-T-4001 | Tank, Domestic Hot Water, Marine Yard Building, Mechanical/Electrical Room | FIS-MARINE-BUILDING |  | Tank |  | T | http://www.toronto.ca/TWONTO#tanked_hot_water_heater |  | FIS Marine Yard Building
29659 | FIS-MCS-T-4001 | Tank, Domestic Hot Water, Marine Yard Building, Mechanical/Electrical Room | FIS-MARINE-M/ERM |  | Tank |  | T | http://www.toronto.ca/TWONTO#tanked_hot_water_heater |  | Mechanical/ Electrical Room, Marine Yard Building
29660 | FIS-MCS-T-5001 | Tank, Domestic Hot Water, Ammonia & Fluoride Building, Near Server Room | FIS-MCS |  | Tank |  | T | http://www.toronto.ca/TWONTO#tanked_hot_water_heater |  | Mechanical Services
29697 | FIS-PCL-T-0201 | Tank, PACL Storage, Workshop Building, Chemical Storage | FIS-PCL | Tank | Tank |  | T | http://www.toronto.ca/TWONTO#chemical_storage_tank |  | PACL System
30178 | COL-PWR-T-0001 | Tank, Diesel Fuel, Tank #1, West Rouge PS | COL-PWR | Tank | Tank |  | T | http://www.toronto.ca/TWONTO#fuel_oil_tank |  | West Rouge Pumping Station
30179 | COL-PWR-T-0001 | Tank, Diesel Fuel, Tank #1, West Rouge PS | COL-PWR-AUX-MECH | Tank | Tank |  | T | http://www.toronto.ca/TWONTO#fuel_oil_tank |  | Mechanical Equipment
30180 | COL-PWR-T-0001 | Tank, Diesel Fuel, Tank #1, West Rouge PS | COL-PWR-MISC | Tank | Tank |  | T | http://www.toronto.ca/TWONTO#fuel_oil_tank |  | Miscellaneous Equipment
30183 | COL-PWR-T-0003 | Tank, Domestic Hot Water, Mid Floor VFD Room, West Rouge PS | COL-PWR | Tank,Domestic Hot Water | Tank |  | T | http://www.toronto.ca/TWONTO#tanked_hot_water_heater |  | West Rouge Pumping Station
30184 | COL-PWR-T-0003 | Tank, Domestic Hot Water, Mid Floor VFD Room, West Rouge PS | COL-PWR-AUX-MECH | Tank,Domestic Hot Water | Tank |  | T | http://www.toronto.ca/TWONTO#tanked_hot_water_heater |  | Mechanical Equipment
30185 | COL-PWR-T-0003 | Tank, Domestic Hot Water, Mid Floor VFD Room, West Rouge PS | COL-PWR-MISC | Tank,Domestic Hot Water | Tank |  | T | http://www.toronto.ca/TWONTO#tanked_hot_water_heater |  | Miscellaneous Equipment
30268 | FIS-SBS-T-0101 | Tank, SBS Storage, Workshop Building, Chemical Storage | FIS-ALM | Tank | Tank |  | T | http://www.toronto.ca/TWONTO#chemical_storage_tank |  | Alum System
30269 | FIS-SBS-T-0101 | Tank, SBS Storage, Workshop Building, Chemical Storage | FIS-SBS | Tank | Tank |  | T | http://www.toronto.ca/TWONTO#chemical_storage_tank |  | SBS System
30270 | FIS-SBS-T-0201 | Tank, SBS Storage, Workshop Building, Chemical Storage | FIS-ALM | Tank | Tank |  | T | http://www.toronto.ca/TWONTO#chemical_storage_tank |  | Alum System
30271 | FIS-SBS-T-0201 | Tank, SBS Storage, Workshop Building, Chemical Storage | FIS-SBS | Tank | Tank |  | T | http://www.toronto.ca/TWONTO#chemical_storage_tank |  | SBS System
30747 | FIS-SM-T-0201 | Tank, Reservoir, Center Caustic Solution, Caustic Soda System | FIS-SM-SB | Tank,Reservoir | Tank | 32803 | T | http://www.toronto.ca/TWONTO#chemical_storage_tank |  | Scrubber
30748 | FIS-SM-T-0301 | Tank, Reservoir, East Caustic Solution, Caustic Soda System | FIS-SM-SB | Tank,Reservoir | Tank | 32804 | T | http://www.toronto.ca/TWONTO#chemical_storage_tank |  | Scrubber
81342 | TNT-FT-T-0300 | Final Tank # 3 | TNT-FT | Tank,Reservoir | Tank |  | T | http://www.toronto.ca/TWONTO#clarifier |  | Final Tanks 1-5
140568 | TNT-FT-T-0400 | Final Tank # 4 | TNT-FT | Tank,Reservoir | Tank |  | T | http://www.toronto.ca/TWONTO#clarifier |  | Final Tanks 1-5
81343 | TNT-FT-T-0500 | Final Tank # 5 | TNT-FT | Tank,Non-Pressurized | Tank |  | T | http://www.toronto.ca/TWONTO#clarifier |  | Final Tanks 1-5
50197 | TAB-PLT-T-1321 | Grit Hopper # 13 | TAB-PLT-T-D | Tank | Tank |  | T | http://www.toronto.ca/TWONTO#storage_tank |  | D Building - Grit Tanks & Hoppers 13 - 16
31244 | FPP-AM-T-0001 | Aqua Ammonia Tank | FHA-FPP | Tank | Tank |  | T | http://www.toronto.ca/TWONTO#chemical_storage_tank |  | Harris Filtration Pilot Plant
31245 | FPP-AM-T-0001 | Aqua Ammonia Tank | FPP-LPL-PIP-0001 | Tank | Tank |  | T | http://www.toronto.ca/TWONTO#chemical_storage_tank |  | Lead Pipe Loop system
31307 | FU2010A | Receiver, Air | TAB-PRS-C | Vessel,Pressure | Tank |  |  | http://www.toronto.ca/TWONTO#pressure_vessel |  | Air Compressors & Receiver/ Unloading Station
31326 | HX2012B | Receiver, Air | TAB-RSP-C-M | Vessel,Pressure | Tank |  |  | http://www.toronto.ca/TWONTO#pressure_vessel |  | M Building, Compressed Air
31329 | HX2407B | Receiver, Air | TAB-RSP-C | Vessel,Pressure | Tank |  |  | http://www.toronto.ca/TWONTO#pressure_vessel |  | T Building, Compressed Air
31345 | IU2012A | Receiver, Air, Inc., 5th Flr | EU2002 | Vessel,Pressure | Tank |  |  | http://www.toronto.ca/TWONTO#pressure_vessel |  | Incinerator Building Air Equipment
31349 | IU2016A | Receiver, Air, Ht Rcvy, Bsmt, W. Side, | IU2016 | Vessel,Pressure | Tank |  |  | http://www.toronto.ca/TWONTO#pressure_vessel |  | Heat Recovery Building Air Equipment
31354 | IU2019A | Receiver, Air, Z- Bldg. Main Floor, # 3 HWB | TAB-AI-S-10 | Vessel,Pressure | Tank |  |  | http://www.toronto.ca/TWONTO#pressure_vessel |  | Z Building Air Equipment
31357 | IU2021A | Receiver, Air, Inc., 5th Flr, Near Waste Ht Boiler 5 | EU2002 | Vessel,Pressure | Tank |  |  | http://www.toronto.ca/TWONTO#pressure_vessel |  | Incinerator Building Air Equipment
31362 | IU2026A | Receiver, Air, Aux., 1st Flr | IU2026 | Vessel,Pressure | Tank |  |  | http://www.toronto.ca/TWONTO#pressure_vessel |  | Auxilliary Building Air Equipment
31364 | IU2027A | Receiver, Air, Aux., 1st Flr | IU2026 | Vessel,Pressure | Tank |  |  | http://www.toronto.ca/TWONTO#pressure_vessel |  | Auxilliary Building Air Equipment
31365 | IU2028A | Receiver, Air, Aux., 1st Flr | IU2026 | Vessel,Pressure | Tank |  |  | http://www.toronto.ca/TWONTO#pressure_vessel |  | Auxilliary Building Air Equipment
31367 | IU2029A | Receiver, Air, Aux., 1st Flr | IU2026 | Vessel,Pressure | Tank |  |  | http://www.toronto.ca/TWONTO#pressure_vessel |  | Auxilliary Building Air Equipment
31470 | JX2091A1 | Receiver, Air | TAB-SUSPENDED ENTITY | Vessel,Pressure | Tank | 33585 |  | http://www.toronto.ca/TWONTO#pressure_vessel |  | Suspended entities
31472 | JX2092A1 | Receiver, Air | TAB-SUSPENDED ENTITY | Vessel,Pressure | Tank | 33587 |  | http://www.toronto.ca/TWONTO#pressure_vessel |  | Suspended entities
32205 | COL-SHD | Hyde Ave Storm Storage Tank | COL-SWQTF-PS |  | Tank |  |  | http://www.toronto.ca/TWONTO#detention_tank |  | Pumping Stations
32206 | COL-SHD | Hyde Ave Storm Storage Tank | COL-SWQTF-STM |  | Tank |  |  | http://www.toronto.ca/TWONTO#detention_tank |  | Storm
32246 | COL-SKW-T-0100 | North storage tank, Stormwater | COL-SKW-MISC |  | Tank |  | T | http://www.toronto.ca/TWONTO#detention_tank |  | Miscellaneous Equipment
32247 | COL-SKW-T-0200 | South storage tank, CSO | COL-SKW-MISC |  | Tank |  | T | http://www.toronto.ca/TWONTO#detention_tank |  | Miscellaneous Equipment
50199 | TAB-PLT-T-1421 | Grit Hopper # 14 | TAB-PLT-T-D | Tank | Tank |  | T | http://www.toronto.ca/TWONTO#storage_tank |  | D Building - Grit Tanks & Hoppers 13 - 16
50201 | TAB-PLT-T-1521 | Grit Hopper # 15 | TAB-PLT-T-D | Tank | Tank |  | T | http://www.toronto.ca/TWONTO#storage_tank |  | D Building - Grit Tanks & Hoppers 13 - 16
50178 | TAB-PLT-T-0121 | Grit Hopper #1 | TAB-PLT-T | Tank | Tank |  | T | http://www.toronto.ca/TWONTO#storage_tank |  | P Building - Grit Tanks 1-12 & Hoppers 1 - 6
50187 | TAB-PLT-T-0321 | Grit Hopper #3 | TAB-PLT-T | Tank | Tank |  | T | http://www.toronto.ca/TWONTO#storage_tank |  | P Building - Grit Tanks 1-12 & Hoppers 1 - 6
34296 | KU2610A | Tank, Condensate | TAB-HRS-T | Tank | Tank |  |  | http://www.toronto.ca/TWONTO#condensate_trap |  | Steam Flash Tanks & Controls
50189 | TAB-PLT-T-0421 | Grit Hopper #4 | TAB-PLT-T | Tank | Tank |  | T | http://www.toronto.ca/TWONTO#storage_tank |  | P Building - Grit Tanks 1-12 & Hoppers 1 - 6
38405 | PU2426 | Receiver, Air, Old Dblg Pump Gallery South | TAB-AI | Vessel,Pressure | Tank |  |  | http://www.toronto.ca/TWONTO#pressure_vessel |  | Local Compressed Air Equipment
38406 | PU5520A | Receiver, Air, PST 7-9 Gallery | TAB-AI | Vessel,Pressure | Tank |  |  | http://www.toronto.ca/TWONTO#pressure_vessel |  | Local Compressed Air Equipment
38607 | SU2025A | Receiver, Air | TAB-THK-COMP | Vessel,Pressure | Tank |  |  | http://www.toronto.ca/TWONTO#pressure_vessel |  | Floatation - Air Compressor
38609 | SU2026A | Receiver, Air | TAB-THK-COMP | Vessel,Pressure | Tank |  |  | http://www.toronto.ca/TWONTO#pressure_vessel |  | Floatation - Air Compressor
50198 | TAB-PLT-T-1401 | Grit Tank # 14 | TAB-PLT-T-D | Tank | Tank |  | T | http://www.toronto.ca/TWONTO#sedimentation_tank |  | D Building - Grit Tanks & Hoppers 13 - 16
39146 | SWM-PWI-T-0001 | Tank, Fuel | SWM-PWI | Tank | Tank |  | T | http://www.toronto.ca/TWONTO#fuel_oil_tank |  | Wilson Storm Pumping Station
39164 | SWM-SOS | Old Sheppard Park Storm Water Tank | COL-SWQTF-STM |  | Tank |  |  | http://www.toronto.ca/TWONTO#detention_tank |  | Storm
39170 | SWM-SOS-T-0100 | East Tank, Stormwater | SWM-SOS | Tank | Tank |  | T | http://www.toronto.ca/TWONTO#detention_tank |  | Old Sheppard Park Storm Water Tank
50200 | TAB-PLT-T-1501 | Grit Tank # 15 | TAB-PLT-T-D | Tank | Tank |  | T | http://www.toronto.ca/TWONTO#sedimentation_tank |  | D Building - Grit Tanks & Hoppers 13 - 16
40903 | TAB-ACC-MEQ-5301 | Air Separator,Glycol Loop,Seawall Substation | TAB-ACC-5300 | Tank | Tank |  | MEQ | air_seperator |  | Space Heating, Sea Wall Sub Station ( New Project)
63796 | THC-PLT-T-0500 | Grit Tank 0500 | THC-PLT-GRIT TANKS | Tank,Water Elevated | Tank |  | T | http://www.toronto.ca/TWONTO#sedimentation_tank |  | Grid Tanks
144647 | WTR-PJS-T-0002 | Harris Suction Surge Tank | WTR-PJS-TRW | Tank | Tank |  | T | http://www.toronto.ca/TWONTO#pumping_surge_suppression_tank |  | Treated Water (Transmission)
41234 | TAB-ACC-T-0010 | Tank, Air Separator, Primary loop, Near Boiler | TAB-PWH | Tank | Tank |  | T | air_seperator |  | Primary Heating Loop
41235 | TAB-ACC-T-0140 | Tank #1, Expansion, Primary Loop | TAB-PWH | Tank,Non-Pressurized | Tank |  | T | expansion_tank |  | Primary Heating Loop
41236 | TAB-ACC-T-0145 | Tank #2, Expansion, Primary Loop | TAB-PWH | Tank,Non-Pressurized | Tank |  | T | expansion_tank |  | Primary Heating Loop
53868 | TAB-SLO-T-0301 | Hopper #1, HBS-301 | TAB-SLO-TLF | Tank,Reservoir | Tank |  | T | http://www.toronto.ca/TWONTO#storage_tank |  | Biosolid Truck Loadout
41238 | TAB-ACC-T-0212 | Tank , Storage, Domestic Hot Water, | TAB-ACC-0200 | Tank,Domestic Hot Water | Tank |  | T | http://www.toronto.ca/TWONTO#tanked_hot_water_heater |  | Domestic H.W. System 1, Admin Bldg, Item 20
53870 | TAB-SLO-T-0302 | Hopper #2, HBS-303 | TAB-SLO-TLF | Tank,Reservoir | Tank |  | T | http://www.toronto.ca/TWONTO#storage_tank |  | Biosolid Truck Loadout
41240 | TAB-ACC-T-0790 | Tank, Chemical Mixing- Boiler No.19 (0400) | TAB-HRS-P | Tank | Tank |  | T | http://www.toronto.ca/TWONTO#chemical_storage_tank |  | Steam Chemical Mixing & Pumping
53871 | TAB-SLO-T-0303 | Hopper #3, HBS-305 | TAB-SLO-TLF | Tank,Reservoir | Tank |  | T | http://www.toronto.ca/TWONTO#storage_tank |  | Biosolid Truck Loadout
41242 | TAB-ACC-T-1090 | Tank, Air Separator, Glycol | TAB-ACC-HE-1040 | Tank | Tank |  | T | air_seperator |  | Heat Exchanger, Hot Water/Glycol Heating System, New Screen Room
41243 | TAB-ACC-T-1223 | Tank, Expansion, Glycol Line | TAB-ACC-P-1222 | Tank,Non-Pressurized | Tank |  | T | expansion_tank |  | Pump, Glycol Circulating,Make Up Line
41244 | TAB-ACC-T-1480 | Tank, Expansion, Secondary Hot Water Loop | TAB-ACC-1400 | Tank | Tank |  | T | expansion_tank |  | Heating, Z Bldg -
41247 | TAB-ACC-T-2101 | Tank, Glycol Expansion Tank | TAB-ACC-HE-2100S |  | Tank |  | T | expansion_tank |  | Heat Exchanger, Glycol Heat Exchanger
41248 | TAB-ACC-T-2102 | Tank, Glycol System Air Separator | TAB-ACC-HE-2100S |  | Tank |  | T | air_seperator |  | Heat Exchanger, Glycol Heat Exchanger
41249 | TAB-ACC-T-2221 | Tank, Hot Water Air Separator | TAB-ACC-HE-2220 |  | Tank |  | T | air_seperator |  | Heat Exchanger, Glycol Heat Exchanger
41250 | TAB-ACC-T-2231 | Tank, Glycol Expansion Tank | TAB-ACC-HE-2220 |  | Tank |  | T | expansion_tank |  | Heat Exchanger, Glycol Heat Exchanger
89799 | WZ2013A | Hopper, Dosing, 701B | TAB-SLD-SL | Tank | Tank |  |  | http://www.toronto.ca/TWONTO#storage_tank |  | Pelletizer Bldg. - Sludge System, Coater, Dryer & Hopper
41252 | TAB-ACC-T-3602 | TANK, EXPANSION,POTABLE WATER, FLOW CONTROL, BASEMENT ADMIN BUILDING | TAB-ADM-STRC | Tank | Tank |  | T | expansion_tank |  | Old Admin Building - General
41253 | TAB-ACC-T-3603 | TANK, GLYCOL SYSTEM AIR SEPARATOR, GLYCOL SYSTEM CONTROL, BASEMENT ADMIN BUILDING | TAB-ADM-STRC | Tank | Tank |  | T | air_seperator |  | Old Admin Building - General
41254 | TAB-ACC-T-3604 | TANK, ELECTRIC HOT WATER, TEMPERATURE CONTROL, BASEMENT ADMIN BUILDING | TAB-ADM-STRC | Tank | Tank |  | T | http://www.toronto.ca/TWONTO#tanked_hot_water_heater |  | Old Admin Building - General
41255 | TAB-ACC-T-3605 | TANK, GLYCOL SYSTEM AIR SEPARATOR, GLYCOL SYSTEM CONTROL, BASEMENT ADMIN BUILDING | TAB-ADM-STRC | Tank | Tank |  | T | air_seperator |  | Old Admin Building - General
41256 | TAB-ACC-T-3650 | Tank, Air Separator, Glycol line | TAB-ACC-HE-3650 | Tank | Tank |  | T | air_seperator |  | Heat Exchanger, Old Admin bldg
41257 | TAB-ACC-T-3651 | Tank, Expansion, Glycol line | TAB-ACC-HE-3650 | Tank | Tank |  | T | expansion_tank |  | Heat Exchanger, Old Admin bldg
50978 | TAB-PRM-T-2500 | Hopper, Primary Tanks 7-9 Scum | TAB-PRM-T-P | Tank | Tank |  | T | http://www.toronto.ca/TWONTO#storage_tank |  | P Building - Scum, Sludge Hoppers & Primary Tanks 7 - 9
38403 | PU2006A | Hopper, Scum | TAB-PRM-T-0500 | Tank | Tank |  |  | http://www.toronto.ca/TWONTO#storage_tank |  | Old PS -Primary Tank 5
105272 | PU2002A | Hopper, Scum | TAB-PRM-T-0100 | Tank | Tank |  |  | http://www.toronto.ca/TWONTO#storage_tank |  | Old PS Primary Tank 1
41261 | TAB-ACC-T-4811 | Tank, Air Separator, Pump Suctions | TAB-ACC-P-4811 | Tank | Tank |  | T | air_seperator |  | Pump, Circulating,Hot Water,Dig 19-22 Sludge Heating, P17-1,
105273 | PU2005A | Hopper, Scum | TAB-PRM-T-0400 | Tank | Tank |  |  | http://www.toronto.ca/TWONTO#storage_tank |  | Old PS Primary Tank 4
41263 | TAB-ACC-T-4904 | Tank, Chemical, Seawall Tunnel, East | TAB-ACC-P-4903 | Tank | Tank |  | T | http://www.toronto.ca/TWONTO#chemical_storage_tank |  | Pump, Tertiary, Glycol, Seawall Tunnel, East
41264 | TAB-ACC-T-5301 | Tank,Glycol Make-up Package,Seawall Substation | TAB-ACC-HE-5310 | Tank | Tank |  | T | http://www.toronto.ca/TWONTO#chemical_storage_tank |  | Heat Exchanger, Glycol Supply,Seawall Substation
41265 | TAB-ACC-T-5302 | Tank,Expansion,Seawall Substation | TAB-ACC-HE-5310 | Tank | Tank |  | T | expansion_tank |  | Heat Exchanger, Glycol Supply,Seawall Substation
41266 | TAB-ACC-T-5854 | Tank, Glycol Make Up | TAB-ACC-P-5854 | Tank,Reservoir | Tank |  | T | http://www.toronto.ca/TWONTO#chemical_storage_tank |  | Pump,Glycol Make Up
41267 | TAB-ACC-T-5883 | Tank, Expansion,Glycol, Penthouse, Bio-Solid | TAB-ACC-P-5884 | Tank,Non-Pressurized | Tank |  | T | expansion_tank |  | Pump, Glycol Make Up
41268 | TAB-ACC-T-5884 | Tank, Glycol make Up | TAB-ACC-P-5884 | Tank,Reservoir | Tank |  | T | http://www.toronto.ca/TWONTO#chemical_storage_tank |  | Pump, Glycol Make Up
41269 | TAB-ACC-T-5885 | Tank, Expansion, Pump Discharge | TAB-ACC-P-5884 | Tank,Non-Pressurized | Tank |  | T | expansion_tank |  | Pump, Glycol Make Up
41270 | TAB-ACC-T-6013 | Tank, Air separator, Pump Discharge | TAB-ACC-P-6011 | Tank | Tank |  | T | air_seperator |  | Pump, Circulating,Hot Water, Dig 13-16 Sludge Heating,P14-1,
41271 | TAB-ACC-T-6214 | Tank, Condensate, from Heaters | TAB-HRS-P-DEA | Tank | Tank |  | T | http://www.toronto.ca/TWONTO#condensate_trap |  | Deaerator Equipment/ Cndensation ,
41272 | TAB-ACC-T-6219 | Tank, Condensate, from T-6214 | TAB-ACC-T-6214 | Tank | Tank |  | T | http://www.toronto.ca/TWONTO#condensate_trap |  | Tank, Condensate, from Heaters
41273 | TAB-ACC-T-6352 | Tank, Air Separator, Secondary Hot Water Loop, Mechanical Room, Dig 9-12 Control Building. | TAB-ACC-HE-6301 | Tank | Tank |  | T | air_seperator |  | Heat Exchanger, Plate and Frame, Mechanical Room, Dig 9-12 Control Building.
41279 | TAB-ACC-T-7101 | Tank, Float Chamber | TAB-ACC-MEQ-7101 | Tank | Tank |  | T | floatation_tank |  | Tank, Deaerator No.1
54540 | TAB-STR-T-2300 | Hopper, Scum (FU2013) | TAB-STR-T-SCUM | Tank | Tank |  | T | http://www.toronto.ca/TWONTO#storage_tank |  | Aeration Gallery - Scum Hoppers & Pumps
41281 | TAB-ACC-T-7302 | Tank, Float Chamber | TAB-ACC-T-7301 | Tank | Tank |  | T | floatation_tank |  | Tank, Flash
54539 | TAB-STR-T-2100 | Hopper, Scum (FU2019) | TAB-STR-T-SCUM | Tank | Tank |  | T | http://www.toronto.ca/TWONTO#storage_tank |  | Aeration Gallery - Scum Hoppers & Pumps
89795 | WZ2002A | Hopper, Separation, 703A | TAB-SLD-ROUTING | Tank | Tank |  |  | http://www.toronto.ca/TWONTO#storage_tank |  | Pelletizer Bldg. - Material Handling
85836 | WTR-PHL-VEH-0008 | HTO To Go Trailer # 290008 | WTR-PHL-TRW |  | Tank |  | VEH | trailer |  | Treated Water (Transmission)
21457 | FHO-DEW-T-0102 | Interceptor Tank, Water Collection -Level S10 | FHO-DEW | Tank,Reservoir | Tank |  | T | http://www.toronto.ca/TWONTO#interceptor_segment |  | Dewatering & Drainage
41286 | TAB-ACC-T-8002 | Tank, Air Separator, Glycol ,Discharge from Pumps, Make-up Air Unit, M Building, Roof | TAB-ACC-AHU-8300 | Tank | Tank |  | T | air_seperator |  | AHU, Make-up Air Unit, M Building, Roof
41287 | TAB-ACC-T-8007 | Tank, Expansion, Make-up Air Unit, M Building, Roof | TAB-ACC-AHU-8300 | Tank,Non-Pressurized | Tank |  | T | expansion_tank |  | AHU, Make-up Air Unit, M Building, Roof
41288 | TAB-ACC-T-8007 | Tank, Expansion, Make-up Air Unit, M Building, Roof | TAB-ACC-P-1222 | Tank,Non-Pressurized | Tank |  | T | expansion_tank |  | Pump, Glycol Circulating,Make Up Line
21458 | FHO-DEW-T-0103 | Interceptor Tank, Water Collection -Level S10 | FHO-DEW | Tank,Reservoir | Tank |  | T | http://www.toronto.ca/TWONTO#interceptor_segment |  | Dewatering & Drainage
41290 | TAB-ACC-T-8902 | Tank, Chemical Mixing- South | TAB-HRS-P | Tank | Tank |  | T | http://www.toronto.ca/TWONTO#chemical_storage_tank |  | Steam Chemical Mixing & Pumping
30910 | FIS-TRW-RES | Island Reservoir | FIS-TRW | Building Service,Structure | Tank |  |  | http://www.toronto.ca/TWONTO#reservoir_tank |  | Treated Water Production
41292 | TAB-ACC-T-9004 | Brine Tank, Z--Bldg. | TAB-HRS-BO-P | Tank | Tank |  | T | http://www.toronto.ca/TWONTO#chemical_storage_tank |  | Steam Boiler Feedwater System, Softeners
41293 | TAB-ACC-T-9005 | Tank, Salt, Feedwater Softener | TAB-HRS-BO-P | Tank | Tank |  | T | http://www.toronto.ca/TWONTO#chemical_storage_tank |  | Steam Boiler Feedwater System, Softeners
41867 | DU2015A | Tank, Gas Condensate | TAB-DIG-FX-9-12 | Tank | Tank |  |  | http://www.toronto.ca/TWONTO#condensate_trap |  | Digester Tanks 9-12, Flame Arresters, Condensate Tanks & Moisture Separators,
41868 | DU2016A | Tank, Gas Condensate | TAB-DIG-FX-9-12 | Tank | Tank |  |  | http://www.toronto.ca/TWONTO#condensate_trap |  | Digester Tanks 9-12, Flame Arresters, Condensate Tanks & Moisture Separators,
41869 | DU2020A | Tank, Gas Condensate | TAB-DIG-FX-9-12 | Tank | Tank |  |  | http://www.toronto.ca/TWONTO#condensate_trap |  | Digester Tanks 9-12, Flame Arresters, Condensate Tanks & Moisture Separators,
41871 | DU2613 | Receiver, Air, Dig. 13-16, Bsmt | TAB-AI | Vessel,Pressure | Tank |  |  | http://www.toronto.ca/TWONTO#pressure_vessel |  | Local Compressed Air Equipment
41872 | DU2614 | Receiver, Air, Dig. 13-16, Bsmt | TAB-AI | Vessel,Pressure | Tank |  |  | http://www.toronto.ca/TWONTO#pressure_vessel |  | Local Compressed Air Equipment
41873 | DU2615 | Receiver, Air, Dig. 13-16, Bsmt | TAB-AI | Vessel,Pressure | Tank |  |  | http://www.toronto.ca/TWONTO#pressure_vessel |  | Local Compressed Air Equipment
41877 | DU6502A | Receiver, Air, Dig. 19-22 Bsmt | DU6501 | Vessel,Pressure | Tank |  |  | http://www.toronto.ca/TWONTO#pressure_vessel |  | Digester 19-22 Air Equipment
41878 | DU6502E | Valve, Pressure Relief, Dig. 19-22 Bsmt | DU6502A | Vessel,Pressure | Tank |  |  | http://www.toronto.ca/TWONTO#pressure_relief_valve |  | Receiver, Air, Dig. 19-22 Bsmt
41879 | DU6503A | Receiver, Air, Dig. 19-22 Bsmt | DU6501 | Vessel,Pressure | Tank |  |  | http://www.toronto.ca/TWONTO#pressure_vessel |  | Digester 19-22 Air Equipment
41882 | DU6504A | Receiver, Air, Dig. 19-22 Bsmt | DU6501 | Vessel,Pressure | Tank |  |  | http://www.toronto.ca/TWONTO#pressure_vessel |  | Digester 19-22 Air Equipment
42297 | TAB-ACC-V-4806 | Valve,Gate,Isolation, Pump Suction | TAB-ACC-P-4811 | Valve,Gate | Tank |  | V | http://www.toronto.ca/TWONTO#valve |  | Pump, Circulating,Hot Water,Dig 19-22 Sludge Heating, P17-1,
42516 | EU2002A | Receiver, Air, Inc., Bsmt | EU2002 | Vessel,Pressure | Tank |  |  | http://www.toronto.ca/TWONTO#pressure_vessel |  | Incinerator Building Air Equipment
42795 | TAB-AER-T-0100 | Aeration Tank 01 | TAB-AER-TANKS |  | Tank |  | T | http://www.toronto.ca/TWONTO#aeration_tank |  | Aeration Tanks
42796 | TAB-AER-T-0300 | Aeration Tank 03 | TAB-AER-TANKS |  | Tank |  | T | http://www.toronto.ca/TWONTO#aeration_tank |  | Aeration Tanks
42797 | TAB-AER-T-0400 | Aeration Tank 04 | TAB-AER-TANKS |  | Tank |  | T | http://www.toronto.ca/TWONTO#aeration_tank |  | Aeration Tanks
42798 | TAB-AER-T-0600 | Aeration Tank 06 | TAB-AER-TANKS |  | Tank |  | T | http://www.toronto.ca/TWONTO#aeration_tank |  | Aeration Tanks
42799 | TAB-AER-T-0700 | Aeration Tank 07 | TAB-AER-TANKS |  | Tank |  | T | http://www.toronto.ca/TWONTO#aeration_tank |  | Aeration Tanks
42800 | TAB-AER-T-0800 | Aeration Tank 08 | TAB-AER-TANKS |  | Tank |  | T | http://www.toronto.ca/TWONTO#aeration_tank |  | Aeration Tanks
42801 | TAB-AER-T-0900 | Aeration Tank 09 | TAB-AER-TANKS |  | Tank |  | T | http://www.toronto.ca/TWONTO#aeration_tank |  | Aeration Tanks
42802 | TAB-AER-T-1000 | Aeration Tank 10 | TAB-AER-TANKS |  | Tank |  | T | http://www.toronto.ca/TWONTO#aeration_tank |  | Aeration Tanks
42810 | TAB-AI-T-0001 | Tank, Air Receiver, Equalization Tank, Basement | TAB-AI |  | Tank |  | T | http://www.toronto.ca/TWONTO#pressure_vessel |  | Local Compressed Air Equipment
86335 | WTR-PJS-T-0001 | Island Suction Surge Tank | WTR-PJS-TRW | Tank | Tank |  | T | http://www.toronto.ca/TWONTO#pumping_surge_suppression_tank |  | Treated Water (Transmission)
89124 | WTR-RLL | Leslie Tank | WTR-CENTRAL-TNK |  | Tank |  |  | http://www.toronto.ca/TWONTO#collection_of_assets |  | Work Area 2 Central Tanks
89125 | WTR-RLL | Leslie Tank | WTR-EAST-TNK |  | Tank |  |  | http://www.toronto.ca/TWONTO#collection_of_assets |  | Work Area 1 EAST Tanks
89227 | WTR-RMI | Milliken Reservoir | WTR-EAST-RES |  | Tank |  |  | http://www.toronto.ca/TWONTO#collection_of_assets |  | Work Area 1 EAST Reservoirs
69837 | THR-BG-T-0400 | Oil Separator, Compressor 0401, Compressor Building, Gas Compressor (And Dryer) | THR-BG-C-0401 | Tank | Tank |  | T | http://www.toronto.ca/TWONTO#condensate_trap |  | Compressor, Screw, Fuel Gas, Compressor Building, Gas Compressor (And Dryer) Tag-THR-BG-C-0401-Susp
50972 | TAB-PRM-T-0300 | Old PS -Primary Tank 3 | TAB-PRM-OPS | Tank | Tank |  | T | http://www.toronto.ca/TWONTO#clarifier |  | Old PS - Primary Treatment
50974 | TAB-PRM-T-0600 | Old PS Primary Tank 6 | TAB-PRM-OPS | Tank | Tank |  | T | http://www.toronto.ca/TWONTO#clarifier |  | Old PS - Primary Treatment
50969 | TAB-PRM-T-0200 | Old PS-Primary Tank 2 | TAB-PRM-OPS | Tank | Tank |  | T | http://www.toronto.ca/TWONTO#clarifier |  | Old PS - Primary Treatment
50975 | TAB-PRM-T-0800 | P Building, Primary Tank 8 | TAB-PRM-T-P | Tank | Tank |  | T | http://www.toronto.ca/TWONTO#clarifier |  | P Building - Scum, Sludge Hoppers & Primary Tanks 7 - 9
50976 | TAB-PRM-T-0900 | P Building, Primary Tank 9 | TAB-PRM-T-P | Tank | Tank |  | T | http://www.toronto.ca/TWONTO#clarifier |  | P Building - Scum, Sludge Hoppers & Primary Tanks 7 - 9
26847 | FHO-TRW-T | Plant Reservoir | FHO-TRW |  | Tank |  |  | http://www.toronto.ca/TWONTO#collection_of_assets |  | Treated Water System
44069 | TAB-DEW-T-3010 | Tank, Polymer Mixing #1 | TAB-DEW POLYMER PREP | Tank | Tank |  | T | http://www.toronto.ca/TWONTO#chemical_storage_tank |  | Polymer Solution Preparation & Storage Systems
44070 | TAB-DEW-T-3030 | Tank, Polymer Mixing # 3 | TAB-DEW POLYMER PREP | Tank | Tank |  | T | http://www.toronto.ca/TWONTO#chemical_storage_tank |  | Polymer Solution Preparation & Storage Systems
44071 | TAB-DEW-T-3110 | Tank, # 1 Polymer Solution Storage | TAB-DEW POLYMER PREP | Tank | Tank |  | T | http://www.toronto.ca/TWONTO#chemical_storage_tank |  | Polymer Solution Preparation & Storage Systems
44072 | TAB-DEW-T-3140 | Tank, # 4 Polymer Solution Storage | TAB-DEW POLYMER PREP | Tank | Tank |  | T | http://www.toronto.ca/TWONTO#chemical_storage_tank |  | Polymer Solution Preparation & Storage Systems
44073 | TAB-DEW-T-3150 | Tank, # 5 Polymer Solution Storage | TAB-DEW POLYMER PREP | Tank | Tank |  | T | http://www.toronto.ca/TWONTO#chemical_storage_tank |  | Polymer Solution Preparation & Storage Systems
44074 | TAB-DEW-T-3160 | Tank, # 6 Polymer Solution Storage | TAB-DEW POLYMER PREP | Tank | Tank |  | T | http://www.toronto.ca/TWONTO#chemical_storage_tank |  | Polymer Solution Preparation & Storage Systems
101407 | KU2604A | Pressure Vessel, Hot Water Return | TAB-ACC-PWPS | Vessel,Pressure | Tank |  |  | http://www.toronto.ca/TWONTO#pressure_vessel |  | HVAC, Plant Water Pumping Station
101408 | KU2605A | Pressure Vessel, Hot Water Return | TAB-ACC-PWPS | Vessel,Pressure | Tank |  |  | http://www.toronto.ca/TWONTO#pressure_vessel |  | HVAC, Plant Water Pumping Station
93975 | FHO-RES | Reservoir, FHO | FHO-TRW-T | Building Service,Structure | Tank |  |  | http://www.toronto.ca/TWONTO#storage_tank |  | Plant Reservoir
9825 | DU8107A | Reservoir, Heat Exchanger, Cleaning System, Digester Gas Control Building | TAB-DIG-P-CW | Container | Tank |  |  | http://www.toronto.ca/TWONTO#storage_tank |  | Digester Gas Control Building - Cooling Water System
30911 | FIS-TRW-RES-0001 | Reservoir,Treated Water, East of Filter Building | FIS-TRW-RES | Building Service,Structure | Tank |  | RES | http://www.toronto.ca/TWONTO#reservoir_tank |  | Island Reservoir
98445 | FIS-TRW-RES-0001 | Reservoir,Treated Water, East of Filter Building | FIS-TRW | Building Service,Structure | Tank |  | RES | http://www.toronto.ca/TWONTO#reservoir_tank |  | Treated Water Production
44081 | TAB-DEW-T-6401 | Tank, Air Receiver, Service Air Line to DEW Plant Instruments, Service Air, DEW Bsmt | TAB-DEW-SERVICES |  | Tank |  | T | http://www.toronto.ca/TWONTO#pressure_vessel |  | Dewatering Building Service & Safety Systems
89379 | WTR-RRH | Rosehill Reservoir | WTR-EAST-RES |  | Tank |  |  | http://www.toronto.ca/TWONTO#collection_of_assets |  | Work Area 1 EAST Reservoirs
45482 | TAB-DIG-T-0101 | Receiver, Air, Dig. 1-4, 1st Flr | TAB-AI | Vessel,Pressure | Tank |  | T | http://www.toronto.ca/TWONTO#pressure_vessel |  | Local Compressed Air Equipment
77774 | THR-PRM-T-0130 | Scum Hopper, Primary Tanks 1 & 2 | THR-PRM-STA-1 | Tank,Non-Pressurized | Tank |  | T | http://www.toronto.ca/TWONTO#storage_tank |  | South Primary Station 1
77777 | THR-PRM-T-0330 | Scum Hopper, Primary Tanks 3 & 4 | THR-PRM-SCUM-T | Tank,Non-Pressurized | Tank |  | T | http://www.toronto.ca/TWONTO#storage_tank |  | Scum/Sludge Pumping, Tanks & Hopper, South Primary
77786 | THR-PRM-T-0730 | Scum Hopper, Primary Tanks 7 & 8 | THR-PRM-SCUM-T | Tank,Non-Pressurized | Tank |  | T | http://www.toronto.ca/TWONTO#storage_tank |  | Scum/Sludge Pumping, Tanks & Hopper, South Primary
79319 | FHA-SED | Sedimentation | FHA-PLT |  | Tank |  |  | http://www.toronto.ca/TWONTO#collection_of_assets |  | Preliminary Treatment
51943 | FCL-DEW-SED | Sedimentation Area Dewatering | FCL-DEW | Tank,Reservoir | Tank |  |  | http://www.toronto.ca/TWONTO#collection_of_assets |  | Dewatering
68496 | THR-ACC-T-0712 | Separator, Air, Gas Compressor Bldg Main Floor, Glycol System | THR-ACC-P-0710 | Tank | Tank |  | T | air_seperator |  | Pump, Makeup, Glycol Skid, Compressor Bldg Main Floor, Glycol System
147497 | WZ2004A | Silo, Pellet, 704A | TAB-SLD-FN | Vessel,Pressure | Tank |  |  | http://www.toronto.ca/TWONTO#storage_tank |  | Pelletizer Bldg. - Silo System, Fans & Filters
89796 | WZ2005A | Silo, Pellet, 704B | TAB-SLD-FN | Vessel,Pressure | Tank |  |  | http://www.toronto.ca/TWONTO#storage_tank |  | Pelletizer Bldg. - Silo System, Fans & Filters
122910 | THC-DEW-SLFR | Sliding Frame, Solids Treatment, virtual entity used as Entity Link for PM Tasks management | THC-DEW | Tank,Non-Pressurized | Tank |  |  | http://www.toronto.ca/TWONTO#collection_of_assets |  | Dewatering Process
58797 | THC-DEW-SLFR-6511 | Sliding Frame,BTU Hopper 6500,Solids Treatment | THC-DEW-T-6500 | Tank,Non-Pressurized | Tank |  | SLFR | http://www.toronto.ca/TWONTO#valve |  | Tank,BTU 2000 Hopper,Solid Treatment
58798 | THC-DEW-SLFR-6512 | Sliding Frame,BTU Hopper 6500,Solids Treatment | THC-DEW-T-6500 | Tank,Non-Pressurized | Tank |  | SLFR | http://www.toronto.ca/TWONTO#valve |  | Tank,BTU 2000 Hopper,Solid Treatment
41291 | TAB-ACC-T-9001 | Softener, Zeolite Water #1 | TAB-HRS-BO-P | Tank | Tank |  | T | http://www.toronto.ca/TWONTO#storage_tank |  | Steam Boiler Feedwater System, Softeners
107558 | TAB-ACC-T-9002 | Softener, Zeolite Water #2 | TAB-HRS-BO-P | Tank | Tank |  | T | http://www.toronto.ca/TWONTO#storage_tank |  | Steam Boiler Feedwater System, Softeners
107559 | TAB-ACC-T-9003 | Softener, Zeolite Water #3 | TAB-HRS-BO-P | Tank | Tank |  | T | http://www.toronto.ca/TWONTO#storage_tank |  | Steam Boiler Feedwater System, Softeners
45497 | TAB-DIG-T-3000 | Tank, Glycol Mixing | TAB-DIG-P-CW | Tank,Non-Pressurized | Tank |  | T | http://www.toronto.ca/TWONTO#chemical_storage_tank |  | Digester Gas Control Building - Cooling Water System
84757 | FHA-WWW-BN-0001 | Solids Disposal Bin #1, RMF Under Centrifuges | FHA-WWW-CENTRIF | Tank | Tank |  | BN | http://www.toronto.ca/TWONTO#storage_tank |  | Centrifuges
84758 | FHA-WWW-BN-0002 | Solids Disposal Bin #2, RMF Under Centrifuges | FHA-WWW-CENTRIF | Tank | Tank |  | BN | http://www.toronto.ca/TWONTO#storage_tank |  | Centrifuges
45500 | TAB-DIG-T-6482 | Tank,Air Separator, Chill Water Outlet from HE | TAB-DIG-HE-6480 | Tank | Tank |  | T | air_seperator |  | Heat Exchanger, Digester Gas Control Bldg
45501 | TAB-DIG-T-7301 | Condansate Trap, Digester Gas, Waste Gas Burner BU-7300 | TAB-DIG-BU-7300 | Tank | Tank |  | T | http://www.toronto.ca/TWONTO#condensate_trap |  | Waste Gas Burner, Digester Gas, Waste Gas Burner Station
45502 | TAB-DIG-T-7501 | Condansate Trap, Digester Gas, Waste Gas Burner BU-7500 | TAB-DIG-BU-7500 | Tank | Tank |  | T | http://www.toronto.ca/TWONTO#condensate_trap |  | Waste Gas Burner, Waste Gas Burner Station
45503 | TAB-DIG-T-7601 | Condansate Trap, Digester Gas, Waste Gas Burner BU-7600 | TAB-DIG-BU-7600 | Tank | Tank |  | T | http://www.toronto.ca/TWONTO#condensate_trap |  | Waste Gas Burner, Waste Gas Burner Station
45504 | TAB-DIG-T-9704 | Tank,Air Separator, Pump Suction | TAB-DIG-P-9726 | Tank | Tank |  | T | air_seperator |  | Pump, Chilled Water Circulating, CWCP-1, Digester Gas Control Build, Basement
46712 | TAB-DIS-T-0002 | Tank,Expansion, Chlorine From south Tank Car | TAB-DIS-CHL-ROUTE | Tank | Tank |  | T | expansion_tank |  | Chlorination & Filtered Effluent Routeing
46713 | TAB-DIS-T-2001 | Tank, Potassium Hydroxide | TAB-DIS-SS-35 | Tank | Tank |  | T | http://www.toronto.ca/TWONTO#chemical_storage_tank |  | Chlorine Process - Scrubber System
46714 | TAB-DIS-T-2702 | Tank, Sodium Hypochlorite Storage Tank, Plant Water PS Building | TAB-DIS-NAOCL |  | Tank |  | T | http://www.toronto.ca/TWONTO#chemical_storage_tank |  | Disinfection - Sodium Hypochlorite
46715 | TAB-DIS-T-3001 | Tank,Sodium Hypochlorite- South | TAB-DIS-SP |  | Tank |  | T | http://www.toronto.ca/TWONTO#chemical_storage_tank |  | Disinfection - Sampling & Metering
47897 | FCL-AI-T-0002 | Tank, Air Receiver, Compressors C-0101 & 0102 Instrument Air, Dry Chemical Building | FCL-SA | Vessel,Pressure | Tank |  | T | http://www.toronto.ca/TWONTO#pressure_vessel |  | Service Air
48172 | FCL-ALM-T-0001 | Tank, Alum Spill Containment, Liquid Alum System | FCL-ALM | Tank,Non-Pressurized | Tank |  | T | containment_berm |  | Coagulation
48173 | FCL-ALM-T-0101 | Tank, Non-Pressurized, Alum Storage Tank 0101, Liquid Alum System | FCL-ALM | Tank,Non-Pressurized | Tank |  | T | http://www.toronto.ca/TWONTO#chemical_storage_tank |  | Coagulation
48174 | FCL-ALM-T-0201 | Tank, Non-Pressurized, Alum Storage Tank 0201, Liquid Alum System | FCL-ALM | Tank,Non-Pressurized | Tank |  | T | http://www.toronto.ca/TWONTO#chemical_storage_tank |  | Coagulation
48337 | TAB-GAS-T-0101 | Receiver, Air, Gas Control Bldg | TAB-GAS-TANK | Vessel,Pressure | Tank |  | T | http://www.toronto.ca/TWONTO#pressure_vessel |  | Air Receiver Tank, Gas control Bldg.
48338 | TAB-GAS-T-0102 | Receiver, Air, Gas Control Bldg | TAB-GAS-TANK | Vessel,Pressure | Tank |  | T | http://www.toronto.ca/TWONTO#pressure_vessel |  | Air Receiver Tank, Gas control Bldg.
48339 | TAB-GAS-T-0103 | Receiver, Air, Gas Control Bldg | TAB-GAS-TANK | Vessel,Pressure | Tank |  | T | http://www.toronto.ca/TWONTO#pressure_vessel |  | Air Receiver Tank, Gas control Bldg.
48343 | TAB-GRK-0200 | Tank, Varsol or Parts Fluid | TAB-GRK | Tank,Reservoir | Tank |  | GRK | http://www.toronto.ca/TWONTO#chemical_storage_tank |  | Grounds Equipment, Building Services-WA7
48348 | TAB-GRK-T-0100 | Tank, Waste Oil, | TAB-GRK | Tank,Reservoir | Tank |  | T | http://www.toronto.ca/TWONTO#chemical_storage_tank |  | Grounds Equipment, Building Services-WA7
48486 | FCL-AM-T-0201 | Tank, Storage, Pressurised, Aqua Ammonia Storage Room, Dry Chemical Building | FCL-AM | Tank,Non-Pressurized | Tank |  | T | http://www.toronto.ca/TWONTO#chemical_storage_tank |  | Ammoniation
48487 | FCL-AM-T-0301 | Tank, Storage, Pressurised, Aqua Ammonia Storage Room, Dry Chemical Building | FCL-AM | Tank,Non-Pressurized | Tank |  | T | http://www.toronto.ca/TWONTO#chemical_storage_tank |  | Ammoniation
19062 | FHA-WWW-BN-0003 | Solids Disposal Bin #3, RMF Under Centrifuges | FHA-WWW-CENTRIF | Tank | Tank |  | BN | http://www.toronto.ca/TWONTO#storage_tank |  | Centrifuges
48838 | FCL-CCS-T-0101 | Tank, Phosphoric Acid Storage Tank 0101 | FCL-CCS | Tank | Tank |  | T | http://www.toronto.ca/TWONTO#chemical_storage_tank |  | Corrosion Control System
49217 | FCL-CLA-T-0101 | Tank, Expansion, CLA Weigh Scale 0101, Machine Room, Gaseous Chemical Building | FCL-CLA1 | Tank | Tank |  | T | expansion_tank |  | Pre-Chlorination
49218 | FCL-CLA-T-0102 | Tank, Expansion, Chlorine Gas, CLA Evaporator 0101 Inlet, Machine Room, Gaseous Chemical Building | FCL-CLA-CHL-0101 | Tank | Tank |  | T | expansion_tank |  | Chlorinator, Chlorine Gas, Chlorination System
49219 | FCL-CLA-T-0202 | Tank, Expansion, Chlorine Gas, CLA Evaporator 0201 Inlet, Machine Room, Gaseous Chemical Building | FCL-CLA-CHL-0201 | Tank | Tank |  | T | expansion_tank |  | Chlorinator, Chlorine Gas, Chlorination System
49220 | FCL-CLA-T-0202 | Tank, Expansion, Chlorine Gas, CLA Evaporator 0201 Inlet, Machine Room, Gaseous Chemical Building | FCL-CLA1 | Tank | Tank |  | T | expansion_tank |  | Pre-Chlorination
49698 | FCL-CLB-T-0101 | Tank, Expansion, CLB Weigh Scale 0101, Machine Room,Gaseous Chemical Building | FCL-CLB-CHL-0101 | Tank | Tank |  | T | expansion_tank |  | Chlorinator, Chlorine Gas, Chlorination System
49699 | FCL-CLB-T-0102 | Tank, Expansion, Chlorine Gas, CLB Evaporator 0101 Inlet, Machine Room,Gaseous Chemical Building | FCL-CLA1 | Tank | Tank |  | T | expansion_tank |  | Pre-Chlorination
49700 | FCL-CLB-T-0102 | Tank, Expansion, Chlorine Gas, CLB Evaporator 0101 Inlet, Machine Room,Gaseous Chemical Building | FCL-CLB-EV-0101 | Tank | Tank |  | T | expansion_tank |  | Evaporator, Chlorine Gas, Chlorination System
49701 | FCL-CLB-T-0201 | Tank, Expansion, CLB Weigh Scale 0201, Machine Room,Gaseous Chemical Building | FCL-CLA1 | Tank | Tank |  | T | expansion_tank |  | Pre-Chlorination
49702 | FCL-CLB-T-0201 | Tank, Expansion, CLB Weigh Scale 0201, Machine Room,Gaseous Chemical Building | FCL-CLB-CHL-0201 | Tank | Tank |  | T | expansion_tank |  | Chlorinator, Chlorine Gas, Chlorination System
84759 | FHA-WWW-BN-0004 | Solids Disposal Bin #4, RMF Under Centrifuges | FHA-WWW-CENTRIF | Tank | Tank |  | BN | http://www.toronto.ca/TWONTO#storage_tank |  | Centrifuges
19063 | FHA-WWW-BN-0005 | Solids Disposal Bin #5, RMF Under Centrifuges | FHA-WWW-CENTRIF | Tank | Tank |  | BN | http://www.toronto.ca/TWONTO#storage_tank |  | Centrifuges
50179 | TAB-PLT-T-0184 | Tank # 1, Sodium Hypochlorite, NaOCl | TAB-PLT-OC | Tank,Reservoir | Tank |  | T | http://www.toronto.ca/TWONTO#chemical_storage_tank |  | Preliminary Grit Odour Control
50180 | TAB-PLT-T-0184 | Tank # 1, Sodium Hypochlorite, NaOCl | TAB-SUSPENDED ENTITY | Tank,Reservoir | Tank |  | T | http://www.toronto.ca/TWONTO#chemical_storage_tank |  | Suspended entities
50181 | TAB-PLT-T-0185 | Tank # 2, Sodium Hydroxide, NaOH | TAB-PLT-OC | Tank,Reservoir | Tank | 34709 | T | http://www.toronto.ca/TWONTO#chemical_storage_tank |  | Preliminary Grit Odour Control
50182 | TAB-PLT-T-0185 | Tank # 2, Sodium Hydroxide, NaOH | TAB-SUSPENDED ENTITY | Tank,Reservoir | Tank | 34709 | T | http://www.toronto.ca/TWONTO#chemical_storage_tank |  | Suspended entities
19064 | FHA-WWW-BN-0006 | Solids Disposal Bin #6, RMF Under Centrifuges | FHA-WWW-CENTRIF | Tank | Tank |  | BN | http://www.toronto.ca/TWONTO#storage_tank |  | Centrifuges
53863 | TAB-SLO-T-0201 | Storage Silo #1,Sludge Cake | TAB-SLO-SILO | Tank,Reservoir | Tank |  | T | http://www.toronto.ca/TWONTO#storage_tank |  | Sludge Transfer & Silos
118251 | TAB-SLO-T-0202 | Storage Silo #2,Sludge Cake | TAB-SLO-SILO | Tank,Reservoir | Tank |  | T | http://www.toronto.ca/TWONTO#storage_tank |  | Sludge Transfer & Silos
53864 | TAB-SLO-T-0203 | Storage,Silo #3 ,Sludge Cake | TAB-SLO-SILO | Tank,Reservoir | Tank |  | T | http://www.toronto.ca/TWONTO#storage_tank |  | Sludge Transfer & Silos
81344 | TNT-FT-T-1200 | SumpTank # 2 | TNT-FT-SUMP | Tank,Reservoir | Tank |  | T | http://www.toronto.ca/TWONTO#storage_tank |  | Sump Pumps- Aeration Gallery Bsmt
81345 | TNT-FT-T-1400 | SumpTank # 4 | TNT-FT-SUMP | Tank,Reservoir | Tank |  | T | http://www.toronto.ca/TWONTO#storage_tank |  | Sump Pumps- Aeration Gallery Bsmt
81346 | TNT-FT-T-1500 | SumpTank # 5 | TNT-FT-SUMP | Tank,Reservoir | Tank |  | T | http://www.toronto.ca/TWONTO#storage_tank |  | Sump Pumps- Aeration Gallery Bsmt
24893 | COL-PSD-T-0001 | Tank | COL-PSD |  | Tank |  | T | http://www.toronto.ca/TWONTO#storage_tank |  | Spadina Sewage Pumping Station
26704 | COL-PST-T-0001 | Tank | COL-PST |  | Tank |  | T | http://www.toronto.ca/TWONTO#storage_tank |  | Strachan Pumping Station
88638 | WTR-PWT-T-0100 | Tank | WTR-PWT-AUX |  | Tank |  | T | http://www.toronto.ca/TWONTO#storage_tank |  | Auxiliary Equipment (Building Facilities)
107527 | TAB-ACC-T-5213 | Tank | TAB-ACC-P-5212 | Tank | Tank |  | T | http://www.toronto.ca/TWONTO#storage_tank |  | Pump, Circulating,Hot Water Dig 13-16 Space Heating,P13-2,
106085 | TAB-ACC-ASE-1221 | Tank (TAB-ACC-ASE-1221) | TAB-ACC-HE-1220 | Tank | Tank |  | ASE | air_seperator |  | Heat Exchanger, Floatation Bldg, HE25-1
27277 | FHO-WWW-T-0101 | Tank 0101, Waste Water Storage, Waste Water System, South/West of Clarifier Building | FHO-WWW | Tank,Reservoir | Tank |  | T | http://www.toronto.ca/TWONTO#storage_tank |  | Residue Management / Waste Water System
95586 | FHO-WWW-T-0101 | Tank 0101, Waste Water Storage, Waste Water System, South/West of Clarifier Building | FHO-WWW-T-0101-KQ | Tank,Reservoir | Tank |  | T | http://www.toronto.ca/TWONTO#storage_tank |  | Tank, Waste Water Holding Tank 1
27281 | FHO-WWW-T-0201 | Tank 0201, Waste Water Storage, Waste Water System, South/East of Clarifier Building | FHO-WWW-T-0201-KQ | Tank,Reservoir | Tank |  | T | http://www.toronto.ca/TWONTO#storage_tank |  | Tank, Waste Water Holding Tank 2
95590 | FHO-WWW-T-0201 | Tank 0201, Waste Water Storage, Waste Water System, South/East of Clarifier Building | FHO-WWW | Tank,Reservoir | Tank |  | T | http://www.toronto.ca/TWONTO#storage_tank |  | Residue Management / Waste Water System
81510 | TNT-MCS-T-1000 | Tank 1, Strom water Storage | TNT-MCS | Tank,Reservoir | Tank |  | T | http://www.toronto.ca/TWONTO#storage_tank |  | Miscellaneous, including Storm Water Tanks
140641 | TNT-MCS-T-1000 | Tank 1, Strom water Storage | TNT-DIS | Tank,Reservoir | Tank |  | T | http://www.toronto.ca/TWONTO#storage_tank |  | Disinfection
50227 | FCL-CW-T-0001 | Tank, Hot Water, Non-Pressurised, High Lift Building, Basement B1, Janitor's Room | FCL-GRK | Tank,Non-Pressurized | Tank |  | T | http://www.toronto.ca/TWONTO#tanked_hot_water_heater |  | Buildings and Grounds
50228 | FCL-CW-T-0006 | Tank, Hot Water, Non-Pressurised, Gaseous Chemical Building, Second Floor, Janitor's Room | FCL-GRK | Tank,Non-Pressurized | Tank |  | T | http://www.toronto.ca/TWONTO#tanked_hot_water_heater |  | Buildings and Grounds
50229 | FCL-CW-T-0007 | Tank, Hot Water, Non-Pressurised, Gaseous Chemical Building, Third Floor, Scrubber Room | FCL-GRK | Tank,Non-Pressurized | Tank |  | T | http://www.toronto.ca/TWONTO#tanked_hot_water_heater |  | Buildings and Grounds
50571 | FCL-DCL-T-0101 | Tank, Expansion, SO2 Evaporator 0101 Inlet Header, Machine Room,Gaseous Chemical Building | FCL-DCL | Tank | Tank |  | T | expansion_tank |  | Sulphur Dioxide System
50572 | FCL-DCL-T-0102 | Tank, Expansion, SO2 Evaporator 0101 Inlet Header, Machine Room,Gaseous Chemical Building | FCL-DCL | Tank | Tank |  | T | expansion_tank |  | Sulphur Dioxide System
81511 | TNT-MCS-T-2000 | Tank 2, Strom water Storage | TNT-MCS | Tank,Reservoir | Tank |  | T | http://www.toronto.ca/TWONTO#storage_tank |  | Miscellaneous, including Storm Water Tanks
50970 | TAB-PRM-T-0210 | Tank, Polymer Mix/Hold, Tank, Polymer Room, Old Screen Bldg., P Bldg. | TAB-PRM-POL | Tank,Reservoir | Tank |  | T | http://www.toronto.ca/TWONTO#chemical_storage_tank |  | P Building - Polymer system
50971 | TAB-PRM-T-0220 | Tank, Polymer Mix/Hold, Tank, Polymer Room, Old Screen Bldg., P Bldg. | TAB-PRM-POL | Tank,Reservoir | Tank |  | T | http://www.toronto.ca/TWONTO#chemical_storage_tank |  | P Building - Polymer system
17801 | FHA-SBS-T-0401 | Tank 4, Scrubber Tank with Water | FHA-SBS | Tank | Tank | 38787 | T | http://www.toronto.ca/TWONTO#air_scrubber |  | SBS System
15493 | FCL-WWW-T-7000 | Tank Effluent Chamber, RMF Clarification Facility | FCL-WWW-CLAR | Tank | Tank |  | T | http://www.toronto.ca/TWONTO#storage_tank |  | Clarification
71146 | FHA-BW-T-0101 | Tank T-0101, Wash Water, South Filtration Bldg. | FHA-BW | Tank | Tank |  | T | http://www.toronto.ca/TWONTO#storage_tank |  | Backwash System
16048 | FHA-BW-T-0201 | Tank T-0201, Wash Water, North Filtration Bldg. | FHA-BW | Tank | Tank |  | T | http://www.toronto.ca/TWONTO#storage_tank |  | Backwash System
80949 | TNT-DIG-T-4100 | Tank, Drainage System | TNT-DIG-PD | Tank,Reservoir | Tank |  | T | http://www.toronto.ca/TWONTO#storage_tank |  | Primary Digester Tanks,Drainage Tanks
80950 | TNT-DIG-T-4200 | Tank, Drainage System | TNT-DIG-PD | Tank,Reservoir | Tank |  | T | http://www.toronto.ca/TWONTO#storage_tank |  | Primary Digester Tanks,Drainage Tanks
80951 | TNT-DIG-T-5200 | Tank, Drainage System | TNT-DIG-PD | Tank,Reservoir | Tank |  | T | http://www.toronto.ca/TWONTO#storage_tank |  | Primary Digester Tanks,Drainage Tanks
89052 | WTR-RKL-T-0200 | Tank, (North-West Basin) | WTR-RKL-TRW | Tank,Reservoir | Tank |  | T | http://www.toronto.ca/TWONTO#reservoir_tank |  | Treated Water (Transmission)
50980 | TAB-PRM-T-3400 | P Building - Sludge Hopper & Valves, Primary Tank 7 | TAB-PRM-T-P | Tank | Tank |  | T | http://www.toronto.ca/TWONTO#storage_tank |  | P Building - Scum, Sludge Hoppers & Primary Tanks 7 - 9
50981 | TAB-PRM-T-3500 | P Building - Sludge Hopper& Valves Primary Tank 8 | TAB-PRM-T-P | Tank | Tank |  | T | http://www.toronto.ca/TWONTO#storage_tank |  | P Building - Scum, Sludge Hoppers & Primary Tanks 7 - 9
50982 | TAB-PRM-T-3600 | P Building - Sludge Hopper& Valves, Primary Tank 9 | TAB-PRM-T-P | Tank | Tank |  | T | http://www.toronto.ca/TWONTO#storage_tank |  | P Building - Scum, Sludge Hoppers & Primary Tanks 7 - 9
146905 | WTR-RKL-T-0100 | Tank, (South-West Basin) | WTR-RKL-TRW | Tank,Reservoir | Tank |  | T | http://www.toronto.ca/TWONTO#reservoir_tank |  | Treated Water (Transmission)
51425 | TAB-PRM-V-P | P Building - Header Valves, Primary Sludge Lines 1. 2 & 3 | TAB-PRM-P | Tank | Tank |  |  | http://www.toronto.ca/TWONTO#storage_tank |  | P Bldg - Primary Treatment
51688 | TAB-PRS-T-0201 | Tank, Ferrous Chloride #1 | TAB-PRS-T-FECL2 | Tank | Tank |  | T | http://www.toronto.ca/TWONTO#chemical_storage_tank |  | Ferrous Chloride Tanks & Valves
51689 | TAB-PRS-T-0203 | Tank, Ferrous Chloride #3 | TAB-PRS-T-FECL2 | Tank | Tank |  | T | http://www.toronto.ca/TWONTO#chemical_storage_tank |  | Ferrous Chloride Tanks & Valves
51690 | TAB-PRS-T-0204 | Tank, Ferrous Chloride #4 | TAB-PRS-T-FECL2 | Tank | Tank |  | T | http://www.toronto.ca/TWONTO#chemical_storage_tank |  | Ferrous Chloride Tanks & Valves
51691 | TAB-PRS-T-0206 | Tank, Ferrous Chloride #6 | TAB-PRS-T-FECL2 | Tank | Tank |  | T | http://www.toronto.ca/TWONTO#chemical_storage_tank |  | Ferrous Chloride Tanks & Valves
51692 | TAB-PRS-T-0990 | Tank, Ferrous Chloride, D Building | TAB-PRS | Tank | Tank |  | T | http://www.toronto.ca/TWONTO#chemical_storage_tank |  | Phosphorous Removal System
51693 | TAB-PRS-T-2001 | Tank, Ferrous Chloride Storage, Grit Bldg, P Bldg | TAB-PRS | Tank,Reservoir | Tank |  | T | http://www.toronto.ca/TWONTO#chemical_storage_tank |  | Phosphorous Removal System
51694 | TAB-PRS-T-2030 | Tank, Chemical Storage, East Chemical Storage Tanks | TAB-PRS-T-FECL2 | Tank | Tank |  | T | http://www.toronto.ca/TWONTO#chemical_storage_tank |  | Ferrous Chloride Tanks & Valves
51695 | TAB-PRS-T-2040 | Tank, Chemical Storage, East Chemical Storage Tanks | TAB-PRS-T-FECL2 | Tank | Tank |  | T | http://www.toronto.ca/TWONTO#chemical_storage_tank |  | Ferrous Chloride Tanks & Valves
51696 | TAB-PRS-T-2060 | Tank, Chemical Storage, East Chemical Storage Tanks | TAB-PRS-T-FECL2 | Tank | Tank |  | T | http://www.toronto.ca/TWONTO#chemical_storage_tank |  | Ferrous Chloride Tanks & Valves
51697 | TAB-PRS-T-2090 | Tank, Chemical Storage, East Chemical Storage Tanks | TAB-PRS-T-FECL2 | Tank | Tank |  | T | http://www.toronto.ca/TWONTO#chemical_storage_tank |  | Ferrous Chloride Tanks & Valves
51698 | TAB-PRS-T-2100 | Tank, Chemical Storage, West Chemical Storage Tanks | TAB-PRS-T-FECL2 | Tank | Tank |  | T | http://www.toronto.ca/TWONTO#chemical_storage_tank |  | Ferrous Chloride Tanks & Valves
51699 | TAB-PRS-T-2120 | Tank, Chemical Storage, West Chemical Storage Tanks | TAB-PRS-T-FECL2 | Tank | Tank |  | T | http://www.toronto.ca/TWONTO#chemical_storage_tank |  | Ferrous Chloride Tanks & Valves
51700 | TAB-PRS-T-2160 | Tank, Chemical Storage, West Chemical Storage Tanks | TAB-PRS-T-FECL2 | Tank | Tank |  | T | http://www.toronto.ca/TWONTO#chemical_storage_tank |  | Ferrous Chloride Tanks & Valves
51701 | TAB-PRS-T-2170 | Tank, Chemical Storage, West Chemical Storage Tanks | TAB-PRS-T-FECL2 | Tank | Tank |  | T | http://www.toronto.ca/TWONTO#chemical_storage_tank |  | Ferrous Chloride Tanks & Valves
51702 | TAB-PRS-T-2180 | Tank, Chemical Storage, West Chemical Storage Tanks | TAB-PRS-T-FECL2 | Tank | Tank |  | T | http://www.toronto.ca/TWONTO#chemical_storage_tank |  | Ferrous Chloride Tanks & Valves
144649 | WTR-PJS-T-0102 | Tank, (Surge), John St #1 | WTR-PJS-TRW | Tank | Tank |  | T | http://www.toronto.ca/TWONTO#pumping_surge_suppression_tank |  | Treated Water (Transmission)
144650 | WTR-PJS-T-0103 | Tank, (Surge), John St #2 | WTR-PJS-TRW | Tank | Tank |  | T | http://www.toronto.ca/TWONTO#pumping_surge_suppression_tank |  | Treated Water (Transmission)
51945 | FCL-DEW-T-0201 | Tank, Treated Water Process Dewatering Pit | FCL-DEW-HLPS | Tank,Reservoir | Tank |  | T | http://www.toronto.ca/TWONTO#storage_tank |  | High Lift Area Dewatering
51948 | FCL-DEW-T-0601 | Tank, Drain Pit, High Lift PS Area Dewatering Pit | FCL-DEW-HLPS | Tank,Reservoir | Tank |  | T | http://www.toronto.ca/TWONTO#storage_tank |  | High Lift Area Dewatering
144648 | WTR-PJS-T-0101 | Tank, (Surge), Spadina Main | WTR-PJS-TRW | Tank | Tank |  | T | http://www.toronto.ca/TWONTO#pumping_surge_suppression_tank |  | Treated Water (Transmission)
52255 | TAB-PWA-T-2700 | Tank, Chemical, Sodium Hypochlorite | TAB-DIS-NAOCL | Tank | Tank |  | T | http://www.toronto.ca/TWONTO#chemical_storage_tank |  | Disinfection - Sodium Hypochlorite
52256 | TAB-PWA-T-2701 | Tank, Chemical, Sodium Hypochlorite | TAB-DIS-NAOCL | Tank | Tank |  | T | http://www.toronto.ca/TWONTO#chemical_storage_tank |  | Disinfection - Sodium Hypochlorite
145163 | WTR-PLW-T-0104 | Tank, 1000psi, Gas Monitor Calibration Gas Bottle | WTR-WEST-SES | Tank | Tank |  | T | gas_cylinder |  | Safety & Lifting Devices
89998 | YTF-ACC-T-0001 | Tank, A Building, Sump, Miscellaneous Devices | YTF-ACC | Tank | Tank |  | T | http://www.toronto.ca/TWONTO#storage_tank |  | HVAC Equipment
72934 | THR-DIS-T-0100A | Tank, Air Reciever, for THR-DIS-C-0100, Disinfection Building Workshop, (CRN-K7602.1C, SNo.-CBV380605, TSSA UID-65022717) | THR-DIS-C-0100 | Tank | Tank |  | T | http://www.toronto.ca/TWONTO#pressure_vessel |  | Compressor, Workshop, Disinfection Building
53003 | TAB-RSP-T-1211 | Tank, Oil, Raw Sewage Pump #1 Bearing Lubrication System | TAB-RSP-P-T | Tank | Tank |  | T | http://www.toronto.ca/TWONTO#chemical_storage_tank |  | T Building - Raw Sewage Pumping
91369 | FHO-DOZ-T-0500 | Tank, Air Storage, Ozone Building, S2, Raw Water Process Room, Nitrogen Skid | FHO-NIT-SYS | Storage | Tank |  | T | http://www.toronto.ca/TWONTO#pressure_vessel |  | NITROGEN SYSTEM
55069 | TAB-THK-T-0002 | Tank, Analyzer | TAB-THK-V-TRANSF | Tank | Tank |  | T | ? |  | Transfer Valves to Digester
62259 | THC-INC-T-1061 | Tank, Ash, Incinerator 1000 | THC-INC-GDR-1061 | Tank | Tank |  | T | http://www.toronto.ca/TWONTO#storage_tank |  | Grinder, Ash Tank 1061, Incinerator 1000
62260 | THC-INC-T-1062 | Tank, Ash, Incinerator 1000 | THC-INC-GDR-1062 | Tank | Tank |  | T | http://www.toronto.ca/TWONTO#storage_tank |  | Grinder, Ash Tank 1062, Incinerator 1000
53208 | TAB-SA-T-0201 | Tank, Oil, Reservoir, Air Compressor, Auxiliary Systems Building, Main Floor | TAB-SA-C-0200 | Tank,Reservoir | Tank |  | T | http://www.toronto.ca/TWONTO#chemical_storage_tank |  | Air Compressor, Auxiliary Systems Building, Main Floor
53209 | TAB-SA-T-0901 | Tank, Intermediate Air Receiver, Auxiliary Systems Building, Main Floor | TAB-SA-C-0100 | Tank | Tank |  | T | http://www.toronto.ca/TWONTO#pressure_vessel |  | Air Compressor, Auxiliary Systems Building, Main Floor
53210 | TAB-SA-T-1001 | Tank, Intermediate Air Receiver, Auxiliary Systems Building, Main Floor | TAB-SA-C-0100 | Tank | Tank |  | T | http://www.toronto.ca/TWONTO#pressure_vessel |  | Air Compressor, Auxiliary Systems Building, Main Floor
53211 | TAB-SA-T-1400 | Tank, Air, Receiver, Auxiliary Systems Building, Main Floor | TAB-SA-D-0800 | Tank | Tank |  | T | http://www.toronto.ca/TWONTO#pressure_vessel |  | Dryer, Chemical, Package, Auxiliary Systems Building, Main Floor
53212 | TAB-SA-T-1601 | Tank, Chemical, Auxiliary Systems Building, 2nd Floor | TAB-SA-P-1800A | Tank | Tank |  | T | http://www.toronto.ca/TWONTO#chemical_storage_tank |  | Pump, Primary, Glycol, Auxiliary Systems Building, 2nd Floor
53213 | TAB-SA-T-1701 | Tank, Air Separator, Auxiliary Systems Building, 2nd Floor | TAB-SA-P-1800A | Tank | Tank |  | T | air_seperator |  | Pump, Primary, Glycol, Auxiliary Systems Building, 2nd Floor
62261 | THC-INC-T-1062 | Tank, Ash, Incinerator 1000 | THC-INC-GDR-2062 | Tank | Tank |  | T | http://www.toronto.ca/TWONTO#storage_tank |  | Grinder, Ash Tank 2062, Incinerator 2000
126215 | THC-INC-T-1061 | Tank, Ash, Incinerator 1000 | THC-INC-GDR-2061 | Tank | Tank |  | T | http://www.toronto.ca/TWONTO#storage_tank |  | Grinder, Ash Tank 2061, Incinerator 2000
53865 | TAB-SLO-T-0232 | Tank, Polymer Mixing, Silo Bldg., 3rd Floor | TAB-SLO-PIP | Tank | Tank |  | T | http://www.toronto.ca/TWONTO#chemical_storage_tank |  | Sludge Transfer Pipe Lubrication
53866 | TAB-SLO-T-0233 | Tank, Holding Polymer | TAB-SLO-PIP | Tank | Tank |  | T | http://www.toronto.ca/TWONTO#chemical_storage_tank |  | Sludge Transfer Pipe Lubrication
62262 | THC-INC-T-2062 | Tank, Ash, Incinerator 2000 | THC-INC-GDR-2062 | Tank | Tank |  | T | http://www.toronto.ca/TWONTO#storage_tank |  | Grinder, Ash Tank 2062, Incinerator 2000
126216 | THC-INC-T-2061 | Tank, Ash, Incinerator 2000 | THC-INC-GDR-1061 | Tank | Tank |  | T | http://www.toronto.ca/TWONTO#storage_tank |  | Grinder, Ash Tank 1061, Incinerator 1000
53869 | TAB-SLO-T-0301A | Tank, Air Receiver | TAB-SLO-V | Vessel,Pressure | Tank |  | T | http://www.toronto.ca/TWONTO#pressure_vessel |  | Compressed Air Equipment, Truck Loading
126217 | THC-INC-T-2061 | Tank, Ash, Incinerator 2000 | THC-INC-GDR-2061 | Tank | Tank |  | T | http://www.toronto.ca/TWONTO#storage_tank |  | Grinder, Ash Tank 2061, Incinerator 2000
126218 | THC-INC-T-2062 | Tank, Ash, Incinerator 2000 | THC-INC-GDR-1062 | Tank | Tank |  | T | http://www.toronto.ca/TWONTO#storage_tank |  | Grinder, Ash Tank 1062, Incinerator 1000
53872 | TAB-SLO-T-0430 | Tank, Bio-Filter Neutralization, Limestone | TAB-SLO-BIO | Tank,Non-Pressurized | Tank | 46255 | T | http://www.toronto.ca/TWONTO#chemical_storage_tank |  | Odour Control Facility-WA4
54097 | TAB-STR-CLR-0210 | Secondary Clarifier, Final Tank 02 | TAB-STR2 |  | Tank |  | CLR | http://www.toronto.ca/TWONTO#clarifier |  | Secondary Treatment - Clarifiers
54098 | TAB-STR-CLR-0610 | Secondary Clarifier, Final Tank 06 | TAB-STR2 |  | Tank |  | CLR | http://www.toronto.ca/TWONTO#clarifier |  | Secondary Treatment - Clarifiers
54099 | TAB-STR-CLR-0710 | Secondary Clarifier, Final Tank 07 | TAB-STR2 |  | Tank |  | CLR | http://www.toronto.ca/TWONTO#clarifier |  | Secondary Treatment - Clarifiers
54100 | TAB-STR-CLR-0810 | Secondary Clarifier, Final Tank 08 | TAB-STR2 |  | Tank |  | CLR | http://www.toronto.ca/TWONTO#clarifier |  | Secondary Treatment - Clarifiers
54101 | TAB-STR-CLR-0910 | Secondary Clarifier, Final Tank 09 | TAB-STR2 |  | Tank |  | CLR | http://www.toronto.ca/TWONTO#clarifier |  | Secondary Treatment - Clarifiers
54538 | TAB-STR-T-0200 | Aeration Tank 02 | TAB-AER-TANKS |  | Tank |  | T | http://www.toronto.ca/TWONTO#aeration_tank |  | Aeration Tanks
34293 | KU2105A | Tank, Blow down | TAB-HRS-T | Tank | Tank |  |  | http://www.toronto.ca/TWONTO#pressure_vessel |  | Steam Flash Tanks & Controls
107551 | TAB-ACC-T-7801 | Tank, Blow down | TAB-HRS-T | Tank | Tank |  | T | http://www.toronto.ca/TWONTO#pressure_vessel |  | Steam Flash Tanks & Controls
54541 | TAB-STR-T-4001R | Tank , Reservoir Aux Oil, Blower 4001 | TAB-STR-BL-4001 | Tank,Reservoir | Tank |  | T | http://www.toronto.ca/TWONTO#chemical_storage_tank |  | Blower #4001
54542 | TAB-STR-T-4002R | Tank , Reservoir Aux Oil, Blower 4002 | TAB-STR-BL-4002 | Tank,Reservoir | Tank |  | T | http://www.toronto.ca/TWONTO#chemical_storage_tank |  | Blower #4002
54543 | TAB-STR-T-4003R | Tank , Reservoir Aux Oil, Blower 4003 | TAB-STR-BL-4003 | Tank,Reservoir | Tank |  | T | http://www.toronto.ca/TWONTO#chemical_storage_tank |  | Blower #4003
54544 | TAB-STR-T-4004R | Tank , Reservoir Aux Oil, Blower 4004 | TAB-STR-BL-4004 | Tank,Reservoir | Tank |  | T | http://www.toronto.ca/TWONTO#chemical_storage_tank |  | Blower #4004
54987 | TAB-THK-MEQ-0601 | Flocculator | TAB-THK-T-0600 | Flocculator | Tank |  | MEQ | http://www.toronto.ca/TWONTO#mixer_or_agitator |  | Floatation Tank #6, Subnatant Recycling
54988 | TAB-THK-MEQ-0701 | Flocculator | TAB-THK-T-0700 | Flocculator | Tank |  | MEQ | http://www.toronto.ca/TWONTO#mixer_or_agitator |  | Floatation Tank #7, Subnatant Recycling
54989 | TAB-THK-MEQ-0801 | Flocculator | TAB-THK-T-0800 | Flocculator | Tank |  | MEQ | http://www.toronto.ca/TWONTO#mixer_or_agitator |  | Floatation Tank #8, Subnatant Recycling
54990 | TAB-THK-MEQ-0901 | Flocculator | TAB-THK-T-0900 | Flocculator | Tank |  | MEQ | http://www.toronto.ca/TWONTO#mixer_or_agitator |  | Floatation Tank #9, Subnatant Recycling
107552 | TAB-ACC-T-7901 | Tank, Blow down | TAB-HRS-T | Tank | Tank |  | T | http://www.toronto.ca/TWONTO#pressure_vessel |  | Steam Flash Tanks & Controls
55070 | TAB-THK-T-0100 | Floatation Tank #1, Subnatant Recycling | TAB-THK-TANKS | Tank | Tank |  | T | floatation_tank |  | Floatation Tanks
55071 | TAB-THK-T-0200 | Floatation Tank #2, Subnatant Recycling | TAB-THK-TANKS | Tank | Tank |  | T | floatation_tank |  | Floatation Tanks
55072 | TAB-THK-T-0300 | Floatation Tank #3, Subnatant Recycling | TAB-THK-TANKS | Tank | Tank |  | T | floatation_tank |  | Floatation Tanks
55073 | TAB-THK-T-0500 | Floatation Tank #5, Subnatant Recycling | TAB-THK-TANKS | Tank | Tank |  | T | floatation_tank |  | Floatation Tanks
55074 | TAB-THK-T-0800 | Floatation Tank #8, Subnatant Recycling | TAB-THK-TANKS | Tank | Tank |  | T | floatation_tank |  | Floatation Tanks
55075 | TAB-THK-T-0900 | Floatation Tank #9, Subnatant Recycling | TAB-SUSPENDED ENTITY | Tank | Tank |  | T | floatation_tank |  | Suspended entities
55076 | TAB-THK-T-4121 | Tank, Polymer Mixing/Aging 2 | TAB-THK-T | Tank,Non-Pressurized | Tank |  | T | http://www.toronto.ca/TWONTO#chemical_storage_tank |  | Polymer Mixing Tanks
55077 | TAB-THK-T-4220 | Polymer Solution Day Tank 2 | TAB-THK-T-PYS | Tank,Non-Pressurized | Tank |  | T | http://www.toronto.ca/TWONTO#chemical_storage_tank |  | Mixed Polymer Solution Day Tanks
57102 | THC-ACC-T-0001 | Tank, Expansion, Glycol, Building M | THC-ACC-HEAT PUMPS | Tank | Tank |  | T | expansion_tank |  | Pumps, Heating System, Building M
57103 | THC-ACC-T-0005 | Tank, Expansion, Glycol, Building M | THC-ACC-HEAT PUMPS | Tank | Tank |  | T | expansion_tank |  | Pumps, Heating System, Building M
57104 | THC-ACC-T-0006 | Tank, Hot water, Oil bunker room | THC-ACC-HEAT PUMPS | Tank | Tank |  | T | http://www.toronto.ca/TWONTO#tanked_hot_water_heater |  | Pumps, Heating System, Building M
57105 | THC-ACC-T-0051 | Tank,Expansion,Hot Water for DEW Centrate Sampling System,Third Floor,Solid Treatment | THC-ACC-T-0050 |  | Tank |  | T | expansion_tank |  | Tank,Hot Water for DEW Centrate Sampling System,Third Floor,Solid Treatment
57106 | THC-ACC-T-0110A | Domestic Hot Water Tank, Building K | THC-MCS-T-BLDG K | Tank,Domestic Hot Water | Tank |  | T | http://www.toronto.ca/TWONTO#tanked_hot_water_heater |  | Domestic Hot Water Tank, Building K
57107 | THC-ACC-T-0110AK | Tank,Hot Water,Storage Tank,Admin Building | THC-ACC-BLDG K | Tank | Tank | 32319 | T | http://www.toronto.ca/TWONTO#tanked_hot_water_heater |  | Administration Building, HVAC
58815 | THC-DEW-T-7310 | Tank, Calibration, from polymer storage tanks, Dewatering | THC-DEW-POL-2 | Tank,Reservoir | Tank |  | T | http://www.toronto.ca/TWONTO#storage_tank |  | Pumps, Polymer Feed, Dewatering
122924 | THC-DEW-T-6520 | Tank, Centrate Box | THC-DEW-CENTRATE | Tank,Non-Pressurized | Tank |  | T | http://www.toronto.ca/TWONTO#storage_tank |  | Centrate System Dewatering
57110 | THC-ACC-T-0148 | Domestic Hot Water Tank, Building S | THC-PWA-HWT | Tank,Domestic Hot Water | Tank |  | T | http://www.toronto.ca/TWONTO#tanked_hot_water_heater |  | Domestic Hot Water Tanks
57111 | THC-ACC-T-0202 | Tank, Glycol System, Storage and Feed, Mechanical room, WA2 Workshop | THC-GRK-STRC-0200 | Tank | Tank |  | T | http://www.toronto.ca/TWONTO#chemical_storage_tank |  | Workshop, WA2, Building X
57112 | THC-ACC-T-0421 | Tank,Air Separator,Supply,Building UU,Glycol Heating,Basement,Building U | THC-ACC-BLDG U | Tank | Tank |  | T | air_seperator |  | New Digesters Building HVAC
57113 | THC-ACC-T-0581 | Tank,Domestic Hot Water,Basement B1,Incineration Building M | THC-MCS-T-BLDG M | Tank,Domestic Hot Water | Tank |  | T | http://www.toronto.ca/TWONTO#tanked_hot_water_heater |  | Domestic Hot Water Tank, Building M
57114 | THC-ACC-T-0702 | Tank,Make-up,Heating Glycol,HVAC Systems,Thickening Building | THC-ACC-BLDG J | Tank | Tank |  | T | http://www.toronto.ca/TWONTO#chemical_storage_tank |  | TWAS Building, HVAC
57115 | THC-ACC-T-0703 | Tank,Hot Water Heating,Mechanical Room,Thickening Building | THC-MCS-T-BLDG K | Tank,Domestic Hot Water | Tank |  | T | http://www.toronto.ca/TWONTO#tanked_hot_water_heater |  | Domestic Hot Water Tank, Building K
57118 | THC-ACC-T-5202 | Tank, Glycol System, Storage and Feed, Mechanical room | THC-ACC-BLDG X |  | Tank |  | T | http://www.toronto.ca/TWONTO#chemical_storage_tank |  | New Workshop WA2 Building HVAC
57119 | THC-ACC-T-5203 | Tank, Glycol System, Snow-Melting, Mechanical room | THC-ACC-BLDG X |  | Tank |  | T | http://www.toronto.ca/TWONTO#chemical_storage_tank |  | New Workshop WA2 Building HVAC
57120 | THC-ACC-T-5910 | Tank,Air Separator,Hydronic Heating System,Disinfection Bldg | THC-ACC-BLDG G |  | Tank |  | T | air_seperator |  | Air Treatment Building HVAC
57121 | THC-ACC-T-5920 | Tank,Glycol Expansion,Hydronic Heating System,Disinfection Bldg | THC-ACC-BLDG G |  | Tank |  | T | expansion_tank |  | Air Treatment Building HVAC
57122 | THC-ACC-T-5930 | Tank,Glycol Make-up,Hydronic Heating System,Disinfection Bldg | THC-ACC-BLDG G |  | Tank |  | T | http://www.toronto.ca/TWONTO#chemical_storage_tank |  | Air Treatment Building HVAC
57127 | THC-ACC-T-6872 | Tank, Expansion, Glycol, Tunnel T12 | THC-PRS-BLDG |  | Tank |  | T | expansion_tank |  | Phosphorous removal system, Building and Storage
57128 | THC-ACC-T-9001 | Tank, Domestic Hot Water, Head house | THC-PWA-HWT | Tank,Domestic Hot Water | Tank |  | T | http://www.toronto.ca/TWONTO#tanked_hot_water_heater |  | Domestic Hot Water Tanks
57129 | THC-ACC-T-9002 | Tank,Domestic Hot Water, Phase 1 Area | THC-PWA-HWT | Tank,Domestic Hot Water | Tank |  | T | http://www.toronto.ca/TWONTO#tanked_hot_water_heater |  | Domestic Hot Water Tanks
57683 | FCL-ELS-T-0100 | Tank, Underground, Main Oil Fuel Tank, Low Lift Building, Screen Room | FCL-ELS-PS-0003 | Tank,Reservoir | Tank |  | T | http://www.toronto.ca/TWONTO#underground_fuel_oil_tank_temp |  | Emergency Power
57684 | FCL-ELS-T-0201 | Tank, Generator G-0200 Oil Fuel Day Tank, Low Lift Building, Screen Room | FCL-ELS-PS-0003 | Tank,Reservoir | Tank |  | T | http://www.toronto.ca/TWONTO#fuel_oil_tank |  | Emergency Power
57937 | THC-AER-T-2100 | Tank, Aeration | THC-AER-OLD PLANT |  | Tank |  | T | http://www.toronto.ca/TWONTO#aeration_tank |  | AerationTreatment
57938 | THC-AER-T-2200 | Tank, Aeration | THC-AER-OLD PLANT | Tank,Non-Pressurized | Tank |  | T | http://www.toronto.ca/TWONTO#aeration_tank |  | AerationTreatment
57939 | THC-AER-T-2200 | Tank, Aeration | THC-AER-T | Tank,Non-Pressurized | Tank |  | T | http://www.toronto.ca/TWONTO#aeration_tank |  | Tank, Aeration
57940 | THC-AER-T-2400 | Tank, Aeration | THC-AER-OLD PLANT | Tank,Non-Pressurized | Tank |  | T | http://www.toronto.ca/TWONTO#aeration_tank |  | AerationTreatment
57941 | THC-AER-T-2500 | Tank, Aeration | THC-AER-OLD PLANT | Tank,Non-Pressurized | Tank |  | T | http://www.toronto.ca/TWONTO#aeration_tank |  | AerationTreatment
57942 | THC-AER-T-2500 | Tank, Aeration | THC-AER-T | Tank,Non-Pressurized | Tank |  | T | http://www.toronto.ca/TWONTO#aeration_tank |  | Tank, Aeration
57943 | THC-AER-T-2600 | Tank, Aeration | THC-AER-OLD PLANT | Tank,Non-Pressurized | Tank |  | T | http://www.toronto.ca/TWONTO#aeration_tank |  | AerationTreatment
57944 | THC-AER-T-2700 | Tank, Aeration | THC-AER-OLD PLANT |  | Tank |  | T | http://www.toronto.ca/TWONTO#aeration_tank |  | AerationTreatment
57945 | THC-AER-T-2800 | Tank, Aeration | THC-AER-T | Tank,Non-Pressurized | Tank |  | T | http://www.toronto.ca/TWONTO#aeration_tank |  | Tank, Aeration
57946 | THC-AER-T-2900 | Tank, Aeration | THC-AER-PHASE I-IV | Tank,Non-Pressurized | Tank |  | T | http://www.toronto.ca/TWONTO#aeration_tank |  | AerationTreatment
57947 | THC-AER-T-3000 | Tank, Aeration | THC-AER-PHASE I-IV | Tank,Non-Pressurized | Tank |  | T | http://www.toronto.ca/TWONTO#aeration_tank |  | AerationTreatment
57948 | THC-AER-T-3100 | Tank, Aeration | THC-AER-PHASE I-IV | Tank,Non-Pressurized | Tank |  | T | http://www.toronto.ca/TWONTO#aeration_tank |  | AerationTreatment
57949 | THC-AER-T-3200 | Tank, Aeration | THC-AER-PHASE I-IV | Tank,Non-Pressurized | Tank |  | T | http://www.toronto.ca/TWONTO#aeration_tank |  | AerationTreatment
57950 | THC-AER-T-3300 | Tank, Aeration | THC-AER-PHASE I-IV | Tank,Non-Pressurized | Tank |  | T | http://www.toronto.ca/TWONTO#aeration_tank |  | AerationTreatment
57951 | THC-AER-T-3500 | Tank, Aeration | THC-AER-T | Tank,Non-Pressurized | Tank |  | T | http://www.toronto.ca/TWONTO#aeration_tank |  | Tank, Aeration
57952 | THC-AER-T-3600 | Tank, Aeration | THC-AER-PHASE I-IV | Tank,Non-Pressurized | Tank |  | T | http://www.toronto.ca/TWONTO#aeration_tank |  | AerationTreatment
57953 | THC-AER-T-7140 | Tank, Oil, Blower, Aeration | THC-AER-BL-7100-I-IV | Tank | Tank |  | T | http://www.toronto.ca/TWONTO#chemical_storage_tank |  | Blower, Aeration System
57954 | THC-AER-T-7240 | Tank, Oil, Blower, Aeration | THC-AER-BL-7200-I-IV | Tank | Tank |  | T | http://www.toronto.ca/TWONTO#chemical_storage_tank |  | Blower, Aeration System
58119 | THC-AI-T-1083 | Tank,Air Receiver,Compressed Air System, Bldg. M | THC-MCS-AI/SA | Tank,Reservoir | Tank |  | T | http://www.toronto.ca/TWONTO#pressure_vessel |  | Instrument/service Air Plant Wide
58120 | THC-AI-T-3083 | Tank, Air Receiver, Compressed Air System, Bldg. G | THC-ACC-BLDG G | Tank,Reservoir | Tank |  | T | http://www.toronto.ca/TWONTO#pressure_vessel |  | Air Treatment Building HVAC
58121 | THC-AI-T-6001 | Tank,Receiving,Compressed Air,Thickening Building | THC-SPC-WA2 | Vessel,Pressure | Tank |  | T | http://www.toronto.ca/TWONTO#pressure_vessel |  | System Process Control
58122 | THC-AI-T-6001 | Tank,Receiving,Compressed Air,Thickening Building | THC-THK-TWAS | Vessel,Pressure | Tank |  | T | http://www.toronto.ca/TWONTO#pressure_vessel |  | Waste Activated Sludge Thickening
79493 | THR-THK-T-6001 | Tank, Centrate from Centrifuges | THR-THK-P-CENT | Tank | Tank |  | T | http://www.toronto.ca/TWONTO#storage_tank |  | Centrate Transfer Pumps & Tanks
79494 | THR-THK-T-6002 | Tank, Centrate from Centrifuges | THR-THK-P-CENT | Tank | Tank |  | T | http://www.toronto.ca/TWONTO#storage_tank |  | Centrate Transfer Pumps & Tanks
58156 | THC-AP-T-1200 | Air Receiver Tank, Process Air, Grit Fluidizing System | THC-PLT-BLDG-0001 | Tank | Tank |  | T | http://www.toronto.ca/TWONTO#pressure_vessel |  | New Head House, preliminary process
58263 | THC-CW-T-0601 | Heater,Electric,Potable Water,South Pumping Station,Washroom,Intermediate Level | THC-ACC-BLDG L |  | Tank |  | T | http://www.toronto.ca/TWONTO#tanked_hot_water_heater |  | Plant Effluent Pumping Station, HVAC
58264 | THC-CW-T-5801 | Tank,Domestic Hot Water,Plant Stores | THC-ACC-BLDG B |  | Tank |  | T | http://www.toronto.ca/TWONTO#tanked_hot_water_heater |  | Mechanical Shop (Chlorine) Building HVAC
58265 | THC-CW-T-5802 | Tank,Expansion,Domestic Hot Water,Plant Stores | THC-ACC-BLDG B |  | Tank |  | T | expansion_tank |  | Mechanical Shop (Chlorine) Building HVAC
58376 | THC-DCL-HWT-0001 | Domestic Hot Water Tank, Dechlorination Building | THC-PWA-HWT | Tank,Domestic Hot Water | Tank |  | HWT | http://www.toronto.ca/TWONTO#tanked_hot_water_heater |  | Domestic Hot Water Tanks
58418 | THC-DCL-T-0100 | Tank, Storage 38% Sodium Bisulphite, Dechlorination | THC-DCL | Tank | Tank |  | T | http://www.toronto.ca/TWONTO#chemical_storage_tank |  | Dechlorination Process
58419 | THC-DCL-T-0100 | Tank, Storage 38% Sodium Bisulphite, Dechlorination | THC-DCL-SBS | Tank | Tank |  | T | http://www.toronto.ca/TWONTO#chemical_storage_tank |  | Dechlorination -Outfall SBS System
58420 | THC-DCL-T-0300 | Tank, Dilution Sodium Bisulphite, Dechlorination | THC-DCL | Tank | Tank |  | T | http://www.toronto.ca/TWONTO#chemical_storage_tank |  | Dechlorination Process
58421 | THC-DCL-T-0300 | Tank, Dilution Sodium Bisulphite, Dechlorination | THC-DCL-SBS-SBSS | Tank | Tank |  | T | http://www.toronto.ca/TWONTO#chemical_storage_tank |  | Simulator SBS Dilution System-SBSS Feed
58422 | THC-DCL-T-0400 | Tank, Feed 2% SBSS, Dechlorination | THC-DCL-SBS-SBSS | Tank | Tank |  | T | http://www.toronto.ca/TWONTO#chemical_storage_tank |  | Simulator SBS Dilution System-SBSS Feed
58423 | THC-DCL-T-0500 | Tank, Dilution Sodium Bisulphite, Dechlorination | THC-DCL | Tank | Tank |  | T | http://www.toronto.ca/TWONTO#chemical_storage_tank |  | Dechlorination Process
58424 | THC-DCL-T-0500 | Tank, Dilution Sodium Bisulphite, Dechlorination | THC-DCL-SBS-SBSS | Tank | Tank |  | T | http://www.toronto.ca/TWONTO#chemical_storage_tank |  | Simulator SBS Dilution System-SBSS Feed
58425 | THC-DCL-T-0600 | Tank, Feed 2% SBSS, Dechlorination | THC-DCL-SBS-SBSS | Tank | Tank |  | T | http://www.toronto.ca/TWONTO#chemical_storage_tank |  | Simulator SBS Dilution System-SBSS Feed
96226 | FIS-CL-T | Tank, Chlorine Tonners (Scale Changes & Deliveries) | FIS-GRK |  | Tank |  |  | http://www.toronto.ca/TWONTO#chemical_storage_tank |  | FIS Buildings & Grounds
27279 | FHO-WWW-T-0102 | Tank, Clarifier 0102, Waste Water System, Clarifier Building, West | FHO-WWW | Tank,Reservoir | Tank |  | T | http://www.toronto.ca/TWONTO#clarifier |  | Residue Management / Waste Water System
58799 | THC-DEW-STR-6411 | Strainer, Hydraulic Power Unit, Sliding Frame | THC-DEW-HPU-6410 | Tank,Non-Pressurized | Tank |  | STR | http://www.toronto.ca/TWONTO#strainer |  | Hydraulic Power Pack,Sliding Frame,BTU Hopper 6400,Solids Treatment
58800 | THC-DEW-STR-6412 | Strainer, Hydraulic Power Unit, Sliding Frame | THC-DEW-HPU-6410 | Tank,Non-Pressurized | Tank |  | STR | http://www.toronto.ca/TWONTO#strainer |  | Hydraulic Power Pack,Sliding Frame,BTU Hopper 6400,Solids Treatment
50973 | TAB-PRM-T-0420 | Tank, Coagulant, CEPT Coagulant Dosing System, Grit Bldg., P Bldg. | TAB-PRM-POL | Tank,Reservoir | Tank |  | T | http://www.toronto.ca/TWONTO#coagulation_tank |  | P Building - Polymer system
41289 | TAB-ACC-T-8901 | Tank, Condensation, Back Up | TAB-HRS-P-DEA | Tank | Tank |  | T | http://www.toronto.ca/TWONTO#pressure_vessel |  | Deaerator Equipment/ Cndensation ,
107556 | TAB-ACC-T-8801 | Tank, Condensation, Main | TAB-HRS-P-DEA | Tank | Tank |  | T | http://www.toronto.ca/TWONTO#pressure_vessel |  | Deaerator Equipment/ Cndensation ,
40911 | TAB-ACC-MEQ-7101 | Tank, Deaerator No.1 | TAB-HRS-P-DEA | Tank | Tank |  | MEQ | http://www.toronto.ca/TWONTO#pressure_vessel |  | Deaerator Equipment/ Cndensation ,
40912 | TAB-ACC-MEQ-7201 | Tank, Deaerator No.2 | TAB-HRS-P-DEA | Tank | Tank |  | MEQ | http://www.toronto.ca/TWONTO#pressure_vessel |  | Deaerator Equipment/ Cndensation ,
86047 | FHA-WWW-T-0002 | Tank, Decant Residue Equalization, RMF, Central Thickener Gallery | FHA-WWW-SLUDGE | Tank | Tank |  | T | http://www.toronto.ca/TWONTO#sedimentation_tank |  | Sludge Equalization Pumping
58809 | THC-DEW-T-2100 | Tank,Polymer Make-up,Polymer Make Up System | THC-DEW-POL-MAKEUP | Tank,Reservoir | Tank |  | T | http://www.toronto.ca/TWONTO#chemical_storage_tank |  | Polymer Make Up System Dewatering
58810 | THC-DEW-T-2309 | Hopper,Polymer Dry,Polymer Make-Up 2300, Polymer Make up System | THC-DEW-T-2300 |  | Tank |  | T | http://www.toronto.ca/TWONTO#chemical_storage_tank |  | Tank,Polymer Make-up,Polymer Make Up System
19302 | FHA-WWW-T-4011 | Tank, Decant, RMF, Decant Tanks Area | FHA-WWW-DECANT | Tank | Tank |  | T | http://www.toronto.ca/TWONTO#sedimentation_tank |  | Decant Tanks
19303 | FHA-WWW-T-4021 | Tank, Decant, RMF, Dicant Tanks Area | FHA-WWW-DECANT | Tank | Tank |  | T | http://www.toronto.ca/TWONTO#sedimentation_tank |  | Decant Tanks
19304 | FHA-WWW-T-4041 | Tank, Decant, RMF, Dicant Tanks Area | FHA-WWW-DECANT | Tank | Tank |  | T | http://www.toronto.ca/TWONTO#sedimentation_tank |  | Decant Tanks
58814 | THC-DEW-T-7140 | Tank, Storage, Liquid Polymer, Dewatering | THC-DEW-POL-FEED | Tank,Reservoir | Tank |  | T | http://www.toronto.ca/TWONTO#chemical_storage_tank |  | Polymer Feed System Dewatering
19307 | FHA-WWW-T-4061 | Tank, Decant, RMF, Dicant Tanks Area | FHA-WWW-DECANT | Tank | Tank |  | T | http://www.toronto.ca/TWONTO#sedimentation_tank |  | Decant Tanks
19308 | FHA-WWW-T-4071 | Tank, Decant, RMF, Dicant Tanks Area | FHA-WWW-DECANT | Tank | Tank |  | T | http://www.toronto.ca/TWONTO#sedimentation_tank |  | Decant Tanks
19309 | FHA-WWW-T-4091 | Tank, Decant, RMF, Dicant Tanks Area | FHA-WWW-DECANT | Tank | Tank |  | T | http://www.toronto.ca/TWONTO#sedimentation_tank |  | Decant Tanks
58818 | THC-DEW-T-7590 | Tank,Chemical,Heated Water Treatment for Centrate Analyzer 7590,Solid Treatment | THC-DEW-AIT-7590 |  | Tank |  | T | http://www.toronto.ca/TWONTO#chemical_storage_tank |  | Analyzer,Density,Sample Buffer Tanks 7550&7560(future),DEW Centrate Sampling,Solid Treatment
19310 | FHA-WWW-T-4101 | Tank, Decant, RMF, Dicant Tanks Area | FHA-WWW-DECANT | Tank | Tank |  | T | http://www.toronto.ca/TWONTO#sedimentation_tank |  | Decant Tanks
19311 | FHA-WWW-T-4101 | Tank, Decant, RMF, Dicant Tanks Area | FHA-WWW-T-4101-KQ | Tank | Tank |  | T | http://www.toronto.ca/TWONTO#sedimentation_tank |  | Tank Location, Decant 10
86059 | FHA-WWW-T-4031 | Tank, Decant, RMF, Dicant Tanks Area | FHA-WWW-DECANT | Tank | Tank |  | T | http://www.toronto.ca/TWONTO#sedimentation_tank |  | Decant Tanks
60448 | THC-DIS-STRC-0001 | Disinfection Building and Concrete Tanks Containment structure, Sodium Hypochlorite System, Disinfection | THC-DIS |  | Tank |  | STRC | containment_berm |  | Disinfection (Chlorination) Process
60449 | THC-DIS-T-0020 | Tank,Sodium Hypochlorite Storage,Disinfection Bldg | THC-DIS |  | Tank |  | T | http://www.toronto.ca/TWONTO#chemical_storage_tank |  | Disinfection (Chlorination) Process
60450 | THC-DIS-T-0040 | Tank,Sodium Hypochlorite Storage,Disinfection Bldg | THC-DIS |  | Tank |  | T | http://www.toronto.ca/TWONTO#chemical_storage_tank |  | Disinfection (Chlorination) Process
60451 | THC-DIS-T-0060 | Tank,Sodium Hypochlorite Storage,Disinfection Bldg | THC-DIS |  | Tank |  | T | http://www.toronto.ca/TWONTO#chemical_storage_tank |  | Disinfection (Chlorination) Process
60452 | THC-DIS-T-0080 | Tank,Sodium Hypochlorite Storage,Disinfection Bldg | THC-DIS |  | Tank |  | T | http://www.toronto.ca/TWONTO#chemical_storage_tank |  | Disinfection (Chlorination) Process
60453 | THC-DIS-T-0100 | Tank, Sodium Hypochlorite, Disinfection | THC-DIS |  | Tank |  | T | http://www.toronto.ca/TWONTO#chemical_storage_tank |  | Disinfection (Chlorination) Process
86060 | FHA-WWW-T-4041 | Tank, Decant, RMF, Dicant Tanks Area | FHA-WWW-T-4041-KQ | Tank | Tank |  | T | http://www.toronto.ca/TWONTO#sedimentation_tank |  | Tank Location, Decant 4
61719 | THC-FT-T-0100 | Tank, Secondary Clarifier | THC-FT-OLD PLANT |  | Tank |  | T | http://www.toronto.ca/TWONTO#clarifier |  | Secondary Clarifiers, Old Plant
61720 | THC-FT-T-0100 | Tank, Secondary Clarifier | THC-FT-T-OLD PLANT |  | Tank |  | T | http://www.toronto.ca/TWONTO#clarifier |  | Tank, Secondary Clarifier
61721 | THC-FT-T-0280 | Scum Pit, Tank 0200, Secondary Clarifier | THC-FT-T-0200 |  | Tank |  | T | http://www.toronto.ca/TWONTO#storage_tank |  | Tank, Secondary Clarifier
61722 | THC-FT-T-0300 | Tank, Secondary Clarifier | THC-FT-OLD PLANT |  | Tank |  | T | http://www.toronto.ca/TWONTO#clarifier |  | Secondary Clarifiers, Old Plant
61723 | THC-FT-T-0300 | Tank, Secondary Clarifier | THC-FT-T-OLD PLANT |  | Tank |  | T | http://www.toronto.ca/TWONTO#clarifier |  | Tank, Secondary Clarifier
61724 | THC-FT-T-0380 | Scum Pit, Tank 0300, Secondary Clarifier | THC-FT-T-0300 |  | Tank |  | T | http://www.toronto.ca/TWONTO#storage_tank |  | Tank, Secondary Clarifier
61725 | THC-FT-T-0480 | Scum Pit, Tank 0400, Secondary Clarifier | THC-FT-T-0400 |  | Tank |  | T | http://www.toronto.ca/TWONTO#storage_tank |  | Tank, Secondary Clarifier
61726 | THC-FT-T-0500 | Tank, Secondary Clarifier | THC-FT-OLD PLANT |  | Tank |  | T | http://www.toronto.ca/TWONTO#clarifier |  | Secondary Clarifiers, Old Plant
61727 | THC-FT-T-0500 | Tank, Secondary Clarifier | THC-FT-T-OLD PLANT |  | Tank |  | T | http://www.toronto.ca/TWONTO#clarifier |  | Tank, Secondary Clarifier
61728 | THC-FT-T-0580 | Scum Pit, Tank 0500, Secondary Clarifier | THC-FT-T-0500 |  | Tank |  | T | http://www.toronto.ca/TWONTO#storage_tank |  | Tank, Secondary Clarifier
61729 | THC-FT-T-0600 | Tank, Secondary Clarifier | THC-FT-OLD PLANT |  | Tank |  | T | http://www.toronto.ca/TWONTO#clarifier |  | Secondary Clarifiers, Old Plant
61730 | THC-FT-T-0600 | Tank, Secondary Clarifier | THC-FT-T-OLD PLANT |  | Tank |  | T | http://www.toronto.ca/TWONTO#clarifier |  | Tank, Secondary Clarifier
61731 | THC-FT-T-0800 | Tank, Secondary Clarifier | THC-FT-OLD PLANT |  | Tank |  | T | http://www.toronto.ca/TWONTO#clarifier |  | Secondary Clarifiers, Old Plant
61732 | THC-FT-T-0800 | Tank, Secondary Clarifier | THC-FT-T-OLD PLANT |  | Tank |  | T | http://www.toronto.ca/TWONTO#clarifier |  | Tank, Secondary Clarifier
61733 | THC-FT-T-0900 | Tank, Secondary Clarifier | THC-FT-PHASE I-IV | Tank | Tank |  | T | http://www.toronto.ca/TWONTO#clarifier |  | Secondary Clarifiers, Phase I-IV
61734 | THC-FT-T-0980 | Scum Pit, for Tank 0900, Secondary Clarifier | THC-FT-T-0900 | Tank,Non-Pressurized | Tank |  | T | http://www.toronto.ca/TWONTO#storage_tank |  | Tank, Secondary Clarifier
61735 | THC-FT-T-1000 | Tank, Secondary Clarifier | THC-FT-PHASE I-IV | Tank | Tank |  | T | http://www.toronto.ca/TWONTO#clarifier |  | Secondary Clarifiers, Phase I-IV
61736 | THC-FT-T-1100 | Tank, Secondary Clarifier | THC-FT-PHASE I-IV | Tank | Tank |  | T | http://www.toronto.ca/TWONTO#clarifier |  | Secondary Clarifiers, Phase I-IV
61737 | THC-FT-T-1180 | Scum Pit, Tank 1100, Secondary Clarifier | THC-FT-T-1100 | Tank,Non-Pressurized | Tank |  | T | http://www.toronto.ca/TWONTO#storage_tank |  | Tank, Secondary Clarifier
61738 | THC-FT-T-1200 | Tank, Secondary Clarifier | THC-FT-PHASE I-IV | Tank | Tank |  | T | http://www.toronto.ca/TWONTO#clarifier |  | Secondary Clarifiers, Phase I-IV
61739 | THC-FT-T-1280 | Scum Pit, Tank 1200, Secondary Clarifier | THC-FT-T-1200 | Tank,Non-Pressurized | Tank |  | T | http://www.toronto.ca/TWONTO#storage_tank |  | Tank, Secondary Clarifier
61740 | THC-FT-T-1300 | Tank, Secondary Clarifier | THC-FT-PHASE I-IV | Tank | Tank |  | T | http://www.toronto.ca/TWONTO#clarifier |  | Secondary Clarifiers, Phase I-IV
61741 | THC-FT-T-1500 | Tank, Secondary Clarifier | THC-FT-PHASE I-IV | Tank | Tank |  | T | http://www.toronto.ca/TWONTO#clarifier |  | Secondary Clarifiers, Phase I-IV
61742 | THC-FT-T-1600 | Tank, Secondary Clarifier | THC-FT-PHASE I-IV | Tank | Tank |  | T | http://www.toronto.ca/TWONTO#clarifier |  | Secondary Clarifiers, Phase I-IV
86061 | FHA-WWW-T-4051 | Tank, Decant, RMF, Dicant Tanks Area | FHA-WWW-DECANT | Tank | Tank |  | T | http://www.toronto.ca/TWONTO#sedimentation_tank |  | Decant Tanks
86062 | FHA-WWW-T-4081 | Tank, Decant, RMF, Dicant Tanks Area | FHA-WWW-DECANT | Tank | Tank |  | T | http://www.toronto.ca/TWONTO#sedimentation_tank |  | Decant Tanks
109812 | TAB-DEW-T-6001 | Tank, Dewatered Solids Silo DEW-T-6001 West, DEW Bsmt | TAB-DEW-SLUDGE SILO | Tank | Tank |  | T | http://www.toronto.ca/TWONTO#storage_tank |  | Sludge Holding Tank System, Conveyors
61992 | FCL-FLO-T-0101 | Tank, Flocculation | FCL-FLO | Tank,Reservoir | Tank |  | T | http://www.toronto.ca/TWONTO#flocculation_tank |  | Flocculation
44079 | TAB-DEW-T-6002 | Tank, Dewatered Solids Silo DEW-T-6002 West, DEW Bsmt | TAB-DEW-SLUDGE SILO | Tank | Tank |  | T | http://www.toronto.ca/TWONTO#storage_tank |  | Sludge Holding Tank System, Conveyors
44080 | TAB-DEW-T-6003 | Tank, Dewatered Solids Silo DEW-T-6003 East, DEW Bsmt | TAB-DEW-SLUDGE SILO | Tank | Tank |  | T | http://www.toronto.ca/TWONTO#storage_tank |  | Sludge Holding Tank System, Conveyors
109813 | TAB-DEW-T-6004 | Tank, Dewatered Solids Silo DEW-T-6004 East, DEW Bsmt | TAB-DEW-SLUDGE SILO | Tank | Tank |  | T | http://www.toronto.ca/TWONTO#storage_tank |  | Sludge Holding Tank System, Conveyors
16571 | FHA-DEW-T-0100 | Tank, Dewatering Wet Well, Dewatering Pumping Pump Building, S/E of Low Lift PS | FHA-AUX-DEW | Tank | Tank |  | T | http://www.toronto.ca/TWONTO#storage_tank |  | Dewatering
62263 | THC-INC-T-2083 | Tank, Air Receiver, Compressed Air System, Bldg. M | THC-ACC-BLDG M | Tank,Reservoir | Tank |  | T | http://www.toronto.ca/TWONTO#pressure_vessel |  | Incineration Building, HVAC
62264 | THC-INC-T-2083 | Tank, Air Receiver, Compressed Air System, Bldg. M | THC-MCS-AI/SA | Tank,Reservoir | Tank |  | T | http://www.toronto.ca/TWONTO#pressure_vessel |  | Instrument/service Air Plant Wide
96523 | FIS-DEW-T-0004 | Tank, Dewatering, Maintenance Hole No.5, Flow Metering Building | FIS-DEW |  | Tank |  | T | http://www.toronto.ca/TWONTO#storage_tank |  | Dewatering & Drainage
45492 | TAB-DIG-T-1200 | Tank, Digester tank, Digester 12 | TAB-DIG-T-09-12 | Tank | Tank |  | T | http://www.toronto.ca/TWONTO#digester_tank |  | Digester Tanks 9-12
62669 | THC-MCS-T-0010 | Domestic Hot Water Tank, Building E | THC-PWA-HWT | Tank,Domestic Hot Water | Tank |  | T | http://www.toronto.ca/TWONTO#tanked_hot_water_heater |  | Domestic Hot Water Tanks
129121 | THC-STW-T-0012 | Tank, Discharge, Harvested Rainwater Circulation Pumps, Admin. Building | THC-STW |  | Tank |  | T | http://www.toronto.ca/TWONTO#storage_tank |  | Storm Water
62671 | THC-MCS-T-0015 | Domestic Hot Water Tank, Building A | THC-MCS-T-BLDG A | Tank,Domestic Hot Water | Tank |  | T | http://www.toronto.ca/TWONTO#tanked_hot_water_heater |  | Domestic Hot Water Tank, Building A
62672 | THC-MCS-T-0017 | Domestic Hot Water Tank (East), Building R | THC-MCS-T-BLDG K | Tank,Domestic Hot Water | Tank |  | T | http://www.toronto.ca/TWONTO#tanked_hot_water_heater |  | Domestic Hot Water Tank, Building K
62673 | THC-MCS-T-0018 | Domestic Hot Water Tank, Building J | THC-MCS-T-BLDG K | Tank,Domestic Hot Water | Tank |  | T | http://www.toronto.ca/TWONTO#tanked_hot_water_heater |  | Domestic Hot Water Tank, Building K
62674 | THC-MCS-T-0019 | Domestic Hot Water Tank, Building R | THC-MCS-T-BLDG K | Tank,Domestic Hot Water | Tank |  | T | http://www.toronto.ca/TWONTO#tanked_hot_water_heater |  | Domestic Hot Water Tank, Building K
62675 | THC-MCS-T-0021 | Domestic Hot Water Tank, Building M | THC-MCS-T-BLDG M | Tank,Domestic Hot Water | Tank |  | T | http://www.toronto.ca/TWONTO#tanked_hot_water_heater |  | Domestic Hot Water Tank, Building M
62676 | THC-MCS-T-0026 | Domestic Hot Water Tank, Building B | THC-PWA-HWT | Tank,Domestic Hot Water | Tank |  | T | http://www.toronto.ca/TWONTO#tanked_hot_water_heater |  | Domestic Hot Water Tanks
62677 | THC-MCS-T-0027 | Tank,Domestic Hot Water,Sub-Basement,South-West,Building U | THC-MCS-T-BLDG U | Tank,Domestic Hot Water | Tank |  | T | http://www.toronto.ca/TWONTO#tanked_hot_water_heater |  | Domestic Hot Water Tank, Building U
62678 | THC-MCS-T-0027 | Tank,Domestic Hot Water,Sub-Basement,South-West,Building U | THC-PWA-HWT | Tank,Domestic Hot Water | Tank |  | T | http://www.toronto.ca/TWONTO#tanked_hot_water_heater |  | Domestic Hot Water Tanks
62679 | THC-MCS-T-0110A | Domestic Hot Water Tank, Building K | THC-MCS-T-BLDG K | Tank,Domestic Hot Water | Tank |  | T | http://www.toronto.ca/TWONTO#tanked_hot_water_heater |  | Domestic Hot Water Tank, Building K
62680 | THC-MCS-T-5201 | Tank, Hot Water, Heater, Water Tank, Electric, Janitor room | THC-ACC-BLDG X |  | Tank |  | T | http://www.toronto.ca/TWONTO#tanked_hot_water_heater |  | New Workshop WA2 Building HVAC
63052 | THC-OCS-F-0100 | Filter, Modular Biofilter #1, Phase I/IV Odour Control | THC-OCS-BLDG O | Vessel | Tank |  | F | http://www.toronto.ca/TWONTO#filtration_tank |  | Aeration Building Odour Control Systems
63053 | THC-OCS-F-0400 | Filter, Modular Biofilter #2, Phase I/IV Odour Control | THC-OCS-BLDG-O | Vessel | Tank |  | F | http://www.toronto.ca/TWONTO#filtration_tank |  | Phase IV, Building O Odour Control System
63054 | THC-OCS-F-6100 | Filter, Biofilter Cell, Headworks Odour Control | THC-PLT-BIOFILTER | Filter | Tank |  | F | http://www.toronto.ca/TWONTO#filtration_tank |  | Biofilter system
63055 | THC-OCS-F-6200 | Filter, Biofilter Cell, Headworks Odour Control | THC-PLT-BIOFILTER | Filter | Tank |  | F | http://www.toronto.ca/TWONTO#filtration_tank |  | Biofilter system
63056 | THC-OCS-F-6200 | Filter, Biofilter Cell, Headworks Odour Control | THC-PLT-BLDG-0001 | Filter | Tank |  | F | http://www.toronto.ca/TWONTO#filtration_tank |  | New Head House, preliminary process
63057 | THC-OCS-F-6300 | Filter, Biofilter Cell, Headworks Odour Control | THC-PLT-BIOFILTER | Filter | Tank |  | F | http://www.toronto.ca/TWONTO#filtration_tank |  | Biofilter system
63058 | THC-OCS-F-6300 | Filter, Biofilter Cell, Headworks Odour Control | THC-PLT-BLDG-0001 | Filter | Tank |  | F | http://www.toronto.ca/TWONTO#filtration_tank |  | New Head House, preliminary process
134034 | THR-DIS-T-1400 | Tank, Disinfection, Plant Outfall Palace Pier | THR-DIS-T-PP | Tank | Tank |  | T | http://www.toronto.ca/TWONTO#chemical_contact_tank |  | Disinfection, Tank, Palace Pier
63797 | THC-PLT-T-6100 | Reservoir, Oil, Hydraulic Pack 1, Bar Screens | THC-PLT-BAR SCREENS | Tank,Reservoir | Tank | 40024 | T | http://www.toronto.ca/TWONTO#chemical_storage_tank |  | Bar Screening
63879 | FCL-PAC-T-0201 | Tank, Storage, Powder Activated Carbon, Dry Chemical Building PAC Tanks | FCL-PAC | Tank,Non-Pressurized | Tank |  | T | http://www.toronto.ca/TWONTO#chemical_storage_tank |  | Taste and Odour Control (PAC)
63880 | FCL-PAC-T-0301 | Tank, Storage, Powder Activated Carbon, ry Chemical Building PAC Tanks | FCL-PAC | Tank,Non-Pressurized | Tank |  | T | http://www.toronto.ca/TWONTO#chemical_storage_tank |  | Taste and Odour Control (PAC)
86049 | FHA-WWW-T-0005 | Tank, Diversion Chamber, RMF Building, Recycle Area | FHA-WWW | Tank | Tank |  | T | http://www.toronto.ca/TWONTO#storage_tank |  | Residue Management / Waste Water System
64094 | THC-PRM-CH-0280 | Scum Pit, Tank 0200, Primary Clarifier | THC-PRM-T-0200 | Tank | Tank |  | CH | http://www.toronto.ca/TWONTO#storage_tank |  | Tank, Primary Clarifier
64095 | THC-PRM-CH-0580 | Scum Pit, Tank 0500, Primary Clarifier | THC-PRM-T-0500 | Tank | Tank |  | CH | http://www.toronto.ca/TWONTO#storage_tank |  | Tank, Primary Clarifier
64096 | THC-PRM-CH-0780 | Scum Pit, Tank 0700, Primary Clarifier | THC-PRM-T-0700 | Tank | Tank |  | CH | http://www.toronto.ca/TWONTO#storage_tank |  | Tank, Primary Clarifier
64097 | THC-PRM-CH-0880 | Scum Pit, Tank 0800, Primary Clarifier | THC-PRM-T-0800 | Tank | Tank |  | CH | http://www.toronto.ca/TWONTO#storage_tank |  | Tank, Primary Clarifier
87692 | WTR-PRH-T-1101 | Tank, Domestic Water | WTR-PRH-AUX | Tank | Tank |  | T | http://www.toronto.ca/TWONTO#tanked_hot_water_heater |  | Auxiliary Equipment (Building Facilities)
44063 | TAB-DEW-T-0130 | Tank, DWS from Centrifuge #1 | TAB-DEW-P-0131 | Tank | Tank | 46216 | T | http://www.toronto.ca/TWONTO#storage_tank |  | Pump,DW Sludge
64100 | THC-PRM-CH-5200 | Scum Pit,Tank 0900 & 1000, Primary Clarifier | THC-PRM-T-0900 | Tank,Water Elevated | Tank |  | CH | http://www.toronto.ca/TWONTO#storage_tank |  | Tank, Primary Clarifier
64101 | THC-PRM-CH-5300 | Scum Pit,Tank 1100 & 1200, Primary Clarifier | THC-PRM-CLAR | Tank,Water Elevated | Tank |  | CH | http://www.toronto.ca/TWONTO#storage_tank |  | Primary Clarification
44064 | TAB-DEW-T-0130 | Tank, DWS from Centrifuge #1 | TAB-SUSPENDED ENTITY | Tank | Tank | 46216 | T | http://www.toronto.ca/TWONTO#storage_tank |  | Suspended entities
109790 | TAB-DEW-T-0130 | Tank, DWS from Centrifuge #1 | TAB-DEW SLUDGE CAKE | Tank | Tank | 46216 | T | http://www.toronto.ca/TWONTO#storage_tank |  | Sludge Cake Pumping
109791 | TAB-DEW-T-0230 | Tank, DWS from Centrifuge #2 | TAB-DEW-P-0231 | Tank | Tank |  | T | http://www.toronto.ca/TWONTO#storage_tank |  | Pump, Sludge Cake Transfer, Baby Schwing #2, Dewater. Bldg, 2/F SW
109792 | TAB-DEW-T-0330 | Tank, DWS from Centrifuge #3 | TAB-DEW-P-0331 | Tank | Tank |  | T | http://www.toronto.ca/TWONTO#storage_tank |  | Pump, Baby Schwing #3, Sludge Cake Transfer, Dewater. Bldg, 2/F SE
44065 | TAB-DEW-T-0430 | Tank, DWS from Centrifuge #4 | TAB-DEW-P-0431 | Tank | Tank |  | T | http://www.toronto.ca/TWONTO#storage_tank |  | Pump, Baby Schwing #4, Sludge Cake Transfer, Dewater. Bldg, 2/F SE Middle
109793 | TAB-DEW-T-0530 | Tank, DWS from Centrifuge #5 | TAB-DEW-P-0531 | Tank | Tank |  | T | http://www.toronto.ca/TWONTO#storage_tank |  | Pump, Sludge Cake Transfer, Baby Schwing #5, Dewater. Bldg, 2/F NW middle
109794 | TAB-DEW-T-0630 | Tank, DWS from Centrifuge #6 | TAB-DEW-P-0631 | Tank | Tank |  | T | http://www.toronto.ca/TWONTO#storage_tank |  | Pump, Sludge Cake Transfer, Baby Schwing #6, Dewater. Bldg, 2/F NW
109795 | TAB-DEW-T-0730 | Tank, DWS from Centrifuge #7 | TAB-DEW-P-0731 | Tank | Tank |  | T | http://www.toronto.ca/TWONTO#storage_tank |  | Pump, Sludge Cake Transfer, Baby Schwing #7, Dewater. Bldg, 2/F NE
44066 | TAB-DEW-T-0830 | Tank, DWS from Centrifuge #8 | TAB-DEW-P-0831 | Tank | Tank |  | T | http://www.toronto.ca/TWONTO#storage_tank |  | Pump, Sludge Cake Transfer, Baby Schwing #8, Dewater. Bldg, 2/F NE middle
86046 | FHA-WWW-T-0001 | Tank, Effluent, RMF, Thickener Gallery East | FHA-WWW-EFFL | Tank | Tank |  | T | http://www.toronto.ca/TWONTO#storage_tank |  | Effluent Discharge
96521 | FIS-DEW-T-0001 | Tank, Filter Pipe Gallery Drain Sump, Filter Building, Pump Room East Side | FIS-DEW |  | Tank |  | T | http://www.toronto.ca/TWONTO#storage_tank |  | Dewatering & Drainage
19312 | FHA-WWW-T-5001 | Tank, Filter Ripening Flow Tank | FHA-WWW-RIPENING | Tank | Tank |  | T | http://www.toronto.ca/TWONTO#storage_tank |  | Filter Ripening Flow
75238 | THR-FT-T-0700S | Tank, Final Settling, Mixed Liquor, Secondary Clarification - South | THR-FT-T | Tank | Tank | 38975 | T | http://www.toronto.ca/TWONTO#sedimentation_tank |  | Final Sedimentation Tank & Dedicated WAS Pumping
75231 | THR-FT-T-0300 | Tank, Final Settling, Mixed Liquor, Secondary Clarification - South (Tank#03) | THR-FT-T | Tank | Tank |  | T | http://www.toronto.ca/TWONTO#sedimentation_tank |  | Final Sedimentation Tank & Dedicated WAS Pumping
75232 | THR-FT-T-0500 | Tank, Final Settling, Mixed Liquor, Secondary Clarification - South (Tank#05) | THR-FT-T | Tank | Tank |  | T | http://www.toronto.ca/TWONTO#sedimentation_tank |  | Final Sedimentation Tank & Dedicated WAS Pumping
75236 | THR-FT-T-0600 | Tank, Final Settling, Mixed Liquor, Secondary Clarification - South (Tank#06) | THR-FT-T | Tank | Tank |  | T | http://www.toronto.ca/TWONTO#sedimentation_tank |  | Final Sedimentation Tank & Dedicated WAS Pumping
75242 | THR-FT-T-1300 | Tank, Final Settling, Mixed Liquor, Secondary Treatment, Secondary Clarification - North (Tank#13) | THR-FT-T | Tank | Tank |  | T | http://www.toronto.ca/TWONTO#sedimentation_tank |  | Final Sedimentation Tank & Dedicated WAS Pumping
75245 | THR-FT-T-1800 | Tank, Final Settling, Mixed Liquor, Secondary Treatment, Secondary Clarification - North (Tank#18) | THR-FT-T | Tank | Tank |  | T | http://www.toronto.ca/TWONTO#sedimentation_tank |  | Final Sedimentation Tank & Dedicated WAS Pumping
75237 | THR-FT-T-0600S | Tank, Final Settling, Mixed Liquor, Secondary Treatment, Secondary Clarification - South | THR-FT-T | Tank | Tank | 38971 | T | http://www.toronto.ca/TWONTO#sedimentation_tank |  | Final Sedimentation Tank & Dedicated WAS Pumping
75239 | THR-FT-T-0900S | Tank, Final Settling, Mixed Liquor, Secondary Treatment, Secondary Clarification - South | THR-FT-T | Tank | Tank | 40995 | T | http://www.toronto.ca/TWONTO#sedimentation_tank |  | Final Sedimentation Tank & Dedicated WAS Pumping
75240 | THR-FT-T-1000S | Tank, Final Settling, Mixed Liquor, Secondary Treatment, Secondary Clarification - South | THR-FT-T | Tank | Tank | 40999 | T | http://www.toronto.ca/TWONTO#sedimentation_tank |  | Final Sedimentation Tank & Dedicated WAS Pumping
64873 | THC-PRM-T-0200 | Tank, Primary Clarifier | THC-PRM-CLAR | Tank | Tank |  | T | http://www.toronto.ca/TWONTO#clarifier |  | Primary Clarification
64874 | THC-PRM-T-0200 | Tank, Primary Clarifier | THC-PRM-T | Tank | Tank |  | T | http://www.toronto.ca/TWONTO#clarifier |  | Tank, Primary Clarifier
64875 | THC-PRM-T-0300 | Tank, Primary Clarifier | THC-PRM-CLAR | Tank | Tank |  | T | http://www.toronto.ca/TWONTO#clarifier |  | Primary Clarification
64876 | THC-PRM-T-0300 | Tank, Primary Clarifier | THC-PRM-T | Tank | Tank |  | T | http://www.toronto.ca/TWONTO#clarifier |  | Tank, Primary Clarifier
64877 | THC-PRM-T-0400 | Tank, Primary Clarifier | THC-PRM-CLAR | Tank | Tank |  | T | http://www.toronto.ca/TWONTO#clarifier |  | Primary Clarification
64878 | THC-PRM-T-0400 | Tank, Primary Clarifier | THC-PRM-T | Tank | Tank |  | T | http://www.toronto.ca/TWONTO#clarifier |  | Tank, Primary Clarifier
64879 | THC-PRM-T-0500 | Tank, Primary Clarifier | THC-PRM-CLAR | Tank | Tank |  | T | http://www.toronto.ca/TWONTO#clarifier |  | Primary Clarification
64880 | THC-PRM-T-0500 | Tank, Primary Clarifier | THC-PRM-T | Tank | Tank |  | T | http://www.toronto.ca/TWONTO#clarifier |  | Tank, Primary Clarifier
64881 | THC-PRM-T-0700 | Tank, Primary Clarifier | THC-PRM-CLAR | Tank | Tank |  | T | http://www.toronto.ca/TWONTO#clarifier |  | Primary Clarification
64919 | THC-PRM-T-0700 | Tank, Primary Clarifier | THC-PRM-T | Tank | Tank |  | T | http://www.toronto.ca/TWONTO#clarifier |  | Tank, Primary Clarifier
64920 | THC-PRM-T-0800 | Tank, Primary Clarifier | THC-PRM-CLAR | Tank | Tank |  | T | http://www.toronto.ca/TWONTO#clarifier |  | Primary Clarification
64921 | THC-PRM-T-0800 | Tank, Primary Clarifier | THC-PRM-T | Tank | Tank |  | T | http://www.toronto.ca/TWONTO#clarifier |  | Tank, Primary Clarifier
64922 | THC-PRM-T-0910 | Oil Tank, Hydraulic Power System for Sludge Bottom Scraper Mechanism, Primary Clarifier 0900, SW Plant | THC-PRM-T-0900 | Tank,Reservoir | Tank |  | T | http://www.toronto.ca/TWONTO#chemical_storage_tank |  | Tank, Primary Clarifier
64923 | THC-PRM-T-1000 | Tank, Primary Clarifier | THC-PRM-T | Tank,Water Elevated | Tank |  | T | http://www.toronto.ca/TWONTO#clarifier |  | Tank, Primary Clarifier
64924 | THC-PRM-T-1010 | Tank, Hydraulic Power System for Sludge Bottom Scraper Mechanism, Tank 1000, Primary Clarifier | THC-PRM-T-1000 | Tank,Reservoir | Tank |  | T | http://www.toronto.ca/TWONTO#chemical_storage_tank |  | Tank, Primary Clarifier
64925 | THC-PRM-T-1100 | Tank, Primary Clarifier | THC-PRM-CLAR | Tank,Water Elevated | Tank |  | T | http://www.toronto.ca/TWONTO#clarifier |  | Primary Clarification
64926 | THC-PRM-T-1110 | Oil Tank, Hydraulic Power System for Sludge Bottom Scraper Mechanism, Primary Clarifier 1100, NW Plant | THC-PRM-T-1100 | Tank,Reservoir | Tank |  | T | http://www.toronto.ca/TWONTO#chemical_storage_tank |  | Tank, Primary Clarifier
64927 | THC-PRM-T-1200 | Tank, Primary Clarifier | THC-PRM-CLAR | Tank,Water Elevated | Tank |  | T | http://www.toronto.ca/TWONTO#clarifier |  | Primary Clarification
64928 | THC-PRM-T-1210 | Oil Tank, Hydraulic Power System for Sludge Bottom Scraper Mechanism, Primary Clarifier 1200, NW Plant | THC-PRM-T-1200 | Tank,Reservoir | Tank |  | T | http://www.toronto.ca/TWONTO#chemical_storage_tank |  | Tank, Primary Clarifier
64929 | THC-PRM-T-1270 | Oil Tank, Hydraulic Power System for Scum Skimmer System, Primary Clarifier 1200 | THC-PRM-T-1200 | Tank,Reservoir | Tank |  | T | http://www.toronto.ca/TWONTO#chemical_storage_tank |  | Tank, Primary Clarifier
65463 | THC-PRS-STRC-0001 | Ferrous Chloride Storage Tank Concrete Containment Structure | THC-PRS |  | Tank |  | STRC | containment_berm |  | Phosphorus Removal, sub-process
65464 | THC-PRS-T-0100 | Tank, FRP, Ferrous Chloride, Storage, Storage Tank Area | THC-PRS | Tank | Tank |  | T | http://www.toronto.ca/TWONTO#chemical_storage_tank |  | Phosphorus Removal, sub-process
65465 | THC-PRS-T-0100 | Tank, FRP, Ferrous Chloride, Storage, Storage Tank Area | THC-PRS-BLDG | Tank | Tank |  | T | http://www.toronto.ca/TWONTO#chemical_storage_tank |  | Phosphorous removal system, Building and Storage
65466 | THC-PRS-T-0200 | Tank, FRP, Ferrous Chloride, Storage, Storage Tank Area | THC-PRS | Tank | Tank |  | T | http://www.toronto.ca/TWONTO#chemical_storage_tank |  | Phosphorus Removal, sub-process
65467 | THC-PRS-T-0200 | Tank, FRP, Ferrous Chloride, Storage, Storage Tank Area | THC-PRS-BLDG | Tank | Tank |  | T | http://www.toronto.ca/TWONTO#chemical_storage_tank |  | Phosphorous removal system, Building and Storage
65468 | THC-PRS-T-0300 | Tank, FRP, Ferrous Chloride, Storage, Storage Tank Area | THC-PRS | Tank | Tank |  | T | http://www.toronto.ca/TWONTO#chemical_storage_tank |  | Phosphorus Removal, sub-process
65469 | THC-PRS-T-0300 | Tank, FRP, Ferrous Chloride, Storage, Storage Tank Area | THC-PRS-BLDG | Tank | Tank |  | T | http://www.toronto.ca/TWONTO#chemical_storage_tank |  | Phosphorous removal system, Building and Storage
65470 | THC-PRS-T-0400 | Tank, FRP, Ferrous Chloride, Storage, Storage Tank Area | THC-PRS-BLDG |  | Tank |  | T | http://www.toronto.ca/TWONTO#chemical_storage_tank |  | Phosphorous removal system, Building and Storage
65483 | FCL-SES-T-0102 | Tank, Expansion,Eyewash Station/Shower Water Heater T-0101,Dry Chemical Bldg, Alum Containment Area | FCL-SES-T-0101 | Tank,Reservoir | Tank |  | T | expansion_tank |  | Tank, Hot Water Heater, Water to Eyewash Station/Shower, Dry Chemical Bldg, Alum Containment Area
65504 | FCL-SM-T-0101-SUS | Storage, Caustic Soda System | FCL-SM | Tank,Non-Pressurized | Tank | 36715 | T | http://www.toronto.ca/TWONTO#chemical_storage_tank |  | Spill Management
65505 | FCL-SM-T-0201-SUS | Storage, Caustic Soda System | FCL-SUSPENDED | Tank,Non-Pressurized | Tank | 36716 | T | http://www.toronto.ca/TWONTO#chemical_storage_tank |  | Suspended entity
65506 | FCL-SM-T-0301-SUS | Storage, Caustic Soda System | FCL-SUSPENDED | Tank,Non-Pressurized | Tank | 36717 | T | http://www.toronto.ca/TWONTO#chemical_storage_tank |  | Suspended entity
75241 | THR-FT-T-1100S | Tank, Final Settling, Mixed Liquor, Secondary Treatment, Secondary Clarification - South | THR-FT-T | Tank | Tank | 41000 | T | http://www.toronto.ca/TWONTO#sedimentation_tank |  | Final Sedimentation Tank & Dedicated WAS Pumping
66384 | THC-SES-T-0181 | Tank,Expansion,Domestic Potable Water,Boiler Building | THC-SES-SQ-EYE |  | Tank |  | T | expansion_tank |  | Eyewash Stations THC (Virtual entity #)
66448 | THC-STR-CH-8082 | Tank, Contact Chamber, Odour Control, Old Plant | THC-ODOUR-OLD PLANT | Tank | Tank |  | CH | http://www.toronto.ca/TWONTO#chemical_contact_tank |  | Odour Control
66678 | THC-STR-T-0036 | Tank, Sodium Hypochlorite, Disinfection | THC-DIS | Tank,Non-Pressurized | Tank |  | T | http://www.toronto.ca/TWONTO#chemical_storage_tank |  | Disinfection (Chlorination) Process
66679 | THC-STR-T-0037 | Tank, Sodium Hypochlorite, Disinfection | THC-DIS | Tank,Non-Pressurized | Tank |  | T | http://www.toronto.ca/TWONTO#chemical_storage_tank |  | Disinfection (Chlorination) Process
66680 | THC-STR-T-1380 | Scum Pit, Tank 1300, Secondary Clarifier | THC-FT-T-1300 | Tank,Non-Pressurized | Tank |  | T | http://www.toronto.ca/TWONTO#storage_tank |  | Tank, Secondary Clarifier
66681 | THC-STR-T-8030 | Tank, Hypochlorite Storage, Odour Control, Old Plant | THC-ODOUR-OLD PLANT |  | Tank | 33424 | T | http://www.toronto.ca/TWONTO#chemical_storage_tank |  | Odour Control
66682 | THC-STR-T-8030 | Tank, Hypochlorite Storage, Odour Control, Old Plant | THC-SUSPENDED |  | Tank | 33424 | T | http://www.toronto.ca/TWONTO#chemical_storage_tank |  | Suspended entity
66683 | THC-STR-T-8130 | Tank, Hypochlorite Storage, Phase I, Secondary Clarifier | THC-ODOUR-PHASE I-IV | Tank | Tank | 33425 | T | http://www.toronto.ca/TWONTO#chemical_storage_tank |  | Odour Control
66684 | THC-STR-T-8130 | Tank, Hypochlorite Storage, Phase I, Secondary Clarifier | THC-SUSPENDED | Tank | Tank | 33425 | T | http://www.toronto.ca/TWONTO#chemical_storage_tank |  | Suspended entity
66685 | THC-STR-T-8200 | Tank, Hypochlorite Storage, Phase I, Secondary Clarifier | THC-ODOUR-PHASE I-IV | Tank | Tank | 33426 | T | http://www.toronto.ca/TWONTO#chemical_storage_tank |  | Odour Control
66686 | THC-STR-T-8200 | Tank, Hypochlorite Storage, Phase I, Secondary Clarifier | THC-SUSPENDED | Tank | Tank | 33426 | T | http://www.toronto.ca/TWONTO#chemical_storage_tank |  | Suspended entity
66687 | THC-STR-T-8282 | Tank, Contact Chamber, Phase I, Secondary Clarifier | THC-ODOUR-PHASE I-IV | Tank | Tank |  | T | http://www.toronto.ca/TWONTO#chemical_contact_tank |  | Odour Control
66688 | THC-STR-T-8400 | Tank, Hypoclorite, Phase IV, Secondary Clarifier | THC-ODOUR-PHASE I-IV | Tank | Tank | 33428 | T | http://www.toronto.ca/TWONTO#chemical_storage_tank |  | Odour Control
66689 | THC-STR-T-8400 | Tank, Hypoclorite, Phase IV, Secondary Clarifier | THC-SUSPENDED | Tank | Tank | 33428 | T | http://www.toronto.ca/TWONTO#chemical_storage_tank |  | Suspended entity
66845 | THC-STW-T-0021 | Tank, Chlorine Storage, Feature Treatment Loop, Storm Water System, Admin. Building | THC-STW |  | Tank |  | T | http://www.toronto.ca/TWONTO#chemical_storage_tank |  | Storm Water
66846 | THC-STW-T-0022 | Tank, Chlorine Storage, Filteration/Chlorination, Storm Water System, Admin. Building | THC-STW |  | Tank |  | T | http://www.toronto.ca/TWONTO#chemical_storage_tank |  | Storm Water
67058 | THC-THK-T-1100 | Tank,Make-up,Polymer Make-up System-1100,Thickening Building | THC-THK-ELS | Chemical Feeder | Tank |  | T | http://www.toronto.ca/TWONTO#chemical_storage_tank |  | TWAS Elecftrical equipment Sludge Thickening
67059 | THC-THK-T-1100 | Tank,Make-up,Polymer Make-up System-1100,Thickening Building | THC-THK-POL | Chemical Feeder | Tank |  | T | http://www.toronto.ca/TWONTO#chemical_storage_tank |  | Thickening Polymer System
67060 | THC-THK-T-1100 | Tank,Make-up,Polymer Make-up System-1100,Thickening Building | THC-THK-TWAS | Chemical Feeder | Tank |  | T | http://www.toronto.ca/TWONTO#chemical_storage_tank |  | Waste Activated Sludge Thickening
67061 | THC-THK-T-1120 | Tank,Mixing,Polymer Make-up System-1100,Thickening Building | THC-THK-POL | Chemical Feeder | Tank |  | T | http://www.toronto.ca/TWONTO#chemical_storage_tank |  | Thickening Polymer System
67062 | THC-THK-T-1130 | Tank,Mixing,Polymer Make-up System-1100,Thickening Building | THC-THK-POL | Chemical Feeder | Tank |  | T | http://www.toronto.ca/TWONTO#chemical_storage_tank |  | Thickening Polymer System
67063 | THC-THK-T-1130 | Tank,Mixing,Polymer Make-up System-1100,Thickening Building | THC-THK-T-1100 | Chemical Feeder | Tank |  | T | http://www.toronto.ca/TWONTO#chemical_storage_tank |  | Tank,Make-up,Polymer Make-up System-1100,Thickening Building
67064 | THC-THK-T-1130 | Tank,Mixing,Polymer Make-up System-1100,Thickening Building | THC-THK-TWAS | Chemical Feeder | Tank |  | T | http://www.toronto.ca/TWONTO#chemical_storage_tank |  | Waste Activated Sludge Thickening
67065 | THC-THK-T-1220 | Tank,Mixing,Polymer Make-up System-1200,Thickening Building | THC-THK-POL | Chemical Feeder | Tank |  | T | http://www.toronto.ca/TWONTO#chemical_storage_tank |  | Thickening Polymer System
67066 | THC-THK-T-1220 | Tank,Mixing,Polymer Make-up System-1200,Thickening Building | THC-THK-T-1200 | Chemical Feeder | Tank |  | T | http://www.toronto.ca/TWONTO#chemical_storage_tank |  | Tank,Make-up,Polymer Make-up System-1200,Thickening Building
67067 | THC-THK-T-1230 | Tank,Mixing,Polymer Make-up System-1200,Thickening Building | THC-THK-POL | Chemical Feeder | Tank |  | T | http://www.toronto.ca/TWONTO#chemical_storage_tank |  | Thickening Polymer System
67068 | THC-THK-T-1230 | Tank,Mixing,Polymer Make-up System-1200,Thickening Building | THC-THK-TWAS | Chemical Feeder | Tank |  | T | http://www.toronto.ca/TWONTO#chemical_storage_tank |  | Waste Activated Sludge Thickening
75243 | THR-FT-T-1500 | Tank, Final Settling, Mixed Liquor, Secondary Treatment, Secondary Clarification - South (Tank#15) | THR-FT-T | Tank | Tank |  | T | http://www.toronto.ca/TWONTO#sedimentation_tank |  | Final Sedimentation Tank & Dedicated WAS Pumping
75244 | THR-FT-T-1700 | Tank, Final Settling, Mixed Liquor, Secondary Treatment, Secondary Clarification -South (Tank#17) | THR-FT-T | Tank | Tank |  | T | http://www.toronto.ca/TWONTO#sedimentation_tank |  | Final Sedimentation Tank & Dedicated WAS Pumping
34291 | KU2047A | Tank, Flash | TAB-HRS-T | Tank | Tank |  |  | http://www.toronto.ca/TWONTO#pressure_vessel |  | Steam Flash Tanks & Controls
41280 | TAB-ACC-T-7301 | Tank, Flash | TAB-HRS-T | Tank | Tank |  | T | http://www.toronto.ca/TWONTO#pressure_vessel |  | Steam Flash Tanks & Controls
41282 | TAB-ACC-T-7401 | Tank, Flash | TAB-HRS-T | Tank | Tank |  | T | http://www.toronto.ca/TWONTO#pressure_vessel |  | Steam Flash Tanks & Controls
41285 | TAB-ACC-T-7701 | Tank, Flash | TAB-HRS-T | Tank | Tank |  | T | http://www.toronto.ca/TWONTO#pressure_vessel |  | Steam Flash Tanks & Controls
71783 | THR-DIG-T-5411 | Tank, Gas Scrubber, Digester Tank 0300 | THR-DIG-SB-2 | Scrubber | Tank |  | T | http://www.toronto.ca/TWONTO#air_scrubber |  | Scrubber Building 2, Digester 3 & 4
71782 | THR-DIG-T-5111 | Tank, Gas Scrubber, Digester Tank 0400 | THR-DIG-SB-2 | Scrubber | Tank |  | T | http://www.toronto.ca/TWONTO#air_scrubber |  | Scrubber Building 2, Digester 3 & 4
71784 | THR-DIG-T-5415 | Tank, Gas Scrubber, Digester Tank 0500 | THR-DIG-SB | Scrubber | Tank |  | T | http://www.toronto.ca/TWONTO#air_scrubber |  | Scrubbers, Digester Tanks 1-10
71785 | THR-DIG-T-5415 | Tank, Gas Scrubber, Digester Tank 0500 | THR-DIG-SB-3 | Scrubber | Tank |  | T | http://www.toronto.ca/TWONTO#air_scrubber |  | Scrubber Building 3, Digester 5 & 6
68475 | THR-ACC-T-0001 | Tank, Glycol Skid, Digester Mezzanine South, AHU-01 | THR-ACC-T | Tank | Tank |  | T | http://www.toronto.ca/TWONTO#chemical_storage_tank |  | Air Conditioning, Glycol Heating Packages
68476 | THR-ACC-T-0101 | Tank, Glycol Skid, Grit Bldg, Old Stores, Gallery Ventilation, Zone 1A,1B | THR-ACC-AHU-0750 | Tank | Tank |  | T | http://www.toronto.ca/TWONTO#chemical_storage_tank |  | Air Handling Unit, Blow Thru, North Grit Bldg, Gallery Ventilation, Zone 1A and 1B
68477 | THR-ACC-T-0101 | Tank, Glycol Skid, Grit Bldg, Old Stores, Gallery Ventilation, Zone 1A,1B | THR-ACC-GRIT | Tank | Tank |  | T | http://www.toronto.ca/TWONTO#chemical_storage_tank |  | Heating, Ventilation and Air Conditioning, Grit Building
68478 | THR-ACC-T-0101 | Tank, Glycol Skid, Grit Bldg, Old Stores, Gallery Ventilation, Zone 1A,1B | THR-ACC-T | Tank | Tank |  | T | http://www.toronto.ca/TWONTO#chemical_storage_tank |  | Air Conditioning, Glycol Heating Packages
68479 | THR-ACC-T-0201 | Tank, Glycol Skid, STB North Wall, Digesters 1-6, Gallery Ventilation, Zone 1A, 1B | THR-ACC-DIG | Tank | Tank |  | T | http://www.toronto.ca/TWONTO#chemical_storage_tank |  | Air Conditioning, HVAC, Digesters
68480 | THR-ACC-T-0206 | Tank, Glycol Make-Up Package, STB Basement | THR-ACC-T | Tank | Tank |  | T | http://www.toronto.ca/TWONTO#chemical_storage_tank |  | Air Conditioning, Glycol Heating Packages
68481 | THR-ACC-T-0401S | Tank, Glycol Heating Package, T17 East, Gallery Ventilation, Zone 2A and 2B | THR-ACC-AHU | Tank | Tank | 46681 | T | http://www.toronto.ca/TWONTO#chemical_storage_tank |  | Air Conditioning, Air Handling Unit, Gallery Ventilation
68482 | THR-ACC-T-0401S | Tank, Glycol Heating Package, T17 East, Gallery Ventilation, Zone 2A and 2B | THR-ACC-AHU-0753S | Tank | Tank | 46681 | T | http://www.toronto.ca/TWONTO#chemical_storage_tank |  | Air Handling Unit, Air Curtain, T17 East, Gallery Ventilation, Zone 2A, 2B and 2C
68483 | THR-ACC-T-0501 | Tank, Glycol Heating Package "A", Engine Room Bsmt., Behind Elevator, Admin Ventilation | THR-ACC-T | Tank | Tank |  | T | http://www.toronto.ca/TWONTO#chemical_storage_tank |  | Air Conditioning, Glycol Heating Packages
68484 | THR-ACC-T-0520S | Tank, Hot Water, Return Sludge Pumping Station, Basement | THR-ACC-BO | Tank | Tank | 46682 | T | http://www.toronto.ca/TWONTO#tanked_hot_water_heater |  | Air Conditioning, Heating and Ventilation, Boiler
68485 | THR-ACC-T-0520S | Tank, Hot Water, Return Sludge Pumping Station, Basement | THR-ACC-T | Tank | Tank | 46682 | T | http://www.toronto.ca/TWONTO#tanked_hot_water_heater |  | Air Conditioning, Glycol Heating Packages
68486 | THR-ACC-T-0532 | Tank, Expansion, Hot Water, Engine Room Basement (CRN-M0849.5,TSSA UID-100004836, SNo.-5.1171682) | THR-ACC-BO | Tank | Tank |  | T | expansion_tank |  | Air Conditioning, Heating and Ventilation, Boiler
68487 | THR-ACC-T-0532S | Tank, Expansion, Hot Water, Engine Room Basement | THR-ACC-BO | Tank | Tank | 40934 | T | expansion_tank |  | Air Conditioning, Heating and Ventilation, Boiler
68488 | THR-ACC-T-0535S | Tank, Expansion, Hot Water, Grit Building Boiler Room | THR-ACC-BO | Tank | Tank | 37960 | T | expansion_tank |  | Air Conditioning, Heating and Ventilation, Boiler
68489 | THR-ACC-T-0601 | Tank, Glycol Heating Package, T-23, East Maintenance, Gallery Ventilation, Zone 3A | THR-ACC-AHU | Tank | Tank |  | T | http://www.toronto.ca/TWONTO#chemical_storage_tank |  | Air Conditioning, Air Handling Unit, Gallery Ventilation
68490 | THR-ACC-T-0601 | Tank, Glycol Heating Package, T-23, East Maintenance, Gallery Ventilation, Zone 3A | THR-ACC-T | Tank | Tank |  | T | http://www.toronto.ca/TWONTO#chemical_storage_tank |  | Air Conditioning, Glycol Heating Packages
68491 | THR-ACC-T-0611 | Tank, Glycol Skid, Filtered Plant Water Building | THR-ACC-T | Tank | Tank |  | T | http://www.toronto.ca/TWONTO#chemical_storage_tank |  | Air Conditioning, Glycol Heating Packages
68492 | THR-ACC-T-0701 | Tank, Glycol Heating Package, RSPS, Gallery Ventilation, Zone 3B | THR-ACC-AHU | Tank | Tank |  | T | http://www.toronto.ca/TWONTO#chemical_storage_tank |  | Air Conditioning, Air Handling Unit, Gallery Ventilation
68493 | THR-ACC-T-0711 | Tank, Makeup, Glycol Skid, Compressor Bldg Main Floor, Glycol System | THR-ACC-T-0710 | Tank | Tank |  | T | http://www.toronto.ca/TWONTO#chemical_storage_tank |  | Tank, Makeup, Glycol Skid, Compressor Bldg Main Floor, Glycol System
68494 | THR-ACC-T-0711S | Tank, Glycol Heating Package, Digesters Gas Compressor Bldg. | THR-ACC-DIG | Tank | Tank | 38850 | T | http://www.toronto.ca/TWONTO#chemical_storage_tank |  | Air Conditioning, HVAC, Digesters
68495 | THR-ACC-T-0711S | Tank, Glycol Heating Package, Digesters Gas Compressor Bldg. | THR-ACC-T | Tank | Tank | 38850 | T | http://www.toronto.ca/TWONTO#chemical_storage_tank |  | Air Conditioning, Glycol Heating Packages
71789 | THR-DIG-T-5603 | Tank, Gas Scrubber, Digester Tank 0700 | THR-DIG-SB-4 | Tank | Tank |  | T | http://www.toronto.ca/TWONTO#air_scrubber |  | Scrubber Building 4, Digester 7 & 8
68497 | THR-ACC-T-0801 | Tank, Glycol Heating Package "B", Engine Room Bsmt., West Wall, Gallery Ventilation | THR-ACC-T | Tank | Tank |  | T | http://www.toronto.ca/TWONTO#chemical_storage_tank |  | Air Conditioning, Glycol Heating Packages
68498 | THR-ACC-T-0901 | Tank, Glycol Heating Skid, New Maintenance Building | THR-ACC-T | Tank | Tank |  | T | http://www.toronto.ca/TWONTO#chemical_storage_tank |  | Air Conditioning, Glycol Heating Packages
68499 | THR-ACC-T-3601 | Glycol Makeup System,East Workshop | THR-ACC-T | Tank | Tank |  | T | http://www.toronto.ca/TWONTO#chemical_storage_tank |  | Air Conditioning, Glycol Heating Packages
69009 | FCL-WWW-T-1200 | Tank, Clarifier, South, RMF Clarification Facility | FCL-WWW-CLAR | Tank | Tank |  | T | http://www.toronto.ca/TWONTO#clarifier |  | Clarification
71794 | THR-DIG-T-5803 | Tank, Gas Scrubber, Digester Tank 0900 | THR-DIG-SB-5 | Tank | Tank |  | T | http://www.toronto.ca/TWONTO#air_scrubber |  | Scrubber Building 5, Digester 9 & 10
71795 | THR-DIG-T-5818 | Tank, Gas Scrubber, Digester Tank 1000 | THR-DIG-SB-5 | Tank | Tank |  | T | http://www.toronto.ca/TWONTO#air_scrubber |  | Scrubber Building 5, Digester 9 & 10
69413 | THR-AER-T-0110 | Tank, Secondary Treatment, Aeration - South- Aeration Tank # 1 | THR-AER-T | Tank | Tank |  | T | http://www.toronto.ca/TWONTO#aeration_tank |  | Aeration Tanks
69414 | THR-AER-T-0210 | Tank, Secondary Treatment, Aeration - South | THR-AER-T | Tank | Tank |  | T | http://www.toronto.ca/TWONTO#aeration_tank |  | Aeration Tanks
69415 | THR-AER-T-0310 | Tank, Secondary Treatment, Aeration - South | THR-AER-T | Tank | Tank |  | T | http://www.toronto.ca/TWONTO#aeration_tank |  | Aeration Tanks
69416 | THR-AER-T-0510 | Tank, Secondary Treatment, Aeration - South | THR-AER-T | Tank | Tank |  | T | http://www.toronto.ca/TWONTO#aeration_tank |  | Aeration Tanks
69417 | THR-AER-T-0800 | Tank, Secondary Treatment, Aeration - North #08 | THR-AER-T | Tank | Tank |  | T | http://www.toronto.ca/TWONTO#aeration_tank |  | Aeration Tanks
69418 | THR-AER-T-1114 | Tank, Reservoir, Auxiliary Oil for Blower 1111, Secondary Treatment, Aeration - Blower System - South | THR-AER-BL-1111 | Tank,Reservoir | Tank |  | T | http://www.toronto.ca/TWONTO#aeration_tank |  | Blower, Centrifugal, Secondary Treatment, Aeration Blower System - Engine Room
69419 | THR-AER-T-1501 | Tank, Lube Oil, Blower 1511, Blower Building, Air Blower System | THR-AER-BL-1511 | Tank | Tank |  | T | http://www.toronto.ca/TWONTO#chemical_storage_tank |  | Blower, Centrifugal, Secondary Treatment, Aeration Blower System - Engine Room
69420 | THR-AER-T-1814 | Tank, Non-Pressurized, Auxiliary Oil, Blower 1811, Secondary Treatment, Aeration Blower System - North | THR-AER-BL-1811 | Tank,Non-Pressurized | Tank |  | T | http://www.toronto.ca/TWONTO#aeration_tank |  | Blower, Centrifugal, Secondary Treatment, Aeration Blower System - HPBB
69668 | THR-AI-T-0010 | Air Receiving Tank, Gallery T14S | THR-AI-C-0593 | Vessel,Pressure | Tank |  | T | http://www.toronto.ca/TWONTO#pressure_vessel |  | Compressor, Instrument Air
69669 | THR-AI-T-0500 | Receiver, Tank, Instrument Air | THR-DIS | Vessel,Pressure | Tank |  | T | http://www.toronto.ca/TWONTO#pressure_vessel |  | Disinfection
69670 | THR-AI-T-0518S | Receiver, Tank, Instrument Air | THR-AI | Vessel,Pressure | Tank | 40936 | T | http://www.toronto.ca/TWONTO#pressure_vessel |  | Air, Instrument, Compressors
69671 | THR-AI-T-0590 | Receiver, Tank, Instrument Air | THR-AI-C-0518 | Vessel,Pressure | Tank |  | T | http://www.toronto.ca/TWONTO#pressure_vessel |  | **SUSPENDED- Compressor, Instrument Air- **** - REMOVED FROM SERVICE
69672 | THR-AI-T-0590 | Receiver, Tank, Instrument Air | THR-AI-C-0590 | Vessel,Pressure | Tank |  | T | http://www.toronto.ca/TWONTO#pressure_vessel |  | Compressor, Instrument Air
69673 | THR-AI-T-0594 | Receiver, Tank, Instrument Air | THR-AI-C-0594 | Vessel,Pressure | Tank |  | T | http://www.toronto.ca/TWONTO#pressure_vessel |  | Compressor, Instrument Air
69674 | THR-AI-T-2000 | Air Receiving Tank, Gallery T20S | THR-AI-C | Vessel,Pressure | Tank |  | T | http://www.toronto.ca/TWONTO#pressure_vessel |  | Compressors, Instrument & Service Air
69675 | THR-AI-T-2518S | Receiver, Tank, Instrument Air | THR-AI-C | Vessel,Pressure | Tank | 39984 | T | http://www.toronto.ca/TWONTO#pressure_vessel |  | Compressors, Instrument & Service Air
50983 | TAB-PRM-T-4600 | Tank, Gland Seal Water Supply | TAB-PRM-P-D | Tank,Reservoir | Tank |  | T | http://www.toronto.ca/TWONTO#storage_tank |  | D Building Sludge Pumping
69835 | THR-BG-T-0200 | Tank, Lube Oil, Compressor 0201, Gas Compressor Bldg | THR-BG-C-0201 |  | Tank |  | T | http://www.toronto.ca/TWONTO#chemical_storage_tank |  | Compressor, Centrifugal, Fuel Gas, Compressor Building, Gas Compressor (And Dryer), for COGEN
41237 | TAB-ACC-T-0151 | Tank, Glycol Feed | TAB-ACC-HE-0135 | Tank,Non-Pressurized | Tank |  | T | http://www.toronto.ca/TWONTO#chemical_storage_tank |  | Heat Exchanger, Secondary Loop XX, Digester 1~4, HEXX-1
41262 | TAB-ACC-T-4903 | Tank, Glycol Makeup, Seawall Tunnel, East | TAB-ACC-HE-4901 | Tank | Tank |  | T | http://www.toronto.ca/TWONTO#chemical_storage_tank |  | Heat Exchanger, Secondary Hot Water loop, Seawall Tunnel, East
70051 | THR-CG-T-0150 | Tank, Coolant Expansion, Chiller 0150, Gas Coolant System, Gas Compressor Building | THR-BG-CU-0103 |  | Tank |  | T | expansion_tank |  | Condensor, Fuel Gas, High Press Gas Conditioning System Train 1, Gas Comp Bldg
70052 | THR-CG-T-0250 | Tank, Coolant Expansion, Chiller 0250, Gas Coolant System, Gas Compressor Building | THR-BG-CU-0203 |  | Tank |  | T | expansion_tank |  | Condensor, Fuel Gas, High Press Gas Conditioning System Train 2, Gas Comp Bldg
50193 | TAB-PLT-T-0701 | Tank, Grit | TAB-SUSPENDED ENTITY | Tank | Tank | 46050 | T | http://www.toronto.ca/TWONTO#sedimentation_tank |  | Suspended entities
50194 | TAB-PLT-T-0801 | Tank, Grit | TAB-PLT-T | Tank | Tank | 46051 | T | http://www.toronto.ca/TWONTO#sedimentation_tank |  | P Building - Grit Tanks 1-12 & Hoppers 1 - 6
50195 | TAB-PLT-T-0901 | Tank, Grit | TAB-PLT-T | Tank | Tank | 35823 | T | http://www.toronto.ca/TWONTO#sedimentation_tank |  | P Building - Grit Tanks 1-12 & Hoppers 1 - 6
50196 | TAB-PLT-T-1101 | Tank, Grit | TAB-PLT-T | Tank | Tank |  | T | http://www.toronto.ca/TWONTO#sedimentation_tank |  | P Building - Grit Tanks 1-12 & Hoppers 1 - 6
77074 | THR-PLT-T-0201 | Tank, Grit Bin, Preliminary Treatment, Grit Removal - Grit Tanks - North Plant | THR-PLT-T | Tank | Tank |  | T | http://www.toronto.ca/TWONTO#storage_tank |  | Preliminary Treatment, Grit Removal Tanks and Grit Bin
50184 | TAB-PLT-T-0201 | Tank, Grit Channel #2 | TAB-PLT-T | Tank | Tank |  | T | http://www.toronto.ca/TWONTO#channel_segment |  | P Building - Grit Tanks 1-12 & Hoppers 1 - 6
50188 | TAB-PLT-T-0401 | Tank, Grit Channel #4 | TAB-PLT-T | Tank | Tank |  | T | http://www.toronto.ca/TWONTO#channel_segment |  | P Building - Grit Tanks 1-12 & Hoppers 1 - 6
50191 | TAB-PLT-T-0501 | Tank, Grit Channel #5 | TAB-PLT-T | Tank | Tank |  | T | http://www.toronto.ca/TWONTO#channel_segment |  | P Building - Grit Tanks 1-12 & Hoppers 1 - 6
70061 | THR-CG-T-1109 | Tank, New Engine Oil, Engine Lubrication Oil System-Unit No 1, Engine-Generator & Heat Recovery System | THR-CG-ENG-1101 | Tank | Tank |  | T | http://www.toronto.ca/TWONTO#chemical_storage_tank |  | Engine, Generator 1101, Engine Room, Engine-Generator & Heat Recovery System
70062 | THR-CG-T-1110 | Tank, New Engine Oil, Engine Lubrication Oil System-Unit No 1, Engine-Generator & Heat Recovery System | THR-CG-ENG-1101 | Tank | Tank |  | T | http://www.toronto.ca/TWONTO#chemical_storage_tank |  | Engine, Generator 1101, Engine Room, Engine-Generator & Heat Recovery System
70063 | THR-CG-T-1138 | Tank, Coolant Expansion, Heat Exchanger 1101, Heat Recovery System, Engine-Gen 1101 | THR-CG-ENG-1101 |  | Tank |  | T | expansion_tank |  | Engine, Generator 1101, Engine Room, Engine-Generator & Heat Recovery System
70064 | THR-CG-T-1163 | Tank, Oil Sump, Lube Oil System, Engine-Gen 1101 | THR-CG-ENG-1101 |  | Tank |  | T | http://www.toronto.ca/TWONTO#chemical_storage_tank |  | Engine, Generator 1101, Engine Room, Engine-Generator & Heat Recovery System
70065 | THR-CG-T-1238 | Tank, Coolant Expansion, Heat Exchanger 1201, Heat Recovery System, Engine-Gen 1201 | THR-CG-ENG-1201 |  | Tank |  | T | expansion_tank |  | Engine, Generator NT1788901, Engine Room, Engine-Generator & Heat Recovery System
70066 | THR-CG-T-1263 | Tank, Oil Sump, Lube Oil System, Engine-Gen 1201 | THR-CG-ENG-1201 |  | Tank |  | T | http://www.toronto.ca/TWONTO#chemical_storage_tank |  | Engine, Generator NT1788901, Engine Room, Engine-Generator & Heat Recovery System
70067 | THR-CG-T-1320 | Tank, Compressed Air Receiver, Air Starting System, Engine-Generator 1101 & 1201 | THR-CG-C-1302 |  | Tank |  | T | http://www.toronto.ca/TWONTO#pressure_vessel |  | Compressor, Air, Air Starting System, Engine-Generator 1101 & 1201
70297 | FHA-ALM-T-0201 | Tank, Alum Storage #2, Service Building | FHA-ALM | Tank | Tank |  | T | http://www.toronto.ca/TWONTO#chemical_storage_tank |  | Alum
70298 | FHA-ALM-T-0310A | Tank, Spill Containment Tank A, Service Building, South Of Machine Shop, Underground | FHA-ALM | Tank | Tank |  | T | http://www.toronto.ca/TWONTO#chemical_storage_tank |  | Alum
70335 | FHA-ALM-T-0310B | Tank, Spill Containment Tank B, Service Building, South Of Machine Shop, Underground | FHA-ALM | Tank | Tank |  | T | http://www.toronto.ca/TWONTO#chemical_storage_tank |  | Alum
70397 | FHA-AM-T-0101 | Tank, Aqua Ammonia, RMF Ammonia Storage Room North Tank | FHA-WWW-CHEM | Tank | Tank |  | T | http://www.toronto.ca/TWONTO#chemical_storage_tank |  | Chemical Storage Room
70398 | FHA-AM-T-0101SU | Tank, Aqua Ammomia #1 Storage Cap. 27,362 L | FHA-AM | Tank | Tank | 33489 | T | http://www.toronto.ca/TWONTO#chemical_storage_tank |  | Ammoniation
70399 | FHA-AM-T-0101SU | Tank, Aqua Ammomia #1 Storage Cap. 27,362 L | FHA-SUSPENDED | Tank | Tank | 33489 | T | http://www.toronto.ca/TWONTO#chemical_storage_tank |  | Suspended Obsolete entity for storage purpose
70400 | FHA-AM-T-0201 | Tank, Aqua Ammonia, RMF Ammonia Storage Room South Tank | FHA-WWW-CHEM | Tank | Tank |  | T | http://www.toronto.ca/TWONTO#chemical_storage_tank |  | Chemical Storage Room
70402 | FHA-AM-T-0201SU | Tank, Aqua Ammomia #2 Storage Cap. 27,362 L | FHA-AM | Tank | Tank | 33490 | T | http://www.toronto.ca/TWONTO#chemical_storage_tank |  | Ammoniation
70403 | FHA-AM-T-0301 | Tank, Aqua Ammomia #3 Storage Cap. 8500 L | FHA-AM | Tank | Tank | 33294 | T | http://www.toronto.ca/TWONTO#chemical_storage_tank |  | Ammoniation
70404 | FHA-AM-T-0301 | Tank, Aqua Ammomia #3 Storage Cap. 8500 L | FHA-SUSPENDED | Tank | Tank | 33294 | T | http://www.toronto.ca/TWONTO#chemical_storage_tank |  | Suspended Obsolete entity for storage purpose
70406 | FHA-AM-T-0401 | Tank, Aqua Ammomia #4 Storage Cap. 8500 L | FHA-AM | Tank | Tank | 33295 | T | http://www.toronto.ca/TWONTO#chemical_storage_tank |  | Ammoniation
70407 | FHA-AM-T-0401 | Tank, Aqua Ammomia #4 Storage Cap. 8500 L | FHA-SUSPENDED | Tank | Tank | 33295 | T | http://www.toronto.ca/TWONTO#chemical_storage_tank |  | Suspended Obsolete entity for storage purpose
70472 | THR-CW-T-0001 | Hot Water Tank, Chlorine Building. Simulator Room | THR-CW |  | Tank |  | T | http://www.toronto.ca/TWONTO#tanked_hot_water_heater |  | City Water
70474 | THR-CW-T-0203 | Tank, Hot Water Heater, Grounds RSPS Control Room | THR-GRK-NMB | Tank,Domestic Hot Water | Tank |  | T | http://www.toronto.ca/TWONTO#tanked_hot_water_heater |  | Grounds, New Maintenance Building
70475 | THR-CW-T-0540 | Tank, Hot Water Storage System, Admin Bldg. | THR-CW | Tank | Tank |  | T | http://www.toronto.ca/TWONTO#tanked_hot_water_heater |  | City Water
70476 | THR-CW-T-0543 | Tank, City Water, Domestic Hot Water, Electric | THR-FT | Tank | Tank |  | T | http://www.toronto.ca/TWONTO#tanked_hot_water_heater |  | Final Tank
70477 | THR-CW-T-0544 | Tank, City Water, Hot Water Electric, Digester Control Room | THR-DIG | Tank | Tank |  | T | http://www.toronto.ca/TWONTO#tanked_hot_water_heater |  | Digester
70776 | THR-DCL-T-0003S | Tank, Containment, Sodium Bisulphite | THR-DCL | Tank | Tank | 40867 | T | http://www.toronto.ca/TWONTO#chemical_storage_tank |  | Dechlorination
70777 | THR-DCL-T-0003S | Tank, Containment, Sodium Bisulphite | THR-DCL-T | Tank | Tank | 40867 | T | http://www.toronto.ca/TWONTO#chemical_storage_tank |  | Tank, Containment and Storage, Sodium Bisulphite
70778 | THR-DCL-T-0200 | Tank, Sodium Bisulphite Storage | THR-DCL-T | Tank | Tank |  | T | http://www.toronto.ca/TWONTO#chemical_storage_tank |  | Tank, Containment and Storage, Sodium Bisulphite
70971 | FHA-AUX-T-0101 | Tank, Air Receiver Compressed Air #1, Service Bldg. Alum Room | FHA-AUX-SA | Tank | Tank |  | T | http://www.toronto.ca/TWONTO#pressure_vessel |  | Plant Air/Instrument Air/Vacuum System
70972 | FHA-AUX-T-0102 | Tank, Air Receiver Compressed Air #2, Service Bldg. Alum Room | FHA-AUX-T-0102-KQ | Tank | Tank |  | T | http://www.toronto.ca/TWONTO#pressure_vessel |  | Compressed Air Tank 2
70974 | FHA-AUX-T-0103 | Tank, Air Receiver Compressed Air #3, Service Bldg. Alum Room | FHA-AUX-T-0103-KQ | Tank | Tank |  | T | http://www.toronto.ca/TWONTO#pressure_vessel |  | Compressed Air Tank 3
70977 | FHA-AUX-T-0201 | Tank, Air Receiver Compressed Air, Instrument Air, Pump Building, High Lift PS Basement, N/E Corner | FHA-AUX-SA | Tank | Tank |  | T | http://www.toronto.ca/TWONTO#pressure_vessel |  | Plant Air/Instrument Air/Vacuum System
70978 | FHA-AUX-T-0401 | Tank, Air Vacuum Receiver Vessel, Pump Building, High Lift PS Basement, N/E Corner | FHA-AUX-SA | Tank | Tank |  | T | http://www.toronto.ca/TWONTO#pressure_vessel |  | Plant Air/Instrument Air/Vacuum System
77072 | THR-PLT-T-0100 | Tank, Grit Removal, Grit Tank, North Grit Building | THR-PLT-T | Tank | Tank |  | T | http://www.toronto.ca/TWONTO#sedimentation_tank |  | Preliminary Treatment, Grit Removal Tanks and Grit Bin
71269 | FHA-CCS-T-0101 | Tank, Phosphoric Acid Storage Tank T-0101, RMF Phosphoric Acid Storage Room | FHA-CCS | Tank | Tank |  | T | http://www.toronto.ca/TWONTO#chemical_storage_tank |  | Corrosion Control
77073 | THR-PLT-T-0200 | Tank, Grit Removal, Grit Tank, North Grit Building | THR-PLT-T | Tank | Tank |  | T | http://www.toronto.ca/TWONTO#sedimentation_tank |  | Preliminary Treatment, Grit Removal Tanks and Grit Bin
77077 | THR-PLT-T-1400 | Tank, Grit Vortex Prime, Headhouse | THR-PLT-T-HH | Tank | Tank |  | T | http://www.toronto.ca/TWONTO#vortex_classifier |  | Tanks, Grit Vortex Prime, Headhouse
77078 | THR-PLT-T-1500 | Tank, Grit Vortex Prime, Headhouse | THR-PLT-T-HH | Tank | Tank |  | T | http://www.toronto.ca/TWONTO#vortex_classifier |  | Tanks, Grit Vortex Prime, Headhouse
77079 | THR-PLT-T-1600 | Tank, Grit Vortex Prime, Headhouse | THR-PLT-T-HH | Tank | Tank |  | T | http://www.toronto.ca/TWONTO#vortex_classifier |  | Tanks, Grit Vortex Prime, Headhouse
77080 | THR-PLT-T-1700 | Tank, Grit Vortex Prime, Headhouse | THR-PLT-T-HH | Tank | Tank |  | T | http://www.toronto.ca/TWONTO#vortex_classifier |  | Tanks, Grit Vortex Prime, Headhouse
21456 | FHO-DEW-T-0101-SUS | Tank, Ground Water Collection | FHO-SUSPENDED | Tank,Reservoir | Tank | 37559 | T | http://www.toronto.ca/TWONTO#storage_tank |  | Suspended Entity List
91181 | FHO-DEW-T-0101-SUS | Tank, Ground Water Collection | FHO-DEW | Tank,Reservoir | Tank | 37559 | T | http://www.toronto.ca/TWONTO#storage_tank |  | Dewatering & Drainage
70053 | THR-CG-T-1101 | Tank, High Pressure Air Storage, Engine Air Starting System | THR-AI-C | Tank | Tank | 34866 | T | http://www.toronto.ca/TWONTO#pressure_vessel |  | Compressors, Instrument & Service Air
70054 | THR-CG-T-1101 | Tank, High Pressure Air Storage, Engine Air Starting System | THR-CG-C | Tank | Tank | 34866 | T | http://www.toronto.ca/TWONTO#pressure_vessel |  | Co-Generation, Air Compressors
70055 | THR-CG-T-1103 | Tank, High Pressure Air Storage, Engine Air Starting System | THR-AI-C | Tank | Tank | 34868 | T | http://www.toronto.ca/TWONTO#pressure_vessel |  | Compressors, Instrument & Service Air
70056 | THR-CG-T-1103 | Tank, High Pressure Air Storage, Engine Air Starting System | THR-CG-C | Tank | Tank | 34868 | T | http://www.toronto.ca/TWONTO#pressure_vessel |  | Co-Generation, Air Compressors
71774 | THR-DIG-T-0120 | Tank, Waste Oil, Lube Oil System, Gas Compressor Building | THR-DIG |  | Tank |  | T | http://www.toronto.ca/TWONTO#chemical_storage_tank |  | Digester
71775 | THR-DIG-T-0440 | Tank, Condensate, Supply to Co-Gen from Tank 0400 | THR-DIG-SD-0400 | Tank | Tank |  | T | http://www.toronto.ca/TWONTO#condensate_trap |  | Tank, Secondary Digester-4, Solids Treatment
71776 | THR-DIG-T-0460 | Tank, Condensate, Supply to Co-Gen from Tank 0600 | THR-DIG-SD-0600 | Tank | Tank |  | T | http://www.toronto.ca/TWONTO#condensate_trap |  | Tank, Secondary Digester-6, Solids Treatment
71777 | THR-DIG-T-0503 | Tank, Condensate and Sediment Accumulator, Boilers, Engine Room | THR-ACC-BO | Tank | Tank |  | T | http://www.toronto.ca/TWONTO#condensate_trap |  | Air Conditioning, Heating and Ventilation, Boiler
71778 | THR-DIG-T-0504 | Tank, Condensate and Sediment Accumulator, Boilers, Engine Room | THR-ACC-BO | Tank | Tank |  | T | http://www.toronto.ca/TWONTO#condensate_trap |  | Air Conditioning, Heating and Ventilation, Boiler
71779 | THR-DIG-T-0504 | Tank, Condensate and Sediment Accumulator, Boilers, Engine Room | THR-DIG | Tank | Tank |  | T | http://www.toronto.ca/TWONTO#condensate_trap |  | Digester
71780 | THR-DIG-T-0599 | Tank, Condensate and Sediment Trap, Boilers 0800 & 0900 | THR-ACC-BO | Tank | Tank |  | T | http://www.toronto.ca/TWONTO#condensate_trap |  | Air Conditioning, Heating and Ventilation, Boiler
71781 | THR-DIG-T-3850 | Tank, Seperator, Oil Water, Gas Compressor Bldg Bsmnt, Oil Water Separator System | THR-DIG-T | Tank,Reservoir | Tank |  | T | http://www.toronto.ca/TWONTO#chemical_storage_tank |  | Digester, Tanks
70057 | THR-CG-T-1105 | Tank, High Pressure Air Storage, Engine Air Starting System | THR-AI-C | Tank | Tank | 34870 | T | http://www.toronto.ca/TWONTO#pressure_vessel |  | Compressors, Instrument & Service Air
70058 | THR-CG-T-1105 | Tank, High Pressure Air Storage, Engine Air Starting System | THR-CG-C | Tank | Tank | 34870 | T | http://www.toronto.ca/TWONTO#pressure_vessel |  | Co-Generation, Air Compressors
70059 | THR-CG-T-1107 | Tank, High Pressure Air Storage, Engine Air Starting System | THR-AI-C | Tank | Tank | 34872 | T | http://www.toronto.ca/TWONTO#pressure_vessel |  | Compressors, Instrument & Service Air
70060 | THR-CG-T-1107 | Tank, High Pressure Air Storage, Engine Air Starting System | THR-CG-C | Tank | Tank | 34872 | T | http://www.toronto.ca/TWONTO#pressure_vessel |  | Co-Generation, Air Compressors
71786 | THR-DIG-T-5431 | Tank, Condensate and Sediment Accumulator, C-5440, Digester Mixing System | THR-DIG-C-5440 | Tank | Tank |  | T | http://www.toronto.ca/TWONTO#condensate_trap |  | Compressor, Gas, Mixing System, Digester Tank#3
71787 | THR-DIG-T-5440 | Tank, Reservoir, Auxiliary Oil, Gas Compressor 5440, Digester Mixing System | THR-DIG-C-5440 | Tank,Reservoir | Tank |  | T | http://www.toronto.ca/TWONTO#chemical_storage_tank |  | Compressor, Gas, Mixing System, Digester Tank#3
71788 | THR-DIG-T-5480 | Tank, Reservoir, Auxiliary Oil, Gas Compressor 5480, Digester Mixing System | THR-DIG-C-5480 | Tank,Reservoir | Tank |  | T | http://www.toronto.ca/TWONTO#chemical_storage_tank |  | Compressor, Gas, Mixing System, Digester Tank#5
43755 | TAB-DEW-MX-0330 | Tank, Hopper Agitator, #3 Schwing Pump | TAB-DEW-T-0330 | Tank | Tank |  | MX | http://www.toronto.ca/TWONTO#mixer_or_agitator |  | Tank, DWS from Centrifuge #3
71790 | THR-DIG-T-5631 | Tank, Condensate and Sediment Accumulator, C-5640, Digester Mixing System | THR-DIG-C-5640 | Tank | Tank |  | T | http://www.toronto.ca/TWONTO#condensate_trap |  | Compressor, Gas, Mixing System, Digester Tank#7
71791 | THR-DIG-T-5660 | Tank, Reservoir, Auxiliary Oil, Gas Compressor 5660, Digester Mixing System | THR-DIG-C-5660 | Tank,Reservoir | Tank |  | T | http://www.toronto.ca/TWONTO#chemical_storage_tank |  | Compressor, Gas, Mixing System, Digester Tank#7/8
71792 | THR-DIG-T-5661 | Tank, Reservoir, Auxiliary Oil, Gas Compressor 5660, Digester Mixing System | THR-DIG-C-5660 | Tank,Reservoir | Tank |  | T | http://www.toronto.ca/TWONTO#chemical_storage_tank |  | Compressor, Gas, Mixing System, Digester Tank#7/8
71793 | THR-DIG-T-5680 | Tank, Reservoir, Auxiliary Oil, Gas Compressor 5680, Digester Mixing System | THR-DIG-C-5660 | Tank,Reservoir | Tank |  | T | http://www.toronto.ca/TWONTO#chemical_storage_tank |  | Compressor, Gas, Mixing System, Digester Tank#7/8
43756 | TAB-DEW-MX-0830 | Tank, Hopper Agitator, #8 Schwing Pump | TAB-DEW-T-0830 | Tank | Tank |  | MX | http://www.toronto.ca/TWONTO#mixer_or_agitator |  | Tank, DWS from Centrifuge #8
44067 | TAB-DEW-T-2200 | Tank, Hopper, SC from Centrifuges | TAB-DEW-P-2201 | Tank | Tank |  | T | http://www.toronto.ca/TWONTO#storage_tank |  | Pump, Sludge Cake Transfer, Schwing #6,
71796 | THR-DIG-T-5831 | Tank, Condensate and Sediment Accumulator, C-5840, Digester Mixing System | THR-DIG-C-5840 | Tank | Tank |  | T | http://www.toronto.ca/TWONTO#condensate_trap |  | Compressor, Gas, Mixing System, Digester Tank#10
71797 | THR-DIG-T-5881 | Tank, Reservoir, Auxiliary Oil, Gas Compressor 5880, Digester Mixing System | THR-DIG-C-5880 | Tank,Reservoir | Tank |  | T | http://www.toronto.ca/TWONTO#chemical_storage_tank |  | Compressor, Gas, Mixing System, Digester Tank#09
72233 | FHA-CLA-T-0101 | Tank, Expansion, Chlorine Gas to Pre-Chlorine EV-0101, Filter Building, Cl2/SO2 Storage Room | FHA-CLA-CHL-0101-KQ | Tank | Tank |  | T | expansion_tank |  | Chlorination Location,Train #1
72752 | FHA-CLB-T-0101 | Tank, Expansion, Chlorine Gas to Post-Chlorine EV-0101, Filter Building, Cl2/SO2 Storage Room | FHA-CLB-CHL-0101 | Tank | Tank |  | T | expansion_tank |  | Chlorinator, Solution Feed Gas Dispenser, Vacuum Operated, Filtration Building, Cl2/SO2 Feeder Room
72753 | FHA-CLB-T-0201 | Tank, Expansion, Chlorine Gas to Post-Chlorine EV-0201, Filter Building, Cl2/SO2 Storage Room | FHA-CLB-CHL-0201 | Tank | Tank |  | T | expansion_tank |  | Chlorinator, Solution Feed Gas Dispenser, Vacuum Operated, Filtration Building, Cl2/SO2 Feeder Room
72754 | FHA-CLB-T-0201 | Tank, Expansion, Chlorine Gas to Post-Chlorine EV-0201, Filter Building, Cl2/SO2 Storage Room | FHA-CLB-CHL-0201-KQ | Tank | Tank |  | T | expansion_tank |  | Post Chlorination Location,Train #2
44068 | TAB-DEW-T-2300 | Tank, Hopper, SC from Centrifuges | TAB-DEW-P-2301 | Tank | Tank |  | T | http://www.toronto.ca/TWONTO#storage_tank |  | Pump, Sludge Cake Transfer #2301
72935 | THR-DIS-T-1300 | Tank, Caustic Soda SB-1300 | THR-DIS-SB-1300 | Tank,Reservoir | Tank |  | T | http://www.toronto.ca/TWONTO#chemical_storage_tank |  | Scrubber, Caustic Soda SB-1300
72936 | THR-DIS-T-4000 | Tank, Sodium Hypochlorite Storage, Disinfection Building | THR-DIS-T-PP | Tank | Tank |  | T | http://www.toronto.ca/TWONTO#chemical_storage_tank |  | Disinfection, Tank, Palace Pier
74252 | THR-FPW-T-0001 | Tank, Instrument Air, Plant Water Building, Plant Services, Plant Water Pump, Centrifugaling System (CRN-5644.5, SNO.-5.1182099, TSSA UID-65022711) | THR-FPW | Tank | Tank |  | T | http://www.toronto.ca/TWONTO#pressure_vessel |  | Filtered Plant Water
19290 | FHA-WWW-T-0003 | Tank, Irrigation, RMF, North/East of Pilot Plant | FHA-WWW-IRRIG | Tank | Tank |  | T | http://www.toronto.ca/TWONTO#storage_tank |  | Irrigation
74149 | THR-EPS-T-0115 | Tank, Resevoir, Grease for Pump, Centrifugal 0116, Plant Service, Effluent Pump, Centrifugaling | THR-EPS-P-0110 | Tank,Reservoir | Tank |  | T | http://www.toronto.ca/TWONTO#chemical_storage_tank |  | Pump, Centrifugal, Screw
74150 | THR-EPS-T-0215 | Tank, Resevoir, Grease for Pump, Centrifugal 0216, Plant Service, Effluent Pump, Centrifugaling | THR-EPS-P-0210 | Tank,Reservoir | Tank |  | T | http://www.toronto.ca/TWONTO#chemical_storage_tank |  | Pump, Centrifugal, Screw
74151 | THR-EPS-T-0415 | Tank, Resevoir, Grease for Pump, Centrifugal 0416, Plant Service, Effluent Pump, Centrifugaling | THR-EPS-P-0410 | Tank,Reservoir | Tank |  | T | http://www.toronto.ca/TWONTO#chemical_storage_tank |  | Pump, Centrifugal, Screw
69834 | THR-BG-T-0102 | Tank, Knockout, Compressor 0101, High Pressure Gas System, Gas Compressor Bldg | THR-BG-C-0101 |  | Tank |  | T | http://www.toronto.ca/TWONTO#pressure_vessel |  | Compressor, Centrifugal, Fuel Gas, Compressor Building, Gas Compressor (And Dryer) for COGEN
74253 | THR-FPW-T-0002 | Tank, Resevoir, Sodium Hypochlorite, Plant Water Building | THR-FPW-P | Tank,Reservoir | Tank |  | T | http://www.toronto.ca/TWONTO#chemical_storage_tank |  | Filtered Plant Water, Pumps
69836 | THR-BG-T-0202 | Tank, Knockout, Compressor 0201, High Pressure Gas System, Gas Compressor Bldg | THR-BG-C-0201 |  | Tank |  | T | http://www.toronto.ca/TWONTO#pressure_vessel |  | Compressor, Centrifugal, Fuel Gas, Compressor Building, Gas Compressor (And Dryer), for COGEN
21644 | FHO-DOZ-T-0100 | Tank, Liquid Oxigen, LOX Storage Area | FHO-LOX | Tank | Tank |  | T | http://www.toronto.ca/TWONTO#chemical_storage_tank |  | Liquid Oxygen System
74671 | FHA-DCL-T-0101 | Tank, Expansion, Evaporator EV-0101, Filter Building, Cl2/SO2 Feeder Room | FHA-DCL-SO-0101 | Tank | Tank | 39215 | T | expansion_tank |  | Sulphonator, Solution Feed Gas Dispenser, Vacuum Operated, Filter Building Cl2/SO2 Feeder Room
74672 | FHA-DCL-T-0101 | Tank, Expansion, Evaporator EV-0101, Filter Building, Cl2/SO2 Feeder Room | FHA-DCL-SO-0101-KQ | Tank | Tank | 39215 | T | expansion_tank |  | Sulphonator Location
74673 | FHA-DCL-T-0301 | Tank, Expansion, Evaporator EV-0301, Filter Building, Cl2/SO2 Feeder Room | FHA-DCL-SO-0301 | Tank | Tank | 39216 | T | expansion_tank |  | Sulphonator, Solution Feed Gas Dispenser, Vacuum Operated. Filter Building Cl2/SO2 Feeder Room
74674 | FHA-DCL-T-0301 | Tank, Expansion, Evaporator EV-0301, Filter Building, Cl2/SO2 Feeder Room | FHA-DCL-SO-0301-KQ | Tank | Tank | 39216 | T | expansion_tank |  | Sulphonator Location
21645 | FHO-DOZ-T-0200 | Tank, Liquid Oxigen, LOX Storage Area | FHO-LOX | Tank | Tank |  | T | http://www.toronto.ca/TWONTO#chemical_storage_tank |  | Liquid Oxygen System
28594 | FIS-DEW-T-0003 | Tank, Low Lift Pumps & Screen Room Drain Sump, Raw Water Pump Building, Pump Room, South | FIS-DEW |  | Tank |  | T | http://www.toronto.ca/TWONTO#storage_tank |  | Dewatering & Drainage
53867 | TAB-SLO-T-0260 | Tank, Lube Pump Water Reservior | TAB-SLO-PIP | Tank,Reservoir | Tank |  | T | http://www.toronto.ca/TWONTO#storage_tank |  | Sludge Transfer Pipe Lubrication
41258 | TAB-ACC-T-3652 | Tank, Make up, Glycol line | TAB-ACC-HE-3650 | Tank | Tank |  | T | http://www.toronto.ca/TWONTO#chemical_storage_tank |  | Heat Exchanger, Old Admin bldg
41251 | TAB-ACC-T-3472 | Tank, Make Up, Glycol Make Up Line | TAB-ACC-P-3422 | Tank | Tank |  | T | http://www.toronto.ca/TWONTO#chemical_storage_tank |  | Pump, Glycol Circulating,Make Up Line
41259 | TAB-ACC-T-3872 | Tank, Make Up, Glycol Make Up Line | TAB-ACC-P-3872 | Tank | Tank |  | T | http://www.toronto.ca/TWONTO#chemical_storage_tank |  | Pump, Glycol Circulating,Make Up Line
41260 | TAB-ACC-T-4422 | Tank, Make Up, Glycol Make Up Line | TAB-ACC-P-4422 | Tank | Tank |  | T | http://www.toronto.ca/TWONTO#chemical_storage_tank |  | Pump, Glycol Circulating,Make Up Line
41241 | TAB-ACC-T-1030 | Tank, Makeup, Glycol | TAB-ACC-HE-1021 | Tank,Reservoir | Tank |  | T | http://www.toronto.ca/TWONTO#chemical_storage_tank |  | Heat Exchanger, Hot Water/Glycol Heating System, Old Screen Room
107501 | TAB-ACC-T-1060 | Tank, Makeup, Glycol | TAB-ACC-HE-1040 | Tank,Reservoir | Tank |  | T | http://www.toronto.ca/TWONTO#chemical_storage_tank |  | Heat Exchanger, Hot Water/Glycol Heating System, New Screen Room
57108 | THC-ACC-T-0115 | Tank, Methane Storage, Building E | THC-ACC-BLDG E | Tank | Tank |  | T | http://www.toronto.ca/TWONTO#pressure_vessel |  | Boiler House, HVAC
45483 | TAB-DIG-T-0152 | Tank, moisture /Sediment Trap- in Gas delivery line | TAB-DIG-GAS-DOME1-4 | Tank | Tank |  | T | sediment_trap |  | Digester Tanks 1-4, Flame Arresters, Pressure Relief & Vacuum Breaker Valves
45485 | TAB-DIG-T-0252 | Tank, moisture /Sediment Trap- in Gas delivery line | TAB-DIG-GAS-DOME1-4 | Tank | Tank |  | T | sediment_trap |  | Digester Tanks 1-4, Flame Arresters, Pressure Relief & Vacuum Breaker Valves
45486 | TAB-DIG-T-0352 | Tank, moisture /Sediment Trap- in Gas delivery line | TAB-DIG-GAS-DOME1-4 | Tank | Tank |  | T | sediment_trap |  | Digester Tanks 1-4, Flame Arresters, Pressure Relief & Vacuum Breaker Valves
45488 | TAB-DIG-T-0552 | Tank, moisture /Sediment Trap- in Gas delivery line | TAB-DIG-FX-T5-8 | Tank | Tank |  | T | sediment_trap |  | Digester Tanks 5-8, Flame Arrester, Condensate Tanks & Moisture Separators
139167 | THR-THK-T-7001 | Tank, MTI Sludge Holding | THR-THK-P-MTI | Tank | Tank |  | T | http://www.toronto.ca/TWONTO#storage_tank |  | MTI Transfer Pumps & Sludge Holding Tanks
10875 | FCL-ALM-T-0301 | Tank, Non-Pressurized, Alum Mixing Tank, Liquid Alum System | FCL-ALM | Tank,Non-Pressurized | Tank |  | T | http://www.toronto.ca/TWONTO#chemical_storage_tank |  | Coagulation
75246 | THR-FT-T-3000 | Tank, Non-Pressurized, Scum, Scum Pumping | THR-FT-T-SCUM | Tank,Non-Pressurized | Tank |  | T | http://www.toronto.ca/TWONTO#storage_tank |  | Final Tank, Scum Tanks
75247 | THR-FT-T-3030 | Tank, Non-Pressurized, Scum, Scum Pumping | THR-FT-T-SCUM | Tank,Non-Pressurized | Tank |  | T | http://www.toronto.ca/TWONTO#storage_tank |  | Final Tank, Scum Tanks
75248 | THR-FT-T-3130 | Tank, Non-Pressurized, Scum, Scum Pumping | THR-FT-T-SCUM | Tank,Non-Pressurized | Tank |  | T | http://www.toronto.ca/TWONTO#storage_tank |  | Final Tank, Scum Tanks
75249 | THR-FT-T-3200 | Tank, Non-Pressurized, Scum, Scum Pumping | THR-FT-T-SCUM | Tank,Non-Pressurized | Tank |  | T | http://www.toronto.ca/TWONTO#storage_tank |  | Final Tank, Scum Tanks
75250 | THR-FT-T-3250 | Tank, Non-Pressurized, Scum, Scum Pumping | THR-FT-T-SCUM | Tank,Non-Pressurized | Tank |  | T | http://www.toronto.ca/TWONTO#storage_tank |  | Final Tank, Scum Tanks
76495 | THR-OCS-T-0511A | Tank, Reservoir, Hypochlorite Storage, Plant Services, Odour Control System | THR-OCS-T | Tank,Reservoir | Tank |  | T | http://www.toronto.ca/TWONTO#chemical_storage_tank |  | Odour Control System, Tanks
76890 | FHA-FL-T-0101 | Tank, Hydrofluosilicic Acid, RMF Fluoride Storage Room North Tank | FHA-FL | Tank | Tank |  | T | http://www.toronto.ca/TWONTO#chemical_storage_tank |  | Fluoridation
76891 | FHA-FL-T-0301 | Tank 3, Flouride Storage - CAP: 27276 L - Steel Welded Tank - | FHA-SUSPENDED | Tank | Tank | 33481 | T | http://www.toronto.ca/TWONTO#chemical_storage_tank |  | Suspended Obsolete entity for storage purpose
76892 | FHA-FL-T-0401 | Tank 4, Flouride Storage - CAP: 27276 L - Steel Welded Tank - | FHA-FL | Tank | Tank | 33475 | T | http://www.toronto.ca/TWONTO#chemical_storage_tank |  | Fluoridation
76893 | FHA-FL-T-2101 | Fluoride Tank 1 | FHA-SUSPENDED | Tank | Tank | 33484 | T | http://www.toronto.ca/TWONTO#chemical_storage_tank |  | Suspended Obsolete entity for storage purpose
76894 | FHA-FL-T-2101 | Fluoride Tank 1 | FHA-WWW-CHEM | Tank | Tank | 33484 | T | http://www.toronto.ca/TWONTO#chemical_storage_tank |  | Chemical Storage Room
76895 | FHA-FL-T-2201 | Fluoride Tank 2 | FHA-SUSPENDED | Tank | Tank | 33485 | T | http://www.toronto.ca/TWONTO#chemical_storage_tank |  | Suspended Obsolete entity for storage purpose
76896 | FHA-FL-T-2201 | Fluoride Tank 2 | FHA-WWW-CHEM | Tank | Tank | 33485 | T | http://www.toronto.ca/TWONTO#chemical_storage_tank |  | Chemical Storage Room
135950 | THR-FT-T-3100 | Tank, Non-Pressurized, Scum, Scum Pumping | THR-FT-T-SCUM | Tank,Non-Pressurized | Tank |  | T | http://www.toronto.ca/TWONTO#storage_tank |  | Final Tank, Scum Tanks
135954 | THR-FT-T-3230 | Tank, Non-Pressurized, Scum, Scum Pumping | THR-FT-T-SCUM | Tank,Non-Pressurized | Tank |  | T | http://www.toronto.ca/TWONTO#storage_tank |  | Final Tank, Scum Tanks
135952 | THR-FT-T-3130S | Tank, Non-Pressurized, Scum, System 2, Scum Pumping | THR-FT-T-SCUM | Tank,Non-Pressurized | Tank | 38974 | T | http://www.toronto.ca/TWONTO#storage_tank |  | Final Tank, Scum Tanks
77075 | THR-PLT-T-0511 | Tank, Hydraulic Power Pack for Sparger Lift | THR-PLT-HPU-0511 | Tank,Reservoir | Tank | 34977 | T | http://www.toronto.ca/TWONTO#chemical_storage_tank |  | Hydraulic Power Unit for Sparger Lift, Grit Bldg.
77076 | THR-PLT-T-0511 | Tank, Hydraulic Power Pack for Sparger Lift | THR-S-E | Tank,Reservoir | Tank | 34977 | T | http://www.toronto.ca/TWONTO#chemical_storage_tank |  | SUSPENDED ENTITY
135951 | THR-FT-T-3100S | Tank, Non-Pressurized, Scum, System 2A, Scum Pumping | THR-FT-T-SCUM | Tank,Non-Pressurized | Tank | 38973 | T | http://www.toronto.ca/TWONTO#storage_tank |  | Final Tank, Scum Tanks
135953 | THR-FT-T-3200S | Tank, Non-Pressurized, Scum, System 3A, Scum Pumping | THR-FT-T-SCUM | Tank,Non-Pressurized | Tank | 41003 | T | http://www.toronto.ca/TWONTO#storage_tank |  | Final Tank, Scum Tanks
135955 | THR-FT-T-3230S | Tank, Non-Pressurized, Scum, System 3B, Scum Pumping | THR-FT-T-SCUM | Tank,Non-Pressurized | Tank | 41002 | T | http://www.toronto.ca/TWONTO#storage_tank |  | Final Tank, Scum Tanks
135956 | THR-FT-T-3300 | Tank, Non-Pressurized, Scum, System 4, Scum Pumping | THR-FT-T-SCUM | Tank,Non-Pressurized | Tank |  | T | http://www.toronto.ca/TWONTO#storage_tank |  | Final Tank, Scum Tanks
77653 | THR-PRM-HSE-N | Flushing Hoses North Primary | THR-PRM-T |  | Tank |  |  | hose_segment |  | Primary Sedimentation Tanks
77654 | THR-PRM-HSE-N | Flushing Hoses North Primary | THR-PRM-T-N |  | Tank |  |  | hose_segment |  | Primary Sedimentation Tanks- North
77771 | THR-PRM-T-0100 | Tank, Primary Clarification - Primary Tank - South | THR-PRM-SOUTH | Tank | Tank |  | T | http://www.toronto.ca/TWONTO#clarifier |  | Primary Treatment, South Primary
77772 | THR-PRM-T-0100 | Tank, Primary Clarification - Primary Tank - South | THR-PRM-T | Tank | Tank |  | T | http://www.toronto.ca/TWONTO#clarifier |  | Primary Sedimentation Tanks
77773 | THR-PRM-T-0100 | Tank, Primary Clarification - Primary Tank - South | THR-THK-GRK1 | Tank | Tank |  | T | http://www.toronto.ca/TWONTO#clarifier |  | Thickening, Ground & Structural
75251 | THR-FT-T-3400 | Tank, Non-Pressurized, Scum, System 5, Scum Pumping | THR-FT-T-SCUM | Tank,Non-Pressurized | Tank |  | T | http://www.toronto.ca/TWONTO#storage_tank |  | Final Tank, Scum Tanks
77775 | THR-PRM-T-0200 | Tank, Primary Clarification - Primary Tank - South | THR-PRM-SOUTH | Tank | Tank |  | T | http://www.toronto.ca/TWONTO#clarifier |  | Primary Treatment, South Primary
77776 | THR-PRM-T-0300 | Tank, Primary Clarification - Primary Tank - South | THR-PRM-SOUTH | Tank | Tank |  | T | http://www.toronto.ca/TWONTO#clarifier |  | Primary Treatment, South Primary
135957 | THR-FT-T-3500 | Tank, Non-Pressurized, Scum, System 7, Scum Pumping | THR-FT-T-SCUM | Tank,Non-Pressurized | Tank |  | T | http://www.toronto.ca/TWONTO#storage_tank |  | Final Tank, Scum Tanks
77778 | THR-PRM-T-0400 | Tank, Primary Clarification - Primary Tank - South | THR-PRM-SOUTH | Tank | Tank |  | T | http://www.toronto.ca/TWONTO#clarifier |  | Primary Treatment, South Primary
77779 | THR-PRM-T-0500 | Tank, Primary Clarification - Primary Tank - South | THR-PRM-SOUTH | Tank | Tank |  | T | http://www.toronto.ca/TWONTO#clarifier |  | Primary Treatment, South Primary
77780 | THR-PRM-T-0500 | Tank, Primary Clarification - Primary Tank - South | THR-PRM-T | Tank | Tank |  | T | http://www.toronto.ca/TWONTO#clarifier |  | Primary Sedimentation Tanks
77781 | THR-PRM-T-0500 | Tank, Primary Clarification - Primary Tank - South | THR-THK-GRK1 | Tank | Tank |  | T | http://www.toronto.ca/TWONTO#clarifier |  | Thickening, Ground & Structural
77782 | THR-PRM-T-0600 | Tank, Primary Clarification - Primary Tank - South | THR-PRM-SOUTH | Tank | Tank |  | T | http://www.toronto.ca/TWONTO#clarifier |  | Primary Treatment, South Primary
77783 | THR-PRM-T-0700 | Tank, Primary Clarification - Primary Tank - South | THR-PRM-SOUTH | Tank | Tank |  | T | http://www.toronto.ca/TWONTO#clarifier |  | Primary Treatment, South Primary
77784 | THR-PRM-T-0700 | Tank, Primary Clarification - Primary Tank - South | THR-PRM-T | Tank | Tank |  | T | http://www.toronto.ca/TWONTO#clarifier |  | Primary Sedimentation Tanks
77785 | THR-PRM-T-0700 | Tank, Primary Clarification - Primary Tank - South | THR-THK-GRK1 | Tank | Tank |  | T | http://www.toronto.ca/TWONTO#clarifier |  | Thickening, Ground & Structural
135959 | THR-FT-T-3700 | Tank, Non-Pressurized, Scum, System 8, Scum Pumping | THR-FT-T-SCUM | Tank,Non-Pressurized | Tank |  | T | http://www.toronto.ca/TWONTO#storage_tank |  | Final Tank, Scum Tanks
77787 | THR-PRM-T-0900 | Tank, Primary Clarification - Primary Tank - North | THR-PRM-NORTH | Tank | Tank |  | T | http://www.toronto.ca/TWONTO#clarifier |  | Primary Treatment, North Primary
77788 | THR-PRM-T-0900 | Tank, Primary Clarification - Primary Tank - North | THR-THK-GRK1 | Tank | Tank |  | T | http://www.toronto.ca/TWONTO#clarifier |  | Thickening, Ground & Structural
77789 | THR-PRM-T-1000 | Tank, Primary Clarification - Primary Tank - North | THR-PRM-T | Tank | Tank |  | T | http://www.toronto.ca/TWONTO#clarifier |  | Primary Sedimentation Tanks
77790 | THR-PRM-T-1000 | Tank, Primary Clarification - Primary Tank - North | THR-THK-GRK1 | Tank | Tank |  | T | http://www.toronto.ca/TWONTO#clarifier |  | Thickening, Ground & Structural
77791 | THR-PRM-T-1100 | Tank, Primary Clarification - Primary Tank - North | THR-PRM-T | Tank | Tank |  | T | http://www.toronto.ca/TWONTO#clarifier |  | Primary Sedimentation Tanks
77792 | THR-PRM-T-1100 | Tank, Primary Clarification - Primary Tank - North | THR-THK-GRK1 | Tank | Tank |  | T | http://www.toronto.ca/TWONTO#clarifier |  | Thickening, Ground & Structural
135958 | THR-FT-T-3600 | Tank, Non-Pressurized, Scum, System 9, Scum Pumping | THR-FT-T-SCUM | Tank,Non-Pressurized | Tank |  | T | http://www.toronto.ca/TWONTO#storage_tank |  | Final Tank, Scum Tanks
143729 | WTR-PEL-T-1700 | Tank, Non-Pressurized, UREA, Generator Building, Generator Room | WTR-PEL-AUX | Tank,Non-Pressurized | Tank |  | T | http://www.toronto.ca/TWONTO#chemical_storage_tank |  | Auxilliary Equipment (Building Facilities)
75233 | THR-FT-T-0500A | Tank, Plant Flushing Hot Water | THR-FT-HWT | Tank | Tank |  | T | http://www.toronto.ca/TWONTO#storage_tank |  | Final Tank, Plant Hot Water Tanks
75234 | THR-FT-T-0501 | Tank, Plant Flushing Hot Water | THR-FT-HWT | Tank | Tank |  | T | http://www.toronto.ca/TWONTO#storage_tank |  | Final Tank, Plant Hot Water Tanks
75235 | THR-FT-T-0503S | Tank, Plant Flushing Hot Water | THR-FT-HWT | Tank | Tank | 40234 | T | http://www.toronto.ca/TWONTO#storage_tank |  | Final Tank, Plant Hot Water Tanks
77798 | THR-PRM-T-3455 | Tank, Expansion, Hot Flushing Water | THR-PRM-HE-3450 | Tank | Tank |  | T | expansion_tank |  | Heat Exchanger, Generator Tank
135295 | THR-FPW-T-0003S | Tank, Plant Water System, Plant Services, Plant Water Pump, Centrifugaling System | THR-FPW-F-0100 | Tank | Tank | 47401 | T | http://www.toronto.ca/TWONTO#storage_tank |  | Filter, Cell 1, Plant Water System, Plant Services, Plant Water Pump, Centrifugaling System (Filter Bed, Cell 1)
135296 | THR-FPW-T-0003S | Tank, Plant Water System, Plant Services, Plant Water Pump, Centrifugaling System | THR-S-E | Tank | Tank | 47401 | T | http://www.toronto.ca/TWONTO#storage_tank |  | SUSPENDED ENTITY
77801 | THR-PRM-T-3555 | Tank, Expansion, Hot Flushing Water Supply System | THR-PRM-HE-3550 | Tank | Tank |  | T | expansion_tank |  | Heat Exchanger,Generator Tank
78209 | THR-PRS-T-0010 | Tank, Ferrous Chloride Storage, Chemical Building | THR-PRS-T | Tank,Non-Pressurized | Tank |  | T | http://www.toronto.ca/TWONTO#chemical_storage_tank |  | Phosphorous Removal System, Storage Tank
78210 | THR-PRS-T-0020 | Tank, Ferrous Chloride Storage, Chemical Building | THR-PRS-T | Tank,Non-Pressurized | Tank |  | T | http://www.toronto.ca/TWONTO#chemical_storage_tank |  | Phosphorous Removal System, Storage Tank
78211 | THR-PRS-T-0110S | Tank, Ferrous Chloride Storage, (Future) Chemical Building, Secondary Treatment, Phosphorous Removal | THR-PRS-T | Tank,Non-Pressurized | Tank | 39862 | T | http://www.toronto.ca/TWONTO#chemical_storage_tank |  | Phosphorous Removal System, Storage Tank
78212 | THR-PRS-T-0130S | Tank, Ferrous Chloride Storage, Chemical Building, Secondary Treatment, Phosphorous Removal | THR-PRS-T | Tank,Non-Pressurized | Tank | 39864 | T | http://www.toronto.ca/TWONTO#chemical_storage_tank |  | Phosphorous Removal System, Storage Tank
78213 | THR-PRS-T-0140S | Tank, Ferrous Chloride Storage, Chemical Building, Secondary Treatment, Phosphorous Removal | THR-PRS-T | Tank,Non-Pressurized | Tank | 39865 | T | http://www.toronto.ca/TWONTO#chemical_storage_tank |  | Phosphorous Removal System, Storage Tank
78214 | THR-PRS-T-9001 | Tank, Ferrous Chloride Storage, Chemical Building, (TEMPORARY) | THR-PRS-T | Tank,Non-Pressurized | Tank |  | T | http://www.toronto.ca/TWONTO#chemical_storage_tank |  | Phosphorous Removal System, Storage Tank
78215 | THR-PRS-T-9002 | Tank, Ferrous Chloride Storage, Chemical Building, (TEMPORARY) | THR-PRS-T | Tank,Non-Pressurized | Tank |  | T | http://www.toronto.ca/TWONTO#chemical_storage_tank |  | Phosphorous Removal System, Storage Tank
74254 | THR-FPW-T-0004S | Tank, Plant Water System, Plant Water Building | THR-FPW-F-0200 | Tank | Tank | 47402 | T | http://www.toronto.ca/TWONTO#storage_tank |  | Filter, Cell 2, Plant Water Building, Plant Services, Plant Water Pump, Centrifugaling System (Filter Bed, Cell 2)
74255 | THR-FPW-T-0005S | Tank, Plant Water System, Plant Water Building | THR-FPW-F-0300 | Tank | Tank | 47403 | T | http://www.toronto.ca/TWONTO#storage_tank |  | Filter, Cell 3, Plant Water Building, Plant Services, Plant Water Pump, Centrifugaling System (Filter Bed, Cell 3)
135297 | THR-FPW-T-0004S | Tank, Plant Water System, Plant Water Building | THR-S-E | Tank | Tank | 47402 | T | http://www.toronto.ca/TWONTO#storage_tank |  | SUSPENDED ENTITY
135298 | THR-FPW-T-0005S | Tank, Plant Water System, Plant Water Building | THR-S-E | Tank | Tank | 47403 | T | http://www.toronto.ca/TWONTO#storage_tank |  | SUSPENDED ENTITY
135299 | THR-FPW-T-0006S | Tank, Plant Water System, Plant Water Building | THR-FPW-F-0400 | Tank | Tank | 47404 | T | http://www.toronto.ca/TWONTO#storage_tank |  | Filter, Cell 4, Plant Water Building, Plant Services, Plant Water Pump, Centrifugaling System (Filter Bed, Cell 4)
135300 | THR-FPW-T-0006S | Tank, Plant Water System, Plant Water Building | THR-S-E | Tank | Tank | 47404 | T | http://www.toronto.ca/TWONTO#storage_tank |  | SUSPENDED ENTITY
79495 | THR-THK-T-8101 | Tank, Polymer Day, 1% Solution | THR-THK-POL-8001 | Tank,Reservoir | Tank |  | T | http://www.toronto.ca/TWONTO#chemical_storage_tank |  | Polymer Preparation Unit System, Unit #1
79496 | THR-THK-T-8101A | Tank, Containment, Polymer Solution | THR-THK-POL-8001 | Tank,Reservoir | Tank |  | T | http://www.toronto.ca/TWONTO#chemical_storage_tank |  | Polymer Preparation Unit System, Unit #1
79497 | THR-THK-T-8201A | Tank, Containment, Polymer Mixing Solution | THR-THK-POL-8002 | Tank,Reservoir | Tank |  | T | http://www.toronto.ca/TWONTO#chemical_storage_tank |  | Polymer Preparation Unit System, Unit #2
79596 | FHA-SED-T-0201 | Tank, Underground Settling and Flocculation Basin #2 | FHA-SED | Tank,Non-Pressurized | Tank |  | T | http://www.toronto.ca/TWONTO#flocculation_tank |  | Sedimentation
79597 | FHA-SED-T-0301 | Tank, Underground Settling and Flocculation Basin #3 | FHA-SED | Tank,Non-Pressurized | Tank |  | T | http://www.toronto.ca/TWONTO#flocculation_tank |  | Sedimentation
79598 | FHA-SED-T-0401 | Tank, Underground Settling and Flocculation Basin #4 | FHA-SED | Tank,Non-Pressurized | Tank |  | T | http://www.toronto.ca/TWONTO#flocculation_tank |  | Sedimentation
79599 | FHA-SED-T-0501 | Tank, Underground Settling and Flocculation Basin #5 | FHA-SED | Tank,Non-Pressurized | Tank |  | T | http://www.toronto.ca/TWONTO#flocculation_tank |  | Sedimentation
79600 | FHA-SED-T-0601 | Tank, Underground Settling and Flocculation Basin #6 | FHA-SED | Tank,Non-Pressurized | Tank |  | T | http://www.toronto.ca/TWONTO#flocculation_tank |  | Sedimentation
80319 | TNT-ACC-T-1000 | Tank,Storage, Furnace oil for Boilers | TNT-ACC-OIL | Tank,Reservoir | Tank |  | T | http://www.toronto.ca/TWONTO#fuel_oil_tank |  | Boilers, Burners, Oil & gas Systems
80320 | TNT-ACC-T-1100 | Tank, Expansion, City Water to Hot Water System | TNT-ACC-HW | Tank | Tank |  | T | expansion_tank |  | Hot water Circulation System
80605 | TNT-AER-T-0200 | Tank,Aeration, # 2 | TNT-AER | Tank,Non-Pressurized | Tank |  | T | http://www.toronto.ca/TWONTO#aeration_tank |  | Aeration Treatment
80606 | TNT-AER-T-0500 | Tank,Aeration, # 5 | TNT-AER | Tank,Non-Pressurized | Tank |  | T | http://www.toronto.ca/TWONTO#aeration_tank |  | Aeration Treatment
80789 | TNT-CSO-T-0500 | Tank, CSO Tank | TNT-CSO | Tank | Tank |  | T | http://www.toronto.ca/TWONTO#detention_tank |  | Combined Sewer Overflow and storage system
80790 | TNT-CSO-T-0600 | Tank, Storm Tank | TNT-CSO | Tank | Tank |  | T | http://www.toronto.ca/TWONTO#detention_tank |  | Combined Sewer Overflow and storage system
80792 | TNT-CSO-TPB-0401 | Tipping Bucket, CSO Storage Tank Flushing | TNT-CSO-P-0400 | Tank,Reservoir | Tank |  | TPB | http://www.toronto.ca/TWONTO#instrument_gauge_or_display |  | Pump, Centrifugal, Flush, Maintenance Hole No. 1
80793 | TNT-CSO-TPB-0404 | Tipping Bucket, CSO Storage Tank Flushing | TNT-CSO-P-0400 | Tank,Reservoir | Tank |  | TPB | http://www.toronto.ca/TWONTO#instrument_gauge_or_display |  | Pump, Centrifugal, Flush, Maintenance Hole No. 1
64872 | THC-PRM-T | Tank, Primary Clarifier | THC-PRM-CLAR | Tank | Tank |  |  | http://www.toronto.ca/TWONTO#collection_of_assets |  | Primary Clarification
71416 | THR-DIG-PD-0100 | Tank, Primary Digester-1, Solids Treatment | THR-DIG-T | Tank | Tank |  | PD | http://www.toronto.ca/TWONTO#digester_tank |  | Digester, Tanks
71425 | THR-DIG-PD-1000 | Tank, Primary Digester-10, Solids Treatment | THR-DIG-T | Tank | Tank |  | PD | http://www.toronto.ca/TWONTO#digester_tank |  | Digester, Tanks
71417 | THR-DIG-PD-0200 | Tank, Primary Digester-2, Solids Treatment | THR-DIG-T | Tank | Tank |  | PD | http://www.toronto.ca/TWONTO#digester_tank |  | Digester, Tanks
80947 | TNT-DIG-T-0001 | Tank, Valve Pit | TNT-DIG-PD | Tank,Reservoir | Tank |  | T | http://www.toronto.ca/TWONTO#storage_tank |  | Primary Digester Tanks,Drainage Tanks
71418 | THR-DIG-PD-0300 | Tank, Primary Digester-3, Solids Treatment | THR-DIG-RPU | Tank | Tank |  | PD | http://www.toronto.ca/TWONTO#digester_tank |  | RPU, UPS, Digester
71419 | THR-DIG-PD-0300 | Tank, Primary Digester-3, Solids Treatment | THR-DIG-SB-1 | Tank | Tank |  | PD | http://www.toronto.ca/TWONTO#digester_tank |  | Scrubber Building 1, Digester 1 & 2
71420 | THR-DIG-PD-0500 | Tank, Primary Digester-5, Solids Treatment | THR-DIG-RPU | Tank | Tank |  | PD | http://www.toronto.ca/TWONTO#digester_tank |  | RPU, UPS, Digester
71421 | THR-DIG-PD-0500 | Tank, Primary Digester-5, Solids Treatment | THR-DIG-SB-1 | Tank | Tank |  | PD | http://www.toronto.ca/TWONTO#digester_tank |  | Scrubber Building 1, Digester 1 & 2
81118 | TNT-DIS-T-0100 | Tank, Chlorine Contact | TNT-DIS | Tank,Reservoir | Tank |  | T | http://www.toronto.ca/TWONTO#chemical_contact_tank |  | Disinfection
81119 | TNT-DIS-T-0500 | Tank, Sodium HypoChlorite | TNT-DIS | Tank,Reservoir | Tank |  | T | http://www.toronto.ca/TWONTO#chemical_storage_tank |  | Disinfection
81120 | TNT-DIS-T-0600 | Tank, Sodium HypoChlorite | TNT-DIS | Tank,Reservoir | Tank |  | T | http://www.toronto.ca/TWONTO#chemical_storage_tank |  | Disinfection
71422 | THR-DIG-PD-0700 | Tank, Primary Digester-7, Solids Treatment | THR-DIG-T-7-10 | Tank | Tank |  | PD | http://www.toronto.ca/TWONTO#digester_tank |  | Digester, Entities Common to Tanks 7-10
71423 | THR-DIG-PD-0700 | Tank, Primary Digester-7, Solids Treatment | THR-DIG-T-7-8 | Tank | Tank |  | PD | http://www.toronto.ca/TWONTO#digester_tank |  | Digester, Entities Common to Tanks 7-8
71424 | THR-DIG-PD-0900 | Tank, Primary Digester-9, Solids Treatment | THR-DIG-T | Tank | Tank |  | PD | http://www.toronto.ca/TWONTO#digester_tank |  | Digester, Tanks
89224 | WTR-RMA-T-0200 | Tank, Reservoir | WTR-RMA-TRW | Tank,Reservoir | Tank |  | T | http://www.toronto.ca/TWONTO#reservoir_tank |  | Treated Water (Transmission)
89659 | WTR-RWA-T-0001 | Tank, Reservoir | WTR-RWA-TRW | Tank,Water Elevated | Tank |  | T | http://www.toronto.ca/TWONTO#reservoir_tank |  | Treated Water (Transmission)
89683 | WTR-RWL-T-0001 | Tank, Reservoir | WTR-RWL-TRW | Tank,Water Elevated | Tank |  | T | http://www.toronto.ca/TWONTO#reservoir_tank |  | Treated Water (Transmission)
89288 | WTR-RMI-T-0200 | Tank, Reservoir (North-East Basin) | WTR-RMI-TRW | Tank,Reservoir | Tank |  | T | http://www.toronto.ca/TWONTO#reservoir_tank |  | Treated Water (Transmission)
89287 | WTR-RMI-T-0100 | Tank, Reservoir (South-East Basin) | WTR-RMI-TRW | Tank,Reservoir | Tank |  | T | http://www.toronto.ca/TWONTO#reservoir_tank |  | Treated Water (Transmission)
88845 | WTR-RDF-T-0200 | Tank, Reservoir, (East Basin) | WTR-RDF-TRW | Tank,Reservoir | Tank |  | T | http://www.toronto.ca/TWONTO#reservoir_tank |  | Treated Water (Transmission)
81550 | TNT-PRM-T-0200 | Tank, Clarification,Primary Influent, #2 | TNT-PRM | Clarifier,Square | Tank |  | T | http://www.toronto.ca/TWONTO#clarifier |  | Primary Treatment
81551 | TNT-PRM-T-0300 | Tank, Clarification,Primary Influent, #3 | TNT-PRM | Clarifier,Square | Tank |  | T | http://www.toronto.ca/TWONTO#clarifier |  | Primary Treatment
89588 | WTR-RRV-T-0200 | Tank, Reservoir, (North West Basin) | WTR-RRV-TRW | Tank,Reservoir | Tank |  | T | http://www.toronto.ca/TWONTO#reservoir_tank |  | Treated Water (Transmission)
89346 | WTR-RMP-T-0100S | Tank, Reservoir, (South Basin) | WTR-RMP-TRWS | Tank,Reservoir | Tank | 38606 | T | http://www.toronto.ca/TWONTO#reservoir_tank |  | Treated Water (Transmission)
89213 | WTR-RLW-T-0200 | Tank, Reservoir, (South-East Basin) | WTR-RLW-TRW | Tank,Reservoir | Tank |  | T | http://www.toronto.ca/TWONTO#reservoir_tank |  | Treated Water (Transmission)
88699 | WTR-RBV-T-0200 | Tank, Reservoir, (Southwest Basin) | WTR-RBV-TRW | Tank,Reservoir | Tank |  | T | http://www.toronto.ca/TWONTO#reservoir_tank |  | Treated Water (Transmission)
88844 | WTR-RDF-T-0100 | Tank, Reservoir, (West Basin) | WTR-RDF-TRW | Tank,Reservoir | Tank |  | T | http://www.toronto.ca/TWONTO#reservoir_tank |  | Treated Water (Transmission)
89625 | WTR-RST-T-0200 | Tank, Reservoir, (West Basin) | WTR-RST-TRW | Tank,Reservoir | Tank |  | T | http://www.toronto.ca/TWONTO#reservoir_tank |  | Treated Water (Transmission)
50177 | TAB-PLT-T-0100 | Tank, Reservoir, Grit Removal, Grit Bldg., P Bldg. | TAB-PLT-T | Tank,Reservoir | Tank |  | T | http://www.toronto.ca/TWONTO#sedimentation_tank |  | P Building - Grit Tanks 1-12 & Hoppers 1 - 6
84806 | WTR-PEG-T-0001 | Tank, Hot Water | WTR-PEG-AUX | Tank | Tank |  | T | http://www.toronto.ca/TWONTO#tanked_hot_water_heater |  | Auxiliary Equipment (Building Facilities)
85210 | WTR-PEL-T-0004 | Tank, Hot Water, Lower Level | WTR-PEL-CW | Tank | Tank |  | T | http://www.toronto.ca/TWONTO#tanked_hot_water_heater |  | City Water System
85211 | WTR-PEL-T-1010 | Tank, Non-Pressurized, Diesel Fuel Storage, Generator Building, Bulk Fuel Storage Room | WTR-PEL-AUX | Tank,Non-Pressurized | Tank |  | T | http://www.toronto.ca/TWONTO#fuel_oil_tank |  | Auxilliary Equipment (Building Facilities)
85212 | WTR-PEL-T-1500 | Tank, Non-Pressurized, New Oil, Generator Building, Product Handling Room | WTR-PEL-AUX | Tank,Non-Pressurized | Tank |  | T | http://www.toronto.ca/TWONTO#chemical_storage_tank |  | Auxilliary Equipment (Building Facilities)
85213 | WTR-PEL-T-1600 | Tank, Non-Pressurized, New Oil, Generator Building, Product Handling Room | WTR-PEL-AUX | Tank,Non-Pressurized | Tank |  | T | http://www.toronto.ca/TWONTO#chemical_storage_tank |  | Auxilliary Equipment (Building Facilities)
85769 | WTR-PHL-T-2701 | Tank , Hot Water | WTR-PHL-AUX | Tank,Domestic Hot Water | Tank |  | T | http://www.toronto.ca/TWONTO#tanked_hot_water_heater |  | Auxiliary Equipment (Building Facilities)
85770 | WTR-PHL-T-2801 | Tank , Hot Water | WTR-PHL-AUX | Tank,Domestic Hot Water | Tank |  | T | http://www.toronto.ca/TWONTO#tanked_hot_water_heater |  | Auxiliary Equipment (Building Facilities)
85771 | WTR-PHL-T-2901 | Tank , Hot Water | WTR-PHL-AUX | Tank,Domestic Hot Water | Tank |  | T | http://www.toronto.ca/TWONTO#tanked_hot_water_heater |  | Auxiliary Equipment (Building Facilities)
85772 | WTR-PHL-T-3101 | Tank , Hot Water, 40 Rathnelly | WTR-PHL-AUX | Tank,Domestic Hot Water | Tank |  | T | http://www.toronto.ca/TWONTO#tanked_hot_water_heater |  | Auxiliary Equipment (Building Facilities)
85773 | WTR-PHL-T-3101 | Tank , Hot Water, 40 Rathnelly | WTR-PHL-ENGHOUSE | Tank,Domestic Hot Water | Tank |  | T | http://www.toronto.ca/TWONTO#tanked_hot_water_heater |  | Engineers House, 40 Rathnelly
50183 | TAB-PLT-T-0200 | Tank, Reservoir, Grit Removal, Grit Bldg., P Bldg. | TAB-PLT-T | Tank,Reservoir | Tank |  | T | http://www.toronto.ca/TWONTO#sedimentation_tank |  | P Building - Grit Tanks 1-12 & Hoppers 1 - 6
50186 | TAB-PLT-T-0300 | Tank, Reservoir, Grit Removal, Grit Bldg., P Bldg. | TAB-PLT-T | Tank,Reservoir | Tank |  | T | http://www.toronto.ca/TWONTO#sedimentation_tank |  | P Building - Grit Tanks 1-12 & Hoppers 1 - 6
50190 | TAB-PLT-T-0500 | Tank, Reservoir, Grit Removal, Grit Bldg., P Bldg. | TAB-PLT-T | Tank,Reservoir | Tank |  | T | http://www.toronto.ca/TWONTO#sedimentation_tank |  | P Building - Grit Tanks 1-12 & Hoppers 1 - 6
50192 | TAB-PLT-T-0600 | Tank, Reservoir, Grit Removal, Grit Bldg., P Bldg. | TAB-PLT-T | Tank,Reservoir | Tank |  | T | http://www.toronto.ca/TWONTO#sedimentation_tank |  | P Building - Grit Tanks 1-12 & Hoppers 1 - 6
63881 | FCL-PAC-T-0501 | Tank, Reservoir, PAC Slurry Calibrated Cylinder, Dry Chemical Building, Basement | FCL-PAC | Tank,Reservoir | Tank |  | T | http://www.toronto.ca/TWONTO#chemical_storage_tank |  | Taste and Odour Control (PAC)
86050 | FHA-WWW-T-0701 | Tank, SBS Storage, RMF, SBS Storage Room | FHA-SBS | Tank | Tank |  | T | http://www.toronto.ca/TWONTO#chemical_storage_tank |  | SBS System
86051 | FHA-WWW-T-0701 | Tank, SBS Storage, RMF, SBS Storage Room | FHA-WWW-P-0711-KQ | Tank | Tank |  | T | http://www.toronto.ca/TWONTO#chemical_storage_tank |  | SBS Pump Location
81509 | TNT-MCS-T-0100 | Tank, Reservoir, Sump Well | TNT-MCS | Tank,Reservoir | Tank |  | T | http://www.toronto.ca/TWONTO#reservoir_tank |  | Miscellaneous, including Storm Water Tanks
11355 | FCL-BW-T-0100A | Tank, Reservoir, Water Back Wash, Wash Water Tank | FCL-BW | Tank,Reservoir | Tank |  | T | http://www.toronto.ca/TWONTO#reservoir_tank |  | Backwash System
11356 | FCL-BW-T-0100B | Tank, Reservoir, Water Back Wash, Wash Water Tank | FCL-BW | Tank,Reservoir | Tank |  | T | http://www.toronto.ca/TWONTO#reservoir_tank |  | Backwash System
31120 | FIS-WWW-T-1101 | Tank, RMF Settling Basin 11, Filter Backwash Waste, Settling Basin Area | FIS-WWW |  | Tank |  | T | http://www.toronto.ca/TWONTO#sedimentation_tank |  | Waste Water
98666 | FIS-WWW-T-0501 | Tank, RMF Settling Basin 5, Filter Backwash Waste, Settling Basin Area | FIS-WWW |  | Tank |  | T | http://www.toronto.ca/TWONTO#sedimentation_tank |  | Waste Water
98667 | FIS-WWW-T-0701 | Tank, RMF Settling Basin 7, Filter Backwash Waste, Settling Basin Area | FIS-WWW |  | Tank |  | T | http://www.toronto.ca/TWONTO#sedimentation_tank |  | Waste Water
86065 | FHA-WWW-T-6001 | Tank, Polymer Storage Tote, RMF, Polymer Room | FHA-WWW-POLY | Tank | Tank |  | T | http://www.toronto.ca/TWONTO#chemical_storage_tank |  | Polymer
86066 | FHA-WWW-T-6003 | Tank, Polymer Solution Day Tank, Polymer Storage Area | FHA-WWW-POLY | Tank | Tank |  | T | http://www.toronto.ca/TWONTO#chemical_storage_tank |  | Polymer
31119 | FIS-WWW-T-0901 | Tank, RMF Settling Basin 9, Filter Backwash Waste, Settling Basin Area | FIS-WWW |  | Tank |  | T | http://www.toronto.ca/TWONTO#sedimentation_tank |  | Waste Water
78808 | FHA-RSP-T-0100 | Tank, Sanitary Wet Well, Sanitary Pumping System, Pump Building Basement, West | FHA-AUX-SAN | Tank | Tank |  | T | http://www.toronto.ca/TWONTO#storage_tank |  | Sanitary Pumping System
86337 | WTR-PJS-T-2000 | Tank,on-Pressurized,Level 73 Heat Exchanger Room North Wall West ,DLCW Surge Tank Air Pressure Supply Receiver Tank | WTR-PJS-ENW |  | Tank |  | T | http://www.toronto.ca/TWONTO#pressure_vessel |  | Enwave Process
86338 | WTR-PJS-T-2100 | Tank,on-Pressurized,Level 73 Heat Exchanger Room North Wall East,DLCW Surge Tank Air Pressure Supply Receiver Tank | WTR-PJS-ENW |  | Tank |  | T | http://www.toronto.ca/TWONTO#pressure_vessel |  | Enwave Process
77797 | THR-PRM-T-3400 | Tank, Scum Tank, North Plant PTs 9, 10 - scum tank | THR-PRM-SCUM-T | Tank | Tank |  | T | http://www.toronto.ca/TWONTO#storage_tank |  | Scum/Sludge Pumping, Tanks & Hopper, South Primary
137893 | THR-PRM-T-3400 | Tank, Scum Tank, North Plant PTs 9, 10 - scum tank | THR-PRM-SCP-N | Tank | Tank |  | T | http://www.toronto.ca/TWONTO#storage_tank |  | Scum Pumping, Primary Treatment, North Primary(9,10,11)
77799 | THR-PRM-T-3500 | Tank, Scum Tank, PT #11 - scum tank | THR-PRM-SCP-N | Tank | Tank |  | T | http://www.toronto.ca/TWONTO#storage_tank |  | Scum Pumping, Primary Treatment, North Primary(9,10,11)
77800 | THR-PRM-T-3500 | Tank, Scum Tank, PT #11 - scum tank | THR-PRM-SCUM-T | Tank | Tank |  | T | http://www.toronto.ca/TWONTO#storage_tank |  | Scum/Sludge Pumping, Tanks & Hopper, South Primary
86343 | WTR-PJS-T-6100 | Tank,Level 73 Heat Exchanger Room South-West Wall,West Tank,DLCW Chemical Storage Tank | WTR-PJS-P-6000 | Tank | Tank |  | T | http://www.toronto.ca/TWONTO#chemical_storage_tank |  | Pump,Metering,Level 73 Heat Exchanger Room West Wall,DLCW Chemical Feed Pump
86344 | WTR-PJS-T-6200 | Tank,Level 73 Heat Exchanger Room South-West Wall,East Tank,DLCW Chemical Storage Tank | WTR-PJS-P-6000 | Tank | Tank |  | T | http://www.toronto.ca/TWONTO#chemical_storage_tank |  | Pump,Metering,Level 73 Heat Exchanger Room West Wall,DLCW Chemical Feed Pump
77793 | THR-PRM-T-3100 | Tank, Scum, from Hopper T-0130, South Primary Tank | THR-PRM-SCUM-T | Tank,Non-Pressurized | Tank |  | T | http://www.toronto.ca/TWONTO#storage_tank |  | Scum/Sludge Pumping, Tanks & Hopper, South Primary
77794 | THR-PRM-T-3100 | Tank, Scum, from Hopper T-0130, South Primary Tank | THR-PRM-STA-1 | Tank,Non-Pressurized | Tank |  | T | http://www.toronto.ca/TWONTO#storage_tank |  | South Primary Station 1
86676 | WTR-PKN-T-0002 | Tank, Domestic Hot Water | WTR-PKN-AUX | Tank,Domestic Hot Water | Tank |  | T | http://www.toronto.ca/TWONTO#tanked_hot_water_heater |  | Auxiliary Equipment (Building Facilities)
87197 | WTR-PMI-T-0002 | Fuel Tank, Underground | WTR-PMI-AUX |  | Tank |  | T | http://www.toronto.ca/TWONTO#underground_fuel_oil_tank_temp |  | Auxiliary Equipment (Building Facilities)
87198 | WTR-PMI-T-1100 | Tank, Domestic, Hot Water, Washroom, | WTR-PMI-AUX | Tank,Domestic Hot Water | Tank |  | T | http://www.toronto.ca/TWONTO#tanked_hot_water_heater |  | Auxiliary Equipment (Building Facilities)
87455 | WTR-PPD-T-2101 | Tank, Domestic Hot Water | WTR-PPD-AUX | Tank,Domestic Hot Water | Tank |  | T | http://www.toronto.ca/TWONTO#tanked_hot_water_heater |  | Auxiliary Equipment (Building Facilities)
87691 | WTR-PRH-T-0001 | Tank, Hot Water, Domestic(electrical), Emergency Safety Eye Wash, Generator Room | WTR-PRH-LB-0103 | Tank,Domestic Hot Water | Tank |  | T | http://www.toronto.ca/TWONTO#tanked_hot_water_heater |  | Load Breaker, 4160V, Generator, Switchgear Electrical Room
77795 | THR-PRM-T-3200 | Tank, Scum, from Hopper T-0330 & 0730, South Primary Tank | THR-PRM-SCUM-T | Tank,Non-Pressurized | Tank |  | T | http://www.toronto.ca/TWONTO#storage_tank |  | Scum/Sludge Pumping, Tanks & Hopper, South Primary
87693 | WTR-PRH-T-1200 | Tank, Bulk Fuel Storage, Generator Room | WTR-PRH-LB-0203 |  | Tank |  | T | http://www.toronto.ca/TWONTO#fuel_oil_tank |  | Load Breaker, 4160V, Generator, Switchgear Electrical Room
77796 | THR-PRM-T-3200 | Tank, Scum, from Hopper T-0330 & 0730, South Primary Tank | THR-PRM-STA-2 | Tank,Non-Pressurized | Tank |  | T | http://www.toronto.ca/TWONTO#storage_tank |  | South Primary Station 2
87927 | WTR-PRV-T-0601 | Tank,Oil,Pump 0600 Bearing Lubrication | WTR-PRV-P-0601 | Tank | Tank |  | T | http://www.toronto.ca/TWONTO#chemical_storage_tank |  | Pump,Centrifugal,Oil Lubrication,Pump 0600 Bearings
88053 | WTR-PSA-T-0002 | Tank, Domestic Hot Water | WTR-PSA-AUX | Tank | Tank |  | T | http://www.toronto.ca/TWONTO#tanked_hot_water_heater |  | Auxiliary Equipment (Building Facilities)
88322 | WTR-PSC-T-0400 | Sump Pit | WTR-PSC-AUX | Tank | Tank |  | T | http://www.toronto.ca/TWONTO#storage_tank |  | Auxiliary Equipment (Building Facilities)
88323 | WTR-PSC-T-0600 | Tank,Hot Water,Office | WTR-PSC-AUX | Tank,Domestic Hot Water | Tank |  | T | http://www.toronto.ca/TWONTO#tanked_hot_water_heater |  | Auxiliary Equipment (Building Facilities)
88324 | WTR-PSC-T-0700 | Tank,Hot Water,Pump Room | WTR-PSC-AUX | Tank,Domestic Hot Water | Tank |  | T | http://www.toronto.ca/TWONTO#tanked_hot_water_heater |  | Auxiliary Equipment (Building Facilities)
88636 | WTR-PWT-T-0002 | Tank, Expansion, Hot Water Expansion, Basement | WTR-PWT-AUX | Tank,Domestic Hot Water | Tank |  | T | expansion_tank |  | Auxiliary Equipment (Building Facilities)
88637 | WTR-PWT-T-0003 | Tank, Expansion, Process Water , Basement | WTR-PWT-AUX | Tank | Tank |  | T | expansion_tank |  | Auxiliary Equipment (Building Facilities)
115608 | TAB-PRM-T-4500 | Tank, Seal Water Pump Supply | TAB-PRM-P-P | Tank,Reservoir | Tank |  | T | http://www.toronto.ca/TWONTO#storage_tank |  | P Building - Primary Sludge Pumping
71740 | THR-DIG-SD-0600 | Tank, Secondary Digester-6, Solids Treatment | THR-DIG-SB-2 | Tank | Tank |  | SD | http://www.toronto.ca/TWONTO#digester_tank |  | Scrubber Building 2, Digester 3 & 4
88700 | WTR-RBV-T-0501 | Tank, Domestic Hot Water | WTR-RBV-AUX | Tank,Domestic Hot Water | Tank |  | T | http://www.toronto.ca/TWONTO#tanked_hot_water_heater |  | Auxiliary Equipment (Building Facilities)
64660 | FCL-SED-T-0300 | Tank, Sedimentation, East | FCL-WWW | Tank,Reservoir | Tank |  | T | http://www.toronto.ca/TWONTO#sedimentation_tank |  | Residue Management
64659 | FCL-SED-T-0200 | Tank, Sedimentation, Middle | FCL-WWW | Tank,Reservoir | Tank |  | T | http://www.toronto.ca/TWONTO#sedimentation_tank |  | Residue Management
64658 | FCL-SED-T-0100 | Tank, Sedimentation, West | FCL-WWW | Tank,Reservoir | Tank |  | T | http://www.toronto.ca/TWONTO#sedimentation_tank |  | Residue Management
13929 | FCL-RSP-T-0101 | Tank, Sewage Ejector, Admin Building B3 Sewage Ejector Room | FCL-RSP | Tank,Reservoir | Tank |  | T | http://www.toronto.ca/TWONTO#storage_tank |  | Sewage Pumping Station
109810 | TAB-DEW-T-4100 | Tank, Sludge Holding #1 | TAB-DEW-SLUDGE SILO | Tank | Tank |  | T | http://www.toronto.ca/TWONTO#storage_tank |  | Sludge Holding Tank System, Conveyors
44078 | TAB-DEW-T-4200 | Tank, Sludge Holding #2 | TAB-DEW-SLUDGE SILO | Tank | Tank |  | T | http://www.toronto.ca/TWONTO#storage_tank |  | Sludge Holding Tank System, Conveyors
109811 | TAB-DEW-T-4300 | Tank, Sludge Holding #3 | TAB-DEW-SLUDGE SILO | Tank | Tank |  | T | http://www.toronto.ca/TWONTO#storage_tank |  | Sludge Holding Tank System, Conveyors
86048 | FHA-WWW-T-0004 | Tank, Sludge Splitter Box, RMF, North/East of Pilot Plant | FHA-WWW-SLUDGE | Tank | Tank |  | T | http://www.toronto.ca/TWONTO#storage_tank |  | Sludge Equalization Pumping
95585 | FHO-WWW-T-0001 | Tank, Sludge Storage, S4, Clarifier Building Basement | FHO-WWW | Tank,Reservoir | Tank |  | T | http://www.toronto.ca/TWONTO#storage_tank |  | Residue Management / Waste Water System
69010 | FCL-WWW-T-3000 | Tank, Sludge Sump, RMF Clarification Facility | FCL-WWW-CLAR | Tank | Tank |  | T | http://www.toronto.ca/TWONTO#storage_tank |  | Clarification
19294 | FHA-WWW-T-3011 | Tank, Sludge Thickener, RMF, Thickener Gallery | FHA-WWW-THICK | Tank | Tank |  | T | http://www.toronto.ca/TWONTO#storage_tank |  | Sludge Thickening
19296 | FHA-WWW-T-3021 | Tank, Sludge Thickener, RMF, Thickener Gallery | FHA-WWW-THICK | Tank | Tank |  | T | http://www.toronto.ca/TWONTO#storage_tank |  | Sludge Thickening
19297 | FHA-WWW-T-3031 | Tank, Sludge Thickener, RMF, Thickener Gallery | FHA-WWW-T-3031-KQ | Tank | Tank |  | T | http://www.toronto.ca/TWONTO#storage_tank |  | Tank Location, Thickener 3
19298 | FHA-WWW-T-3031 | Tank, Sludge Thickener, RMF, Thickener Gallery | FHA-WWW-THICK | Tank | Tank |  | T | http://www.toronto.ca/TWONTO#storage_tank |  | Sludge Thickening
19299 | FHA-WWW-T-3041 | Tank, Sludge Thickener, RMF, Thickener Gallery | FHA-WWW-T-3041-KQ | Tank | Tank |  | T | http://www.toronto.ca/TWONTO#storage_tank |  | Tank Location, Thickener 4
89479 | WTR-RRH-T-0001 | Tank, Domestic Hot Water | WTR-RRH-AUX | Tank,Domestic Hot Water | Tank |  | T | http://www.toronto.ca/TWONTO#tanked_hot_water_heater |  | Auxiliary Equipment (Building Facilities)
19300 | FHA-WWW-T-3041 | Tank, Sludge Thickener, RMF, Thickener Gallery | FHA-WWW-THICK | Tank | Tank |  | T | http://www.toronto.ca/TWONTO#storage_tank |  | Sludge Thickening
86052 | FHA-WWW-T-3011 | Tank, Sludge Thickener, RMF, Thickener Gallery | FHA-WWW-T-3011-KQ | Tank | Tank |  | T | http://www.toronto.ca/TWONTO#storage_tank |  | Tank Location, Thickener 1
86054 | FHA-WWW-T-3021 | Tank, Sludge Thickener, RMF, Thickener Gallery | FHA-WWW-T-3021-KQ | Tank | Tank |  | T | http://www.toronto.ca/TWONTO#storage_tank |  | Tank Location, Thickener 2
89020 | WTR-REL-T-0100 | Tank, South-East Basin (Cell 1) | WTR-REL-TRW | Tank | Tank |  | T | http://www.toronto.ca/TWONTO#storage_tank |  | Treated Water (Transmission)
89021 | WTR-REL-T-0200 | Tank, South-West Basin (Cell 2) | WTR-REL-TRW | Tank | Tank |  | T | http://www.toronto.ca/TWONTO#storage_tank |  | Treated Water (Transmission)
41283 | TAB-ACC-T-7601 | Tank, Steam Pressure Reducing Station,(Steam Piping) | TAB-HRS-STEAM | Tank | Tank |  | T | http://www.toronto.ca/TWONTO#pressure_vessel |  | Plant Steam
41284 | TAB-ACC-T-7602 | Tank, Steam Pressure Reducing Station,(Steam Piping) | TAB-HRS-STEAM | Tank | Tank |  | T | http://www.toronto.ca/TWONTO#pressure_vessel |  | Plant Steam
21453 | FHO-DEW-T-0008 | Tank, Sump Well, Drainage & Sump Pumps, Ozone Building, S2, N-Wall | FHO-DEW |  | Tank |  | T | http://www.toronto.ca/TWONTO#storage_tank |  | Dewatering & Drainage
91178 | FHO-DEW-T-0009 | Tank, Sump Well, Drainage & Sump Pumps, Ozone Building, S2, Pipe Gallery 2, S/E of T-2100 | FHO-DEW |  | Tank |  | T | http://www.toronto.ca/TWONTO#storage_tank |  | Dewatering & Drainage
89798 | WZ2008A | Receiver, Pneumatic Conveyor Air, 203A | TAB-SLD-ROUTING | Vessel,Pressure | Tank |  |  | http://www.toronto.ca/TWONTO#pressure_vessel |  | Pelletizer Bldg. - Material Handling
21455 | FHO-DEW-T-0011 | Tank, Sump Well, Drainage & Sump Pumps, Ozone Building, S2, Raw Water Process Room | FHO-DEW |  | Tank |  | T | http://www.toronto.ca/TWONTO#storage_tank |  | Dewatering & Drainage
21454 | FHO-DEW-T-0010 | Tank, Sump Well, Drainage & Sump Pumps, Ozone Building,S5, Filter 9-13 Pipe Gallery Basement,W | FHO-DEW |  | Tank |  | T | http://www.toronto.ca/TWONTO#storage_tank |  | Dewatering & Drainage
90019 | YTF-CW-T-0002 | Tank, Domestic Hot Water, RN131, City Water Heaters and Pumps | YTF-CW | Tank,Domestic Hot Water | Tank |  | T | http://www.toronto.ca/TWONTO#tanked_hot_water_heater |  | City Water
90020 | YTF-CW-T-0003 | Tank, Hot Water Storage, City Water Heaters and Pumps | YTF-CW | Tank | Tank |  | T | http://www.toronto.ca/TWONTO#tanked_hot_water_heater |  | City Water
90021 | YTF-CW-T-0004 | Tank, Hot Water Storage, City Water Heaters and Pumps | YTF-CW | Tank | Tank |  | T | http://www.toronto.ca/TWONTO#tanked_hot_water_heater |  | City Water
90022 | YTF-CW-T-0010 | Tank, Domestic Hot Water, RN168, City Water Heaters and Pumps | YTF-CW | Tank,Domestic Hot Water | Tank |  | T | http://www.toronto.ca/TWONTO#tanked_hot_water_heater |  | City Water
90341 | FHO-ALM-T-0101 | Tank, Alum/Ferric Storage 1, Alum System, S4 Chemical Building | FHO-ALM-T-0101-KQ | Tank,Reservoir | Tank |  | T | http://www.toronto.ca/TWONTO#chemical_storage_tank |  | Alum/Ferric Storage Tank 1
90342 | FHO-ALM-T-0201 | Tank, Alum/Ferric Storage 2, Alum System, S4 Chemical Building | FHO-ALM-T-0201-KQ | Tank,Reservoir | Tank |  | T | http://www.toronto.ca/TWONTO#chemical_storage_tank |  | Alum/Ferric Storage Tank 2
90343 | FHO-ALM-T-0301 | Tank, Alum/Ferric Storage 3, Alum System, S4 Chemical Building | FHO-ALM | Tank,Reservoir | Tank |  | T | http://www.toronto.ca/TWONTO#chemical_storage_tank |  | Alum System
90461 | FHO-AM-T-0201 | Tank, Aqua Ammonia, Ammonia System, S4 Ammonia Storage Room | FHO-AM | Tank,Reservoir | Tank |  | T | http://www.toronto.ca/TWONTO#chemical_storage_tank |  | Ammoniation
90657 | FHO-CCS-T-0101 | Tank, Phosphoric Acid Storage Tank, S4,Corrossion Control Tank Room | FHO-CCS |  | Tank |  | T | http://www.toronto.ca/TWONTO#chemical_storage_tank |  | Corrosion Control Process
90658 | FHO-CCS-T-0201 | Tank, Phosphoric Acid Storage Tank, S4, Corrossion Control Tank Room | FHO-CCS |  | Tank |  | T | http://www.toronto.ca/TWONTO#chemical_storage_tank |  | Corrosion Control Process
90718 | FHO-CL-T-0001 | Tank, Risudal Chlorine Tank, Chlorinations System, Chemical Building, S2, Storage Room | FHO-CLC |  | Tank |  | T | http://www.toronto.ca/TWONTO#chemical_storage_tank |  | Trim Chlorination System
90719 | FHO-CL-T-0101-SU | Tank, Caustic Soda Storage | FHO-OBSOLETE | Tank,Reservoir | Tank | 32923 | T | http://www.toronto.ca/TWONTO#chemical_storage_tank |  | Removed From Service
90720 | FHO-CL-T-0101-SU | Tank, Caustic Soda Storage | FHO-SM-SB-0100 | Tank,Reservoir | Tank | 32923 | T | http://www.toronto.ca/TWONTO#chemical_storage_tank |  | Scrubber, Chlorine and SO2, Outdoor, East of Chemical Building
90721 | FHO-CL-T-0201-SU | Tank, Caustic Soda Storage | FHO-SM-SB-0001-KQ | Tank,Reservoir | Tank | 32924 | T | http://www.toronto.ca/TWONTO#chemical_storage_tank |  | Scrubber
90763 | FHO-CLA-T-0101 | Tank, Expansion Pre Chlorination Train 1, Chlorination System, S2 Chem. Storage Rm | FHO-CLA-CHL-0101 | Vessel,Pressure | Tank |  | T | expansion_tank |  | Chlorinator, Pre Chlorination Train 1, Chemical Building, L1, Machine Room
90764 | FHO-CLA-T-0101 | Tank, Expansion Pre Chlorination Train 1, Chlorination System, S2 Chem. Storage Rm | FHO-CLA-CHL-0101-KQ | Vessel,Pressure | Tank |  | T | expansion_tank |  | Pre Chlorination Train 1
90765 | FHO-CLA-T-0201 | Tank, Expansion, Pre Chlorination Train 2, Chlorination System, S2 Chem. Storage Rm | FHO-CLA-CHL-0201 | Vessel,Pressure | Tank |  | T | expansion_tank |  | Chlorinator, Pre Chlorination Train 2, Chemical Building, L1, Machine Room
90889 | FHO-CLB-T-0301 | Tank, Expansion, Post Chlorination Train 3, Chlorination System, S2 Chlorine Storage Room | FHO-CLC-CHL-0201-KQ | Vessel,Pressure | Tank |  | T | expansion_tank |  | Trim ChlorinationTrain 2
90890 | FHO-CLB-T-0401 | Tank, Expansion, Post Chlorination Train 4, Chlorination System, S2 Chlorine Storage Room | FHO-CLB-CHL-0401 | Vessel,Pressure | Tank |  | T | expansion_tank |  | Chlorinator, Post Chlorination East Train 4,Chemical Building, L1, Evaporator Room
90891 | FHO-CLB-T-0401 | Tank, Expansion, Post Chlorination Train 4, Chlorination System, S2 Chlorine Storage Room | FHO-DCL-SO-0101-KQ | Vessel,Pressure | Tank |  | T | expansion_tank |  | Dechlorination Train 1
91004 | FHO-CLC-T-0101 | Tank, Expansion, Trim Chlorination Train 1, Chlorination System, S2 Chemical Storage Room | FHO-CLC-CHL-0101-KQ | Vessel,Pressure | Tank |  | T | expansion_tank |  | Trim Chlorination Train 1
21450 | FHO-DEW-T-0003 | Tank, Sump Well, Drainage & Sump Pumps, Reservoir, S2, TRW Suction Gallery S/E End | FHO-DEW |  | Tank |  | T | http://www.toronto.ca/TWONTO#storage_tank |  | Dewatering & Drainage
21452 | FHO-DEW-T-0007 | Tank, Sump Well, Drainage & Sump Pumps, Reservoir, S2, TRW Suction Gallery S/W End | FHO-DEW |  | Tank |  | T | http://www.toronto.ca/TWONTO#storage_tank |  | Dewatering & Drainage
21460 | FHO-DEW-T-1101 | Tank, Sump Well, Drainage & Sump Pumps, S4 Ammonia Storage Room | FHO-DEW |  | Tank |  | T | http://www.toronto.ca/TWONTO#storage_tank |  | Dewatering & Drainage
21459 | FHO-DEW-T-1001 | Tank, Sump Well, Drainage & Sump Pumps, S4 Fluoride Storage Room | FHO-DEW |  | Tank |  | T | http://www.toronto.ca/TWONTO#storage_tank |  | Dewatering & Drainage
91180 | FHO-DEW-T-0013 | Tank, Sump Well, Drainage & Sump Pumps, Standby Power Building, S4, CCS Room | FHO-DEW |  | Tank |  | T | http://www.toronto.ca/TWONTO#storage_tank |  | Dewatering & Drainage
91179 | FHO-DEW-T-0012 | Tank, Sump Well, Drainage & Sump Pumps, Standby Power Building, S4, Surge Tank Room | FHO-DEW |  | Tank |  | T | http://www.toronto.ca/TWONTO#storage_tank |  | Dewatering & Drainage
91176 | FHO-DEW-T-0005 | Tank, Sump Well, Drainage & Sump Pumps, Surge Building, N/E | FHO-DEW |  | Tank |  | T | http://www.toronto.ca/TWONTO#storage_tank |  | Dewatering & Drainage
91370 | FHO-DOZ-T-2100 | Tank, Ozone Contact, Ozone Building, S1 &S2, S/E | FHO-DOZ-CONT | Tank | Tank |  | T | http://www.toronto.ca/TWONTO#chemical_contact_tank |  | FHO OZONE CONTACT
91371 | FHO-DOZ-T-3100-SUS | ? tank, ? function in ? process, ? Location | FHO-DOZ-SAMP |  | Tank | 37818 | T | ? |  | Ozone Contact Tank Sampling
91372 | FHO-DOZ-T-5001 | Tank, Closed Loop Cooling Water Expansion, Ozone Building,L1,Ozone Equipment Room,Cooling Water Skid | FHO-DOZ-CL-CW | Tank | Tank |  | T | expansion_tank |  | CLOSED LOOP COOLING WATER SYSTEM
91373 | FHO-DOZ-T-5002 | Tank, Closed Loop Cooling Water Expansion, Ozone Building,L1,Ozone Equipment Room,Cooling Water Skid | FHO-DOZ-CL-CW | Tank | Tank |  | T | expansion_tank |  | CLOSED LOOP COOLING WATER SYSTEM
91374 | FHO-DOZ-T-5003 | Tank, Air Separator, Closed Loop Cooling Water,Ozone Bldg,L1,Ozone Equipment Room,Cooling Water Skid | FHO-DOZ-CL-CW | Tank | Tank |  | T | air_seperator |  | CLOSED LOOP COOLING WATER SYSTEM
91375 | FHO-DOZ-T-5004 | Tank, Air Separator, Closed Loop Cooling Water,Ozone Bldg,L1,Ozone Equipment Room,Cooling Water Skid | FHO-DOZ-CL-CW | Tank | Tank |  | T | air_seperator |  | CLOSED LOOP COOLING WATER SYSTEM
92665 | FHO-FL-T-0004 | Tank, Fluoride Dilution, S2, North Penthouse | FHO-FL | Tank | Tank |  | T | http://www.toronto.ca/TWONTO#chemical_storage_tank |  | Fluoridation
92666 | FHO-FL-T-0018 | Tank, Fluoride Dilution,S2, North Penthouse | FHO-FL | Tank | Tank |  | T | http://www.toronto.ca/TWONTO#chemical_storage_tank |  | Fluoridation
92667 | FHO-FL-T-0101 | Tank, Fluoride Storage Tank 1, Fluoride System, S4 Fluoride Room | FHO-FL-TANK-0101 | Tank,Reservoir | Tank |  | T | http://www.toronto.ca/TWONTO#chemical_storage_tank |  | Fluoride Storage Tank 1
92668 | FHO-FL-T-0201 | Tank, Fluoride Storage Tank 2, Fluoride System, S4 Fluoride Room | FHO-FL-TANK-0201 | Tank,Reservoir | Tank |  | T | http://www.toronto.ca/TWONTO#chemical_storage_tank |  | Fluoride Storage Tank 2
92790 | FHO-FLO-T-0301 | Tank, Flocculation No. 0301 | FHO-FLO | Tank,Reservoir | Tank |  | T | http://www.toronto.ca/TWONTO#flocculation_tank |  | Flocculation System
92791 | FHO-FLO-T-0301 | Tank, Flocculation No. 0301 | FHO-FLO-T-0301-KQ | Tank,Reservoir | Tank |  | T | http://www.toronto.ca/TWONTO#flocculation_tank |  | Flocculation Tank
92792 | FHO-FLO-T-0401 | Tank, Flocculation No.0401 | FHO-FLO | Tank,Reservoir | Tank |  | T | http://www.toronto.ca/TWONTO#flocculation_tank |  | Flocculation System
92793 | FHO-FLO-T-0401 | Tank, Flocculation No.0401 | FHO-FLO-T-0401-KQ | Tank,Reservoir | Tank |  | T | http://www.toronto.ca/TWONTO#flocculation_tank |  | Flocculation Tank
92930 | FHO-FLT-F-0101 | Filter Bed # 1 | FHO-FLT-T-0101-KQ | Tank,Reservoir | Tank |  | F | http://www.toronto.ca/TWONTO#filtration_tank |  | Filter 1
92931 | FHO-FLT-F-0201 | Filter Bed # 2 | FHO-FLT | Tank,Reservoir | Tank |  | F | http://www.toronto.ca/TWONTO#filtration_tank |  | Filtration
92932 | FHO-FLT-F-0201 | Filter Bed # 2 | FHO-FLT-T-0201-KQ | Tank,Reservoir | Tank |  | F | http://www.toronto.ca/TWONTO#filtration_tank |  | Filter 2
92933 | FHO-FLT-F-0501 | Filter Bed # 5 | FHO-FLT-T-0501-KQ | Tank,Reservoir | Tank |  | F | http://www.toronto.ca/TWONTO#filtration_tank |  | Filter 5
92934 | FHO-FLT-F-0601 | Filter Bed # 6 | FHO-FLT | Tank,Reservoir | Tank |  | F | http://www.toronto.ca/TWONTO#filtration_tank |  | Filtration
92935 | FHO-FLT-F-0701 | Filter Bed # 7 | FHO-FLT-T-0701-KQ | Tank,Reservoir | Tank |  | F | http://www.toronto.ca/TWONTO#filtration_tank |  | Filter 7
92936 | FHO-FLT-F-0801 | Filter Bed # 8 | FHO-FLT-T-0801-KQ | Tank,Reservoir | Tank |  | F | http://www.toronto.ca/TWONTO#filtration_tank |  | Filter 8
92937 | FHO-FLT-F-0901 | Filter Bed # 9 | FHO-FLT | Tank,Reservoir | Tank |  | F | http://www.toronto.ca/TWONTO#filtration_tank |  | Filtration
92938 | FHO-FLT-F-1101 | Filter Bed # 11 | FHO-FLT | Tank,Reservoir | Tank |  | F | http://www.toronto.ca/TWONTO#filtration_tank |  | Filtration
92939 | FHO-FLT-F-1201 | Filter Bed # 12 | FHO-FLT | Tank,Reservoir | Tank |  | F | http://www.toronto.ca/TWONTO#filtration_tank |  | Filtration
91177 | FHO-DEW-T-0006 | Tank, Sump Well, Drainage & Sump Pumps, Surge Building, N/E | FHO-DEW |  | Tank |  | T | http://www.toronto.ca/TWONTO#storage_tank |  | Dewatering & Drainage
21448 | FHO-DEW-T-0001 | Tank, Sump Well, RW Building, S10.5 RW Pump Room, Basement | FHO-DEW |  | Tank |  | T | http://www.toronto.ca/TWONTO#storage_tank |  | Dewatering & Drainage
21449 | FHO-DEW-T-0002 | Tank, Sump Well, Sanitary Drain, TRW Building, S5, Cable Tray Room, S/W | FHO-DEW |  | Tank |  | T | http://www.toronto.ca/TWONTO#storage_tank |  | Dewatering & Drainage
21451 | FHO-DEW-T-0004 | Tank, Sump Well, Storm Drain, TRW Building, S5, Cable Tray Room, S/E | FHO-DEW |  | Tank |  | T | http://www.toronto.ca/TWONTO#storage_tank |  | Dewatering & Drainage
93680 | FHO-PCL-T-0101 | Tank, PACL Storage, S4, Chemical Building | FHO-PCL-T-0101-KQ | Tank,Reservoir | Tank |  | T | http://www.toronto.ca/TWONTO#chemical_storage_tank |  | PACL Storage Tank 1
93853 | FHO-POL-T-0101 | Tank, Polymer Storage, S4 Chemical Building, Polymer Storage Area | FHO-POL-T-0101-KQ | Tank,Reservoir | Tank |  | T | http://www.toronto.ca/TWONTO#chemical_storage_tank |  | Polymer Solution Storage Tank 1
93858 | FHO-POL-T-0302-SUS | Tank, Polymer Storage (FHO TK PO 03 SO) | FHO-POL | Tank,Reservoir | Tank | 37730 | T | http://www.toronto.ca/TWONTO#chemical_storage_tank |  | Polymer System
93859 | FHO-POL-T-0302-SUS | Tank, Polymer Storage (FHO TK PO 03 SO) | FHO-SUSPENDED | Tank,Reservoir | Tank | 37730 | T | http://www.toronto.ca/TWONTO#chemical_storage_tank |  | Suspended Entity List
93860 | FHO-POL-T-0901 | Tank, WW Polymer, Waste Water System, Clarifier Building Basement | FHO-POL-P-0901 | Tank,Reservoir | Tank |  | T | http://www.toronto.ca/TWONTO#chemical_storage_tank |  | Pump, WW Polymer Feed, S4, Clarifier Building Basement (Tunnel)
93965 | FHO-PWA-T-0211 | Tank, Water Heater, Storage, Electric, 600V, Chemical Building, S4, Fluoride Storage Room | FHO-TRW-BFP-0001 | Tank,Domestic Hot Water | Tank |  | T | http://www.toronto.ca/TWONTO#tanked_hot_water_heater |  | Backflow Preventer, Service water, Filter Surface Sweep Supply (premise isolation), S4, Near District Venturis- district 2E
93966 | FHO-PWA-T-0212 | Tank, Water Heater, Storage, Electric, 600V, Chemical Building, S4, Chemical Alley | FHO-MCS-PWA | Tank,Domestic Hot Water | Tank |  | T | http://www.toronto.ca/TWONTO#tanked_hot_water_heater |  | Service Water & Backflow Prevention
93967 | FHO-PWA-T-0213 | Tank, Water Heater, Storage, Electric, 600V, Chemical Building, Level 1, Former Fluoride Room | FHO-MCS-PWA | Tank,Domestic Hot Water | Tank |  | T | http://www.toronto.ca/TWONTO#tanked_hot_water_heater |  | Service Water & Backflow Prevention
93968 | FHO-PWA-T-1610 | Tank, Water Heater, Storage, Electric, 600V, Standby Power Building, S4, Corrosion Control Room | FHO-MCS-PWA | Tank,Domestic Hot Water | Tank |  | T | http://www.toronto.ca/TWONTO#tanked_hot_water_heater |  | Service Water & Backflow Prevention
80948 | TNT-DIG-T-1200 | Tank, Sump, Drainage System | TNT-DIG-PD | Tank,Reservoir | Tank |  | T | http://www.toronto.ca/TWONTO#storage_tank |  | Primary Digester Tanks,Drainage Tanks
94150 | FHO-SA-T-0101 | Tank, Receiver, Compressed Air, Service Air System, TRW Building, S3, Compressor Room | FHO-SA-C-0101 | Vessel,Pressure | Tank |  | T | http://www.toronto.ca/TWONTO#pressure_vessel |  | Compressor, Service Air System, TRW Building, S3, Compressor Room
94151 | FHO-SA-T-0101 | Tank, Receiver, Compressed Air, Service Air System, TRW Building, S3, Compressor Room | FHO-SA-C-0101-KQ | Vessel,Pressure | Tank |  | T | http://www.toronto.ca/TWONTO#pressure_vessel |  | Air Compressor 1
94152 | FHO-SA-T-0201 | Tank, Receiver, Compressed Air, Service Air System, TRW Building, S3, Compressor Room | FHO-SA-C-0201 | Vessel,Pressure | Tank |  | T | http://www.toronto.ca/TWONTO#pressure_vessel |  | Compressor, Service Air System, TRW Building, S3, Compressor Room
94153 | FHO-SA-T-0301-SU | Receiver, Plant Compressed Air | FHO-SA-C-0301-KQ | Vessel,Pressure | Tank | 32168 | T | http://www.toronto.ca/TWONTO#pressure_vessel |  | Service Air Compressor 3
94229 | FHO-SBS-T-0001-SUS | Spill containment tank, SBS Storage Room | FHO-SBS |  | Tank | 37750 | T | http://www.toronto.ca/TWONTO#chemical_storage_tank |  | Ozone Quenching
94230 | FHO-SBS-T-0001-SUS | Spill containment tank, SBS Storage Room | FHO-SUSPENDED |  | Tank | 37750 | T | http://www.toronto.ca/TWONTO#chemical_storage_tank |  | Suspended Entity List
143723 | WTR-PEL-T-0001 | Tank, Surge | WTR-PEL-TRW | Tank | Tank |  | T | http://www.toronto.ca/TWONTO#pumping_surge_suppression_tank |  | Treated Water (Transmission)
143724 | WTR-PEL-T-0002 | Tank, Surge | WTR-PEL-TRW | Tank | Tank |  | T | http://www.toronto.ca/TWONTO#pumping_surge_suppression_tank |  | Treated Water (Transmission)
26848 | FHO-TRW-T-0001 | Tank, Surge, District 1E1, Surge Building, S4, Tank Room | FHO-TRW- SURGE | Vessel,Pressure,Surge | Tank |  | T | http://www.toronto.ca/TWONTO#pumping_surge_suppression_tank |  | Surge Protection System
95269 | FHO-TRW-T-0001 | Tank, Surge, District 1E1, Surge Building, S4, Tank Room | FHO-TRW-T-0001-KQ | Vessel,Pressure,Surge | Tank |  | T | http://www.toronto.ca/TWONTO#pumping_surge_suppression_tank |  | Surge Tank 1
26851 | FHO-TRW-T-0002 | Tank, Surge, District 1E2, Surge Building, S4, Tank Room | FHO-TRW- SURGE | Vessel,Pressure,Surge | Tank |  | T | http://www.toronto.ca/TWONTO#pumping_surge_suppression_tank |  | Surge Protection System
95275 | FHO-TRW-T-0101 | Tank, Receiver, Surge Supression System Air Compressor C-0001, Surge Building, S2, Compressor Room | FHO-TRW-C-0001 | Vessel,Pressure | Tank |  | T | http://www.toronto.ca/TWONTO#pressure_vessel |  | Compressor, TW Surge Tanks, Surge Building, S2, Compressor Room
95276 | FHO-TRW-T-0101 | Tank, Receiver, Surge Supression System Air Compressor C-0001, Surge Building, S2, Compressor Room | FHO-TRW-C-0101-KQ | Vessel,Pressure | Tank |  | T | http://www.toronto.ca/TWONTO#pressure_vessel |  | Surge Air Compressor 1
95277 | FHO-TRW-T-0102 | Tank, Receiver, Surge Supression System Air Compressor C-0002, Surge Building, S2, Compressor Room | FHO-TRW-C-0002 | Vessel,Pressure | Tank |  | T | http://www.toronto.ca/TWONTO#pressure_vessel |  | Compressor, TW Surge Tanks, Surge Building, S2, Compressor Room
95278 | FHO-TRW-T-0102 | Tank, Receiver, Surge Supression System Air Compressor C-0002, Surge Building, S2, Compressor Room | FHO-TRW-C-0102-KQ | Vessel,Pressure | Tank |  | T | http://www.toronto.ca/TWONTO#pressure_vessel |  | Surge Air Compressor 2
95279 | FHO-TRW-T-0103 | Tank, Receiver, Surge Supression System Air Compressor C-0003, Surge Building, S2, Compressor Room | FHO-TRW-C-0103-KQ | Vessel,Pressure | Tank |  | T | http://www.toronto.ca/TWONTO#pressure_vessel |  | Surge Air Compressor 3
26852 | FHO-TRW-T-0002 | Tank, Surge, District 1E2, Surge Building, S4, Tank Room | FHO-TRW-T-0002-KQ | Vessel,Pressure,Surge | Tank |  | T | http://www.toronto.ca/TWONTO#pumping_surge_suppression_tank |  | Surge Tank 2
26856 | FHO-TRW-T-0007 | Tank, Surge, District 1E-B, Surge Building, S4, Tank Room | FHO-TRW | Tank | Tank |  | T | http://www.toronto.ca/TWONTO#pumping_surge_suppression_tank |  | Treated Water System
95588 | FHO-WWW-T-0102 | Tank, Clarifier 0102, Waste Water System, Clarifier Building, West | FHO-WWW-T-0102-KQ | Tank,Reservoir | Tank |  | T | http://www.toronto.ca/TWONTO#clarifier |  | Clarifier 1
26857 | FHO-TRW-T-0008 | Tank, Surge, District 1E-B, Surge Building, S4, Tank Room | FHO-TRW | Tank | Tank |  | T | http://www.toronto.ca/TWONTO#pumping_surge_suppression_tank |  | Treated Water System
95592 | FHO-WWW-T-0202 | Tank, Clarifier 0202, Waste Water System, Clarifier Building, East | FHO-WWW-T-0202-KQ | Tank,Reservoir | Tank |  | T | http://www.toronto.ca/TWONTO#clarifier |  | Clarifier 2
95273 | FHO-TRW-T-0005 | Tank, Surge, District 1E-B, Surge Building, S4, Tank Room | FHO-TRW | Tank | Tank |  | T | http://www.toronto.ca/TWONTO#pumping_surge_suppression_tank |  | Treated Water System
95982 | FIS-ALM-T-0101-SUS | Tank, Alum/Polymer, Alum System | FIS-ALM | Tank | Tank | 38125 | T | http://www.toronto.ca/TWONTO#chemical_storage_tank |  | Alum System
95983 | FIS-ALM-T-0201-SUS | Tank, Alum/Polymer, Alum System | FIS-ALM | Tank | Tank | 38126 | T | http://www.toronto.ca/TWONTO#chemical_storage_tank |  | Alum System
95984 | FIS-ALM-T-0401-SUS | Tank, Alum/Polymer, Alum System | FIS-ALM | Tank | Tank | 38128 | T | http://www.toronto.ca/TWONTO#chemical_storage_tank |  | Alum System
96041 | FIS-AM-T-0101 | Tank, Ammonia Bulk Storage, Ammonia & Fluoride Building,, Storage Room | FIS-AM | Tank,Reservoir | Tank |  | T | http://www.toronto.ca/TWONTO#chemical_storage_tank |  | Ammoniation
96175 | FIS-CCS-T-0201 | Tank, Phosphoric Acid Storage, Workshop Building, Chemical Storage | FIS-CCS | Tank | Tank |  | T | http://www.toronto.ca/TWONTO#chemical_storage_tank |  | Corrosion Control
95274 | FHO-TRW-T-0006 | Tank, Surge, District 1E-B, Surge Building, S4, Tank Room | FHO-TRW | Tank | Tank |  | T | http://www.toronto.ca/TWONTO#pumping_surge_suppression_tank |  | Treated Water System
96254 | FIS-CLA-T-0101 | Tank, Expansion, Cl2 Liquid to Evaporator EV-0101, Gaseous Chemical Building, Storage Room | FIS-CLA-CHL-0101 | Vessel,Pressure | Tank |  | T | expansion_tank |  | Chlorinator, Pre Chlorination Train 1, Gaseous Chemical Building, Machine Room
96255 | FIS-CLA-T-0201 | Tank, Expansion, Cl2 Liquid to Evaporator EV-0201, Gaseous Chemical Building, Storage Room | FIS-CLA-CHL-0201 | Vessel,Pressure | Tank |  | T | expansion_tank |  | Chlorinator, Pre Chlorination Train 2, Gaseous Chemical Building, Machine Room
96330 | FIS-CLB-T-0102 | Tank, Expansion, Cl2 Liquid to Evaporator EV-0101, Gaseous Chemical Building,Storage Room | FIS-CLB-EV-0101 |  | Tank |  | T | expansion_tank |  | Evaporator, Post Chlorination Train 1, Gaseous Chemical Building, Storage Room
96331 | FIS-CLB-T-0202 | Tank, Expansion, Cl2 Liquid to Evaporator EV-0201, Gaseous Chemical Building,Storage Room | FIS-CLB-CHL-0201 | Vessel,Pressure | Tank |  | T | expansion_tank |  | Chlorinator, Post Chlorination Train 2, Gaseous Chemical Building, Machine Room
96437 | FIS-DCL-T-0101 | Tank, Expansion, SO2 Liquid to Evaporator EV-0101, Gaseous Chemical Building,Storage Room | FIS-DCL | Chemical Feeder,Gas | Tank |  | T | expansion_tank |  | De-Chlorination
96438 | FIS-DCL-T-0101 | Tank, Expansion, SO2 Liquid to Evaporator EV-0101, Gaseous Chemical Building,Storage Room | FIS-DCL-EV-0101 | Chemical Feeder,Gas | Tank |  | T | expansion_tank |  | Evaporator,Sulphur Dioxide Service, Stream #1, Gaseous Chemical Building, Storage Room
96439 | FIS-DCL-T-0201 | Tank, Expansion, SO2 Liquid to Evaporator EV-0101, Gaseous Chemical Building,Storage Room | FIS-DCL | Chemical Feeder,Gas | Tank |  | T | expansion_tank |  | De-Chlorination
95271 | FHO-TRW-T-0003 | Tank, Surge, District 2E1, Surge Building, S4, Tank Room | FHO-TRW- SURGE | Vessel,Pressure,Surge | Tank |  | T | http://www.toronto.ca/TWONTO#pumping_surge_suppression_tank |  | Surge Protection System
95272 | FHO-TRW-T-0003 | Tank, Surge, District 2E1, Surge Building, S4, Tank Room | FHO-TRW-T-0003-KQ | Vessel,Pressure,Surge | Tank |  | T | http://www.toronto.ca/TWONTO#pumping_surge_suppression_tank |  | Surge Tank 3
98465 | FIS-TRW-T-0301 | Tank, Surge, Hydro-Pneumatic, Island Water Distribution Gravity Feed, Workshop Bldg., High Lift PS | FIS-TRW-PUMPING | Tank,Reservoir | Tank |  | T | http://www.toronto.ca/TWONTO#pumping_surge_suppression_tank |  | Treated Water Pumping
96524 | FIS-DEW-T-0006 | Tank, Dewatering Chamber, Main Sump Pit Area, Admin Bldg Entrance | FIS-DEW |  | Tank |  | T | http://www.toronto.ca/TWONTO#storage_tank |  | Dewatering & Drainage
96828 | FIS-ELS-T-2102 | Tank, 450 L, Generator GEN-2100 Fuel Oil Day Tank, Workshop Building, Generator Room | FIS-ELS-GEN-2100 |  | Tank |  | T | http://www.toronto.ca/TWONTO#fuel_oil_tank |  | Generator, Diesel, Emergency, 4160V, 750KW, Workshop Building, Generator Room
96829 | FIS-ELS-T-2103 | Tank, 190 L, Generator GEN-2100 Fuel Oil Vent Tank, Workshop Building, Generator Room | FIS-ELS-GEN-2100 |  | Tank |  | T | http://www.toronto.ca/TWONTO#fuel_oil_tank |  | Generator, Diesel, Emergency, 4160V, 750KW, Workshop Building, Generator Room
96830 | FIS-ELS-T-2203 | Tank, 190 L, Generator GEN-2200 Fuel Oil Vent Tank, Workshop Building, Generator Room | FIS-ELS-GEN-2200 |  | Tank |  | T | http://www.toronto.ca/TWONTO#fuel_oil_tank |  | Generator, Diesel, Emergency, 4160V, 750KW, Workshop Building, Generator Room
97077 | FIS-FL-T-0001 | Tank, Fluoride Mixing, Filter Building, Chemical Room | FIS-FL |  | Tank |  | T | http://www.toronto.ca/TWONTO#chemical_storage_tank |  | Fluoridation
97078 | FIS-FL-T-0101 | Tank, Fluoride Bulk Storage, Fluoride Building, Storage Room | FIS-FL | Tank,Reservoir | Tank |  | T | http://www.toronto.ca/TWONTO#chemical_storage_tank |  | Fluoridation
97079 | FIS-FL-T-0201 | Tank, Fluoride Bulk Storage, Fluoride Building, Storage Room | FIS-FL | Tank,Reservoir | Tank |  | T | http://www.toronto.ca/TWONTO#chemical_storage_tank |  | Fluoridation
97375 | FIS-MCS-T-0401 | Tank, Domestic Hot Water, Filter Building Pipe Gallery, Under Stairs | FIS-MCS |  | Tank |  | T | http://www.toronto.ca/TWONTO#tanked_hot_water_heater |  | Mechanical Services
97376 | FIS-MCS-T-2901 | Tank, Domestic Hot Water, Chemical Sampling Building | FIS-MCS |  | Tank |  | T | http://www.toronto.ca/TWONTO#tanked_hot_water_heater |  | Mechanical Services
97377 | FIS-MCS-T-3001 | Tank, Domestic Hot Water, RMF Polymer Storage & Feeder Building, Polymer Storage Room | FIS-POL-ROOM | Heater | Tank |  | T | http://www.toronto.ca/TWONTO#tanked_hot_water_heater |  | FIS RMF Polymer Storage Room
97378 | FIS-MCS-T-3501 | Tank, Domestic Hot Water, Gaseous Chemical Building, Machine shop | FIS-MCS |  | Tank |  | T | http://www.toronto.ca/TWONTO#tanked_hot_water_heater |  | Mechanical Services
97379 | FIS-MCS-T-4001 | Tank, Domestic Hot Water, Marine Yard Building, Mechanical/Electrical Room | FIS-MCS |  | Tank |  | T | http://www.toronto.ca/TWONTO#tanked_hot_water_heater |  | Mechanical Services
97380 | FIS-MCS-T-4002 | Tank, Thermal Expansion, Mechanical/Electrical Room | FIS-MCS-T-4001 |  | Tank |  | T | expansion_tank |  | Tank, Domestic Hot Water, Marine Yard Building, Mechanical/Electrical Room
97381 | FIS-MCS-T-4501 | Tank, Domestic Hot Water, Workshop Building Mezzanine, Switchgear Room | FIS-MCS |  | Tank |  | T | http://www.toronto.ca/TWONTO#tanked_hot_water_heater |  | Mechanical Services
97419 | FIS-PCL-T-0101 | Tank, PACL Storage, Workshop Building, Chemical Storage | FIS-PCL | Tank | Tank |  | T | http://www.toronto.ca/TWONTO#chemical_storage_tank |  | PACL System
98293 | FIS-SM-T-0101 | Tank, Reservoir, West Caustic Solution, Caustic Soda System | FIS-SM-SB | Tank,Reservoir | Tank | 32802 | T | http://www.toronto.ca/TWONTO#chemical_storage_tank |  | Scrubber
98466 | FIS-TRW-T-0302 | Tank, Surge, Hydro-Pneumatic, Island Water Distribution Gravity Feed, Workshop Bldg., High Lift PS | FIS-TRW-PUMPING | Tank,Reservoir | Tank |  | T | http://www.toronto.ca/TWONTO#pumping_surge_suppression_tank |  | Treated Water Pumping
117372 | TAB-RSP-T-2300 | Tank, Surge, RSP Influent Distribution | TAB-RSP-PM | Tank | Tank |  | T | http://www.toronto.ca/TWONTO#pumping_surge_suppression_tank |  | M Building - Raw Sewage Pumping
96522 | FIS-DEW-T-0002 | Tank, Treated Water Pump Area Drain Sump, Workshop Building, Below Machine Shop Mezzanine | FIS-DEW |  | Tank |  | T | http://www.toronto.ca/TWONTO#storage_tank |  | Dewatering & Drainage
24387 | FHO-MCS-T-0101-KQ | Tank, TRW Vacuum Priming | FHO-OBSOLETE | Vessel,Pressure | Tank |  | T | http://www.toronto.ca/TWONTO#pressure_vessel |  | Removed From Service
24388 | FHO-MCS-T-0101-KQ | Tank, TRW Vacuum Priming | FHO-TRW-VP | Vessel,Pressure | Tank |  | T | http://www.toronto.ca/TWONTO#pressure_vessel |  | Vacuum Priming
98747 | FPP-CCS-T-0001 | Phosphoric Acid Tank | FHA-FPP | Tank | Tank |  | T | http://www.toronto.ca/TWONTO#chemical_storage_tank |  | Harris Filtration Pilot Plant
98748 | FPP-CCS-T-0001 | Phosphoric Acid Tank | FPP-LPL-PIP-0001 | Tank | Tank |  | T | http://www.toronto.ca/TWONTO#chemical_storage_tank |  | Lead Pipe Loop system
98817 | HX2011B | Receiver, Air | TAB-RSP-C-M | Vessel,Pressure | Tank |  |  | http://www.toronto.ca/TWONTO#pressure_vessel |  | M Building, Compressed Air
98821 | HX2013B | Receiver, Air | TAB-RSP-C-M | Vessel,Pressure | Tank |  |  | http://www.toronto.ca/TWONTO#pressure_vessel |  | M Building, Compressed Air
98825 | HX2408B | Receiver, Air | TAB-RSP-C | Vessel,Pressure | Tank |  |  | http://www.toronto.ca/TWONTO#pressure_vessel |  | T Building, Compressed Air
98849 | IU2017A | Receiver, Air, Z- Bldg.Main Floor, # 1 HWB | TAB-AI-S-10 | Vessel,Pressure | Tank |  |  | http://www.toronto.ca/TWONTO#pressure_vessel |  | Z Building Air Equipment
98851 | IU2018A | Receiver, Air, Z- Bldg. Main Floor, # 2 HWB | TAB-AI-S-10 | Vessel,Pressure | Tank |  |  | http://www.toronto.ca/TWONTO#pressure_vessel |  | Z Building Air Equipment
98854 | IU2020A | Receiver, Air, Z- Bldg. Main Floor, # 4 HWB | TAB-AI-S-10 | Vessel,Pressure | Tank |  |  | http://www.toronto.ca/TWONTO#pressure_vessel |  | Z Building Air Equipment
98857 | IU2022A | Receiver, Air, Inc., 5th Flr, Near Waste Ht Boiler 7 | EU2002 | Vessel,Pressure | Tank |  |  | http://www.toronto.ca/TWONTO#pressure_vessel |  | Incinerator Building Air Equipment
98862 | IU2030A | Receiver, Air, Aux., 1st Flr, Service Airsupply Tnk | IU2026 | Tank | Tank |  |  | http://www.toronto.ca/TWONTO#pressure_vessel |  | Auxilliary Building Air Equipment
98863 | IU2031A | Receiver, Air, Aux., 1st Flr, Service Airsupply Tnk | IU2026 | Tank | Tank |  |  | http://www.toronto.ca/TWONTO#pressure_vessel |  | Auxilliary Building Air Equipment
98865 | IU2032A | Receiver, Air, Aux., 1st Flr, Service Airsupply Tnk | IU2026 | Tank | Tank |  |  | http://www.toronto.ca/TWONTO#pressure_vessel |  | Auxilliary Building Air Equipment
98868 | IU2033A | Receiver, Air, Incinerator Building | EU2002 | Tank | Tank |  |  | http://www.toronto.ca/TWONTO#pressure_vessel |  | Incinerator Building Air Equipment
98870 | IU2604A | Receiver, Air, New Plant Water Bldg | TAB-AI | Tank | Tank |  |  | http://www.toronto.ca/TWONTO#pressure_vessel |  | Local Compressed Air Equipment
98919 | JX2091A1 | Receiver, Air | TAB-AER-QUAD | Vessel,Pressure | Tank | 33585 |  | http://www.toronto.ca/TWONTO#pressure_vessel |  | Quad Building
98921 | JX2092A1 | Receiver, Air | TAB-AER-QUAD | Vessel,Pressure | Tank | 33587 |  | http://www.toronto.ca/TWONTO#pressure_vessel |  | Quad Building
101401 | KU2042A | Receiver, Air, Old Dew Bldg Mechanical Rm | TAB-AI | Tank | Tank |  |  | http://www.toronto.ca/TWONTO#pressure_vessel |  | Local Compressed Air Equipment
24389 | FHO-MCS-T-0201-KQ | Tank, TRW Vacuum Priming | FHO-OBSOLETE | Tank | Tank |  | T | http://www.toronto.ca/TWONTO#pressure_vessel |  | Removed From Service
93522 | FHO-MCS-T-0201-KQ | Tank, TRW Vacuum Priming | FHO-TRW-VP | Tank | Tank |  | T | http://www.toronto.ca/TWONTO#pressure_vessel |  | Vacuum Priming
139163 | THR-THK-T-5001 | Tank, TWAS Holding | THR-THK-P-TWAS | Tank | Tank |  | T | http://www.toronto.ca/TWONTO#storage_tank |  | TWAS Transfer Pumps & Holding Tanks
139164 | THR-THK-T-5002 | Tank, TWAS Holding | THR-THK-P-TWAS | Tank | Tank |  | T | http://www.toronto.ca/TWONTO#storage_tank |  | TWAS Transfer Pumps & Holding Tanks
105274 | PU2008A | Receiver, Air, OPS 1 Hse | TAB-AI | Vessel,Pressure | Tank |  |  | http://www.toronto.ca/TWONTO#pressure_vessel |  | Local Compressed Air Equipment
105275 | PU2425 | Receiver, Air, Old Dblg Old Screen Room | TAB-AI | Vessel,Pressure | Tank |  |  | http://www.toronto.ca/TWONTO#pressure_vessel |  | Local Compressed Air Equipment
105482 | SU2024A | Receiver, Air | TAB-THK-COMP | Vessel,Pressure | Tank |  |  | http://www.toronto.ca/TWONTO#pressure_vessel |  | Floatation - Air Compressor
105485 | SU2027A | Receiver, Air | TAB-THK-COMP | Vessel,Pressure | Tank |  |  | http://www.toronto.ca/TWONTO#pressure_vessel |  | Floatation - Air Compressor
105859 | SWM-PWI-T-0001 | Tank, Fuel | SWM-PWI-MISC | Tank | Tank |  | T | http://www.toronto.ca/TWONTO#fuel_oil_tank |  | Miscellaneous Equipment
105874 | SWM-SOS-T-0200 | West Tank, Stormwater | SWM-SOS | Tank | Tank |  | T | http://www.toronto.ca/TWONTO#detention_tank |  | Old Sheppard Park Storm Water Tank
139165 | THR-THK-T-5003 | Tank, TWAS Holding | THR-THK-P-TWAS | Tank | Tank |  | T | http://www.toronto.ca/TWONTO#storage_tank |  | TWAS Transfer Pumps & Holding Tanks
106086 | TAB-ACC-ASE-1821 | Air Separator (TAB-ACC-ASE-1821) | TAB-ACC-HE-1820 | Tank | Tank |  | ASE | air_seperator |  | Heat Exchanger, Hot Water/Glycol, Blower Bldg, Bsmt, HE28-1
107176 | TAB-ACC-MEQ-5301 | Air Separator,Glycol Loop,Seawall Substation | TAB-ACC-HE-5310 | Tank | Tank |  | MEQ | air_seperator |  | Heat Exchanger, Glycol Supply,Seawall Substation
107496 | TAB-ACC-T-0312 | Tank , Storage, Domestic Hot Water, | TAB-ACC-0300 | Tank,Domestic Hot Water | Tank |  | T | http://www.toronto.ca/TWONTO#tanked_hot_water_heater |  | Domestic H.W. System 2, Admin Bldg, Item 21
107497 | TAB-ACC-T-0795 | Tank, Chemical Mixing- Boiler No.20 (0500) | TAB-HRS-P | Tank | Tank |  | T | http://www.toronto.ca/TWONTO#chemical_storage_tank |  | Steam Chemical Mixing & Pumping
107498 | TAB-ACC-T-1010 | Tank, Air Separator, Glycol | TAB-ACC-HE-1021 | Tank | Tank |  | T | air_seperator |  | Heat Exchanger, Hot Water/Glycol Heating System, Old Screen Room
107499 | TAB-ACC-T-1020 | Tank, Expansion, Glycol | TAB-ACC-HE-1021 | Tank | Tank |  | T | expansion_tank |  | Heat Exchanger, Hot Water/Glycol Heating System, Old Screen Room
107500 | TAB-ACC-T-1050 | Tank, Expansion, Glycol | TAB-ACC-HE-1040 | Tank | Tank |  | T | expansion_tank |  | Heat Exchanger, Hot Water/Glycol Heating System, New Screen Room
139166 | THR-THK-T-5004 | Tank, TWAS Holding | THR-THK-P-TWAS | Tank | Tank |  | T | http://www.toronto.ca/TWONTO#storage_tank |  | TWAS Transfer Pumps & Holding Tanks
107502 | TAB-ACC-T-1222 | Tank, Make Up, Glycol Make Up Line | TAB-ACC-P-1222 | Tank,Non-Pressurized | Tank |  | T | http://www.toronto.ca/TWONTO#chemical_storage_tank |  | Pump, Glycol Circulating,Make Up Line
107503 | TAB-ACC-T-1461 | Tank, Glycol Feeder | TAB-ACC-1400 | Tank | Tank |  | T | http://www.toronto.ca/TWONTO#chemical_storage_tank |  | Heating, Z Bldg -
107504 | TAB-ACC-T-1470 | Tank, Glycol Make-up | TAB-ACC-1400 | Tank | Tank |  | T | http://www.toronto.ca/TWONTO#chemical_storage_tank |  | Heating, Z Bldg -
107505 | TAB-ACC-T-1490 | Tank, Air Separator | TAB-ACC-1400 | Tank | Tank |  | T | air_seperator |  | Heating, Z Bldg -
107506 | TAB-ACC-T-1822 | Tank, Make Up, Glycol Make Up Line | TAB-ACC-P-1822 | Tank | Tank |  | T | http://www.toronto.ca/TWONTO#chemical_storage_tank |  | Pump, Glycol Circulating,Make Up Line
107508 | TAB-ACC-T-2042 | Tank, Make Up, Glycol Make Up Line | TAB-ACC-P-2042 | Tank | Tank |  | T | http://www.toronto.ca/TWONTO#chemical_storage_tank |  | Pump, Glycol Circulating,Make Up Line
107509 | TAB-ACC-T-2100 | Tank, Glycol Fill Tank with System Pressure Pump | TAB-ACC-HE-2100S |  | Tank |  | T | http://www.toronto.ca/TWONTO#chemical_storage_tank |  | Heat Exchanger, Glycol Heat Exchanger
107510 | TAB-ACC-T-2220 | Tank, Hot Water Expansion Tank | TAB-ACC-HE-2220 |  | Tank |  | T | expansion_tank |  | Heat Exchanger, Glycol Heat Exchanger
107511 | TAB-ACC-T-2230 | Tank, Glycol Fill Tank with System Pressure Pump | TAB-ACC-HE-2220 |  | Tank |  | T | http://www.toronto.ca/TWONTO#chemical_storage_tank |  | Heat Exchanger, Glycol Heat Exchanger
107512 | TAB-ACC-T-2232 | Tank, Glycol System Air Separator | TAB-ACC-HE-2220 |  | Tank |  | T | air_seperator |  | Heat Exchanger, Glycol Heat Exchanger
107513 | TAB-ACC-T-2812 | Tank, Air Separator, Glycol ,Discharge from Pumps | TAB-ACC-P-2813 | Tank | Tank |  | T | air_seperator |  | Pump, Circulating, Glycol, Dewatering Space Heating,P7-3
107514 | TAB-ACC-T-2813 | Tank,Make Up, Glycol | TAB-ACC-P-2813 | Tank,Reservoir | Tank |  | T | http://www.toronto.ca/TWONTO#chemical_storage_tank |  | Pump, Circulating, Glycol, Dewatering Space Heating,P7-3
107515 | TAB-ACC-T-2814 | Tank, Expansion, Glycol, Old Dewatering Bsmt | TAB-ACC-P-2814 | Tank,Non-Pressurized | Tank |  | T | expansion_tank |  | Pump, Circulating,Glycol , Dewatering Space Heating, P7-4
107517 | TAB-ACC-T-3601 | TANK, EXPANSION, HOT WATER, BASEMENT ADMIN BUILDING | TAB-ADM-STRC | Tank | Tank |  | T | expansion_tank |  | Old Admin Building - General
107519 | TAB-ACC-T-4021 | Tank, Expansion, Silo Bldg, 5th Floor | TAB-ACC-P-4024 | Tank | Tank |  | T | expansion_tank |  | Pump, Circulating, Glycol,Silo Bldg, PG22-1
107520 | TAB-ACC-T-4022 | Tank, Mixing, Glycol, Silo Bldg, 5th Floor | TAB-ACC-P-4024 | Tank | Tank |  | T | http://www.toronto.ca/TWONTO#chemical_storage_tank |  | Pump, Circulating, Glycol,Silo Bldg, PG22-1
107522 | TAB-ACC-T-4611 | Tank, Air Separator, Return line | TAB-ACC-4600 | Tank | Tank |  | T | air_seperator |  | Space Heating, Digester 19-22,Item 16
107523 | TAB-ACC-T-4901 | Tank, Air Separator, Seawall Tunnel, East | TAB-ACC-HE-4901 | Tank | Tank |  | T | air_seperator |  | Heat Exchanger, Secondary Hot Water loop, Seawall Tunnel, East
107524 | TAB-ACC-T-4902 | Tank, Expansion, Seawall Tunnel, East | TAB-ACC-HE-4901 | Tank | Tank |  | T | expansion_tank |  | Heat Exchanger, Secondary Hot Water loop, Seawall Tunnel, East
107525 | TAB-ACC-T-5050 | Tank, Air Seperator, Glycol, Digester Gas Control Building | TAB-ACC-P-5050 | Tank | Tank |  | T | air_seperator |  | Pump, Circulating, Glycol, HWCP -3, New Gas Control Building Basement, Mid Section
107526 | TAB-ACC-T-5051 | Tank, Expansion, Glycol Line, (HVAC), Digester Gas Control Building | TAB-ACC-P-5051 | Tank | Tank |  | T | expansion_tank |  | Pump, Circulating, Glycol, HWCP -4, New Gas Control Building Basement, Mid Section
87694 | WTR-PRH-T-1300 | Tank, UREA Transfer, Basement Fault Vault Room | WTR-PRH-MCC-0101 |  | Tank |  | T | http://www.toronto.ca/TWONTO#storage_tank |  | Motor Control Center, Incoming Line
107528 | TAB-ACC-T-5303 | Tank,Expansion,Seawall Substation | TAB-ACC-HE-5310 | Tank | Tank |  | T | expansion_tank |  | Heat Exchanger, Glycol Supply,Seawall Substation
107529 | TAB-ACC-T-5304 | Chemical feeder,Heating Water Loop,Seawall Substation | TAB-ACC-HE-5310 | Tank | Tank |  | T | http://www.toronto.ca/TWONTO#chemical_storage_tank |  | Heat Exchanger, Glycol Supply,Seawall Substation
107530 | TAB-ACC-T-5853 | Tank, Expansion,Glycol, Penthouse, Bio-Solid | TAB-ACC-P-5854 | Tank,Non-Pressurized | Tank |  | T | expansion_tank |  | Pump,Glycol Make Up
107531 | TAB-ACC-T-5855 | Tank, Expansion,Pump Discharge | TAB-ACC-P-5854 | Tank,Non-Pressurized | Tank |  | T | expansion_tank |  | Pump,Glycol Make Up
107532 | TAB-ACC-T-6150 | Tank, Expansion, Glycol | TAB-ACC-HE-6135 | Tank | Tank |  | T | expansion_tank |  | Heat Exchanger,Digester 5-8 Bldg Space Heating,
107533 | TAB-ACC-T-6151 | Tank, Feed & Mixing, Glycol | TAB-ACC-HE-6135 | Tank,Reservoir | Tank |  | T | http://www.toronto.ca/TWONTO#chemical_storage_tank |  | Heat Exchanger,Digester 5-8 Bldg Space Heating,
107534 | TAB-ACC-T-6215 | Tank, Condensate, from T-6214 | TAB-ACC-T-6214 | Tank | Tank |  | T | http://www.toronto.ca/TWONTO#condensate_trap |  | Tank, Condensate, from Heaters
107535 | TAB-ACC-T-6216 | Tank, Condensate, from T-6214 | TAB-ACC-T-6214 | Tank | Tank |  | T | http://www.toronto.ca/TWONTO#condensate_trap |  | Tank, Condensate, from Heaters
107536 | TAB-ACC-T-6217 | Tank, Condensate, from T-6214 | TAB-ACC-T-6214 | Tank | Tank |  | T | http://www.toronto.ca/TWONTO#condensate_trap |  | Tank, Condensate, from Heaters
107537 | TAB-ACC-T-6218 | Tank, Condensate, from T-6214 | TAB-ACC-T-6214 | Tank | Tank |  | T | http://www.toronto.ca/TWONTO#condensate_trap |  | Tank, Condensate, from Heaters
107538 | TAB-ACC-T-6350 | Tank, Expansion, Glycol Loop, Mechanical Room, Dig 9-12 Control Building. | TAB-ACC-HE-6301 | Tank | Tank |  | T | expansion_tank |  | Heat Exchanger, Plate and Frame, Mechanical Room, Dig 9-12 Control Building.
107539 | TAB-ACC-T-6351 | Tank, Glycol Feeder, Bypass Filtration System, Mechanical Room, Dig 9-12 Control Building. | TAB-ACC-HE-6301 | Tank | Tank |  | T | http://www.toronto.ca/TWONTO#chemical_storage_tank |  | Heat Exchanger, Plate and Frame, Mechanical Room, Dig 9-12 Control Building.
107549 | TAB-ACC-T-7201 | Tank, Float Chamber | TAB-ACC-MEQ-7201 | Tank | Tank |  | T | floatation_tank |  | Tank, Deaerator No.2
107550 | TAB-ACC-T-7402 | Tank, Float Chamber | TAB-ACC-T-7401 | Tank | Tank |  | T | floatation_tank |  | Tank, Flash
24386 | FHO-MCS-T-0101 | Tank, Vacuum Priming, S3, Compressor Room | FHO-MCS-T-0101-KQ | Vessel,Pressure | Tank |  | T | http://www.toronto.ca/TWONTO#pressure_vessel |  | Tank, TRW Vacuum Priming
93519 | FHO-MCS-T-0101 | Tank, Vacuum Priming, S3, Compressor Room | FHO-TRW-VP | Vessel,Pressure | Tank |  | T | http://www.toronto.ca/TWONTO#pressure_vessel |  | Vacuum Priming
107553 | TAB-ACC-T-8007 | Tank, Expansion, Make-up Air Unit, M Building, Roof | TAB-ACC-P-8009 | Tank,Non-Pressurized | Tank |  | T | expansion_tank |  | Pump, Heating, M Bldg, Roof, Heating and Ventilation
107554 | TAB-ACC-T-8212 | Tank, Make Up, Glycol Make Up Line | TAB-ACC-HE-8210 | Tank | Tank |  | T | http://www.toronto.ca/TWONTO#chemical_storage_tank |  | Heat Exchanger,M Bldg Space Heating,
93520 | FHO-MCS-T-0201 | Tank, Vacuum Priming, S3, Compressor Room | FHO-MCS-T-0201-KQ | Vessel,Pressure | Tank |  | T | http://www.toronto.ca/TWONTO#pressure_vessel |  | Tank, TRW Vacuum Priming
107557 | TAB-ACC-T-8802 | Tank, Chemical Mixing-North | TAB-HRS-P | Tank | Tank |  | T | http://www.toronto.ca/TWONTO#chemical_storage_tank |  | Steam Chemical Mixing & Pumping
93521 | FHO-MCS-T-0201 | Tank, Vacuum Priming, S3, Compressor Room | FHO-TRW-VP | Vessel,Pressure | Tank |  | T | http://www.toronto.ca/TWONTO#pressure_vessel |  | Vacuum Priming
86336 | WTR-PJS-T-0104 | Tank, Vessel, Air Compressors | WTR-PJS-TRW | Tank | Tank |  | T | http://www.toronto.ca/TWONTO#pressure_vessel |  | Treated Water (Transmission)
108436 | TAB-ACC-V-4807 | Valve,Gate,Isolation, Pump Suction | TAB-ACC-P-4812 | Valve,Gate | Tank |  | V | http://www.toronto.ca/TWONTO#valve |  | Pump, Circulating, Hot Water ,Dig 19-22 Sludge Heating,P17-2,
108797 | TAB-AER-T-0500 | Aeration Tank 05 | TAB-AER-TANKS |  | Tank |  | T | http://www.toronto.ca/TWONTO#aeration_tank |  | Aeration Tanks
108798 | TAB-AER-T-1100 | Aeration Tank 11 | TAB-AER-TANKS |  | Tank |  | T | http://www.toronto.ca/TWONTO#aeration_tank |  | Aeration Tanks
109157 | TAB-CW-T-5301 | Tank,DCW Expansion,Seawall Substation | TAB-ACC-HE-5320 | Tank | Tank |  | T | expansion_tank |  | Heat Exchanger,Domestic Hot Water,Seawall Substation
109406 | TAB-DEW-F-4121 | Canister, Sludge Holding Tank#1 Odour Control West | TAB-DEW-T-4100 | Tank | Tank |  | F | http://www.toronto.ca/TWONTO#discrete_unit_of_treatment_filter |  | Tank, Sludge Holding #1
109407 | TAB-DEW-F-4221 | Canister, Sludge Holding Tank#2 Odour Control West | TAB-DEW-T-4200 | Tank | Tank |  | F | http://www.toronto.ca/TWONTO#discrete_unit_of_treatment_filter |  | Tank, Sludge Holding #2
109408 | TAB-DEW-F-4222 | Canister, Sludge Holding Tank#2 Odour Control East | TAB-DEW-T-4200 | Tank | Tank |  | F | http://www.toronto.ca/TWONTO#discrete_unit_of_treatment_filter |  | Tank, Sludge Holding #2
109409 | TAB-DEW-F-4321 | Canister, Sludge Holding Tank#3 Odour Control West | TAB-DEW-T-4300 | Tank | Tank |  | F | http://www.toronto.ca/TWONTO#discrete_unit_of_treatment_filter |  | Tank, Sludge Holding #3
109617 | TAB-DEW-MX-0130 | Tank, Hopper Agitator, #1 Schwing Pump | TAB-DEW-T-0130 | Tank | Tank |  | MX | http://www.toronto.ca/TWONTO#mixer_or_agitator |  | Tank, DWS from Centrifuge #1
109618 | TAB-DEW-MX-0230 | Tank, Hopper Agitator, #2 Schwing Pump | TAB-DEW-T-0230 | Tank | Tank |  | MX | http://www.toronto.ca/TWONTO#mixer_or_agitator |  | Tank, DWS from Centrifuge #2
109619 | TAB-DEW-MX-0430 | Tank, Hopper Agitator, #4 Schwing Pump | TAB-DEW-T-0430 | Tank | Tank |  | MX | http://www.toronto.ca/TWONTO#mixer_or_agitator |  | Tank, DWS from Centrifuge #4
109620 | TAB-DEW-MX-0530 | Tank, Hopper Agitator, #5 Schwing Pump | TAB-DEW-T-0530 | Tank | Tank |  | MX | http://www.toronto.ca/TWONTO#mixer_or_agitator |  | Tank, DWS from Centrifuge #5
109621 | TAB-DEW-MX-0630 | Tank, Hopper Agitator, #6 Schwing Pump | TAB-DEW-T-0630 | Tank | Tank |  | MX | http://www.toronto.ca/TWONTO#mixer_or_agitator |  | Tank, DWS from Centrifuge #6
109622 | TAB-DEW-MX-0730 | Tank, Hopper Agitator, #7 Schwing Pump | TAB-DEW-T-0730 | Tank | Tank |  | MX | http://www.toronto.ca/TWONTO#mixer_or_agitator |  | Tank, DWS from Centrifuge #7
109624 | TAB-DEW-MX-2500 | Tank, Hopper Agitator, #9 Schwing Pump | TAB-DEW-T-2500 | Mixer | Tank |  | MX | http://www.toronto.ca/TWONTO#mixer_or_agitator |  | Tank, Hopper,DWS from Centrifuge #9 & 10
109625 | TAB-DEW-MX-2600 | Tank, Hopper Agitator, #9 Schwing Pump | TAB-DEW-T-2600 | Mixer | Tank |  | MX | http://www.toronto.ca/TWONTO#mixer_or_agitator |  | Tank, Hopper,DWS from Centrifuge #9 & 10
109761 | TAB-DEW-SB-3965 | Canister, Carbon, Equalization Tank Odour Control Train 1 | TAB-DEW EQUAL OCS | Tank,Non-Pressurized | Tank |  | SB | http://www.toronto.ca/TWONTO#discrete_unit_of_treatment_filter |  | Equalization Tank Odour Control System
109762 | TAB-DEW-SB-3965 | Canister, Carbon, Equalization Tank Odour Control Train 1 | TAB-DEW-SB-3955 | Tank,Non-Pressurized | Tank |  | SB | http://www.toronto.ca/TWONTO#discrete_unit_of_treatment_filter |  | Mist Eliminator, Equalization Tank Odour Control Train 1
109763 | TAB-DEW-SB-3966 | Canister, Carbon, Equalization Tank Odour Control Train 2 | TAB-DEW EQUAL OCS | Tank,Non-Pressurized | Tank |  | SB | http://www.toronto.ca/TWONTO#discrete_unit_of_treatment_filter |  | Equalization Tank Odour Control System
109764 | TAB-DEW-SB-3966 | Canister, Carbon, Equalization Tank Odour Control Train 2 | TAB-DEW-SB-3956 | Tank,Non-Pressurized | Tank |  | SB | http://www.toronto.ca/TWONTO#discrete_unit_of_treatment_filter |  | Mist Eliminator, Equalization Tank Odour Control Train 2
79491 | THR-THK-T-1002 | Tank, WAS Storage, STB | THR-THK-T | Tank | Tank |  | T | http://www.toronto.ca/TWONTO#storage_tank |  | WAS Storage Tanks & Headers
79492 | THR-THK-T-2001 | Tank, WAS Storage, STB | THR-THK-T | Tank | Tank |  | T | http://www.toronto.ca/TWONTO#storage_tank |  | WAS Storage Tanks & Headers
139161 | THR-THK-T-1001 | Tank, WAS Storage, STB | THR-THK-T | Tank | Tank |  | T | http://www.toronto.ca/TWONTO#storage_tank |  | WAS Storage Tanks & Headers
139162 | THR-THK-T-2002 | Tank, WAS Storage, STB | THR-THK-T | Tank | Tank |  | T | http://www.toronto.ca/TWONTO#storage_tank |  | WAS Storage Tanks & Headers
95594 | FHO-WWW-T-0301 | Tank, Wastewater Holding T-0301, Filter Building | FHO-WWW | Tank,Reservoir | Tank |  | T | http://www.toronto.ca/TWONTO#storage_tank |  | Residue Management / Waste Water System
27285 | FHO-WWW-T-0401 | Tank, Wastewater Holding T-0401, Waste Water Pump Room | FHO-WWW | Tank,Reservoir | Tank |  | T | http://www.toronto.ca/TWONTO#storage_tank |  | Residue Management / Waste Water System
109796 | TAB-DEW-T-2100 | Tank, Hopper, SC from Centrifuges | TAB-DEW-P-2101 | Tank | Tank |  | T | http://www.toronto.ca/TWONTO#storage_tank |  | Pump, Sludge Cake Transfer, Big Schwing #5, KSP-50
109797 | TAB-DEW-T-2400 | Tank, Hopper, SC from Centrifuges | TAB-DEW-P-2401 | Tank | Tank |  | T | http://www.toronto.ca/TWONTO#storage_tank |  | Pump, Sludge Cake Transfer, Big Schwing #8, Dewater. Bldg, Bsmt S.
109798 | TAB-DEW-T-2500 | Tank, Hopper,DWS from Centrifuge #9 & 10 | TAB-DEW-P-2501 | Tank | Tank |  | T | http://www.toronto.ca/TWONTO#storage_tank |  | Pump, Sludge Cake Transfer, Big Schwing #9, Dewater. Bldg, 2/F, Center E.
109799 | TAB-DEW-T-2600 | Tank, Hopper,DWS from Centrifuge #9 & 10 | TAB-DEW-P-2601 | Tank | Tank |  | T | http://www.toronto.ca/TWONTO#storage_tank |  | Pump, Sludge Cake Transfer, Big Schwing #10, Dewater. Bldg, 2/F, Center W.
109800 | TAB-DEW-T-3020 | Tank, Polymer Mixing # 2 | TAB-DEW POLYMER PREP | Tank | Tank |  | T | http://www.toronto.ca/TWONTO#chemical_storage_tank |  | Polymer Solution Preparation & Storage Systems
109801 | TAB-DEW-T-3040 | Tank, Polymer Mixing #4 | TAB-DEW POLYMER PREP | Tank | Tank |  | T | http://www.toronto.ca/TWONTO#chemical_storage_tank |  | Polymer Solution Preparation & Storage Systems
109802 | TAB-DEW-T-3050 | Tank, Polymer Mixing #5 | TAB-DEW POLYMER PREP | Tank | Tank |  | T | http://www.toronto.ca/TWONTO#chemical_storage_tank |  | Polymer Solution Preparation & Storage Systems
109803 | TAB-DEW-T-3060 | Tank, Polymer Mixing #6 | TAB-DEW POLYMER PREP | Tank | Tank |  | T | http://www.toronto.ca/TWONTO#chemical_storage_tank |  | Polymer Solution Preparation & Storage Systems
109804 | TAB-DEW-T-3120 | Tank, # 2 Polymer Solution Storage | TAB-DEW POLYMER PREP | Tank | Tank |  | T | http://www.toronto.ca/TWONTO#chemical_storage_tank |  | Polymer Solution Preparation & Storage Systems
109805 | TAB-DEW-T-3130 | Tank, # 3 Polymer Solution Storage | TAB-DEW POLYMER PREP | Tank | Tank |  | T | http://www.toronto.ca/TWONTO#chemical_storage_tank |  | Polymer Solution Preparation & Storage Systems
109806 | TAB-DEW-T-3210 | Tank, Polymer Solution Day Tank #1 | TAB-DEW POLYMER DIST | Tank | Tank |  | T | http://www.toronto.ca/TWONTO#chemical_storage_tank |  | Polymer Solution Distribution System
109807 | TAB-DEW-T-3220 | Tank, Polymer Solution Day Tank #2 | TAB-DEW POLYMER DIST | Tank | Tank |  | T | http://www.toronto.ca/TWONTO#chemical_storage_tank |  | Polymer Solution Distribution System
109808 | TAB-DEW-T-3230 | Tank, Polymer Solution Day Tank #3 | TAB-DEW POLYMER DIST | Tank | Tank |  | T | http://www.toronto.ca/TWONTO#chemical_storage_tank |  | Polymer Solution Distribution System
109809 | TAB-DEW-T-3920 | Equalization Tank #2 | TAB-DEW-EQUALIZATION | Tank,Non-Pressurized | Tank |  | T | http://www.toronto.ca/TWONTO#storage_tank |  | Equalization Tank System
34294 | KU2115A | Tank, Water | TAB-DOM-HOTWTR | Tank | Tank |  |  | http://www.toronto.ca/TWONTO#tanked_hot_water_heater |  | Domestic Water Systems, Floatation
34295 | KU2116A | Tank, Water | TAB-DOM-HOTWTR | Tank | Tank |  |  | http://www.toronto.ca/TWONTO#tanked_hot_water_heater |  | Domestic Water Systems, Floatation
89138 | WTR-RLL-T-0002 | Tank, Water Elevated | WTR-RLL-TRW | Tank,Water Elevated | Tank |  | T | http://www.toronto.ca/TWONTO#elevated_water_tank |  | Treated Water (Transmission)
147149 | WTR-RRG-T-0002 | Tank, Water Elevated | WTR-RRG-TRW | Tank,Water Elevated | Tank |  | T | http://www.toronto.ca/TWONTO#elevated_water_tank |  | Treated Water (Transmission)
20139 | FHO-ACC-T-0100 | Tank, Water, Cooling Tower System, Admin Building, S1, Boiler Room | FHO-ACC-HE-0501 |  | Tank |  | T | http://www.toronto.ca/TWONTO#cooling_tower |  | Cooling Tower HE 0501; (New Tag HE-0101), Admin Building west HVAC room (AC CT 1)
111116 | TAB-DIG-T-01-04 | Digester Tanks 1-4 | TAB-DIG | Tank | Tank |  | T | http://www.toronto.ca/TWONTO#digester_tank |  | Digestion
111117 | TAB-DIG-T-0160 | Tank, moisture /Sediment Trap- in Gas delivery line | TAB-DIG-GAS-DOME1-4 | Tank | Tank |  | T | sediment_trap |  | Digester Tanks 1-4, Flame Arresters, Pressure Relief & Vacuum Breaker Valves
111118 | TAB-DIG-T-0260 | Tank, moisture /Sediment Trap- in Gas delivery line | TAB-DIG-GAS-DOME1-4 | Tank | Tank |  | T | sediment_trap |  | Digester Tanks 1-4, Flame Arresters, Pressure Relief & Vacuum Breaker Valves
111119 | TAB-DIG-T-0300 | Digestion Tank 03 | TAB-DIG-T-01-04 | Tank,Reservoir | Tank |  | T | http://www.toronto.ca/TWONTO#digester_tank |  | Digester Tanks 1-4
111120 | TAB-DIG-T-0400 | Digestion Tank 04 | TAB-DIG-T-01-04 | Tank,Reservoir | Tank |  | T | http://www.toronto.ca/TWONTO#digester_tank |  | Digester Tanks 1-4
111121 | TAB-DIG-T-0452 | Tank, moisture /Sediment Trap- in Gas delivery line | TAB-DIG-GAS-DOME1-4 | Tank | Tank |  | T | sediment_trap |  | Digester Tanks 1-4, Flame Arresters, Pressure Relief & Vacuum Breaker Valves
111122 | TAB-DIG-T-05-08 | Digester Tanks 5-8 | TAB-DIG |  | Tank |  | T | http://www.toronto.ca/TWONTO#collection_of_assets |  | Digestion
111123 | TAB-DIG-T-0560 | Tank, moisture /Sediment Trap- in Gas delivery line | TAB-DIG-FX-T5-8 | Tank | Tank |  | T | sediment_trap |  | Digester Tanks 5-8, Flame Arrester, Condensate Tanks & Moisture Separators
111124 | TAB-DIG-T-0600 | Digestion Tank 06 | TAB-DIG-T-05-08 | Tank,Reservoir | Tank |  | T | http://www.toronto.ca/TWONTO#digester_tank |  | Digester Tanks 5-8
111125 | TAB-DIG-T-0652 | Tank, moisture /Sediment Trap- in Gas delivery line | TAB-DIG-FX-T5-8 | Tank | Tank |  | T | sediment_trap |  | Digester Tanks 5-8, Flame Arrester, Condensate Tanks & Moisture Separators
111126 | TAB-DIG-T-0752 | Tank, moisture /Sediment Trap- in Gas delivery line | TAB-DIG-FX-T5-8 | Tank | Tank |  | T | sediment_trap |  | Digester Tanks 5-8, Flame Arrester, Condensate Tanks & Moisture Separators
111127 | TAB-DIG-T-0760 | Tank, moisture /Sediment Trap- in Gas delivery line | TAB-DIG-FX-T5-8 | Tank | Tank |  | T | sediment_trap |  | Digester Tanks 5-8, Flame Arrester, Condensate Tanks & Moisture Separators
111128 | TAB-DIG-T-0852 | Tank, moisture /Sediment Trap- in Gas delivery line | TAB-DIG-FX-T5-8 | Tank | Tank |  | T | sediment_trap |  | Digester Tanks 5-8, Flame Arrester, Condensate Tanks & Moisture Separators
111129 | TAB-DIG-T-0900 | Tank, Digester tank, Digester 9 | TAB-DIG-T-09-12 | Tank | Tank |  | T | http://www.toronto.ca/TWONTO#digester_tank |  | Digester Tanks 9-12
111130 | TAB-DIG-T-1000 | Tank, Digester tank, Digester 10 | TAB-DIG-T-09-12 | Tank | Tank |  | T | http://www.toronto.ca/TWONTO#digester_tank |  | Digester Tanks 9-12
111131 | TAB-DIG-T-1100 | Tank, Digester tank, Digester 11 | TAB-DIG-T-09-12 | Tank | Tank |  | T | http://www.toronto.ca/TWONTO#digester_tank |  | Digester Tanks 9-12
111132 | TAB-DIG-T-1400 | Digestion Tank 14 | TAB-DIG-T-13-16 | Tank,Reservoir | Tank |  | T | http://www.toronto.ca/TWONTO#digester_tank |  | Digester Tanks 13-16
111133 | TAB-DIG-T-1600 | Digestion Tank 16 | TAB-DIG-T-13-16 | Tank,Reservoir | Tank |  | T | http://www.toronto.ca/TWONTO#digester_tank |  | Digester Tanks 13-16
111134 | TAB-DIG-T-19-22 | Digester Tanks 19-22 | TAB-DIG |  | Tank |  | T | http://www.toronto.ca/TWONTO#collection_of_assets |  | Digestion
111135 | TAB-DIG-T-1900 | Digestion Tank 19 | TAB-DIG-T-19-22 | Tank,Reservoir | Tank |  | T | http://www.toronto.ca/TWONTO#digester_tank |  | Digester Tanks 19-22
111136 | TAB-DIG-T-2000 | Digestion Tank 20 | TAB-DIG-T-19-22 | Tank,Reservoir | Tank |  | T | http://www.toronto.ca/TWONTO#digester_tank |  | Digester Tanks 19-22
111137 | TAB-DIG-T-2100 | Digestion Tank 21 | TAB-DIG-T-19-22 | Tank,Reservoir | Tank |  | T | http://www.toronto.ca/TWONTO#digester_tank |  | Digester Tanks 19-22
111138 | TAB-DIG-T-6472 | Tank,Air Separator, Chill Water Outlet from HE | TAB-DIG-HE-6470 | Tank | Tank |  | T | air_seperator |  | Heat Exchanger, Digester Gas Control
111139 | TAB-DIG-T-6473 | Tank,Expansion, Chill Water Outlet from HE | TAB-DIG-HE-6480 | Tank | Tank |  | T | expansion_tank |  | Heat Exchanger, Digester Gas Control Bldg
111140 | TAB-DIG-T-6483 | Tank,Expansion, Chill Water Outlet from HE | TAB-DIG-HE-6470 | Tank | Tank |  | T | expansion_tank |  | Heat Exchanger, Digester Gas Control
111141 | TAB-DIG-T-7000 | Condansate Trap, Digester Gas, Waste Gas Burner Station | TAB-DIG-BU | Tank | Tank |  | T | http://www.toronto.ca/TWONTO#condensate_trap |  | Waste Gas Burner
111142 | TAB-DIG-T-7201 | Condansate Trap, Digester Gas, Waste Gas Burner BU-7200 | TAB-DIG-BU-7200 | Tank | Tank |  | T | http://www.toronto.ca/TWONTO#condensate_trap |  | Waste Gas Burner, Digester Gas, Waste Gas Burner Station
111143 | TAB-DIG-T-7401 | Condansate Trap, Digester gas, Waste Gas Burner BU-7400 | TAB-DIG-BU-7400 | Tank | Tank |  | T | http://www.toronto.ca/TWONTO#condensate_trap |  | Waste Gas Burner, Digester Gas, Waste Gas Burner Station
111145 | TAB-DIG-T-9703 | Tank,Expansion, Pump Suction | TAB-DIG-P-9726 | Tank | Tank |  | T | expansion_tank |  | Pump, Chilled Water Circulating, CWCP-1, Digester Gas Control Build, Basement
112288 | TAB-DIS-T-0001 | Tank,Expansion, Chlorine From North Tank Car | TAB-DIS-CHL-ROUTE | Tank | Tank |  | T | expansion_tank |  | Chlorination & Filtered Effluent Routeing
112289 | TAB-DIS-T-0003 | Tank,Expansion, Chlorine From Tank Cars | TAB-DIS-CHL-ROUTE | Tank | Tank |  | T | expansion_tank |  | Chlorination & Filtered Effluent Routeing
112290 | TAB-DIS-T-3002 | Tank,Sodium Hypochlorite -North | TAB-DIS-SP | Tank | Tank |  | T | http://www.toronto.ca/TWONTO#chemical_storage_tank |  | Disinfection - Sampling & Metering
112865 | TAB-EL1-T-8062 | Tank,Non-Pressurized,Oil Interceptor,North Substation,Outdoor,Underground | TAB-EL1-BLDG-0001 | Tank,Non-Pressurized | Tank |  | T | http://www.toronto.ca/TWONTO#chemical_storage_tank |  | MSA Substation
113525 | TAB-EPG-T-6001 | Tank,Oil,Standby Generator 6001,Emergency Power,P Building | TAB-EL1-GEN-6001 | Tank,Reservoir | Tank |  | T | http://www.toronto.ca/TWONTO#chemical_storage_tank |  | Generator, Standby Power, 600V 1000kw - P Bldg
113555 | TAB-GRK-T-0200 | Tank, Varsol or Parts Fluid | TAB-GRK | Tank,Reservoir | Tank |  | T | http://www.toronto.ca/TWONTO#chemical_storage_tank |  | Grounds Equipment, Building Services-WA7
114890 | TAB-PLT-T-0101 | Tank, Grit Channel #1 | TAB-PLT-T | Tank | Tank |  | T | http://www.toronto.ca/TWONTO#channel_segment |  | P Building - Grit Tanks 1-12 & Hoppers 1 - 6
114891 | TAB-PLT-T-0221 | Grit Hopper #2 | TAB-PLT-T | Tank | Tank |  | T | http://www.toronto.ca/TWONTO#storage_tank |  | P Building - Grit Tanks 1-12 & Hoppers 1 - 6
114893 | TAB-PLT-T-0301 | Tank, Grit Channel #3 | TAB-PLT-T | Tank | Tank |  | T | http://www.toronto.ca/TWONTO#channel_segment |  | P Building - Grit Tanks 1-12 & Hoppers 1 - 6
114894 | TAB-PLT-T-0400 | Tank, Reservoir, Grit Removal, Grit Bldg., P Bldg. | TAB-PLT-T | Tank,Reservoir | Tank |  | T | http://www.toronto.ca/TWONTO#sedimentation_tank |  | P Building - Grit Tanks 1-12 & Hoppers 1 - 6
114895 | TAB-PLT-T-0521? | Grit Hopper #5 | TAB-PLT-T | Tank | Tank | 46065 | T | http://www.toronto.ca/TWONTO#storage_tank |  | P Building - Grit Tanks 1-12 & Hoppers 1 - 6
114896 | TAB-PLT-T-0521? | Grit Hopper #5 | TAB-SUSPENDED ENTITY | Tank | Tank | 46065 | T | http://www.toronto.ca/TWONTO#storage_tank |  | Suspended entities
114897 | TAB-PLT-T-0601 | Tank, Grit Channel #6 | TAB-PLT-T | Tank | Tank |  | T | http://www.toronto.ca/TWONTO#channel_segment |  | P Building - Grit Tanks 1-12 & Hoppers 1 - 6
114898 | TAB-PLT-T-0621? | Grit Hopper #6 | TAB-PLT-T | Tank | Tank | 46068 | T | http://www.toronto.ca/TWONTO#storage_tank |  | P Building - Grit Tanks 1-12 & Hoppers 1 - 6
114899 | TAB-PLT-T-0621? | Grit Hopper #6 | TAB-SUSPENDED ENTITY | Tank | Tank | 46068 | T | http://www.toronto.ca/TWONTO#storage_tank |  | Suspended entities
114900 | TAB-PLT-T-0701 | Tank, Grit | TAB-PLT-T | Tank | Tank | 46050 | T | http://www.toronto.ca/TWONTO#sedimentation_tank |  | P Building - Grit Tanks 1-12 & Hoppers 1 - 6
114901 | TAB-PLT-T-0801 | Tank, Grit | TAB-SUSPENDED ENTITY | Tank | Tank | 46051 | T | http://www.toronto.ca/TWONTO#sedimentation_tank |  | Suspended entities
114902 | TAB-PLT-T-0901 | Tank, Grit | TAB-SUSPENDED ENTITY | Tank | Tank | 35823 | T | http://www.toronto.ca/TWONTO#sedimentation_tank |  | Suspended entities
114903 | TAB-PLT-T-1001 | Tank, Grit | TAB-PLT-T | Tank | Tank | 35824 | T | http://www.toronto.ca/TWONTO#sedimentation_tank |  | P Building - Grit Tanks 1-12 & Hoppers 1 - 6
114904 | TAB-PLT-T-1001 | Tank, Grit | TAB-SUSPENDED ENTITY | Tank | Tank | 35824 | T | http://www.toronto.ca/TWONTO#sedimentation_tank |  | Suspended entities
114905 | TAB-PLT-T-1201 | Tank, Grit | TAB-PLT-T | Tank | Tank | 35826 | T | http://www.toronto.ca/TWONTO#sedimentation_tank |  | P Building - Grit Tanks 1-12 & Hoppers 1 - 6
114906 | TAB-PLT-T-1201 | Tank, Grit | TAB-SUSPENDED ENTITY | Tank | Tank | 35826 | T | http://www.toronto.ca/TWONTO#sedimentation_tank |  | Suspended entities
114907 | TAB-PLT-T-1301 | Grit Tank # 13 | TAB-PLT-T-D | Tank | Tank |  | T | http://www.toronto.ca/TWONTO#sedimentation_tank |  | D Building - Grit Tanks & Hoppers 13 - 16
114908 | TAB-PLT-T-1450 | Tank, Wet Well, Screening | TAB-PLT-SC-D | Tank | Tank |  | T | http://www.toronto.ca/TWONTO#storage_tank |  | D Building - Bar / Perforated Screen
114909 | TAB-PLT-T-1601 | Grit Tank # 16 | TAB-PLT-T-D | Tank | Tank |  | T | http://www.toronto.ca/TWONTO#sedimentation_tank |  | D Building - Grit Tanks & Hoppers 13 - 16
114910 | TAB-PLT-T-1621 | Grit Hopper # 16 | TAB-PLT-T-D | Tank | Tank |  | T | http://www.toronto.ca/TWONTO#storage_tank |  | D Building - Grit Tanks & Hoppers 13 - 16
115590 | TAB-PRM-T-0100 | Old PS Primary Tank 1 | TAB-PRM-OPS | Tank | Tank |  | T | http://www.toronto.ca/TWONTO#clarifier |  | Old PS - Primary Treatment
115591 | TAB-PRM-T-0110 | Tank, Polymer Make-Up, Polymer Room, Old Screen Bldg., P Bldg. | TAB-PRM-POL | Tank,Reservoir | Tank |  | T | http://www.toronto.ca/TWONTO#chemical_storage_tank |  | P Building - Polymer system
115592 | TAB-PRM-T-0400 | Old PS Primary Tank 4 | TAB-PRM-OPS | Tank | Tank |  | T | http://www.toronto.ca/TWONTO#clarifier |  | Old PS - Primary Treatment
115593 | TAB-PRM-T-0410 | Tank, Coagulant, CEPT Coagulant Dosing System, Grit Bldg., P Bldg. | TAB-PRM-POL | Tank,Reservoir | Tank |  | T | http://www.toronto.ca/TWONTO#coagulation_tank |  | P Building - Polymer system
115594 | TAB-PRM-T-0430 | Tank, Coagulant, CEPT Coagulant Dosing System, Grit Bldg., P Bldg. | TAB-PRM-POL | Tank,Reservoir | Tank |  | T | http://www.toronto.ca/TWONTO#coagulation_tank |  | P Building - Polymer system
115595 | TAB-PRM-T-0440 | Tank, Coagulant, CEPT Coagulant Dosing System, Grit Bldg., P Bldg. | TAB-PRM-POL | Tank,Reservoir | Tank |  | T | http://www.toronto.ca/TWONTO#coagulation_tank |  | P Building - Polymer system
115596 | TAB-PRM-T-0500 | Old PS -Primary Tank 5 | TAB-PRM-OPS | Tank | Tank |  | T | http://www.toronto.ca/TWONTO#clarifier |  | Old PS - Primary Treatment
115597 | TAB-PRM-T-0700 | P Building, Primary Tank 7 | TAB-PRM-T-P | Tank | Tank |  | T | http://www.toronto.ca/TWONTO#clarifier |  | P Building - Scum, Sludge Hoppers & Primary Tanks 7 - 9
115598 | TAB-PRM-T-1000 | D Building - Primary Tank 10 | TAB-PRM-T | Tank | Tank |  | T | http://www.toronto.ca/TWONTO#clarifier |  | D Building - Scum, Sludge Hoppers & Primary Tanks 10-12
115599 | TAB-PRM-T-1200 | D Building - Primary Tank 12 | TAB-PRM-T | Tank | Tank |  | T | http://www.toronto.ca/TWONTO#clarifier |  | D Building - Scum, Sludge Hoppers & Primary Tanks 10-12
115600 | TAB-PRM-T-2100 | Hopper, Scum - Primary Tank 1-2 | TAB-PRM-OPS | Tank | Tank |  | T | http://www.toronto.ca/TWONTO#storage_tank |  | Old PS - Primary Treatment
115601 | TAB-PRM-T-2200 | Hopper Scum - Primary Tank 3-4 | TAB-PRM-OPS | Tank | Tank |  | T | http://www.toronto.ca/TWONTO#storage_tank |  | Old PS - Primary Treatment
115602 | TAB-PRM-T-2300 | Hopper, Scum - Primary Tank 5-6 | TAB-PRM-OPS | Tank | Tank |  | T | http://www.toronto.ca/TWONTO#storage_tank |  | Old PS - Primary Treatment
115603 | TAB-PRM-T-2400 | Hopper, Primary Tanks 7-9 Scum | TAB-PRM-T-P | Tank | Tank |  | T | http://www.toronto.ca/TWONTO#storage_tank |  | P Building - Scum, Sludge Hoppers & Primary Tanks 7 - 9
115604 | TAB-PRM-T-2600 | D Building - Hopper, Scum | TAB-PRM-T | Tank | Tank |  | T | http://www.toronto.ca/TWONTO#storage_tank |  | D Building - Scum, Sludge Hoppers & Primary Tanks 10-12
115605 | TAB-PRM-T-3700 | Sludge Hopper, Valves & Actuators, Primary Tank 10 | TAB-PRM-T | Tank | Tank |  | T | http://www.toronto.ca/TWONTO#storage_tank |  | D Building - Scum, Sludge Hoppers & Primary Tanks 10-12
58124 | THC-AI-T-8032 | Tank,Air,Building U | THC-MCS-AI/SA | Tank | Tank |  | T | http://www.toronto.ca/TWONTO#pressure_vessel |  | Instrument/service Air Plant Wide
116219 | TAB-PRS-T-0202 | Tank, Ferrous Chloride #2 | TAB-PRS-T-FECL2 | Tank | Tank |  | T | http://www.toronto.ca/TWONTO#chemical_storage_tank |  | Ferrous Chloride Tanks & Valves
116220 | TAB-PRS-T-0205 | Tank, Ferrous Chloride #5 | TAB-PRS-T-FECL2 | Tank | Tank |  | T | http://www.toronto.ca/TWONTO#chemical_storage_tank |  | Ferrous Chloride Tanks & Valves
116221 | TAB-PRS-T-0207 | Tank, Ferrous Chloride #7 | TAB-PRS-T-FECL2 | Tank | Tank |  | T | http://www.toronto.ca/TWONTO#chemical_storage_tank |  | Ferrous Chloride Tanks & Valves
116222 | TAB-PRS-T-0208 | Tank, Ferrous Chloride #8 | TAB-PRS-T-FECL2 | Tank | Tank |  | T | http://www.toronto.ca/TWONTO#chemical_storage_tank |  | Ferrous Chloride Tanks & Valves
116223 | TAB-PRS-T-0209 | Tank, Ferrous Chloride #9 | TAB-PRS-T-FECL2 | Tank | Tank |  | T | http://www.toronto.ca/TWONTO#chemical_storage_tank |  | Ferrous Chloride Tanks & Valves
116224 | TAB-PRS-T-0401 | Containment Sump, Miscellaneous Process | TAB-PRS-P-SUMP | Tank | Tank |  | T | http://www.toronto.ca/TWONTO#storage_tank |  | Sump Pumps
116225 | TAB-PRS-T-0710 | Tank, Coagulant, Phosphorus Removal System, Grit Bldg., P Bldg. | TAB-PRM-POL | Tank,Reservoir | Tank |  | T | http://www.toronto.ca/TWONTO#coagulation_tank |  | P Building - Polymer system
116226 | TAB-PRS-T-2001 | Tank, Ferrous Chloride Storage, Grit Bldg, P Bldg | TAB-PRM-POL | Tank,Reservoir | Tank |  | T | http://www.toronto.ca/TWONTO#chemical_storage_tank |  | P Building - Polymer system
116227 | TAB-PRS-T-2010 | Tank, Chemical Storage, East Chemical Storage Tanks | TAB-PRS-F-0103 | Tank | Tank |  | T | http://www.toronto.ca/TWONTO#chemical_storage_tank |  | Strainer, Bag, PRS Bldg, Pump Room
116228 | TAB-PRS-T-2010 | Tank, Chemical Storage, East Chemical Storage Tanks | TAB-PRS-T-FECL2 | Tank | Tank |  | T | http://www.toronto.ca/TWONTO#chemical_storage_tank |  | Ferrous Chloride Tanks & Valves
116229 | TAB-PRS-T-2020 | Tank, Chemical Storage, East Chemical Storage Tanks | TAB-PRS-T-FECL2 | Tank | Tank |  | T | http://www.toronto.ca/TWONTO#chemical_storage_tank |  | Ferrous Chloride Tanks & Valves
116230 | TAB-PRS-T-2050 | Tank, Chemical Storage, East Chemical Storage Tanks | TAB-PRS-T-FECL2 | Tank | Tank |  | T | http://www.toronto.ca/TWONTO#chemical_storage_tank |  | Ferrous Chloride Tanks & Valves
116231 | TAB-PRS-T-2070 | Tank, Chemical Storage, East Chemical Storage Tanks | TAB-PRS-T-FECL2 | Tank | Tank |  | T | http://www.toronto.ca/TWONTO#chemical_storage_tank |  | Ferrous Chloride Tanks & Valves
116232 | TAB-PRS-T-2080 | Tank, Chemical Storage, East Chemical Storage Tanks | TAB-PRS-T-FECL2 | Tank | Tank |  | T | http://www.toronto.ca/TWONTO#chemical_storage_tank |  | Ferrous Chloride Tanks & Valves
116233 | TAB-PRS-T-2110 | Tank, Chemical Storage, West Chemical Storage Tanks | TAB-PRS-T-FECL2 | Tank | Tank |  | T | http://www.toronto.ca/TWONTO#chemical_storage_tank |  | Ferrous Chloride Tanks & Valves
116234 | TAB-PRS-T-2130 | Tank, Chemical Storage, West Chemical Storage Tanks | TAB-PRS-T-FECL2 | Tank | Tank |  | T | http://www.toronto.ca/TWONTO#chemical_storage_tank |  | Ferrous Chloride Tanks & Valves
116235 | TAB-PRS-T-2140 | Tank, Chemical Storage, West Chemical Storage Tanks | TAB-PRS-T-FECL2 | Tank | Tank |  | T | http://www.toronto.ca/TWONTO#chemical_storage_tank |  | Ferrous Chloride Tanks & Valves
116236 | TAB-PRS-T-2150 | Tank, Chemical Storage, West Chemical Storage Tanks | TAB-PRS-T-FECL2 | Tank | Tank |  | T | http://www.toronto.ca/TWONTO#chemical_storage_tank |  | Ferrous Chloride Tanks & Valves
117364 | TAB-RSP-T-0002 | Wet Well, High Level Channel 2 | TAB-RSP-PM | Tank,Reservoir | Tank |  | T | http://www.toronto.ca/TWONTO#channel_segment |  | M Building - Raw Sewage Pumping
58123 | THC-AI-T-7060 | Tank,Air,Solid Treatment | THC-MCS-AI/SA |  | Tank |  | T | http://www.toronto.ca/TWONTO#pressure_vessel |  | Instrument/service Air Plant Wide
117366 | TAB-RSP-T-1200 | Tank, Sump, E house | TAB-RSP-P-T | Tank | Tank |  | T | http://www.toronto.ca/TWONTO#storage_tank |  | T Building - Raw Sewage Pumping
117367 | TAB-RSP-T-1221 | Tank, Oil, Raw Sewage Pump #2 Bearing Lubrication System | TAB-RSP-P-T | Tank,Non-Pressurized | Tank |  | T | http://www.toronto.ca/TWONTO#chemical_storage_tank |  | T Building - Raw Sewage Pumping
117368 | TAB-RSP-T-1231 | Tank, Oil, Raw Sewage Pump #3 Bearing Lubrication System | TAB-RSP-P-T | Tank | Tank |  | T | http://www.toronto.ca/TWONTO#chemical_storage_tank |  | T Building - Raw Sewage Pumping
117369 | TAB-RSP-T-1241 | Tank, Oil, Raw Sewage Pump #4 Bearing Lubrication System | TAB-RSP-P-T | Tank | Tank |  | T | http://www.toronto.ca/TWONTO#chemical_storage_tank |  | T Building - Raw Sewage Pumping
117370 | TAB-RSP-T-1251 | Tank, Oil, Raw Sewage Pump #5 Bearing Lubrication System | TAB-RSP-P-T | Tank | Tank |  | T | http://www.toronto.ca/TWONTO#chemical_storage_tank |  | T Building - Raw Sewage Pumping
58811 | THC-DEW-T-6400 | Tank,BTU 1000 Hopper,Solid Treatment | THC-DEW-CENTRATE | Tank,Non-Pressurized | Tank |  | T | http://www.toronto.ca/TWONTO#storage_tank |  | Centrate System Dewatering
58812 | THC-DEW-T-6400 | Tank,BTU 1000 Hopper,Solid Treatment | THC-INC-FU-1000 | Tank,Non-Pressurized | Tank |  | T | http://www.toronto.ca/TWONTO#storage_tank |  | Furnace, Incinerator 1000
117499 | TAB-SA-D-0900 | Dryer, Chemical, Package, Auxiliary Systems Building, Main Floor | TAB-SA-F-0901 | Drier | Tank |  | D | http://www.toronto.ca/TWONTO#dryer |  | Pre-Filter, Package, Auxiliary Systems Building, Main Floor
117500 | TAB-SA-D-1000 | Dryer, Chemical, Package, Auxiliary Systems Building, Main Floor | TAB-SA-F-1001 | Drier | Tank |  | D | http://www.toronto.ca/TWONTO#dryer |  | Pre-Filter, Package, Auxiliary Systems Building, Main Floor
117585 | TAB-SA-T-0001 | Tank, Silencer, Air, Auxiliary Systems Building, Main Floor | TAB-AUX-C | Tank | Tank |  | T | silencer |  | Auxiliary Building - Compressed Service Air Equipment
117586 | TAB-SA-T-0101 | Tank, Oil, Reservoir, Air Compressor, Auxiliary Systems Building, Main Floor | TAB-SA-C-0100 | Tank,Reservoir | Tank |  | T | http://www.toronto.ca/TWONTO#chemical_storage_tank |  | Air Compressor, Auxiliary Systems Building, Main Floor
117587 | TAB-SA-T-0301 | Tank, Oil, Reservoir, Air Compressor, Auxiliary Systems Building, Main Floor | TAB-SA-C-0300 | Tank,Reservoir | Tank |  | T | http://www.toronto.ca/TWONTO#chemical_storage_tank |  | Air Compressor, Auxiliary Systems Building, Main Floor
117588 | TAB-SA-T-0401 | Tank, Oil, Reservoir, Air Compressor, Auxiliary Systems Building, Main Floor | TAB-SA-C-0400 | Tank,Reservoir | Tank |  | T | http://www.toronto.ca/TWONTO#chemical_storage_tank |  | Air Compressor, Auxiliary Systems Building, Main Floor
117589 | TAB-SA-T-0801 | Tank, Intermediate Air Receiver, Auxiliary Systems Building, Main Floor | TAB-SA-C-0100 | Tank | Tank |  | T | http://www.toronto.ca/TWONTO#pressure_vessel |  | Air Compressor, Auxiliary Systems Building, Main Floor
117591 | TAB-SA-T-1100 | Tank, Air, Receiver, Auxiliary Systems Building, Main Floor | TAB-SA-D-0800 | Tank | Tank |  | T | http://www.toronto.ca/TWONTO#pressure_vessel |  | Dryer, Chemical, Package, Auxiliary Systems Building, Main Floor
117592 | TAB-SA-T-1200 | Tank, Air, Receiver, Auxiliary Systems Building, Main Floor | TAB-SA-D-0900 | Tank | Tank |  | T | http://www.toronto.ca/TWONTO#pressure_vessel |  | Dryer, Chemical, Package, Auxiliary Systems Building, Main Floor
117593 | TAB-SA-T-1300 | Tank, Air, Receiver, Auxiliary Systems Building, Main Floor | TAB-SA-D-1000 | Tank | Tank |  | T | http://www.toronto.ca/TWONTO#pressure_vessel |  | Dryer, Chemical, Package, Auxiliary Systems Building, Main Floor
117594 | TAB-SA-T-1700 | Tank, Expansion, Auxiliary Systems Building, 2nd Floor | TAB-SA-P-1800A | Tank | Tank |  | T | expansion_tank |  | Pump, Primary, Glycol, Auxiliary Systems Building, 2nd Floor
117595 | TAB-SA-T-1702 | Tank, Glycol Makeup, Auxiliary Systems Building, 2nd Floor | TAB-SA-P-1800A | Tank | Tank |  | T | http://www.toronto.ca/TWONTO#chemical_storage_tank |  | Pump, Primary, Glycol, Auxiliary Systems Building, 2nd Floor
117596 | TAB-SA-T-6301 | Tank, Service Air, Ground Floor, Digester 9-12 Control Building. | TAB-DIG-T-09-12 | Tank | Tank |  | T | http://www.toronto.ca/TWONTO#pressure_vessel |  | Digester Tanks 9-12
58813 | THC-DEW-T-6500 | Tank,BTU 2000 Hopper,Solid Treatment | THC-DEW-CENTRATE | Tank,Non-Pressurized | Tank |  | T | http://www.toronto.ca/TWONTO#storage_tank |  | Centrate System Dewatering
118252 | TAB-SLO-T-0221 | Receiver, Air Tank, Silo Bldg, 2nd Floor | TAB-SLO-STRC | Vessel,Pressure | Tank |  | T | http://www.toronto.ca/TWONTO#pressure_vessel |  | Sludge Loading & Odour Control - Facilities
118253 | TAB-SLO-T-0302A | Tank, Air Receiver | TAB-SLO-V | Vessel,Pressure | Tank |  | T | http://www.toronto.ca/TWONTO#pressure_vessel |  | Compressed Air Equipment, Truck Loading
118254 | TAB-SLO-T-0304 | Hopper #4, HBS-307 | TAB-SLO-TLF | Tank,Reservoir | Tank |  | T | http://www.toronto.ca/TWONTO#storage_tank |  | Biosolid Truck Loadout
118255 | TAB-SLO-T-0430 | Tank, Bio-Filter Neutralization, Limestone | TAB-SUSPENDED ENTITY | Tank,Non-Pressurized | Tank | 46255 | T | http://www.toronto.ca/TWONTO#chemical_storage_tank |  | Suspended entities
118457 | TAB-STR-CLR-0110 | Secondary Clarifier, Final Tank 01 | TAB-STR2 |  | Tank |  | CLR | http://www.toronto.ca/TWONTO#clarifier |  | Secondary Treatment - Clarifiers
118458 | TAB-STR-CLR-0310 | Secondary Clarifier, Final Tank 03 | TAB-STR2 |  | Tank |  | CLR | http://www.toronto.ca/TWONTO#clarifier |  | Secondary Treatment - Clarifiers
118459 | TAB-STR-CLR-0410 | Secondary Clarifier, Final Tank 04 | TAB-STR2 |  | Tank |  | CLR | http://www.toronto.ca/TWONTO#clarifier |  | Secondary Treatment - Clarifiers
118460 | TAB-STR-CLR-0510 | Secondary Clarifier, Final Tank 05 | TAB-STR2 |  | Tank |  | CLR | http://www.toronto.ca/TWONTO#clarifier |  | Secondary Treatment - Clarifiers
118461 | TAB-STR-CLR-1010 | Secondary Clarifier, Final Tank 10 | TAB-STR2 |  | Tank |  | CLR | http://www.toronto.ca/TWONTO#clarifier |  | Secondary Treatment - Clarifiers
118462 | TAB-STR-CLR-1110 | Secondary Clarifier, Final Tank 11 | TAB-STR2 |  | Tank |  | CLR | http://www.toronto.ca/TWONTO#clarifier |  | Secondary Treatment - Clarifiers
118872 | TAB-STR-T-2200 | Hopper, Scum (FU2017) | TAB-STR-T-SCUM | Tank | Tank |  | T | http://www.toronto.ca/TWONTO#storage_tank |  | Aeration Gallery - Scum Hoppers & Pumps
118873 | TAB-STR-T-2400 | Hopper, Scum (FU2018) | TAB-STR-T-SCUM | Tank | Tank |  | T | http://www.toronto.ca/TWONTO#storage_tank |  | Aeration Gallery - Scum Hoppers & Pumps
118874 | TAB-STR-T-4005R | Tank , Reservoir Aux Oil, Blower 4005 | TAB-STR-BL-4005 | Tank,Reservoir | Tank |  | T | http://www.toronto.ca/TWONTO#chemical_storage_tank |  | Blower #4005
118875 | TAB-STR-T-4007R | Tank , Reservoir Aux Oil, Blower 4007 | TAB-STR-BL-4007 | Tank,Reservoir | Tank |  | T | http://www.toronto.ca/TWONTO#chemical_storage_tank |  | Blower #4007
118876 | TAB-STR-T-4008R | Tank , Reservoir Aux Oil, Blower 4008 | TAB-STR-BL-4008 | Tank,Reservoir | Tank |  | T | http://www.toronto.ca/TWONTO#chemical_storage_tank |  | Blower #4008
118877 | TAB-STR-T-4009R | Tank , Reservoir Aux Oil, Blower 4009 | TAB-STR-BL-4009 | Tank,Reservoir | Tank |  | T | http://www.toronto.ca/TWONTO#chemical_storage_tank |  | Blower #4009
118878 | TAB-STR-T-4010R | Tank , Reservoir Aux Oil, Blower 4010 | TAB-STR-BL-4010 | Tank,Reservoir | Tank |  | T | http://www.toronto.ca/TWONTO#chemical_storage_tank |  | Blower #4010
118879 | TAB-STR-T-4011R | Tank , Reservoir Aux Oil, Blower 4011 | TAB-STR-BL-4011 | Tank,Reservoir | Tank |  | T | http://www.toronto.ca/TWONTO#chemical_storage_tank |  | Blower #4011
58816 | THC-DEW-T-7510 | Tank,Buffer,Centrate Sampling,Dewatering Centrifuge CF-1100,Solid Treatment | THC-DEW-CF-1100 |  | Tank |  | T | http://www.toronto.ca/TWONTO#storage_tank |  | Centrifuge,Dewatering,BLS/PYS - Solid Treatment,Incinerator Building
119297 | TAB-THK-MEQ-0101 | Flocculator | TAB-THK-T-0100 | Flocculator | Tank |  | MEQ | http://www.toronto.ca/TWONTO#mixer_or_agitator |  | Floatation Tank #1, Subnatant Recycling
119298 | TAB-THK-MEQ-0201 | Flocculator | TAB-THK-T-0200 | Flocculator | Tank |  | MEQ | http://www.toronto.ca/TWONTO#mixer_or_agitator |  | Floatation Tank #2, Subnatant Recycling
119299 | TAB-THK-MEQ-0301 | Flocculator | TAB-THK-T-0300 | Flocculator | Tank |  | MEQ | http://www.toronto.ca/TWONTO#mixer_or_agitator |  | Floatation Tank #3, Subnatant Recycling
119300 | TAB-THK-MEQ-0401 | Flocculator | TAB-THK-T-0400 | Flocculator | Tank |  | MEQ | http://www.toronto.ca/TWONTO#mixer_or_agitator |  | Floatation Tank #4, Subnatant Recycling
119301 | TAB-THK-MEQ-0501 | Flocculator | TAB-THK-T-0500 | Flocculator | Tank |  | MEQ | http://www.toronto.ca/TWONTO#mixer_or_agitator |  | Floatation Tank #5, Subnatant Recycling
119302 | TAB-THK-MEQ-0901 | Flocculator | TAB-SUSPENDED ENTITY | Flocculator | Tank |  | MEQ | http://www.toronto.ca/TWONTO#mixer_or_agitator |  | Suspended entities
119360 | TAB-THK-T | Polymer Mixing Tanks | TAB-THK-POL |  | Tank |  |  | http://www.toronto.ca/TWONTO#collection_of_assets |  | Polymer System
119362 | TAB-THK-T-0400 | Floatation Tank #4, Subnatant Recycling | TAB-THK-TANKS | Tank | Tank |  | T | floatation_tank |  | Floatation Tanks
119363 | TAB-THK-T-0600 | Floatation Tank #6, Subnatant Recycling | TAB-THK-TANKS | Tank | Tank |  | T | floatation_tank |  | Floatation Tanks
119364 | TAB-THK-T-0700 | Floatation Tank #7, Subnatant Recycling | TAB-THK-TANKS | Tank | Tank |  | T | floatation_tank |  | Floatation Tanks
119365 | TAB-THK-T-0900 | Floatation Tank #9, Subnatant Recycling | TAB-THK-TANKS | Tank | Tank |  | T | floatation_tank |  | Floatation Tanks
119366 | TAB-THK-T-4111 | Tank, Polymer Mixing/Aging 1 | TAB-THK-T | Tank,Non-Pressurized | Tank |  | T | http://www.toronto.ca/TWONTO#chemical_storage_tank |  | Polymer Mixing Tanks
119367 | TAB-THK-T-4131 | Tank, Polymer Mixing/Aging 3 | TAB-THK-T | Tank,Non-Pressurized | Tank |  | T | http://www.toronto.ca/TWONTO#chemical_storage_tank |  | Polymer Mixing Tanks
119368 | TAB-THK-T-4210 | Polymer Solution Day Tank 1 | TAB-THK-T-PYS | Tank,Non-Pressurized | Tank |  | T | http://www.toronto.ca/TWONTO#chemical_storage_tank |  | Mixed Polymer Solution Day Tanks
119369 | TAB-THK-T-PYS | Mixed Polymer Solution Day Tanks | TAB-THK-POL |  | Tank |  |  | http://www.toronto.ca/TWONTO#collection_of_assets |  | Polymer System
119370 | TAB-THK-TANKS | Floatation Tanks | TAB-THK |  | Tank |  |  | http://www.toronto.ca/TWONTO#collection_of_assets |  | Floatation
121194 | THC-ACC-T-0002 | Tank, Make-up, Glycol , Building M | THC-ACC-HEAT PUMPS | Tank | Tank |  | T | http://www.toronto.ca/TWONTO#chemical_storage_tank |  | Pumps, Heating System, Building M
121195 | THC-ACC-T-0003 | Tank, Make-up, Glycol , Building M | THC-ACC-HEAT PUMPS | Tank | Tank |  | T | http://www.toronto.ca/TWONTO#chemical_storage_tank |  | Pumps, Heating System, Building M
121196 | THC-ACC-T-0004 | Tank, Expansion, Glycol, Building M | THC-ACC-HEAT PUMPS | Tank | Tank |  | T | expansion_tank |  | Pumps, Heating System, Building M
121201 | THC-ACC-T-0041 | Tank,Hot Water, New Phosphorous Removal process, East side | THC-PRS | Tank,Domestic Hot Water | Tank | 46015 | T | http://www.toronto.ca/TWONTO#tanked_hot_water_heater |  | Phosphorus Removal, sub-process
121202 | THC-ACC-T-0050 | Tank,Hot Water for DEW Centrate Sampling System,Third Floor,Solid Treatment | THC-DEW-AIT-7570 |  | Tank |  | T | http://www.toronto.ca/TWONTO#tanked_hot_water_heater |  | Analyzer,Density,Sample Buffer Tanks 7510&7520,DEW Centrate Sampling,Solid Treatment
121203 | THC-ACC-T-0101 | Tank,Hot Water, Old Blower (Bldg A) | THC-ACC-BLDG A | Tank,Domestic Hot Water | Tank |  | T | http://www.toronto.ca/TWONTO#tanked_hot_water_heater |  | Old Plant Blower Building HVAC
121204 | THC-ACC-T-0110AK | Tank,Hot Water,Storage Tank,Admin Building | THC-SUSPENDED | Tank | Tank | 32319 | T | http://www.toronto.ca/TWONTO#tanked_hot_water_heater |  | Suspended entity
121205 | THC-ACC-T-0201 | Tank, Glycol System, Mechanical room, WA2 Workshop | THC-GRK-STRC-0200 | Tank | Tank |  | T | http://www.toronto.ca/TWONTO#chemical_storage_tank |  | Workshop, WA2, Building X
121206 | THC-ACC-T-0203 | Tank, Glycol System, Snow-Melting, Mechanical room, WA2 Workshop | THC-GRK-STRC-0200 | Tank | Tank |  | T | http://www.toronto.ca/TWONTO#chemical_storage_tank |  | Workshop, WA2, Building X
121207 | THC-ACC-T-0422 | Tank,Expansion,Supply,Building UU,Glycol Heating,Basement,Building U | THC-ACC-BLDG U | Tank | Tank |  | T | expansion_tank |  | New Digesters Building HVAC
121208 | THC-ACC-T-0576 | Tank,Hot Water,Lower Basement,Incineration Building M | THC-MCS-T-BLDG M | Tank,Domestic Hot Water | Tank |  | T | http://www.toronto.ca/TWONTO#tanked_hot_water_heater |  | Domestic Hot Water Tank, Building M
121209 | THC-ACC-T-0577 | Domestic Hot Water Tank, Building M | THC-MCS-T-BLDG M | Tank,Domestic Hot Water | Tank |  | T | http://www.toronto.ca/TWONTO#tanked_hot_water_heater |  | Domestic Hot Water Tank, Building M
121210 | THC-ACC-T-0578 | Domestic Hot Water Tank, Building M | THC-MCS-T-BLDG M | Tank,Domestic Hot Water | Tank |  | T | http://www.toronto.ca/TWONTO#tanked_hot_water_heater |  | Domestic Hot Water Tank, Building M
121211 | THC-ACC-T-0580 | Tank,Domestic Hot Water,5th Floor,Incineration Building M | THC-MCS-T-BLDG M | Tank,Domestic Hot Water | Tank |  | T | http://www.toronto.ca/TWONTO#tanked_hot_water_heater |  | Domestic Hot Water Tank, Building M
121212 | THC-ACC-T-0701 | Tank,Expansion,Heating Glycol Supply,HVAC Systems,Thickening Building | THC-ACC-BLDG J | Tank | Tank |  | T | expansion_tank |  | TWAS Building, HVAC
121213 | THC-ACC-T-0703 | Tank,Hot Water Heating,Mechanical Room,Thickening Building | THC-ACC-BLDG J | Tank,Domestic Hot Water | Tank |  | T | http://www.toronto.ca/TWONTO#tanked_hot_water_heater |  | TWAS Building, HVAC
121214 | THC-ACC-T-0801 | Tank,Expansion,Heating Glycol Supply,HVAC Systems,Sludge Storage Building | THC-ACC-BLDG D | Tank | Tank |  | T | expansion_tank |  | Sludge Holding Tanks Building HVAC
121215 | THC-ACC-T-0802 | Tank,Make-up,Heating Glycol,HVAC Systems,Sludge Storage Building | THC-ACC-BLDG D | Tank | Tank |  | T | http://www.toronto.ca/TWONTO#chemical_storage_tank |  | Sludge Holding Tanks Building HVAC
121216 | THC-ACC-T-3001 | Tank, Expansion, Hot Water, Building E | THC-ACC-BLDG E | Tank | Tank |  | T | expansion_tank |  | Boiler House, HVAC
121217 | THC-ACC-T-3002 | Tank, Expansion, Hot Water, Building E | THC-ACC-BLDG E | Tank | Tank |  | T | expansion_tank |  | Boiler House, HVAC
121218 | THC-ACC-T-4020 | Tank,Pressure,Glycol Makeup,Basement,Building U | THC-ACC-BLDG U | Tank | Tank |  | T | http://www.toronto.ca/TWONTO#chemical_storage_tank |  | New Digesters Building HVAC
121219 | THC-ACC-T-5201 | Tank, Glycol System, Mechanical room | THC-ACC-BLDG X |  | Tank |  | T | http://www.toronto.ca/TWONTO#chemical_storage_tank |  | New Workshop WA2 Building HVAC
121220 | THC-ACC-T-5940 | Tank,Chemical Pot Feeder,Hydronic Heating System,Disinfection Bldg | THC-ACC-BLDG G |  | Tank |  | T | http://www.toronto.ca/TWONTO#chemical_storage_tank |  | Air Treatment Building HVAC
121223 | THC-ACC-T-6841 | Tank, Electric, Hot Water, Tunnel T12 | THC-PRS-BLDG |  | Tank |  | T | http://www.toronto.ca/TWONTO#tanked_hot_water_heater |  | Phosphorous removal system, Building and Storage
121224 | THC-ACC-T-6850 | Tank, Pot feeder, Glycol, Tunnel T12 | THC-PRS-BLDG |  | Tank |  | T | http://www.toronto.ca/TWONTO#chemical_storage_tank |  | Phosphorous removal system, Building and Storage
121225 | THC-ACC-T-6870 | Tank,Glycol make-up system, Glycol/Water, Tunnel T12 | THC-PRS-BLDG |  | Tank |  | T | http://www.toronto.ca/TWONTO#chemical_storage_tank |  | Phosphorous removal system, Building and Storage
121226 | THC-ACC-T-6871 | Tank, Air Separator, Glycol, Tunnel T12 | THC-PRS-BLDG |  | Tank |  | T | air_seperator |  | Phosphorous removal system, Building and Storage
121227 | THC-ACC-T-9001 | Tank, Domestic Hot Water, Head house | THC-MCS-T-BLDG I | Tank,Domestic Hot Water | Tank |  | T | http://www.toronto.ca/TWONTO#tanked_hot_water_heater |  | Domestic Hot Water Tank, Building I
122017 | THC-AER-T | Tank, Aeration | THC-AER |  | Tank |  |  | http://www.toronto.ca/TWONTO#collection_of_assets |  | AerationTreatment Process
122018 | THC-AER-T-2100 | Tank, Aeration | THC-AER-T |  | Tank |  | T | http://www.toronto.ca/TWONTO#aeration_tank |  | Tank, Aeration
122019 | THC-AER-T-2300 | Tank, Aeration | THC-AER-OLD PLANT | Tank,Non-Pressurized | Tank |  | T | http://www.toronto.ca/TWONTO#aeration_tank |  | AerationTreatment
122020 | THC-AER-T-2300 | Tank, Aeration | THC-AER-T | Tank,Non-Pressurized | Tank |  | T | http://www.toronto.ca/TWONTO#aeration_tank |  | Tank, Aeration
122021 | THC-AER-T-2400 | Tank, Aeration | THC-AER-T | Tank,Non-Pressurized | Tank |  | T | http://www.toronto.ca/TWONTO#aeration_tank |  | Tank, Aeration
122022 | THC-AER-T-2600 | Tank, Aeration | THC-AER-T | Tank,Non-Pressurized | Tank |  | T | http://www.toronto.ca/TWONTO#aeration_tank |  | Tank, Aeration
122023 | THC-AER-T-2700 | Tank, Aeration | THC-AER-T |  | Tank |  | T | http://www.toronto.ca/TWONTO#aeration_tank |  | Tank, Aeration
122024 | THC-AER-T-2800 | Tank, Aeration | THC-AER-OLD PLANT | Tank,Non-Pressurized | Tank |  | T | http://www.toronto.ca/TWONTO#aeration_tank |  | AerationTreatment
122025 | THC-AER-T-2900 | Tank, Aeration | THC-AER-T | Tank,Non-Pressurized | Tank |  | T | http://www.toronto.ca/TWONTO#aeration_tank |  | Tank, Aeration
122026 | THC-AER-T-3000 | Tank, Aeration | THC-AER-T | Tank,Non-Pressurized | Tank |  | T | http://www.toronto.ca/TWONTO#aeration_tank |  | Tank, Aeration
122027 | THC-AER-T-3100 | Tank, Aeration | THC-AER-T | Tank,Non-Pressurized | Tank |  | T | http://www.toronto.ca/TWONTO#aeration_tank |  | Tank, Aeration
122028 | THC-AER-T-3200 | Tank, Aeration | THC-AER-T | Tank,Non-Pressurized | Tank |  | T | http://www.toronto.ca/TWONTO#aeration_tank |  | Tank, Aeration
122029 | THC-AER-T-3300 | Tank, Aeration | THC-AER-T | Tank,Non-Pressurized | Tank |  | T | http://www.toronto.ca/TWONTO#aeration_tank |  | Tank, Aeration
122030 | THC-AER-T-3400 | Tank, Aeration | THC-AER-PHASE I-IV | Tank,Non-Pressurized | Tank |  | T | http://www.toronto.ca/TWONTO#aeration_tank |  | AerationTreatment
122031 | THC-AER-T-3400 | Tank, Aeration | THC-AER-T | Tank,Non-Pressurized | Tank |  | T | http://www.toronto.ca/TWONTO#aeration_tank |  | Tank, Aeration
122032 | THC-AER-T-3500 | Tank, Aeration | THC-AER-PHASE I-IV | Tank,Non-Pressurized | Tank |  | T | http://www.toronto.ca/TWONTO#aeration_tank |  | AerationTreatment
122033 | THC-AER-T-3600 | Tank, Aeration | THC-AER-T | Tank,Non-Pressurized | Tank |  | T | http://www.toronto.ca/TWONTO#aeration_tank |  | Tank, Aeration
122034 | THC-AER-T-6020 | Tank, Coolant, Blower, Aeration | THC-AER-BL-6020 | Tank | Tank |  | T | http://www.toronto.ca/TWONTO#chemical_storage_tank |  | Blower,Centrifugal,High Speed Turbo, Aeration, SE Plant Blowers Part 1 and Train #8
122035 | THC-AER-T-6040 | Tank, Coolant, Blower, Aeration | THC-AER-BL-6040 | Tank | Tank |  | T | http://www.toronto.ca/TWONTO#chemical_storage_tank |  | Blower,Centrifugal,High Speed Turbo, Aeration, SE Plant Blowers Part 1 and Train #8
122036 | THC-AER-T-6060 | Tank, Coolant, Blower, Aeration | THC-AER-BL-6060 | Tank | Tank |  | T | http://www.toronto.ca/TWONTO#chemical_storage_tank |  | Blower,Centrifugal,High Speed Turbo, Aeration, SE Plant Blowers Part 1 and Train #8
122037 | THC-AER-T-6080 | Tank, Coolant, Blower, Aeration | THC-AER-BL-6080 | Tank | Tank |  | T | http://www.toronto.ca/TWONTO#chemical_storage_tank |  | Blower,Centrifugal,High Speed Turbo, SE Plant Blower Part 2, Train #1&2
122038 | THC-AER-T-7340 | Tank, Oil, Blower, Aeration | THC-AER-BL-7300-I-IV | Tank | Tank |  | T | http://www.toronto.ca/TWONTO#chemical_storage_tank |  | Blower, Aeration System
122039 | THC-AER-T-7440 | Tank, Oil, Blower, Aeration | THC-AER-BL-7400-I-IV | Tank | Tank |  | T | http://www.toronto.ca/TWONTO#chemical_storage_tank |  | Blower, Aeration System
122211 | THC-AI-T-1083 | Tank,Air Receiver,Compressed Air System, Bldg. M | THC-ACC-BLDG M | Tank,Reservoir | Tank |  | T | http://www.toronto.ca/TWONTO#pressure_vessel |  | Incineration Building, HVAC
122212 | THC-AI-T-1083 | Tank,Air Receiver,Compressed Air System, Bldg. M | THC-MCS-MEQ-0005 | Tank,Reservoir | Tank |  | T | http://www.toronto.ca/TWONTO#pressure_vessel |  | Mechanical Equipment, Building M
122213 | THC-AI-T-1100 | Air Receiver Tank, Instrument Air, Instrument Air System | THC-PLT-BLDG-0001 | Tank | Tank |  | T | http://www.toronto.ca/TWONTO#pressure_vessel |  | New Head House, preliminary process
122214 | THC-AI-T-3083 | Tank, Air Receiver, Compressed Air System, Bldg. G | THC-ACC-BLDG M | Tank,Reservoir | Tank |  | T | http://www.toronto.ca/TWONTO#pressure_vessel |  | Incineration Building, HVAC
122215 | THC-AI-T-5050 | Receiver, Instrument Air, Building A | THC-MCS-AI/SA | Vessel,Pressure | Tank |  | T | http://www.toronto.ca/TWONTO#pressure_vessel |  | Instrument/service Air Plant Wide
122216 | THC-AI-T-6001 | Tank,Receiving,Compressed Air,Thickening Building | THC-MCS-AI/SA | Vessel,Pressure | Tank |  | T | http://www.toronto.ca/TWONTO#pressure_vessel |  | Instrument/service Air Plant Wide
122218 | THC-AI-T-7050 | Tank,Air Receiver,Compressed Air System,Incinerator Building,2nd Floor | THC-MCS-AI/SA | Tank,Reservoir | Tank |  | T | http://www.toronto.ca/TWONTO#pressure_vessel |  | Instrument/service Air Plant Wide
122372 | THC-CW-T-5201 | Tank, Hot Water, Heater, Water Tank, Electric, Janitor room | THC-ACC-BLDG X |  | Tank |  | T | http://www.toronto.ca/TWONTO#tanked_hot_water_heater |  | New Workshop WA2 Building HVAC
122498 | THC-DCL-HWT-0001 | Domestic Hot Water Tank, Dechlorination Building | THC-MCS-T-BLDG J | Tank,Domestic Hot Water | Tank |  | HWT | http://www.toronto.ca/TWONTO#tanked_hot_water_heater |  | Domestic Hot Water Tank, Building J
122541 | THC-DCL-T-0200 | Tank, Storage 38% Sodium Bisulphite, Dechlorination | THC-DCL | Tank | Tank |  | T | http://www.toronto.ca/TWONTO#chemical_storage_tank |  | Dechlorination Process
122542 | THC-DCL-T-0200 | Tank, Storage 38% Sodium Bisulphite, Dechlorination | THC-DCL-SBS | Tank | Tank |  | T | http://www.toronto.ca/TWONTO#chemical_storage_tank |  | Dechlorination -Outfall SBS System
122543 | THC-DCL-T-0400 | Tank, Feed 2% SBSS, Dechlorination | THC-DCL | Tank | Tank |  | T | http://www.toronto.ca/TWONTO#chemical_storage_tank |  | Dechlorination Process
122544 | THC-DCL-T-0600 | Tank, Feed 2% SBSS, Dechlorination | THC-DCL | Tank | Tank |  | T | http://www.toronto.ca/TWONTO#chemical_storage_tank |  | Dechlorination Process
122931 | THC-DEW-T-7520 | Tank,Buffer,Centrate Sampling,Dewatering Centrifuge CF-1200,Solid Treatment | THC-DEW-CF-1200 |  | Tank |  | T | http://www.toronto.ca/TWONTO#storage_tank |  | Centrifuge,Dewatering,BLS/PYS - Solid Treatment,Incinerator Building
122911 | THC-DEW-SLFR-6411 | Sliding Frame,BTU Hopper 6400,Solids Treatment | THC-DEW-T-6400 | Tank,Non-Pressurized | Tank |  | SLFR | http://www.toronto.ca/TWONTO#valve |  | Tank,BTU 1000 Hopper,Solid Treatment
122912 | THC-DEW-SLFR-6412 | Sliding Frame,BTU Hopper 6400,Solids Treatment | THC-DEW-T-6400 | Tank,Non-Pressurized | Tank |  | SLFR | http://www.toronto.ca/TWONTO#valve |  | Tank,BTU 1000 Hopper,Solid Treatment
122932 | THC-DEW-T-7530 | Tank,Buffer,Centrate Sampling,Dewatering Centrifuge CF-1300,Solid Treatment | THC-DEW-CF-1300 |  | Tank |  | T | http://www.toronto.ca/TWONTO#storage_tank |  | Centrifuge,Dewatering,BLS/PYS - Solid Treatment,Incinerator Building
122933 | THC-DEW-T-7540 | Tank,Buffer,Centrate Sampling,Dewatering Centrifuge CF-1400,Solid Treatment | THC-DEW-CF-1400 |  | Tank |  | T | http://www.toronto.ca/TWONTO#storage_tank |  | Centrifuge,Dewatering,BLS/PYS - Solid Treatment,Incinerator Building
58817 | THC-DEW-T-7550 | Tank,Buffer,Centrate Sampling,Dewatering Centrifuge CF-1500,Solid Treatment | THC-DEW-CF-1500 |  | Tank |  | T | http://www.toronto.ca/TWONTO#storage_tank |  | Centrifuge,Dewatering,BLS/PYS - Solid Treatment,Incinerator Building
122917 | THC-DEW-T-2109 | Hopper,Polymer Dry,Polymer Make-Up 2100, Polymer Make up System | THC-DEW-T-2100 | Tank | Tank |  | T | http://www.toronto.ca/TWONTO#chemical_storage_tank |  | Tank,Polymer Make-up,Polymer Make Up System
122918 | THC-DEW-T-2200 | Tank,Polymer Make-up,Polymer Make Up System | THC-DEW-POL-MAKEUP | Tank,Reservoir | Tank |  | T | http://www.toronto.ca/TWONTO#chemical_storage_tank |  | Polymer Make Up System Dewatering
122919 | THC-DEW-T-2209 | Hopper,Polymer Dry,Polymer Make-Up 2200, Polymer Make up System | THC-DEW-T-2200 | Tank | Tank |  | T | http://www.toronto.ca/TWONTO#chemical_storage_tank |  | Tank,Polymer Make-up,Polymer Make Up System
122920 | THC-DEW-T-2300 | Tank,Polymer Make-up,Polymer Make Up System | THC-DEW-POL-MAKEUP | Tank,Reservoir | Tank |  | T | http://www.toronto.ca/TWONTO#chemical_storage_tank |  | Polymer Make Up System Dewatering
122921 | THC-DEW-T-2310 | Tank, Hopper, Polymer Dry,Polymer Make Up System | THC-DEW-T-2300 | Tank | Tank |  | T | http://www.toronto.ca/TWONTO#chemical_storage_tank |  | Tank,Polymer Make-up,Polymer Make Up System
122922 | THC-DEW-T-6500 | Tank,BTU 2000 Hopper,Solid Treatment | THC-DEW | Tank,Non-Pressurized | Tank |  | T | http://www.toronto.ca/TWONTO#storage_tank |  | Dewatering Process
122923 | THC-DEW-T-6500 | Tank,BTU 2000 Hopper,Solid Treatment | THC-INC-FU-2000 | Tank,Non-Pressurized | Tank |  | T | http://www.toronto.ca/TWONTO#storage_tank |  | Furnace, Incinerator 2000
129269 | THC-THK-T-5030 | Tank,Buffer,Centrate Sampling,Thickening Centrifuge CF-0100 | THC-THK-AIT-5090 | Analyzer,Suspended Solid | Tank |  | T | http://www.toronto.ca/TWONTO#storage_tank |  | Analyzer,Suspended Solids,Centrate Sampling,Thickening Build.
122925 | THC-DEW-T-6700 | Tank, Dewatered Biosolids Pump P-6710 Hopper, Solids Treatment | THC-DEW-CENTRATE | Tank,Non-Pressurized | Tank |  | T | http://www.toronto.ca/TWONTO#storage_tank |  | Centrate System Dewatering
122926 | THC-DEW-T-6800 | Tank, Dewatered Biosolids Pump P-6810 Hopper, Solids Treatment | THC-DEW-CENTRATE | Tank | Tank |  | T | http://www.toronto.ca/TWONTO#storage_tank |  | Centrate System Dewatering
122927 | THC-DEW-T-6800 | Tank, Dewatered Biosolids Pump P-6810 Hopper, Solids Treatment | THC-DEW-P-6800 | Tank | Tank |  | T | http://www.toronto.ca/TWONTO#storage_tank |  | Pump,Dewatered Biosolids,Solid Treatment
122928 | THC-DEW-T-7110 | Tank, Storage, Liquid Polymer, Dewatering | THC-DEW-POL-FEED | Tank,Non-Pressurized | Tank |  | T | http://www.toronto.ca/TWONTO#chemical_storage_tank |  | Polymer Feed System Dewatering
122929 | THC-DEW-T-7120 | Tank, Storage, Liquid Polymer, Dewatering | THC-DEW-POL-FEED | Tank,Non-Pressurized | Tank |  | T | http://www.toronto.ca/TWONTO#chemical_storage_tank |  | Polymer Feed System Dewatering
122930 | THC-DEW-T-7130 | Tank, Storage, Liquid Polymer, Dewatering | THC-DEW-POL-FEED | Tank,Reservoir | Tank |  | T | http://www.toronto.ca/TWONTO#chemical_storage_tank |  | Polymer Feed System Dewatering
129270 | THC-THK-T-5030 | Tank,Buffer,Centrate Sampling,Thickening Centrifuge CF-0100 | THC-THK-CF-0100 | Analyzer,Suspended Solid | Tank |  | T | http://www.toronto.ca/TWONTO#storage_tank |  | Centrifuge,WAS Thickening
67070 | THC-THK-T-5040 | Tank,Buffer,Centrate Sampling,Thickening Centrifuge CF-0200 | THC-THK-AIT-5090 | Sampler | Tank |  | T | http://www.toronto.ca/TWONTO#storage_tank |  | Analyzer,Suspended Solids,Centrate Sampling,Thickening Build.
129271 | THC-THK-T-5040 | Tank,Buffer,Centrate Sampling,Thickening Centrifuge CF-0200 | THC-THK-CF-0200 | Sampler | Tank |  | T | http://www.toronto.ca/TWONTO#storage_tank |  | Centrifuge,WAS Thickening
122934 | THC-DEW-T-7570 | Tank,Chemical,Heated Water Treatment for Centrate Analyzer 7570,Solid Treatment | THC-DEW-AIT-7570 |  | Tank |  | T | http://www.toronto.ca/TWONTO#chemical_storage_tank |  | Analyzer,Density,Sample Buffer Tanks 7510&7520,DEW Centrate Sampling,Solid Treatment
122935 | THC-DEW-T-7580 | Tank,Chemical,Heated Water Treatment for Centrate Analyzer 7580,Solid Treatment | THC-DEW-AIT-7580 |  | Tank |  | T | http://www.toronto.ca/TWONTO#chemical_storage_tank |  | Analyzer,Density,Sample Buffer Tanks 7530&7540,DEW Centrate Sampling,Solid Treatment
123556 | THC-DIG-PD-0400 | Tank,Primary Digester,Digested Sludge,Building U | THC-DIG-0400 |  | Tank |  | PD | http://www.toronto.ca/TWONTO#digester_tank |  | Eliminated Role: Digester 0400
123557 | THC-DIG-PD-0400 | Tank,Primary Digester,Digested Sludge,Building U | THC-DIG-DIGESTERS |  | Tank |  | PD | http://www.toronto.ca/TWONTO#digester_tank |  | Primary Anerobic Digesters 0400-0700
123558 | THC-DIG-PD-0500 | Tank,Primary Digesters,Digested Sludge,Building U | THC-DIG-0500 |  | Tank |  | PD | http://www.toronto.ca/TWONTO#digester_tank |  | Eliminated Role: Digester 0500
123559 | THC-DIG-PD-0600 | Tank,Primary Digester,Digested Sludge,Building U | THC-DIG-0600 |  | Tank |  | PD | http://www.toronto.ca/TWONTO#digester_tank |  | Eliminated Role: Digester 0600
123560 | THC-DIG-PD-0700 | Tank,Primary Digesters,Digested Sludge,Building U | THC-DIG-0700 |  | Tank |  | PD | http://www.toronto.ca/TWONTO#digester_tank |  | Eliminated Role: Digester 0700
123561 | THC-DIG-PD-0700 | Tank,Primary Digesters,Digested Sludge,Building U | THC-DIG-DIGESTERS |  | Tank |  | PD | http://www.toronto.ca/TWONTO#digester_tank |  | Primary Anerobic Digesters 0400-0700
67071 | THC-THK-T-5050 | Tank,Buffer,Centrate Sampling,Thickening Centrifuge CF-0300 | THC-THK-AIT-5090 | Sampler | Tank |  | T | http://www.toronto.ca/TWONTO#storage_tank |  | Analyzer,Suspended Solids,Centrate Sampling,Thickening Build.
129272 | THC-THK-T-5050 | Tank,Buffer,Centrate Sampling,Thickening Centrifuge CF-0300 | THC-THK-CF-0300 | Sampler | Tank |  | T | http://www.toronto.ca/TWONTO#storage_tank |  | Centrifuge,WAS Thickening
124562 | THC-DIS-T-0001 | Hot Water Tank (domestic hot water heater for tempered water to emergency shower facility), Basement Phase IV Aeration Building | THC-DIS |  | Tank |  | T | http://www.toronto.ca/TWONTO#tanked_hot_water_heater |  | Disinfection (Chlorination) Process
124563 | THC-DIS-T-0200 | Tank, Sodium Hypochlorite, Disinfection | THC-DIS |  | Tank |  | T | http://www.toronto.ca/TWONTO#chemical_storage_tank |  | Disinfection (Chlorination) Process
124564 | THC-DIS-T-0300 | Tank, Sodium Hypochlorite, Disinfection | THC-DIS |  | Tank |  | T | http://www.toronto.ca/TWONTO#chemical_storage_tank |  | Disinfection (Chlorination) Process
124565 | THC-DIS-T-0400 | Tank, Sodium Hypochlorite, Disinfection | THC-DIS |  | Tank |  | T | http://www.toronto.ca/TWONTO#chemical_storage_tank |  | Disinfection (Chlorination) Process
124566 | THC-DIS-T-0500 | Tank, Sodium Hypochlorite, Disinfection | THC-DIS |  | Tank |  | T | http://www.toronto.ca/TWONTO#chemical_storage_tank |  | Disinfection (Chlorination) Process
125742 | THC-FT-T-0180 | Scum Pit, Tank 0100, Secondary Clarifier | THC-FT-T-0100 |  | Tank |  | T | http://www.toronto.ca/TWONTO#storage_tank |  | Tank, Secondary Clarifier
125743 | THC-FT-T-0200 | Tank, Secondary Clarifier | THC-FT-OLD PLANT |  | Tank |  | T | http://www.toronto.ca/TWONTO#clarifier |  | Secondary Clarifiers, Old Plant
125744 | THC-FT-T-0200 | Tank, Secondary Clarifier | THC-FT-T-OLD PLANT |  | Tank |  | T | http://www.toronto.ca/TWONTO#clarifier |  | Tank, Secondary Clarifier
125745 | THC-FT-T-0400 | Tank, Secondary Clarifier | THC-FT-OLD PLANT |  | Tank |  | T | http://www.toronto.ca/TWONTO#clarifier |  | Secondary Clarifiers, Old Plant
125746 | THC-FT-T-0400 | Tank, Secondary Clarifier | THC-FT-T-OLD PLANT |  | Tank |  | T | http://www.toronto.ca/TWONTO#clarifier |  | Tank, Secondary Clarifier
125747 | THC-FT-T-0680 | Scum Pit, Tank 0600, Secondary Clarifier | THC-FT-T-0600 |  | Tank |  | T | http://www.toronto.ca/TWONTO#storage_tank |  | Tank, Secondary Clarifier
125748 | THC-FT-T-0700 | Tank, Secondary Clarifier | THC-FT-OLD PLANT |  | Tank |  | T | http://www.toronto.ca/TWONTO#clarifier |  | Secondary Clarifiers, Old Plant
125749 | THC-FT-T-0700 | Tank, Secondary Clarifier | THC-FT-T-OLD PLANT |  | Tank |  | T | http://www.toronto.ca/TWONTO#clarifier |  | Tank, Secondary Clarifier
125750 | THC-FT-T-0780 | Scum Pit, Tank 0700, Secondary Clarifier | THC-FT-T-0700 |  | Tank |  | T | http://www.toronto.ca/TWONTO#storage_tank |  | Tank, Secondary Clarifier
125751 | THC-FT-T-0880 | Scum Pit, Tank 0800, Secondary Clarifier | THC-FT-T-0800 |  | Tank |  | T | http://www.toronto.ca/TWONTO#storage_tank |  | Tank, Secondary Clarifier
125752 | THC-FT-T-1080 | Scum Pit, Tank 1000, Secondary Clarifier | THC-FT-T-1000 | Tank,Non-Pressurized | Tank |  | T | http://www.toronto.ca/TWONTO#storage_tank |  | Tank, Secondary Clarifier
125753 | THC-FT-T-1400 | Tank, Secondary Clarifier | THC-FT-PHASE I-IV | Tank | Tank |  | T | http://www.toronto.ca/TWONTO#clarifier |  | Secondary Clarifiers, Phase I-IV
67072 | THC-THK-T-5060 | Tank,Buffer,Centrate Sampling,Thickening Centrifuge CF-0400 | THC-THK-CF-0400 | Sampler | Tank |  | T | http://www.toronto.ca/TWONTO#storage_tank |  | Centrifuge,WAS Thickening
129273 | THC-THK-T-5060 | Tank,Buffer,Centrate Sampling,Thickening Centrifuge CF-0400 | THC-THK-AIT-5090 | Sampler | Tank |  | T | http://www.toronto.ca/TWONTO#storage_tank |  | Analyzer,Suspended Solids,Centrate Sampling,Thickening Build.
125756 | THC-FT-T-OLD PLANT | Tank, Secondary Clarifier | THC-FT-OLD PLANT |  | Tank |  |  | http://www.toronto.ca/TWONTO#clarifier |  | Secondary Clarifiers, Old Plant
67073 | THC-THK-T-5070 | Tank,Buffer,Centrate Sampling,Thickening Centrifuge CF-0500 | THC-THK-AIT-5090 | Sampler | Tank |  | T | http://www.toronto.ca/TWONTO#storage_tank |  | Analyzer,Suspended Solids,Centrate Sampling,Thickening Build.
67074 | THC-THK-T-5070 | Tank,Buffer,Centrate Sampling,Thickening Centrifuge CF-0500 | THC-THK-CF-0500 | Sampler | Tank |  | T | http://www.toronto.ca/TWONTO#storage_tank |  | Centrifuge,WAS Thickening
67075 | THC-THK-T-5080 | Tank,Buffer,Centrate Sampling,Thickening Centrifuge CF-0600 | THC-THK-AIT-5090 | Sampler | Tank |  | T | http://www.toronto.ca/TWONTO#storage_tank |  | Analyzer,Suspended Solids,Centrate Sampling,Thickening Build.
129274 | THC-THK-T-5080 | Tank,Buffer,Centrate Sampling,Thickening Centrifuge CF-0600 | THC-THK-CF-0600 | Sampler | Tank |  | T | http://www.toronto.ca/TWONTO#storage_tank |  | Centrifuge,WAS Thickening
129277 | THC-THK-T-5970 | Tank,Centrate | THC-THK-TWAS | Storage | Tank |  | T | http://www.toronto.ca/TWONTO#storage_tank |  | Waste Activated Sludge Thickening
126219 | THC-INC-T-2083 | Tank, Air Receiver, Compressed Air System, Bldg. M | THC-MCS-MEQ-0005 | Tank,Reservoir | Tank |  | T | http://www.toronto.ca/TWONTO#pressure_vessel |  | Mechanical Equipment, Building M
126393 | THC-LQMT-SPARE PARTS | THC Liquids Maintenance Spare parts repair/recondition/rebuild | THC-PLT-BAR SCREENS |  | Tank |  |  | http://www.toronto.ca/TWONTO#collection_of_assets |  | Bar Screening
126405 | THC-MCS-HTR-0001 | Domestic Hot Water Tank, Building K | THC-MCS-T-BLDG K | Building Service,Domestic Plumbing | Tank |  | HTR | http://www.toronto.ca/TWONTO#tanked_hot_water_heater |  | Domestic Hot Water Tank, Building K
126406 | THC-MCS-HTR-0201 | Heater, Water, Electric, Janitor room, WA2 Workshop | THC-GRK-STRC-0200 |  | Tank |  | HTR | http://www.toronto.ca/TWONTO#hot_water_heater |  | Workshop, WA2, Building X
126517 | THC-MCS-T-0003 | Domestic Hot Water Tank, Building J | THC-MCS-T-BLDG J | Tank,Domestic Hot Water | Tank |  | T | http://www.toronto.ca/TWONTO#tanked_hot_water_heater |  | Domestic Hot Water Tank, Building J
126518 | THC-MCS-T-0005 | Domestic Hot Water Tank | THC-PWA-HWT | Tank,Domestic Hot Water | Tank |  | T | http://www.toronto.ca/TWONTO#tanked_hot_water_heater |  | Domestic Hot Water Tanks
126519 | THC-MCS-T-0006 | Domestic Hot Water Tank, Building H | THC-PWA-HWT | Tank,Domestic Hot Water | Tank |  | T | http://www.toronto.ca/TWONTO#tanked_hot_water_heater |  | Domestic Hot Water Tanks
126520 | THC-MCS-T-0007 | Tank, Heater, Hot Water, NW Plant | THC-ACC-TUNNEL | Tank,Domestic Hot Water | Tank |  | T | http://www.toronto.ca/TWONTO#tanked_hot_water_heater |  | Plant Tunnels, HVAC
126521 | THC-MCS-T-0007 | Tank, Heater, Hot Water, NW Plant | THC-PWA-HWT | Tank,Domestic Hot Water | Tank |  | T | http://www.toronto.ca/TWONTO#tanked_hot_water_heater |  | Domestic Hot Water Tanks
126522 | THC-MCS-T-0008 | Domestic Hot Water Tank, Building A | THC-MCS-T-BLDG A | Tank,Domestic Hot Water | Tank |  | T | http://www.toronto.ca/TWONTO#tanked_hot_water_heater |  | Domestic Hot Water Tank, Building A
126523 | THC-MCS-T-0009 | Domestic Hot Water Tank, Building A | THC-MCS-T-BLDG A | Tank,Domestic Hot Water | Tank |  | T | http://www.toronto.ca/TWONTO#tanked_hot_water_heater |  | Domestic Hot Water Tank, Building A
126524 | THC-MCS-T-0011 | Domestic Hot Water Tank, Building J | THC-MCS-T-BLDG J | Tank,Domestic Hot Water | Tank | 32210 | T | http://www.toronto.ca/TWONTO#tanked_hot_water_heater |  | Domestic Hot Water Tank, Building J
126525 | THC-MCS-T-0011 | Domestic Hot Water Tank, Building J | THC-SUSPENDED | Tank,Domestic Hot Water | Tank | 32210 | T | http://www.toronto.ca/TWONTO#tanked_hot_water_heater |  | Suspended entity
126526 | THC-MCS-T-0013 | Domestic Hot Water Tank, Building O | THC-PWA-HWT | Tank,Domestic Hot Water | Tank |  | T | http://www.toronto.ca/TWONTO#tanked_hot_water_heater |  | Domestic Hot Water Tanks
126527 | THC-MCS-T-0014 | Domestic Hot Water Tank, Building G | THC-PWA-HWT | Tank,Domestic Hot Water | Tank |  | T | http://www.toronto.ca/TWONTO#tanked_hot_water_heater |  | Domestic Hot Water Tanks
126528 | THC-MCS-T-0018 | Domestic Hot Water Tank, Building J | THC-MCS-T-BLDG J | Tank,Domestic Hot Water | Tank |  | T | http://www.toronto.ca/TWONTO#tanked_hot_water_heater |  | Domestic Hot Water Tank, Building J
126529 | THC-MCS-T-0020 | Domestic Hot Water Tank, Building I | THC-MCS-T-BLDG I | Tank,Domestic Hot Water | Tank | 32211 | T | http://www.toronto.ca/TWONTO#tanked_hot_water_heater |  | Domestic Hot Water Tank, Building I
126530 | THC-MCS-T-0020 | Domestic Hot Water Tank, Building I | THC-SUSPENDED | Tank,Domestic Hot Water | Tank | 32211 | T | http://www.toronto.ca/TWONTO#tanked_hot_water_heater |  | Suspended entity
126531 | THC-MCS-T-0024 | Domestic Hot Water Tank, Building L | THC-PWA-HWT | Tank,Domestic Hot Water | Tank |  | T | http://www.toronto.ca/TWONTO#tanked_hot_water_heater |  | Domestic Hot Water Tanks
126532 | THC-MCS-T-0025 | Domestic Hot Water Tank, Building M | THC-MCS-T-BLDG M | Tank,Domestic Hot Water | Tank |  | T | http://www.toronto.ca/TWONTO#tanked_hot_water_heater |  | Domestic Hot Water Tank, Building M
126533 | THC-MCS-T-0028 | Domestic Hot Water Tank, Bldg. under the sink | THC-MCS-T-BLDG M | Tank,Domestic Hot Water | Tank |  | T | http://www.toronto.ca/TWONTO#tanked_hot_water_heater |  | Domestic Hot Water Tank, Building M
126770 | THC-OCS-F-0100 | Filter, Modular Biofilter #1, Phase I/IV Odour Control | THC-OCS-BLDG-O | Vessel | Tank |  | F | http://www.toronto.ca/TWONTO#filtration_tank |  | Phase IV, Building O Odour Control System
126771 | THC-OCS-F-0100 | Filter, Modular Biofilter #1, Phase I/IV Odour Control | THC-PRM-BIOFILTER | Vessel | Tank |  | F | http://www.toronto.ca/TWONTO#filtration_tank |  | Biofilter system
126772 | THC-OCS-F-0400 | Filter, Modular Biofilter #2, Phase I/IV Odour Control | THC-OCS-BLDG O | Vessel | Tank |  | F | http://www.toronto.ca/TWONTO#filtration_tank |  | Aeration Building Odour Control Systems
126773 | THC-OCS-F-0400 | Filter, Modular Biofilter #2, Phase I/IV Odour Control | THC-PRM-BIOFILTER | Vessel | Tank |  | F | http://www.toronto.ca/TWONTO#filtration_tank |  | Biofilter system
126778 | THC-OCS-F-6100 | Filter, Biofilter Cell, Headworks Odour Control | THC-PLT-BLDG-0001 | Filter | Tank |  | F | http://www.toronto.ca/TWONTO#filtration_tank |  | New Head House, preliminary process
127262 | THC-PLT-T-0100 | Grit Tank 0100 | THC-PLT-GRIT TANKS | Tank,Water Elevated | Tank |  | T | http://www.toronto.ca/TWONTO#sedimentation_tank |  | Grid Tanks
127263 | THC-PLT-T-0200 | Grit Tank 0200 | THC-PLT-GRIT TANKS | Tank,Water Elevated | Tank |  | T | http://www.toronto.ca/TWONTO#sedimentation_tank |  | Grid Tanks
127264 | THC-PLT-T-0300 | Grit Tank 0300 | THC-PLT-GRIT TANKS | Tank,Water Elevated | Tank |  | T | http://www.toronto.ca/TWONTO#sedimentation_tank |  | Grid Tanks
127265 | THC-PLT-T-0400 | Grit Tank 0400 | THC-PLT-GRIT TANKS | Tank,Water Elevated | Tank |  | T | http://www.toronto.ca/TWONTO#sedimentation_tank |  | Grid Tanks
127266 | THC-PLT-T-5810 | Reservoire, Oil, Hydraulic Pack, Conveyors, Grit Tanks | THC-PLT-GRIT TANKS | Tank,Reservoir | Tank |  | T | http://www.toronto.ca/TWONTO#chemical_storage_tank |  | Grid Tanks
127267 | THC-PLT-T-6100 | Reservoir, Oil, Hydraulic Pack 1, Bar Screens | THC-PLT-HPU-6100 | Tank,Reservoir | Tank | 40024 | T | http://www.toronto.ca/TWONTO#chemical_storage_tank |  | Hydraulic Pack 1, Headhouse
127268 | THC-PLT-T-6200 | Reservoir, Oil, Hydraulic Pack 2, Bar Screens | THC-PLT-BAR SCREENS | Tank,Reservoir | Tank | 40025 | T | http://www.toronto.ca/TWONTO#chemical_storage_tank |  | Bar Screening
127269 | THC-PLT-T-6200 | Reservoir, Oil, Hydraulic Pack 2, Bar Screens | THC-PLT-HPU-6100 | Tank,Reservoir | Tank | 40025 | T | http://www.toronto.ca/TWONTO#chemical_storage_tank |  | Hydraulic Pack 1, Headhouse
127270 | THC-PLT-T-6200 | Reservoir, Oil, Hydraulic Pack 2, Bar Screens | THC-PLT-HPU-6200 | Tank,Reservoir | Tank | 40025 | T | http://www.toronto.ca/TWONTO#chemical_storage_tank |  | Hydraulic Pack 2, Headhouse
127453 | THC-PRM-CH-0180 | Scum Pit, Tank 0100, Primary Clarifier | THC-PRM-T-0100 | Tank | Tank |  | CH | http://www.toronto.ca/TWONTO#storage_tank |  | Tank, Primary Clarifier
127454 | THC-PRM-CH-0380 | Scum Pit, Tank 0300, Primary Clarifier | THC-PRM-T-0300 | Tank | Tank |  | CH | http://www.toronto.ca/TWONTO#storage_tank |  | Tank, Primary Clarifier
127455 | THC-PRM-CH-0480 | Scum Pit, Tank 0400, Primary Clarifier | THC-PRM-T-0400 | Tank | Tank |  | CH | http://www.toronto.ca/TWONTO#storage_tank |  | Tank, Primary Clarifier
127456 | THC-PRM-CH-0680 | Scum Pit, Tank 0600, Primary Clarifier | THC-PRM-T-0600 | Tank | Tank |  | CH | http://www.toronto.ca/TWONTO#storage_tank |  | Tank, Primary Clarifier
127457 | THC-PRM-CH-5120 | Chamber, Primary Plant Water, Tank 0900 & 1000, Primary Clarifier | THC-PRM-CLAR | Tank,Water Elevated | Tank |  | CH | http://www.toronto.ca/TWONTO#storage_tank |  | Primary Clarification
127458 | THC-PRM-CH-5150 | Chamber, Plant Water, Tank 1100 & 1200, Primary Clarifier | THC-PRM-CLAR | Tank,Water Elevated | Tank |  | CH | http://www.toronto.ca/TWONTO#storage_tank |  | Primary Clarification
127459 | THC-PRM-CH-5200 | Scum Pit,Tank 0900 & 1000, Primary Clarifier | THC-PRM-CLAR | Tank,Water Elevated | Tank |  | CH | http://www.toronto.ca/TWONTO#storage_tank |  | Primary Clarification
127460 | THC-PRM-CH-5300 | Scum Pit,Tank 1100 & 1200, Primary Clarifier | THC-PRM-T-1100 | Tank,Water Elevated | Tank |  | CH | http://www.toronto.ca/TWONTO#storage_tank |  | Tank, Primary Clarifier
127712 | THC-PRM-T-0100 | Tank, Primary Clarifier | THC-PRM-CLAR | Tank | Tank |  | T | http://www.toronto.ca/TWONTO#clarifier |  | Primary Clarification
127713 | THC-PRM-T-0100 | Tank, Primary Clarifier | THC-PRM-T | Tank | Tank |  | T | http://www.toronto.ca/TWONTO#clarifier |  | Tank, Primary Clarifier
127714 | THC-PRM-T-0600 | Tank, Primary Clarifier | THC-PRM-CLAR | Tank | Tank |  | T | http://www.toronto.ca/TWONTO#clarifier |  | Primary Clarification
127715 | THC-PRM-T-0600 | Tank, Primary Clarifier | THC-PRM-T | Tank | Tank |  | T | http://www.toronto.ca/TWONTO#clarifier |  | Tank, Primary Clarifier
127716 | THC-PRM-T-0900 | Tank, Primary Clarifier | THC-PRM-CLAR | Tank,Water Elevated | Tank |  | T | http://www.toronto.ca/TWONTO#clarifier |  | Primary Clarification
127717 | THC-PRM-T-0900 | Tank, Primary Clarifier | THC-PRM-T | Tank,Water Elevated | Tank |  | T | http://www.toronto.ca/TWONTO#clarifier |  | Tank, Primary Clarifier
127718 | THC-PRM-T-0970 | Oil Tank, Hydraulic Power System for Scum Skimmer System, Primary Clarifier 0900 | THC-PRM-T-0900 | Tank,Reservoir | Tank |  | T | http://www.toronto.ca/TWONTO#chemical_storage_tank |  | Tank, Primary Clarifier
127719 | THC-PRM-T-1000 | Tank, Primary Clarifier | THC-PRM-CLAR | Tank,Water Elevated | Tank |  | T | http://www.toronto.ca/TWONTO#clarifier |  | Primary Clarification
127720 | THC-PRM-T-1070 | Oil Tank, Hydraulic Power System for Scum Skimmer System, Primary Clarifier 1000 | THC-PRM-T-1000 | Tank,Reservoir | Tank |  | T | http://www.toronto.ca/TWONTO#chemical_storage_tank |  | Tank, Primary Clarifier
127721 | THC-PRM-T-1100 | Tank, Primary Clarifier | THC-PRM-T | Tank,Water Elevated | Tank |  | T | http://www.toronto.ca/TWONTO#clarifier |  | Tank, Primary Clarifier
127722 | THC-PRM-T-1170 | Oil Tank, Hydraulic Power System for Scum Skimmer System, Primary Clarifier 1100 | THC-PRM-T-1100 | Tank,Reservoir | Tank |  | T | http://www.toronto.ca/TWONTO#chemical_storage_tank |  | Tank, Primary Clarifier
127723 | THC-PRM-T-1200 | Tank, Primary Clarifier | THC-PRM-T | Tank,Water Elevated | Tank |  | T | http://www.toronto.ca/TWONTO#clarifier |  | Tank, Primary Clarifier
128200 | THC-PWA-STR-1010 | Filter, Plant Water, Plant Water System | THC-PWA-V-1000 | Filter | Tank |  | STR | http://www.toronto.ca/TWONTO#strainer |  | Valve, Ball, Manual, Isolation, Plant Water, Header, Headworks, Tunnel T12
128789 | THC-SES-T-0180 | Tank,Domestic Potable Water,Boiler Building | THC-SES-SQ-EYE |  | Tank |  | T | http://www.toronto.ca/TWONTO#tanked_hot_water_heater |  | Eyewash Stations THC (Virtual entity #)
128966 | THC-STR-T-0038 | Tank, Sodium Hypochlorite, Disinfection | THC-DIS | Tank,Non-Pressurized | Tank |  | T | http://www.toronto.ca/TWONTO#chemical_storage_tank |  | Disinfection (Chlorination) Process
128967 | THC-STR-T-0039 | Tank, Sodium Hypochlorite, Disinfection | THC-DIS | Tank,Non-Pressurized | Tank |  | T | http://www.toronto.ca/TWONTO#chemical_storage_tank |  | Disinfection (Chlorination) Process
128968 | THC-STR-T-0040 | Tank, Sodium Hypochlorite, Disinfection | THC-DIS | Tank,Non-Pressurized | Tank |  | T | http://www.toronto.ca/TWONTO#chemical_storage_tank |  | Disinfection (Chlorination) Process
128969 | THC-STR-T-0041 | Tank, Sodium Hypochlorite, Disinfection | THC-DIS | Tank,Non-Pressurized | Tank |  | T | http://www.toronto.ca/TWONTO#chemical_storage_tank |  | Disinfection (Chlorination) Process
128970 | THC-STR-T-0042 | Tank, Sodium Hypochlorite, Disinfection | THC-DIS | Tank,Non-Pressurized | Tank | 32256 | T | http://www.toronto.ca/TWONTO#chemical_storage_tank |  | Disinfection (Chlorination) Process
128971 | THC-STR-T-0042 | Tank, Sodium Hypochlorite, Disinfection | THC-SUSPENDED | Tank,Non-Pressurized | Tank | 32256 | T | http://www.toronto.ca/TWONTO#chemical_storage_tank |  | Suspended entity
128972 | THC-STR-T-0043 | Tank, Sodium Hypochlorite, Disinfection (Emergency) | THC-DIS | Tank,Non-Pressurized | Tank |  | T | http://www.toronto.ca/TWONTO#chemical_storage_tank |  | Disinfection (Chlorination) Process
128974 | THC-STR-T-1480 | Scum Pit, Tank 1400, Secondary Clarifier | THC-FT-T-1400 | Tank,Non-Pressurized | Tank |  | T | http://www.toronto.ca/TWONTO#storage_tank |  | Tank, Secondary Clarifier
128975 | THC-STR-T-1580 | Scum Pit, Tank 1500, Secondary Clarifier | THC-FT-T-1500 | Tank,Non-Pressurized | Tank |  | T | http://www.toronto.ca/TWONTO#storage_tank |  | Tank, Secondary Clarifier
128976 | THC-STR-T-1680 | Scum Pit, Tank 1600, Secondary Clarifier | THC-FT-T-1600 | Tank,Non-Pressurized | Tank |  | T | http://www.toronto.ca/TWONTO#storage_tank |  | Tank, Secondary Clarifier
128977 | THC-STR-T-8330 | Tank, Hypoclorite, Phase IV, Secondary Clarifier | THC-ODOUR-PHASE I-IV | Tank | Tank | 33427 | T | http://www.toronto.ca/TWONTO#chemical_storage_tank |  | Odour Control
128978 | THC-STR-T-8330 | Tank, Hypoclorite, Phase IV, Secondary Clarifier | THC-SUSPENDED | Tank | Tank | 33427 | T | http://www.toronto.ca/TWONTO#chemical_storage_tank |  | Suspended entity
128979 | THC-STR-T-8482 | Tank, Contact Chamber, Phase IV, Secondary Clarifier | THC-ODOUR-PHASE I-IV | Tank | Tank |  | T | http://www.toronto.ca/TWONTO#chemical_contact_tank |  | Odour Control
129120 | THC-STW-T-0011 | Tank, Underground Storm Water Storage, Admin. Building Basement, Outside of Mechanical Room | THC-STW |  | Tank |  | T | http://www.toronto.ca/TWONTO#detention_tank |  | Storm Water
129278 | THC-THK-T-5990 | Tank,Centrate | THC-THK-TWAS | Storage | Tank |  | T | http://www.toronto.ca/TWONTO#storage_tank |  | Waste Activated Sludge Thickening
129262 | THC-THK-T-1120 | Tank,Mixing,Polymer Make-up System-1100,Thickening Building | THC-THK-T-1100 | Chemical Feeder | Tank |  | T | http://www.toronto.ca/TWONTO#chemical_storage_tank |  | Tank,Make-up,Polymer Make-up System-1100,Thickening Building
129263 | THC-THK-T-1120 | Tank,Mixing,Polymer Make-up System-1100,Thickening Building | THC-THK-TWAS | Chemical Feeder | Tank |  | T | http://www.toronto.ca/TWONTO#chemical_storage_tank |  | Waste Activated Sludge Thickening
129264 | THC-THK-T-1200 | Tank,Make-up,Polymer Make-up System-1200,Thickening Building | THC-THK-ELS | Chemical Feeder | Tank |  | T | http://www.toronto.ca/TWONTO#chemical_storage_tank |  | TWAS Elecftrical equipment Sludge Thickening
129265 | THC-THK-T-1200 | Tank,Make-up,Polymer Make-up System-1200,Thickening Building | THC-THK-POL | Chemical Feeder | Tank |  | T | http://www.toronto.ca/TWONTO#chemical_storage_tank |  | Thickening Polymer System
129266 | THC-THK-T-1200 | Tank,Make-up,Polymer Make-up System-1200,Thickening Building | THC-THK-TWAS | Chemical Feeder | Tank |  | T | http://www.toronto.ca/TWONTO#chemical_storage_tank |  | Waste Activated Sludge Thickening
129267 | THC-THK-T-1220 | Tank,Mixing,Polymer Make-up System-1200,Thickening Building | THC-THK-TWAS | Chemical Feeder | Tank |  | T | http://www.toronto.ca/TWONTO#chemical_storage_tank |  | Waste Activated Sludge Thickening
129268 | THC-THK-T-1230 | Tank,Mixing,Polymer Make-up System-1200,Thickening Building | THC-THK-T-1200 | Chemical Feeder | Tank |  | T | http://www.toronto.ca/TWONTO#chemical_storage_tank |  | Tank,Make-up,Polymer Make-up System-1200,Thickening Building
58806 | THC-DEW-T-1800 | Tank,Centrate,Solid Treatment | THC-DEW-CENTRATE | Tank,Non-Pressurized | Tank |  | T | http://www.toronto.ca/TWONTO#storage_tank |  | Centrate System Dewatering
58807 | THC-DEW-T-1900 | Tank,Centrate,Solid Treatment | THC-DEW-CENTRATE | Tank,Non-Pressurized | Tank |  | T | http://www.toronto.ca/TWONTO#storage_tank |  | Centrate System Dewatering
58808 | THC-DEW-T-1900 | Tank,Centrate,Solid Treatment | THC-DEW-T-1800 | Tank,Non-Pressurized | Tank |  | T | http://www.toronto.ca/TWONTO#storage_tank |  | Tank,Centrate,Solid Treatment
45498 | TAB-DIG-T-6471 | Tank,Chill Water #1 | TAB-DIG-HE-6470 | Tank | Tank |  | T | http://www.toronto.ca/TWONTO#storage_tank |  | Heat Exchanger, Digester Gas Control
45499 | TAB-DIG-T-6481 | Tank,Chill Water #2 | TAB-DIG-HE-6480 | Tank | Tank |  | T | http://www.toronto.ca/TWONTO#storage_tank |  | Heat Exchanger, Digester Gas Control Bldg
59607 | THC-DIG-T-3416 | Tank,Dry Gas Storage,Gas High Pressure System,Building U | THC-DIG-C-BOOST-3100 | Tank | Tank |  | T | http://www.toronto.ca/TWONTO#pressure_vessel |  | Eliminated Role: Compressors Unit, Gas Booster, Digester 0400-0700
41239 | TAB-ACC-T-0501 | Tank,Flash Tank, High Pressure | TAB-ACC-BO-0500 | Tank | Tank |  | T | http://www.toronto.ca/TWONTO#pressure_vessel |  | Boiler #20, Volcano
52254 | TAB-PWA-T-2500 | Tank,Hydropneumatic , Plant Water Pumping | TAB-PWA | Tank | Tank |  | T | http://www.toronto.ca/TWONTO#pressure_vessel |  | Plant Water
117365 | TAB-RSP-T-1100 | Tank,Inf,Mid Toronto Interceptor (MTI) | TAB-RSP-G-T | Tank,Reservoir | Tank |  | T | http://www.toronto.ca/TWONTO#interceptor_segment |  | T Building - Wet Wells, Sluice Gates & Actuators
53001 | TAB-RSP-T-1101 | Tank,Influent.,Wet Well, from Conduits 5, 6 & 7 | TAB-RSP-G-T | Tank,Reservoir | Tank | 35825 | T | http://www.toronto.ca/TWONTO#storage_tank |  | T Building - Wet Wells, Sluice Gates & Actuators
129279 | THC-THK-T-5991 | Tank,Collection,Polymer Room Floor Drain,Thickening Building | THC-THK-TWAS | Tank | Tank |  | T | http://www.toronto.ca/TWONTO#chemical_storage_tank |  | Waste Activated Sludge Thickening
130007 | THR-ACC-HE-4000 | Tank, Glycol skid Heating Package, T17 East | THR-ACC-T | Tank | Tank |  | HE | http://www.toronto.ca/TWONTO#hot_water_heater |  | Air Conditioning, Glycol Heating Packages
130008 | THR-ACC-HE-4500 | Tank, Glycol skid Heating Package, RAS Pumping Station, T20S | THR-ACC-T | Tank | Tank |  | HE | http://www.toronto.ca/TWONTO#hot_water_heater |  | Air Conditioning, Glycol Heating Packages
130440 | THR-ACC-T | Air Conditioning, Glycol Heating Packages | THR-ACC-AHU | Tank | Tank |  |  | http://www.toronto.ca/TWONTO#collection_of_assets |  | Air Conditioning, Air Handling Unit, Gallery Ventilation
130441 | THR-ACC-T | Air Conditioning, Glycol Heating Packages | THR-OCS-NEW | Tank | Tank |  |  | http://www.toronto.ca/TWONTO#collection_of_assets |  | Odour Control, Biofilter
130444 | THR-ACC-T-0002 | Tank, Glycol Skid, Digester Mezzanine North, AHU-02 | THR-ACC-T | Tank | Tank |  | T | http://www.toronto.ca/TWONTO#chemical_storage_tank |  | Air Conditioning, Glycol Heating Packages
130445 | THR-ACC-T-0003 | Tank, Glycol Skid, Sludge Thickening Building, Ground Level | THR-ACC-T | Pump,Centrifugal | Tank |  | T | http://www.toronto.ca/TWONTO#chemical_storage_tank |  | Air Conditioning, Glycol Heating Packages
130446 | THR-ACC-T-0101 | Tank, Glycol Skid, Grit Bldg, Old Stores, Gallery Ventilation, Zone 1A,1B | THR-ACC-AHU | Tank | Tank |  | T | http://www.toronto.ca/TWONTO#chemical_storage_tank |  | Air Conditioning, Air Handling Unit, Gallery Ventilation
130447 | THR-ACC-T-0201 | Tank, Glycol Skid, STB North Wall, Digesters 1-6, Gallery Ventilation, Zone 1A, 1B | THR-ACC-AHU | Tank | Tank |  | T | http://www.toronto.ca/TWONTO#chemical_storage_tank |  | Air Conditioning, Air Handling Unit, Gallery Ventilation
130448 | THR-ACC-T-0201 | Tank, Glycol Skid, STB North Wall, Digesters 1-6, Gallery Ventilation, Zone 1A, 1B | THR-ACC-T | Tank | Tank |  | T | http://www.toronto.ca/TWONTO#chemical_storage_tank |  | Air Conditioning, Glycol Heating Packages
130449 | THR-ACC-T-0206 | Tank, Glycol Make-Up Package, STB Basement | THR-ACC-HCP1 | Tank | Tank |  | T | http://www.toronto.ca/TWONTO#chemical_storage_tank |  | Heating and Cooling Pumps,WA1
130450 | THR-ACC-T-0206 | Tank, Glycol Make-Up Package, STB Basement | THR-ACC-HE-0601 | Tank | Tank |  | T | http://www.toronto.ca/TWONTO#chemical_storage_tank |  | Heat Exchanger, Glycol Package, Filtered Plant Water Building
130451 | THR-ACC-T-0206 | Tank, Glycol Make-Up Package, STB Basement | THR-ACC-P-0101 | Tank | Tank |  | T | http://www.toronto.ca/TWONTO#chemical_storage_tank |  | Pump, Hot Water Recirculation, STB Ground Floor
130452 | THR-ACC-T-0301 | Tank, Glycol Skid, Digester 7-8, Gallery Ventilation 1A North | THR-ACC-AHU | Tank | Tank |  | T | http://www.toronto.ca/TWONTO#chemical_storage_tank |  | Air Conditioning, Air Handling Unit, Gallery Ventilation
130453 | THR-ACC-T-0301 | Tank, Glycol Skid, Digester 7-8, Gallery Ventilation 1A North | THR-ACC-DIG | Tank | Tank |  | T | http://www.toronto.ca/TWONTO#chemical_storage_tank |  | Air Conditioning, HVAC, Digesters
130454 | THR-ACC-T-0301 | Tank, Glycol Skid, Digester 7-8, Gallery Ventilation 1A North | THR-ACC-T | Tank | Tank |  | T | http://www.toronto.ca/TWONTO#chemical_storage_tank |  | Air Conditioning, Glycol Heating Packages
130455 | THR-ACC-T-0401S | Tank, Glycol Heating Package, T17 East, Gallery Ventilation, Zone 2A and 2B | THR-ACC-T | Tank | Tank | 46681 | T | http://www.toronto.ca/TWONTO#chemical_storage_tank |  | Air Conditioning, Glycol Heating Packages
130456 | THR-ACC-T-0401S | Tank, Glycol Heating Package, T17 East, Gallery Ventilation, Zone 2A and 2B | THR-ACC-T&G | Tank | Tank | 46681 | T | http://www.toronto.ca/TWONTO#chemical_storage_tank |  | Air Conditioning, AHU, HVAC, Tunnels & Galleries
130457 | THR-ACC-T-0501 | Tank, Glycol Heating Package "A", Engine Room Bsmt., Behind Elevator, Admin Ventilation | THR-ACC-HCP2 | Tank | Tank |  | T | http://www.toronto.ca/TWONTO#chemical_storage_tank |  | Heating and Cooling Pumps, WA2
130458 | THR-ACC-T-0520S | Tank, Hot Water, Return Sludge Pumping Station, Basement | THR-FT-HWT | Tank | Tank | 46682 | T | http://www.toronto.ca/TWONTO#tanked_hot_water_heater |  | Final Tank, Plant Hot Water Tanks
130459 | THR-ACC-T-0530 | Tank, Expansion, Hot Water, Grit Building Boiler Room | THR-ACC-BO | Tank | Tank | 34597 | T | expansion_tank |  | Air Conditioning, Heating and Ventilation, Boiler
130460 | THR-ACC-T-0530 | Tank, Expansion, Hot Water, Grit Building Boiler Room | THR-ACC-T | Tank | Tank | 34597 | T | expansion_tank |  | Air Conditioning, Glycol Heating Packages
130461 | THR-ACC-T-0533 | Tank, Expansion, Hot Water, Engine Room Basement (CRN-M0849.5,TSSA UID-100004837, SNo.-5.1171683) | THR-ACC-BO | Tank | Tank |  | T | expansion_tank |  | Air Conditioning, Heating and Ventilation, Boiler
130462 | THR-ACC-T-0535S | Tank, Expansion, Hot Water, Grit Building Boiler Room | THR-ACC-T | Tank | Tank | 37960 | T | expansion_tank |  | Air Conditioning, Glycol Heating Packages
130463 | THR-ACC-T-0601 | Tank, Glycol Heating Package, T-23, East Maintenance, Gallery Ventilation, Zone 3A | THR-ACC-AHU-0756 | Tank | Tank |  | T | http://www.toronto.ca/TWONTO#chemical_storage_tank |  | Air Handling Unit, Blow Thru, East Maintenance Bldg, Gallery Ventilation, Zone 3A
130464 | THR-ACC-T-0601 | Tank, Glycol Heating Package, T-23, East Maintenance, Gallery Ventilation, Zone 3A | THR-ACC-T&G | Tank | Tank |  | T | http://www.toronto.ca/TWONTO#chemical_storage_tank |  | Air Conditioning, AHU, HVAC, Tunnels & Galleries
130465 | THR-ACC-T-0611 | Tank, Glycol Skid, Filtered Plant Water Building | THR-ACC-FPW | Tank | Tank |  | T | http://www.toronto.ca/TWONTO#chemical_storage_tank |  | Air Conditioning, HVAC, Filtered Plant Water Building
130466 | THR-ACC-T-0701 | Tank, Glycol Heating Package, RSPS, Gallery Ventilation, Zone 3B | THR-ACC-AHU-0754S | Tank | Tank |  | T | http://www.toronto.ca/TWONTO#chemical_storage_tank |  | Air Handling Unit, Blow Thru, RSPS Roof, Gallery Ventilation, Zone 3B
130467 | THR-ACC-T-0701 | Tank, Glycol Heating Package, RSPS, Gallery Ventilation, Zone 3B | THR-ACC-T | Tank | Tank |  | T | http://www.toronto.ca/TWONTO#chemical_storage_tank |  | Air Conditioning, Glycol Heating Packages
130468 | THR-ACC-T-0701 | Tank, Glycol Heating Package, RSPS, Gallery Ventilation, Zone 3B | THR-ACC-T&G | Tank | Tank |  | T | http://www.toronto.ca/TWONTO#chemical_storage_tank |  | Air Conditioning, AHU, HVAC, Tunnels & Galleries
130469 | THR-ACC-T-0710 | Tank, Makeup, Glycol Skid, Compressor Bldg Main Floor, Glycol System | THR-ACC-P-0711 | Tank | Tank |  | T | http://www.toronto.ca/TWONTO#chemical_storage_tank |  | Pump 1, Glycol Skid, Compressor Bldg Main Floor, Glycol System
130470 | THR-ACC-T-0711 | Tank, Makeup, Glycol Skid, Compressor Bldg Main Floor, Glycol System | THR-ACC-P-0711 | Tank | Tank |  | T | http://www.toronto.ca/TWONTO#chemical_storage_tank |  | Pump 1, Glycol Skid, Compressor Bldg Main Floor, Glycol System
130472 | THR-ACC-T-0801 | Tank, Glycol Heating Package "B", Engine Room Bsmt., West Wall, Gallery Ventilation | THR-ACC-HCP2 | Tank | Tank |  | T | http://www.toronto.ca/TWONTO#chemical_storage_tank |  | Heating and Cooling Pumps, WA2
130473 | THR-ACC-T-0902 | Tank, Glycol Heating Expansion, New Maintenance Building | THR-ACC-T-0901 | Tank | Tank |  | T | expansion_tank |  | Tank, Glycol Heating Skid, New Maintenance Building
130474 | THR-ACC-T-1101 | Tank, Glycol Skid, Engine Room Basement NW Wall | THR-ACC-T | Tank | Tank |  | T | http://www.toronto.ca/TWONTO#chemical_storage_tank |  | Air Conditioning, Glycol Heating Packages
130475 | THR-ACC-T-4901 | Glycol Makeup System,Plant water Building | THR-ACC-FPW | Tank | Tank |  | T | http://www.toronto.ca/TWONTO#chemical_storage_tank |  | Air Conditioning, HVAC, Filtered Plant Water Building
131117 | THR-AER-T-0410 | Tank, Secondary Treatment, Aeration - South | THR-AER-T | Tank | Tank |  | T | http://www.toronto.ca/TWONTO#aeration_tank |  | Aeration Tanks
131118 | THR-AER-T-0600 | Tank, Secondary Treatment, Aeration - North #06 | THR-AER-T | Tank | Tank |  | T | http://www.toronto.ca/TWONTO#aeration_tank |  | Aeration Tanks
131119 | THR-AER-T-0700 | Tank, Secondary Treatment, Aeration - North #07 | THR-AER-T | Tank | Tank |  | T | http://www.toronto.ca/TWONTO#aeration_tank |  | Aeration Tanks
131120 | THR-AER-T-1214 | Tank, Reservoir, Auxiliary Oil for Blower 1211, Secondary Treatment, Aeration - Blower System - South | THR-AER-BL-1211 | Tank,Reservoir | Tank |  | T | http://www.toronto.ca/TWONTO#chemical_storage_tank |  | Blower, Centrifugal, Secondary Treatment, Aeration Blower System - Engine Room
131121 | THR-AER-T-1314 | Tank, Reservoir, Auxiliary Oil for Blower 1311, Secondary Treatment, Aeration - Blower System - South | THR-AER-BL-1311 | Tank,Reservoir | Tank |  | T | http://www.toronto.ca/TWONTO#chemical_storage_tank |  | Blower, Centrifugal, Secondary Treatment, Aeration Blower System - Engine Room
131122 | THR-AER-T-1401 | Tank, Lube Oil, Blower 1411, Engine Room, Air Blower System | THR-AER-BL-1411 | Tank | Tank |  | T | http://www.toronto.ca/TWONTO#chemical_storage_tank |  | Blower, Centrifugal, Secondary Treatment, Aeration Blower System - Engine Room
131123 | THR-AER-T-1614 | Tank, Non-Pressurized, Auxiliary Oil, Blower 1611, Secondary Treatment, Aeration Blower System - North | THR-AER-BL-1611 | Tank,Non-Pressurized | Tank |  | T | http://www.toronto.ca/TWONTO#chemical_storage_tank |  | Blower, Centrifugal, Secondary Treatment, Aeration Blower System - HPBB
131124 | THR-AER-T-1714 | Tank, Non-Pressurized, Auxiliary Oil, Blower 1711, Secondary Treatment, Aeration Blower System - North | THR-AER-BL-1711 | Tank,Non-Pressurized | Tank |  | T | http://www.toronto.ca/TWONTO#chemical_storage_tank |  | Blower, Centrifugal, Secondary Treatment, Aeration Blower System - HPBB
131125 | THR-AER-T-1914 | Tank, Non-Pressurized, Auxiliary Oil, Blower 1911, Secondary Treatment, Aeration Blower System - North | THR-AER-BL-1911 | Tank,Non-Pressurized | Tank |  | T | http://www.toronto.ca/TWONTO#chemical_storage_tank |  | Blower, Centrifugal, Secondary Treatment, Aeration Blower System - HPBB
131338 | THR-AI-T-0020 | Air Receiving Tank, Gallery T14S | THR-AI-C-0100 | Vessel,Pressure | Tank |  | T | http://www.toronto.ca/TWONTO#pressure_vessel |  | Air Compressor,Instrument Air Building
131339 | THR-AI-T-0518S | Receiver, Tank, Instrument Air | THR-AI-C-0518 | Vessel,Pressure | Tank | 40936 | T | http://www.toronto.ca/TWONTO#pressure_vessel |  | **SUSPENDED- Compressor, Instrument Air- **** - REMOVED FROM SERVICE
131340 | THR-AI-T-0591 | Receiver, Tank, Instrument Air | THR-AI-C-0591 | Vessel,Pressure | Tank |  | T | http://www.toronto.ca/TWONTO#pressure_vessel |  | Compressor, Instrument Air
131341 | THR-AI-T-0593 | Receiver, Tank, Instrument Air | THR-AI-C-0593 | Vessel,Pressure | Tank |  | T | http://www.toronto.ca/TWONTO#pressure_vessel |  | Compressor, Instrument Air
131342 | THR-AI-T-2518S | Receiver, Tank, Instrument Air | THR-AI | Vessel,Pressure | Tank | 39984 | T | http://www.toronto.ca/TWONTO#pressure_vessel |  | Air, Instrument, Compressors
131433 | THR-BG-T-0100 | Oil Separator, Compressor 0101, Compressor Building, Gas Compressor (And Dryer) | THR-BG-C-0101 | Tank | Tank |  | T | http://www.toronto.ca/TWONTO#chemical_storage_tank |  | Compressor, Centrifugal, Fuel Gas, Compressor Building, Gas Compressor (And Dryer) for COGEN
131434 | THR-BG-T-1209 | Tank 1, Used Engine Oil, Engine Lubrication Oil System-Unit No 2, Engine-Generator & Heat Recovery System | THR-CG-ENG-1201 | Tank,Reservoir | Tank |  | T | http://www.toronto.ca/TWONTO#chemical_storage_tank |  | Engine, Generator NT1788901, Engine Room, Engine-Generator & Heat Recovery System
131435 | THR-BG-T-1210 | Tank 2, Used Engine Oil, Engine Lubrication Oil System-Unit No 2, Engine-Generator & Heat Recovery System | THR-CG-ENG-1201 | Tank,Reservoir | Tank |  | T | http://www.toronto.ca/TWONTO#chemical_storage_tank |  | Engine, Generator NT1788901, Engine Room, Engine-Generator & Heat Recovery System
131678 | THR-CG-T-1102 | Tank, High Pressure Air Storage, Engine Air Starting System | THR-AI-C | Tank | Tank | 34867 | T | http://www.toronto.ca/TWONTO#pressure_vessel |  | Compressors, Instrument & Service Air
131679 | THR-CG-T-1102 | Tank, High Pressure Air Storage, Engine Air Starting System | THR-CG-C | Tank | Tank | 34867 | T | http://www.toronto.ca/TWONTO#pressure_vessel |  | Co-Generation, Air Compressors
131680 | THR-CG-T-1104 | Tank, High Pressure Air Storage, Engine Air Starting System | THR-AI-C | Tank | Tank | 34869 | T | http://www.toronto.ca/TWONTO#pressure_vessel |  | Compressors, Instrument & Service Air
131681 | THR-CG-T-1104 | Tank, High Pressure Air Storage, Engine Air Starting System | THR-CG-C | Tank | Tank | 34869 | T | http://www.toronto.ca/TWONTO#pressure_vessel |  | Co-Generation, Air Compressors
131682 | THR-CG-T-1106 | Tank, High Pressure Air Storage, Engine Air Starting System | THR-AI-C | Tank | Tank | 34871 | T | http://www.toronto.ca/TWONTO#pressure_vessel |  | Compressors, Instrument & Service Air
131683 | THR-CG-T-1106 | Tank, High Pressure Air Storage, Engine Air Starting System | THR-CG-C | Tank | Tank | 34871 | T | http://www.toronto.ca/TWONTO#pressure_vessel |  | Co-Generation, Air Compressors
131684 | THR-CG-T-1108 | Tank, High Pressure Air Storage, Engine Air Starting System | THR-AI-C | Tank | Tank | 34873 | T | http://www.toronto.ca/TWONTO#pressure_vessel |  | Compressors, Instrument & Service Air
131685 | THR-CG-T-1108 | Tank, High Pressure Air Storage, Engine Air Starting System | THR-CG-C | Tank | Tank | 34873 | T | http://www.toronto.ca/TWONTO#pressure_vessel |  | Co-Generation, Air Compressors
131686 | THR-CG-T-1160 | Tank, Make-Up Lube Oil Reservoir, Lube Oil System, Engine-Gen 1101 | THR-CG-ENG-1101 |  | Tank |  | T | http://www.toronto.ca/TWONTO#chemical_storage_tank |  | Engine, Generator 1101, Engine Room, Engine-Generator & Heat Recovery System
131687 | THR-CG-T-1209 | Tank, Used Engine Oil, Lube Oil System, Engine-Generator 1101 & 1201 | THR-CG |  | Tank |  | T | http://www.toronto.ca/TWONTO#chemical_storage_tank |  | Co-Generation
131688 | THR-CG-T-1210 | Tank, Used Engine Oil, Lube Oil System, Engine-Generator 1101 & 1201 | THR-CG |  | Tank |  | T | http://www.toronto.ca/TWONTO#chemical_storage_tank |  | Co-Generation
131689 | THR-CG-T-1260 | Tank, Make-Up Lube Oil Reservoir, Lube Oil System, Engine-Gen 1201 | THR-CG-ENG-1201 |  | Tank |  | T | http://www.toronto.ca/TWONTO#chemical_storage_tank |  | Engine, Generator NT1788901, Engine Room, Engine-Generator & Heat Recovery System
131690 | THR-CG-T-1310 | Tank, Compressed Air Receiver, Air Starting System, Engine-Generator 1101 & 1201 | THR-CG-C-1301 |  | Tank |  | T | http://www.toronto.ca/TWONTO#pressure_vessel |  | Compressor, Air, Air Starting System, Engine-Generator 1101 & 1201
131691 | THR-CG-T-1321 | Tank, Compressed Air Receiver, Air Starting System, Engine-Generator 1101 & 1201 | THR-CG-C-1302 |  | Tank |  | T | http://www.toronto.ca/TWONTO#pressure_vessel |  | Compressor, Air, Air Starting System, Engine-Generator 1101 & 1201
131931 | THR-CW-T-0204 | Tank, Hot Water System, Electric, Primary Pumping Station #3 | THR-CW | Tank | Tank |  | T | http://www.toronto.ca/TWONTO#tanked_hot_water_heater |  | City Water
131932 | THR-CW-T-0532 | Tank, Hot Water System, Electric, Grit Bldg., Stores Washroom | THR-CW | Tank | Tank |  | T | http://www.toronto.ca/TWONTO#tanked_hot_water_heater |  | City Water
131933 | THR-CW-T-0541 | Tank, Hot Water Storage System, Admin Bldg. | THR-CW | Tank | Tank |  | T | http://www.toronto.ca/TWONTO#tanked_hot_water_heater |  | City Water
131934 | THR-CW-T-0543 | Tank, City Water, Domestic Hot Water, Electric | THR-CW | Tank | Tank |  | T | http://www.toronto.ca/TWONTO#tanked_hot_water_heater |  | City Water
131935 | THR-CW-T-0544 | Tank, City Water, Hot Water Electric, Digester Control Room | THR-CW | Tank | Tank |  | T | http://www.toronto.ca/TWONTO#tanked_hot_water_heater |  | City Water
131936 | THR-CW-T-2100 | Tank, domestic hot water tank, ECS Field Office Janitor/Mechanical Room | THR-CW | Tank | Tank |  | T | http://www.toronto.ca/TWONTO#tanked_hot_water_heater |  | City Water
132174 | THR-DCL-T | Tank, Containment and Storage, Sodium Bisulphite | THR-DCL | Tank | Tank |  |  | containment_berm |  | Dechlorination
132175 | THR-DCL-T-0001 | Tank, Containment, SBS, NaHSO3 Pump 0100 & 0200 | THR-DCL | Tank | Tank |  | T | http://www.toronto.ca/TWONTO#chemical_storage_tank |  | Dechlorination
132176 | THR-DCL-T-0001 | Tank, Containment, SBS, NaHSO3 Pump 0100 & 0200 | THR-DCL-T | Tank | Tank |  | T | http://www.toronto.ca/TWONTO#chemical_storage_tank |  | Tank, Containment and Storage, Sodium Bisulphite
132177 | THR-DCL-T-0002 | Tank, Containment, SBS, NaHSO3 Pump 0600 & 0700 | THR-DCL | Tank | Tank |  | T | http://www.toronto.ca/TWONTO#chemical_storage_tank |  | Dechlorination
132178 | THR-DCL-T-0002 | Tank, Containment, SBS, NaHSO3 Pump 0600 & 0700 | THR-DCL-T | Tank | Tank |  | T | http://www.toronto.ca/TWONTO#chemical_storage_tank |  | Tank, Containment and Storage, Sodium Bisulphite
132179 | THR-DCL-T-0003S | Tank, Containment, Sodium Bisulphite | THR-S-E | Tank | Tank | 40867 | T | containment_berm |  | SUSPENDED ENTITY
132180 | THR-DCL-T-0100 | Tank, Sodium Bisulphite Storage | THR-DCL | Tank | Tank |  | T | http://www.toronto.ca/TWONTO#chemical_storage_tank |  | Dechlorination
132181 | THR-DCL-T-0100 | Tank, Sodium Bisulphite Storage | THR-DCL-T | Tank | Tank |  | T | http://www.toronto.ca/TWONTO#chemical_storage_tank |  | Tank, Containment and Storage, Sodium Bisulphite
132182 | THR-DCL-T-0200 | Tank, Sodium Bisulphite Storage | THR-DCL | Tank | Tank |  | T | http://www.toronto.ca/TWONTO#chemical_storage_tank |  | Dechlorination
132630 | THR-DIG-PD-0100 | Tank, Primary Digester-1, Solids Treatment | THR-DIG-RPU | Tank | Tank |  | PD | http://www.toronto.ca/TWONTO#digester_tank |  | RPU, UPS, Digester
132631 | THR-DIG-PD-0100 | Tank, Primary Digester-1, Solids Treatment | THR-DIG-SB-1 | Tank | Tank |  | PD | http://www.toronto.ca/TWONTO#digester_tank |  | Scrubber Building 1, Digester 1 & 2
132632 | THR-DIG-PD-0200 | Tank, Primary Digester-2, Solids Treatment | THR-DIG-RPU | Tank | Tank |  | PD | http://www.toronto.ca/TWONTO#digester_tank |  | RPU, UPS, Digester
132633 | THR-DIG-PD-0200 | Tank, Primary Digester-2, Solids Treatment | THR-DIG-SB-1 | Tank | Tank |  | PD | http://www.toronto.ca/TWONTO#digester_tank |  | Scrubber Building 1, Digester 1 & 2
132634 | THR-DIG-PD-0300 | Tank, Primary Digester-3, Solids Treatment | THR-DIG-T | Tank | Tank |  | PD | http://www.toronto.ca/TWONTO#digester_tank |  | Digester, Tanks
132635 | THR-DIG-PD-0400 | Tank, Primary Digester-4, Solids Treatment | THR-DIG-T | Tank | Tank |  | PD | http://www.toronto.ca/TWONTO#digester_tank |  | Digester, Tanks
132636 | THR-DIG-PD-0500 | Tank, Primary Digester-5, Solids Treatment | THR-DIG-T | Tank | Tank |  | PD | http://www.toronto.ca/TWONTO#digester_tank |  | Digester, Tanks
132637 | THR-DIG-PD-0600 | Tank, Primary Digester-6, Solids Treatment | THR-DIG-T | Tank | Tank |  | PD | http://www.toronto.ca/TWONTO#digester_tank |  | Digester, Tanks
132638 | THR-DIG-PD-0700 | Tank, Primary Digester-7, Solids Treatment | THR-DIG-T | Tank | Tank |  | PD | http://www.toronto.ca/TWONTO#digester_tank |  | Digester, Tanks
132639 | THR-DIG-PD-0800 | Tank, Primary Digester-8, Solids Treatment | THR-DIG-T | Tank | Tank |  | PD | http://www.toronto.ca/TWONTO#digester_tank |  | Digester, Tanks
132640 | THR-DIG-PD-0800 | Tank, Primary Digester-8, Solids Treatment | THR-DIG-T-7-10 | Tank | Tank |  | PD | http://www.toronto.ca/TWONTO#digester_tank |  | Digester, Entities Common to Tanks 7-10
132641 | THR-DIG-PD-0800 | Tank, Primary Digester-8, Solids Treatment | THR-DIG-T-7-8 | Tank | Tank |  | PD | http://www.toronto.ca/TWONTO#digester_tank |  | Digester, Entities Common to Tanks 7-8
132642 | THR-DIG-PD-0900 | Tank, Primary Digester-9, Solids Treatment | THR-DIG-T-7-10 | Tank | Tank |  | PD | http://www.toronto.ca/TWONTO#digester_tank |  | Digester, Entities Common to Tanks 7-10
132643 | THR-DIG-PD-0900 | Tank, Primary Digester-9, Solids Treatment | THR-DIG-T-9-10 | Tank | Tank |  | PD | http://www.toronto.ca/TWONTO#digester_tank |  | Digester, Entities Common to Tanks 9-10
132644 | THR-DIG-PD-1000 | Tank, Primary Digester-10, Solids Treatment | THR-DIG-T-7-10 | Tank | Tank |  | PD | http://www.toronto.ca/TWONTO#digester_tank |  | Digester, Entities Common to Tanks 7-10
132645 | THR-DIG-PD-1000 | Tank, Primary Digester-10, Solids Treatment | THR-DIG-T-9-10 | Tank | Tank |  | PD | http://www.toronto.ca/TWONTO#digester_tank |  | Digester, Entities Common to Tanks 9-10
132920 | THR-DIG-SD-0400 | Tank, Secondary Digester-4, Solids Treatment | THR-DIG-RPU | Tank | Tank |  | SD | http://www.toronto.ca/TWONTO#digester_tank |  | RPU, UPS, Digester
132921 | THR-DIG-SD-0400 | Tank, Secondary Digester-4, Solids Treatment | THR-DIG-SB-2 | Tank | Tank |  | SD | http://www.toronto.ca/TWONTO#digester_tank |  | Scrubber Building 2, Digester 3 & 4
132922 | THR-DIG-SD-0400 | Tank, Secondary Digester-4, Solids Treatment | THR-DIG-T | Tank | Tank |  | SD | http://www.toronto.ca/TWONTO#digester_tank |  | Digester, Tanks
132923 | THR-DIG-SD-0600 | Tank, Secondary Digester-6, Solids Treatment | THR-DIG-RPU | Tank | Tank |  | SD | http://www.toronto.ca/TWONTO#digester_tank |  | RPU, UPS, Digester
132924 | THR-DIG-SD-0600 | Tank, Secondary Digester-6, Solids Treatment | THR-DIG-T | Tank | Tank |  | SD | http://www.toronto.ca/TWONTO#digester_tank |  | Digester, Tanks
132956 | THR-DIG-T-0110 | Tank, New Oil, Lube Oil System, Gas Compressor Building | THR-DIG |  | Tank |  | T | http://www.toronto.ca/TWONTO#chemical_storage_tank |  | Digester
132957 | THR-DIG-T-0503 | Tank, Condensate and Sediment Accumulator, Boilers, Engine Room | THR-DIG | Tank | Tank |  | T | sediment_trap |  | Digester
132958 | THR-DIG-T-0597 | Tank, Condensate and Sediment Trap, Boilers 0800 & 0900 | THR-ACC-BO | Tank | Tank |  | T | sediment_trap |  | Air Conditioning, Heating and Ventilation, Boiler
132959 | THR-DIG-T-0598 | Tank, Condensate and Sediment Trap, Boilers 0800 & 0900 | THR-ACC-BO | Tank | Tank |  | T | sediment_trap |  | Air Conditioning, Heating and Ventilation, Boiler
132960 | THR-DIG-T-5111 | Tank, Gas Scrubber, Digester Tank 0400 | THR-DIG-SB | Scrubber | Tank |  | T | http://www.toronto.ca/TWONTO#air_scrubber |  | Scrubbers, Digester Tanks 1-10
132961 | THR-DIG-T-5114 | Tank, Gas Scrubber, Digester Tank 0600 | THR-DIG-SB | Scrubber | Tank |  | T | http://www.toronto.ca/TWONTO#air_scrubber |  | Scrubbers, Digester Tanks 1-10
132962 | THR-DIG-T-5114 | Tank, Gas Scrubber, Digester Tank 0600 | THR-DIG-SB-3 | Scrubber | Tank |  | T | http://www.toronto.ca/TWONTO#air_scrubber |  | Scrubber Building 3, Digester 5 & 6
132963 | THR-DIG-T-5211 | Tank, Gas Scrubber, Digester Tank 0200 | THR-DIG-SB | Scrubber | Tank |  | T | http://www.toronto.ca/TWONTO#air_scrubber |  | Scrubbers, Digester Tanks 1-10
132964 | THR-DIG-T-5211 | Tank, Gas Scrubber, Digester Tank 0200 | THR-DIG-SB-1 | Scrubber | Tank |  | T | http://www.toronto.ca/TWONTO#air_scrubber |  | Scrubber Building 1, Digester 1 & 2
132965 | THR-DIG-T-5215 | Tank, Gas Scrubber, Digester Tank 0100 | THR-DIG-SB | Scrubber | Tank |  | T | http://www.toronto.ca/TWONTO#air_scrubber |  | Scrubbers, Digester Tanks 1-10
132966 | THR-DIG-T-5215 | Tank, Gas Scrubber, Digester Tank 0100 | THR-DIG-SB-1 | Scrubber | Tank |  | T | http://www.toronto.ca/TWONTO#air_scrubber |  | Scrubber Building 1, Digester 1 & 2
132967 | THR-DIG-T-5231 | Tank, Condensate and Sediment Accumulator, C-5240, Digester Mixing System | THR-DIG-C-5240 | Tank | Tank |  | T | sediment_trap |  | Compressor, Gas, Mixing System, Digester Tank#1
132968 | THR-DIG-T-5240 | Tank, Reservoir, Auxiliary Oil, Gas Compressor 5240, Digester Mixing System | THR-DIG-C-5240 | Tank,Reservoir | Tank |  | T | http://www.toronto.ca/TWONTO#chemical_storage_tank |  | Compressor, Gas, Mixing System, Digester Tank#1
132969 | THR-DIG-T-5251 | Tank, Condensate and Sediment Accumulator, C-5260, Digester Mixing System | THR-DIG-C-5260 | Tank | Tank |  | T | sediment_trap |  | Compressor, Gas, Mixing System, Digester Tank#1/2
132970 | THR-DIG-T-5260 | Tank, Reservoir, Auxiliary Oil, Gas Compressor 5260, Digester Mixing System | THR-DIG-C-5260 | Tank,Reservoir | Tank |  | T | http://www.toronto.ca/TWONTO#chemical_storage_tank |  | Compressor, Gas, Mixing System, Digester Tank#1/2
132971 | THR-DIG-T-5271 | Tank, Condensate and Sediment Accumulator, C-5280, Digester Mixing System | THR-DIG-C-5280 | Tank | Tank |  | T | sediment_trap |  | Compressor, Gas, Mixing System, Digester Tank#2
132972 | THR-DIG-T-5280 | Tank, Reservoir, Auxiliary Oil, Gas Compressor 5280, Digester Mixing System | THR-DIG-C-5280 | Tank,Reservoir | Tank |  | T | http://www.toronto.ca/TWONTO#chemical_storage_tank |  | Compressor, Gas, Mixing System, Digester Tank#2
132973 | THR-DIG-T-5411 | Tank, Gas Scrubber, Digester Tank 0300 | THR-DIG-SB | Scrubber | Tank |  | T | http://www.toronto.ca/TWONTO#air_scrubber |  | Scrubbers, Digester Tanks 1-10
132974 | THR-DIG-T-5451 | Tank, Condensate and Sediment Accumulator, C-5460, Digester Mixing System | THR-DIG-C-5460 | Tank | Tank |  | T | sediment_trap |  | Compressor, Gas, Mixing System, Digester Tank#3/5
132975 | THR-DIG-T-5460 | Tank, Reservoir, Auxiliary Oil, Gas Compressor 5460, Digester Mixing System | THR-DIG-C-5460 | Tank,Reservoir | Tank |  | T | http://www.toronto.ca/TWONTO#chemical_storage_tank |  | Compressor, Gas, Mixing System, Digester Tank#3/5
132976 | THR-DIG-T-5471 | Tank, Condensate and Sediment Accumulator, C-5480, Digester Mixing System | THR-DIG-C-5480 | Tank | Tank |  | T | sediment_trap |  | Compressor, Gas, Mixing System, Digester Tank#5
132977 | THR-DIG-T-5603 | Tank, Gas Scrubber, Digester Tank 0700 | THR-DIG-PD-0700 | Tank | Tank |  | T | http://www.toronto.ca/TWONTO#air_scrubber |  | Tank, Primary Digester-7, Solids Treatment
132978 | THR-DIG-T-5618 | Tank, Gas Scrubber, Digester Tank 0800 | THR-DIG-PD-0800 | Tank | Tank |  | T | http://www.toronto.ca/TWONTO#air_scrubber |  | Tank, Primary Digester-8, Solids Treatment
132979 | THR-DIG-T-5618 | Tank, Gas Scrubber, Digester Tank 0800 | THR-DIG-SB-4 | Tank | Tank |  | T | http://www.toronto.ca/TWONTO#air_scrubber |  | Scrubber Building 4, Digester 7 & 8
132980 | THR-DIG-T-5640 | Tank, Reservoir, Auxiliary Oil, Gas Compressor 5640, Digester Mixing System | THR-DIG-C-5640 | Tank,Reservoir | Tank |  | T | http://www.toronto.ca/TWONTO#chemical_storage_tank |  | Compressor, Gas, Mixing System, Digester Tank#7
132981 | THR-DIG-T-5641 | Tank, Reservoir, Auxiliary Oil, Gas Compressor 5640, Digester Mixing System | THR-DIG-C-5640 | Tank,Reservoir | Tank |  | T | http://www.toronto.ca/TWONTO#chemical_storage_tank |  | Compressor, Gas, Mixing System, Digester Tank#7
132982 | THR-DIG-T-5651 | Tank, Condensate and Sediment Accumulator, C-5660, Digester Mixing System | THR-DIG-C-5660 | Tank | Tank |  | T | sediment_trap |  | Compressor, Gas, Mixing System, Digester Tank#7/8
132983 | THR-DIG-T-5660 | Tank, Reservoir, Auxiliary Oil, Gas Compressor 5660, Digester Mixing System | THR-DIG-C-5640 | Tank,Reservoir | Tank |  | T | http://www.toronto.ca/TWONTO#chemical_storage_tank |  | Compressor, Gas, Mixing System, Digester Tank#7
132984 | THR-DIG-T-5671 | Tank, Condensate and Sediment Accumulator, C-5680, Digester Mixing System | THR-DIG-C-5680 | Tank | Tank |  | T | sediment_trap |  | Compressor, Gas, Mixing System, Digester Tank#8
132985 | THR-DIG-T-5681 | Tank, Reservoir, Auxiliary Oil, Gas Compressor 5680, Digester Mixing System | THR-DIG-C-5680 | Tank,Reservoir | Tank |  | T | http://www.toronto.ca/TWONTO#chemical_storage_tank |  | Compressor, Gas, Mixing System, Digester Tank#8
132986 | THR-DIG-T-5803 | Tank, Gas Scrubber, Digester Tank 0900 | THR-DIG-PD-0900 | Tank | Tank |  | T | http://www.toronto.ca/TWONTO#air_scrubber |  | Tank, Primary Digester-9, Solids Treatment
132987 | THR-DIG-T-5818 | Tank, Gas Scrubber, Digester Tank 1000 | THR-DIG-PD-1000 | Tank | Tank |  | T | http://www.toronto.ca/TWONTO#air_scrubber |  | Tank, Primary Digester-10, Solids Treatment
132988 | THR-DIG-T-5840 | Tank, Reservoir, Auxiliary Oil, Gas Compressor 5840, Digester Mixing System | THR-DIG-C-5660 | Tank,Reservoir | Tank |  | T | http://www.toronto.ca/TWONTO#chemical_storage_tank |  | Compressor, Gas, Mixing System, Digester Tank#7/8
132989 | THR-DIG-T-5840 | Tank, Reservoir, Auxiliary Oil, Gas Compressor 5840, Digester Mixing System | THR-DIG-C-5840 | Tank,Reservoir | Tank |  | T | http://www.toronto.ca/TWONTO#chemical_storage_tank |  | Compressor, Gas, Mixing System, Digester Tank#10
132990 | THR-DIG-T-5841 | Tank, Reservoir, Auxiliary Oil, Gas Compressor 5840, Digester Mixing System | THR-DIG-C-5840 | Tank,Reservoir | Tank |  | T | http://www.toronto.ca/TWONTO#chemical_storage_tank |  | Compressor, Gas, Mixing System, Digester Tank#10
132991 | THR-DIG-T-5851 | Tank, Condensate and Sediment Accumulator, C-5860, Digester Mixing System | THR-DIG-C-5860 | Tank | Tank |  | T | sediment_trap |  | Compressor, Gas, Mixing System, Digester Tank#9/10
132992 | THR-DIG-T-5860 | Tank, Reservoir, Auxiliary Oil, Gas Compressor 5860, Digester Mixing System | THR-DIG-C-5840 | Tank,Reservoir | Tank |  | T | http://www.toronto.ca/TWONTO#chemical_storage_tank |  | Compressor, Gas, Mixing System, Digester Tank#10
132993 | THR-DIG-T-5861 | Tank, Reservoir, Auxiliary Oil, Gas Compressor 5860, Digester Mixing System | THR-DIG-C-5860 | Tank,Reservoir | Tank |  | T | http://www.toronto.ca/TWONTO#chemical_storage_tank |  | Compressor, Gas, Mixing System, Digester Tank#9/10
132994 | THR-DIG-T-5871 | Tank, Condensate and Sediment Accumulator, C-5880, Digester Mixing System | THR-DIG-C-5880 | Tank | Tank |  | T | sediment_trap |  | Compressor, Gas, Mixing System, Digester Tank#09
132995 | THR-DIG-T-5880 | Tank, Reservoir, Auxiliary Oil, Gas Compressor 5880, Digester Mixing System | THR-DIG-C-5840 | Tank,Reservoir | Tank |  | T | http://www.toronto.ca/TWONTO#chemical_storage_tank |  | Compressor, Gas, Mixing System, Digester Tank#10
132998 | THR-DIG-T-AO | Tank, Reservoir, Auxiliary Oil, Gas Compressors Digester Mixing System | THR-DIG-C | Tank,Reservoir | Tank |  |  | http://www.toronto.ca/TWONTO#chemical_storage_tank |  | Digester, Gas Compressors
132999 | THR-DIG-T-C | Tank, Reservoir, Auxiliary Oil, Gas Compressors, Digester Mixing System | THR-DIG-C | Tank,Reservoir | Tank |  |  | http://www.toronto.ca/TWONTO#chemical_storage_tank |  | Digester, Gas Compressors
134005 | THR-DIS-SB-1300 | Scrubber, Caustic Soda SB-1300 | THR-DIS-SB | Scrubber | Tank |  | SB | http://www.toronto.ca/TWONTO#air_scrubber |  | Scrubbers, Caustic Soda Recirculation Pumps
134006 | THR-DIS-SB-1350 | Scrubber, Caustic Soda SB-1350 | THR-DIS-SB | Scrubber | Tank |  | SB | http://www.toronto.ca/TWONTO#air_scrubber |  | Scrubbers, Caustic Soda Recirculation Pumps
134027 | THR-DIS-T-0100 | Tank, Hot water, Washroom, Disinfection Building Main Floor | THR-DIS | Tank | Tank |  | T | http://www.toronto.ca/TWONTO#tanked_hot_water_heater |  | Disinfection
134028 | THR-DIS-T-0200 | Tank, Air Reciever, Disinfection Building Mezzanine Floor, (CRN-H5556.5, SNo.-5.1014186, TSSA UID-65022716) | THR-DIS | Tank | Tank |  | T | http://www.toronto.ca/TWONTO#pressure_vessel |  | Disinfection
134029 | THR-DIS-T-0200S | Tank, Expansion, Washroom, Disinfection Building Main Floor | THR-DIS | Tank | Tank | 46691 | T | expansion_tank |  | Disinfection
134030 | THR-DIS-T-0200S | Tank, Expansion, Washroom, Disinfection Building Main Floor | THR-S-E | Tank | Tank | 46691 | T | expansion_tank |  | SUSPENDED ENTITY
134031 | THR-DIS-T-1000 | Tank, Sodium Hypochlorite Storage, Disinfection Building | THR-DIS-T-PP | Tank | Tank |  | T | http://www.toronto.ca/TWONTO#chemical_storage_tank |  | Disinfection, Tank, Palace Pier
134032 | THR-DIS-T-1350 | Tank, Caustic Soda SB-1350 | THR-DIS-SB-1350 | Tank,Reservoir | Tank |  | T | http://www.toronto.ca/TWONTO#chemical_storage_tank |  | Scrubber, Caustic Soda SB-1350
134033 | THR-DIS-T-1360 | Tank, Overflow, Caustic Soda | THR-DIS-SB | Tank | Tank |  | T | http://www.toronto.ca/TWONTO#chemical_storage_tank |  | Scrubbers, Caustic Soda Recirculation Pumps
53002 | TAB-RSP-T-1101 | Tank,Influent.,Wet Well, from Conduits 5, 6 & 7 | TAB-SUSPENDED ENTITY | Tank,Reservoir | Tank | 35825 | T | http://www.toronto.ca/TWONTO#storage_tank |  | Suspended entities
134035 | THR-DIS-T-2000 | Tank, Sodium Hypochlorite Storage, Disinfection Building | THR-DIS-T-PP | Tank | Tank |  | T | http://www.toronto.ca/TWONTO#chemical_storage_tank |  | Disinfection, Tank, Palace Pier
134036 | THR-DIS-T-3000 | Tank, Sodium Hypochlorite Storage, Disinfection Building | THR-DIS-T-PP | Tank | Tank |  | T | http://www.toronto.ca/TWONTO#chemical_storage_tank |  | Disinfection, Tank, Palace Pier
134037 | THR-DIS-T-5000 | Tank, Sodium Hypochlorite Storage, Disinfection Building | THR-DIS-T-PP | Tank | Tank |  | T | http://www.toronto.ca/TWONTO#chemical_storage_tank |  | Disinfection, Tank, Palace Pier
134038 | THR-DIS-T-6000 | Tank, Sodium Hypochlorite Storage, Disinfection Building | THR-DIS-T-PP | Tank | Tank |  | T | http://www.toronto.ca/TWONTO#chemical_storage_tank |  | Disinfection, Tank, Palace Pier
134039 | THR-DIS-T-7000 | Tank, Sodium Hypochlorite Storage, Disinfection Building | THR-DIS-T-PP | Tank | Tank |  | T | http://www.toronto.ca/TWONTO#chemical_storage_tank |  | Disinfection, Tank, Palace Pier
134040 | THR-DIS-T-8000 | Tank, Sodium Hypochlorite Storage, Disinfection Building | THR-DIS-T-PP | Tank | Tank |  | T | http://www.toronto.ca/TWONTO#chemical_storage_tank |  | Disinfection, Tank, Palace Pier
134041 | THR-DIS-T-9000 | Tank, Sodium Hypochlorite Spill Tank, Disinfection Building | THR-DIS-T-PP | Tank | Tank |  | T | http://www.toronto.ca/TWONTO#chemical_storage_tank |  | Disinfection, Tank, Palace Pier
135086 | THR-ELS-TR-0202 | Transformer, Dry, 600V,New Maintenance Bldg. | THR-RSPS-CR | Transformer,Lighting | Tank |  | TR | http://www.toronto.ca/TWONTO#transformer |  | New Returns Control Room
135192 | THR-EPS-T-0315 | Tank, Resevoir, Grease for Pump, Centrifugal 0316, Plant Service, Effluent Pump, Centrifugaling | THR-EPS-P-0310 | Tank,Reservoir | Tank |  | T | http://www.toronto.ca/TWONTO#chemical_storage_tank |  | Pump, Centrifugal, Screw
135294 | THR-FPW-T-0002 | Tank, Resevoir, Sodium Hypochlorite, Plant Water Building | THR-FPW | Tank,Reservoir | Tank |  | T | http://www.toronto.ca/TWONTO#chemical_storage_tank |  | Filtered Plant Water
58805 | THC-DEW-T-0800 | Tank,North Sludge Blending,Solid Treatment | THC-DEW-BLEND | Tank,Non-Pressurized | Tank |  | T | http://www.toronto.ca/TWONTO#storage_tank |  | Sludge Blending System
59506 | THC-DIG-PD-0600 | Tank,Primary Digester,Digested Sludge,Building U | THC-DIG-DIGESTERS |  | Tank |  | PD | http://www.toronto.ca/TWONTO#digester_tank |  | Primary Anerobic Digesters 0400-0700
59505 | THC-DIG-PD-0500 | Tank,Primary Digesters,Digested Sludge,Building U | THC-DIG-DIGESTERS |  | Tank |  | PD | http://www.toronto.ca/TWONTO#digester_tank |  | Primary Anerobic Digesters 0400-0700
58803 | THC-DEW-T-0200 | Tank,Sludge Storage,Sludge Storage Building | THC-DEW-HOLD TANK | Tank | Tank |  | T | http://www.toronto.ca/TWONTO#storage_tank |  | Dewatering-Sludge Holding Tanks
122914 | THC-DEW-T-0100 | Tank,Sludge Storage,Sludge Storage Building | THC-DEW-HOLD TANK | Tank | Tank |  | T | http://www.toronto.ca/TWONTO#storage_tank |  | Dewatering-Sludge Holding Tanks
122915 | THC-DEW-T-0300 | Tank,Sludge Storage,Sludge Storage Building | THC-DEW-HOLD TANK | Tank | Tank |  | T | http://www.toronto.ca/TWONTO#storage_tank |  | Dewatering-Sludge Holding Tanks
135932 | THR-FT-T-0100 | Tank, Final Settling, Mixed Liquor, Secondary Clarification - South (Tank#01) | THR-FT-T | Tank | Tank |  | T | http://www.toronto.ca/TWONTO#sedimentation_tank |  | Final Sedimentation Tank & Dedicated WAS Pumping
135933 | THR-FT-T-0200 | Tank, Final Settling, Mixed Liquor, Secondary Clarification - South (Tank#02) | THR-FT-T | Tank | Tank |  | T | http://www.toronto.ca/TWONTO#sedimentation_tank |  | Final Sedimentation Tank & Dedicated WAS Pumping
135934 | THR-FT-T-0400 | Tank, Final Settling, Mixed Liquor, Secondary Clarification - South (Tank#04) | THR-FT-T | Tank | Tank |  | T | http://www.toronto.ca/TWONTO#sedimentation_tank |  | Final Sedimentation Tank & Dedicated WAS Pumping
135935 | THR-FT-T-0500S | Tank, Final Settling, Mixed Liquor, Secondary Clarification - South | THR-FT-T | Tank | Tank | 38970 | T | http://www.toronto.ca/TWONTO#sedimentation_tank |  | Final Sedimentation Tank & Dedicated WAS Pumping
135936 | THR-FT-T-0502 | Tank, Plant Flushing Hot Water | THR-FT-HWT | Tank | Tank |  | T | http://www.toronto.ca/TWONTO#tanked_hot_water_heater |  | Final Tank, Plant Hot Water Tanks
135937 | THR-FT-T-0700 | Tank, Final Settling, Mixed Liquor, Secondary Clarification - South (Tank#07) | THR-FT-T | Tank | Tank |  | T | http://www.toronto.ca/TWONTO#sedimentation_tank |  | Final Sedimentation Tank & Dedicated WAS Pumping
135938 | THR-FT-T-0800 | Tank, Final Settling, Mixed Liquor, Secondary Clarification - South (Tank#08) | THR-FT-T | Tank | Tank |  | T | http://www.toronto.ca/TWONTO#sedimentation_tank |  | Final Sedimentation Tank & Dedicated WAS Pumping
135939 | THR-FT-T-0800S | Tank, Final Settling, Mixed Liquor, Secondary Treatment, Secondary Clarification - South | THR-FT-T | Tank | Tank | 38972 | T | http://www.toronto.ca/TWONTO#sedimentation_tank |  | Final Sedimentation Tank & Dedicated WAS Pumping
135940 | THR-FT-T-0900 | Tank, Final Settling, Mixed Liquor, Secondary Clarification - South (Tank#09) | THR-FT-T | Tank | Tank |  | T | http://www.toronto.ca/TWONTO#sedimentation_tank |  | Final Sedimentation Tank & Dedicated WAS Pumping
135941 | THR-FT-T-1000 | Tank, Final Settling, Mixed Liquor, Secondary Clarification - South (Tank#10) | THR-FT-T | Tank | Tank |  | T | http://www.toronto.ca/TWONTO#sedimentation_tank |  | Final Sedimentation Tank & Dedicated WAS Pumping
135942 | THR-FT-T-1100 | Tank, Final Settling, Mixed Liquor, Secondary Clarification - South (Tank#11) | THR-FT-T | Tank | Tank |  | T | http://www.toronto.ca/TWONTO#sedimentation_tank |  | Final Sedimentation Tank & Dedicated WAS Pumping
135943 | THR-FT-T-1200 | Tank, Final Settling, Mixed Liquor, Secondary Clarification - South (Tank#12) | THR-FT-T | Tank | Tank |  | T | http://www.toronto.ca/TWONTO#sedimentation_tank |  | Final Sedimentation Tank & Dedicated WAS Pumping
135944 | THR-FT-T-1200S | Tank, Final Settling, Mixed Liquor, Secondary Treatment, Secondary Clarification - South | THR-FT-T | Tank | Tank | 41001 | T | http://www.toronto.ca/TWONTO#sedimentation_tank |  | Final Sedimentation Tank & Dedicated WAS Pumping
135945 | THR-FT-T-1400 | Tank, Final Settling, Mixed Liquor, Secondary Treatment, Secondary Clarification - North (Tank#14) | THR-FT-T | Tank | Tank |  | T | http://www.toronto.ca/TWONTO#sedimentation_tank |  | Final Sedimentation Tank & Dedicated WAS Pumping
135946 | THR-FT-T-1600 | Tank, Final Settling, Mixed Liquor, Secondary Treatment, Secondary Clarification - South (Tank#16) | THR-FT-T | Tank | Tank |  | T | http://www.toronto.ca/TWONTO#sedimentation_tank |  | Final Sedimentation Tank & Dedicated WAS Pumping
135947 | THR-FT-T-1900 | Tank, Final Settling, Mixed Liquor, Secondary Treatment, Secondary Clarification - North (Tank#19) | THR-FT-T | Tank | Tank |  | T | http://www.toronto.ca/TWONTO#sedimentation_tank |  | Final Sedimentation Tank & Dedicated WAS Pumping
135948 | THR-FT-T-2000 | Tank, Final Settling, Mixed Liquor, Secondary Treatment, Secondary Clarification - North (Tank#20) | THR-FT-T | Tank | Tank |  | T | http://www.toronto.ca/TWONTO#sedimentation_tank |  | Final Sedimentation Tank & Dedicated WAS Pumping
135949 | THR-FT-T-2100 | Tank, Final Settling, Mixed Liquor, Secondary Treatment, Secondary Clarification - North (Tank#21) | THR-FT-T | Tank | Tank |  | T | http://www.toronto.ca/TWONTO#sedimentation_tank |  | Final Sedimentation Tank & Dedicated WAS Pumping
122916 | THC-DEW-T-0400 | Tank,Sludge Storage,Sludge Storage Building | THC-DEW-HOLD TANK | Tank | Tank |  | T | http://www.toronto.ca/TWONTO#storage_tank |  | Dewatering-Sludge Holding Tanks
58804 | THC-DEW-T-0700 | Tank,South Sludge Blending,Solid Treatment | THC-DEW-BLEND | Tank,Non-Pressurized | Tank |  | T | http://www.toronto.ca/TWONTO#storage_tank |  | Sludge Blending System
129275 | THC-THK-T-5700 | Tank,Thickened WAS (TWAS) | THC-THK-TWAS | Storage | Tank |  | T | http://www.toronto.ca/TWONTO#storage_tank |  | Waste Activated Sludge Thickening
129276 | THC-THK-T-5800 | Tank,Thickened WAS (TWAS) | THC-THK-TWAS | Storage | Tank |  | T | http://www.toronto.ca/TWONTO#storage_tank |  | Waste Activated Sludge Thickening
86571 | WTR-PKL-T-0900 | Tank,Vacuum System | WTR-PKL-AUX | Tank | Tank |  | T | http://www.toronto.ca/TWONTO#pressure_vessel |  | Auxiliary Equipment (Building Facilities)
60454 | THC-DIS-T-0650 | Tank,Vacuum,Effluent Sample Pump Priming,South Effluent Pump Station,Intermediate Level | THC-DIS-SIMULATION |  | Tank |  | T | http://www.toronto.ca/TWONTO#pressure_vessel |  | Disinfection Simulation
86572 | WTR-PKL-T-1200 | Tank,Vessel,Compressor NT1401 | WTR-PKL-AUX | Tank | Tank |  | T | http://www.toronto.ca/TWONTO#pressure_vessel |  | Auxiliary Equipment (Building Facilities)
67069 | THC-THK-T-5000 | Tank,WAS Holding | THC-THK-TWAS | Storage | Tank |  | T | http://www.toronto.ca/TWONTO#storage_tank |  | Waste Activated Sludge Thickening
61743 | THC-FT-T-5300 | Tank,Waste Sludge Wet Well,Secondary Clarifiers 0100 - 0800,Old Plant | THC-FT-T-0100 | Well | Tank |  | T | http://www.toronto.ca/TWONTO#storage_tank |  | Tank, Secondary Clarifier
125754 | THC-FT-T-5300 | Tank,Waste Sludge Wet Well,Secondary Clarifiers 0100 - 0800,Old Plant | THC-FT-OLD PLANT | Well | Tank |  | T | http://www.toronto.ca/TWONTO#storage_tank |  | Secondary Clarifiers, Old Plant
136989 | THR-OCS-T-0510A | Tank, Reservoir, Hypochlorite Storage, Plant Services, Odour Control System | THR-OCS-T | Tank,Reservoir | Tank |  | T | http://www.toronto.ca/TWONTO#chemical_storage_tank |  | Odour Control System, Tanks
136990 | THR-OCS-T-0510B | Tank, Reservoir, Hypochlorite Storage, Plant Services, Odour Control System | THR-OCS-T | Tank,Reservoir | Tank |  | T | http://www.toronto.ca/TWONTO#chemical_storage_tank |  | Odour Control System, Tanks
136991 | THR-OCS-T-0511B | Tank, Reservoir, Hypochlorite Storage, Plant Services, Odour Control System | THR-OCS-T | Tank,Reservoir | Tank |  | T | http://www.toronto.ca/TWONTO#chemical_storage_tank |  | Odour Control System, Tanks
136992 | THR-OCS-T-0526 | Tank, Reservoir, Hypochlorite Day Tanks, Plant Services, Odour Control System | THR-OCS-T | Tank,Reservoir | Tank |  | T | http://www.toronto.ca/TWONTO#chemical_storage_tank |  | Odour Control System, Tanks
136993 | THR-OCS-T-0527 | Tank, Reservoir, Hypochlorite Day Tanks, Plant Services, Odour Control System | THR-OCS-T | Tank,Reservoir | Tank |  | T | http://www.toronto.ca/TWONTO#chemical_storage_tank |  | Odour Control System, Tanks
136994 | THR-OCS-T-0534 | Tank, Reservoir, Hypochlorite Day Tanks, Plant Services, Odour Control System | THR-OCS-T | Tank,Reservoir | Tank |  | T | http://www.toronto.ca/TWONTO#chemical_storage_tank |  | Odour Control System, Tanks
136995 | THR-OCS-T-0535 | Tank, Reservoir, Hypochlorite Day Tanks, Plant Services, Odour Control System | THR-OCS-T | Tank,Reservoir | Tank |  | T | http://www.toronto.ca/TWONTO#chemical_storage_tank |  | Odour Control System, Tanks
136996 | THR-OCS-T-0542 | Tank, Reservoir, Hypochlorite Day Tanks, Plant Services, Odour Control System | THR-OCS-T | Tank,Reservoir | Tank |  | T | http://www.toronto.ca/TWONTO#chemical_storage_tank |  | Odour Control System, Tanks
136997 | THR-OCS-T-0543 | Tank, Reservoir, Hypochlorite Day Tanks, Plant Services, Odour Control System | THR-OCS-T | Tank,Reservoir | Tank |  | T | http://www.toronto.ca/TWONTO#chemical_storage_tank |  | Odour Control System, Tanks
137473 | THR-PLT-T-0100 | Tank, Grit Removal, Grit Tank, North Grit Building | THR-PLT-GRITS | Tank | Tank |  | T | http://www.toronto.ca/TWONTO#sedimentation_tank |  | Gate,Sluice,Preliminary Treatment, Grit Building
137474 | THR-PLT-T-0101S | Tank, Grit Bin, Preliminary Treatment, Grit Removal - Grit Tanks - North Plant | THR-PLT-GRITS | Tank | Tank | 40812 | T | http://www.toronto.ca/TWONTO#storage_tank |  | Gate,Sluice,Preliminary Treatment, Grit Building
137475 | THR-PLT-T-0101S | Tank, Grit Bin, Preliminary Treatment, Grit Removal - Grit Tanks - North Plant | THR-PLT-T | Tank | Tank | 40812 | T | http://www.toronto.ca/TWONTO#storage_tank |  | Preliminary Treatment, Grit Removal Tanks and Grit Bin
137476 | THR-PLT-T-0200 | Tank, Grit Removal, Grit Tank, North Grit Building | THR-PLT-GRITS | Tank | Tank |  | T | http://www.toronto.ca/TWONTO#sedimentation_tank |  | Gate,Sluice,Preliminary Treatment, Grit Building
137477 | THR-PLT-T-0201 | Tank, Grit Bin, Preliminary Treatment, Grit Removal - Grit Tanks - North Plant | THR-PLT-GRITS | Tank | Tank |  | T | http://www.toronto.ca/TWONTO#storage_tank |  | Gate,Sluice,Preliminary Treatment, Grit Building
137478 | THR-PLT-T-0300 | Tank, Grit Removal, Grit Tanks, North Grit Building | THR-PLT-GRITS | Tank | Tank |  | T | http://www.toronto.ca/TWONTO#sedimentation_tank |  | Gate,Sluice,Preliminary Treatment, Grit Building
137479 | THR-PLT-T-0300 | Tank, Grit Removal, Grit Tanks, North Grit Building | THR-PLT-T | Tank | Tank |  | T | http://www.toronto.ca/TWONTO#sedimentation_tank |  | Preliminary Treatment, Grit Removal Tanks and Grit Bin
137480 | THR-PLT-T-0301 | Tank, Grit Bin, Preliminary Treatment, Grit Removal - Grit Tanks - North Plant | THR-PLT-GRITS | Tank | Tank |  | T | http://www.toronto.ca/TWONTO#storage_tank |  | Gate,Sluice,Preliminary Treatment, Grit Building
137481 | THR-PLT-T-0301 | Tank, Grit Bin, Preliminary Treatment, Grit Removal - Grit Tanks - North Plant | THR-PLT-T | Tank | Tank |  | T | http://www.toronto.ca/TWONTO#storage_tank |  | Preliminary Treatment, Grit Removal Tanks and Grit Bin
137482 | THR-PLT-T-0511 | Tank, Hydraulic Power Pack for Sparger Lift | THR-PLT-GRITS | Tank,Reservoir | Tank | 34977 | T | http://www.toronto.ca/TWONTO#chemical_storage_tank |  | Gate,Sluice,Preliminary Treatment, Grit Building
137483 | THR-PLT-T-1800 | Tank, Grit Vortex Prime, Headhouse | THR-PLT-T-HH | Tank | Tank |  | T | http://www.toronto.ca/TWONTO#vortex_classifier |  | Tanks, Grit Vortex Prime, Headhouse
137484 | THR-PLT-T-1900 | Tank, Grit Vortex Prime, Headhouse | THR-PLT-T-HH | Tank | Tank |  | T | http://www.toronto.ca/TWONTO#vortex_classifier |  | Tanks, Grit Vortex Prime, Headhouse
137773 | THR-PRM-HSE-N | Flushing Hoses North Primary | THR-PRM |  | Tank |  |  | hose_segment |  | Primary Treatment
137774 | THR-PRM-HSE-S | Flushing Hoses South Primary | THR-PRM-T-S |  | Tank |  |  | hose_segment |  | Primary Sedimentation Tanks- South
137873 | THR-PRM-T-0130 | Scum Hopper, Primary Tanks 1 & 2 | THR-PRM-SCUM-T | Tank,Non-Pressurized | Tank |  | T | http://www.toronto.ca/TWONTO#clarifier |  | Scum/Sludge Pumping, Tanks & Hopper, South Primary
137874 | THR-PRM-T-0200 | Tank, Primary Clarification - Primary Tank - South | THR-PRM-T | Tank | Tank |  | T | http://www.toronto.ca/TWONTO#clarifier |  | Primary Sedimentation Tanks
137875 | THR-PRM-T-0200 | Tank, Primary Clarification - Primary Tank - South | THR-THK-GRK1 | Tank | Tank |  | T | http://www.toronto.ca/TWONTO#clarifier |  | Thickening, Ground & Structural
137876 | THR-PRM-T-0300 | Tank, Primary Clarification - Primary Tank - South | THR-PRM-T | Tank | Tank |  | T | http://www.toronto.ca/TWONTO#clarifier |  | Primary Sedimentation Tanks
137877 | THR-PRM-T-0300 | Tank, Primary Clarification - Primary Tank - South | THR-THK-GRK1 | Tank | Tank |  | T | http://www.toronto.ca/TWONTO#clarifier |  | Thickening, Ground & Structural
137878 | THR-PRM-T-0330 | Scum Hopper, Primary Tanks 3 & 4 | THR-PRM-STA-2 | Tank,Non-Pressurized | Tank |  | T | http://www.toronto.ca/TWONTO#storage_tank |  | South Primary Station 2
137879 | THR-PRM-T-0400 | Tank, Primary Clarification - Primary Tank - South | THR-PRM-T | Tank | Tank |  | T | http://www.toronto.ca/TWONTO#clarifier |  | Primary Sedimentation Tanks
137880 | THR-PRM-T-0400 | Tank, Primary Clarification - Primary Tank - South | THR-THK-GRK1 | Tank | Tank |  | T | http://www.toronto.ca/TWONTO#clarifier |  | Thickening, Ground & Structural
137881 | THR-PRM-T-0530 | Scum Hopper, Primary Tanks 5 & 6 | THR-PRM-SCUM-T | Tank,Non-Pressurized | Tank |  | T | http://www.toronto.ca/TWONTO#storage_tank |  | Scum/Sludge Pumping, Tanks & Hopper, South Primary
137882 | THR-PRM-T-0600 | Tank, Primary Clarification - Primary Tank - South | THR-PRM-T | Tank | Tank |  | T | http://www.toronto.ca/TWONTO#clarifier |  | Primary Sedimentation Tanks
137883 | THR-PRM-T-0600 | Tank, Primary Clarification - Primary Tank - South | THR-THK-GRK1 | Tank | Tank |  | T | http://www.toronto.ca/TWONTO#clarifier |  | Thickening, Ground & Structural
137884 | THR-PRM-T-0730 | Scum Hopper, Primary Tanks 7 & 8 | THR-PRM-STA-3 | Tank,Non-Pressurized | Tank |  | T | http://www.toronto.ca/TWONTO#storage_tank |  | South Primary Station 3
137885 | THR-PRM-T-0800 | Tank, Primary Clarification - Primary Tank - South | THR-PRM-SOUTH | Tank | Tank |  | T | http://www.toronto.ca/TWONTO#clarifier |  | Primary Treatment, South Primary
137886 | THR-PRM-T-0800 | Tank, Primary Clarification - Primary Tank - South | THR-PRM-T | Tank | Tank |  | T | http://www.toronto.ca/TWONTO#clarifier |  | Primary Sedimentation Tanks
137887 | THR-PRM-T-0800 | Tank, Primary Clarification - Primary Tank - South | THR-THK-GRK1 | Tank | Tank |  | T | http://www.toronto.ca/TWONTO#clarifier |  | Thickening, Ground & Structural
137888 | THR-PRM-T-0900 | Tank, Primary Clarification - Primary Tank - North | THR-PRM-T | Tank | Tank |  | T | http://www.toronto.ca/TWONTO#clarifier |  | Primary Sedimentation Tanks
137889 | THR-PRM-T-1000 | Tank, Primary Clarification - Primary Tank - North | THR-PRM-NORTH | Tank | Tank |  | T | http://www.toronto.ca/TWONTO#clarifier |  | Primary Treatment, North Primary
137890 | THR-PRM-T-1100 | Tank, Primary Clarification - Primary Tank - North | THR-PRM-NORTH | Tank | Tank |  | T | http://www.toronto.ca/TWONTO#clarifier |  | Primary Treatment, North Primary
137891 | THR-PRM-T-3300 | Tank, Scum, from Hopper T-0530, South Primary Tank | THR-PRM-SCUM-T | Tank,Non-Pressurized | Tank |  | T | http://www.toronto.ca/TWONTO#storage_tank |  | Scum/Sludge Pumping, Tanks & Hopper, South Primary
137892 | THR-PRM-T-3300 | Tank, Scum, from Hopper T-0530, South Primary Tank | THR-PRM-STA-3 | Tank,Non-Pressurized | Tank |  | T | http://www.toronto.ca/TWONTO#storage_tank |  | South Primary Station 3
125755 | THC-FT-T-5300 | Tank,Waste Sludge Wet Well,Secondary Clarifiers 0100 - 0800,Old Plant | THC-THK-T-5000 | Well | Tank |  | T | http://www.toronto.ca/TWONTO#storage_tank |  | Tank,WAS Holding
138212 | THR-PRS-T-0030 | Tank, Ferrous Chloride Storage, Chemical Building | THR-PRS-T | Tank,Non-Pressurized | Tank |  | T | http://www.toronto.ca/TWONTO#chemical_storage_tank |  | Phosphorous Removal System, Storage Tank
138213 | THR-PRS-T-0040 | Tank, Ferrous Chloride Storage, Chemical Building | THR-PRS-T | Tank,Non-Pressurized | Tank |  | T | http://www.toronto.ca/TWONTO#chemical_storage_tank |  | Phosphorous Removal System, Storage Tank
138214 | THR-PRS-T-0120S | Tank, Ferrous Chloride Storage, Chemical Building, Secondary Treatment, Phosphorous Removal | THR-PRS-T | Tank,Non-Pressurized | Tank | 39863 | T | http://www.toronto.ca/TWONTO#chemical_storage_tank |  | Phosphorous Removal System, Storage Tank
138215 | THR-PRS-T-9003 | Tank, Ferrous Chloride Storage, Chemical Building, (TEMPORARY) | THR-PRS-T | Tank,Non-Pressurized | Tank |  | T | http://www.toronto.ca/TWONTO#chemical_storage_tank |  | Phosphorous Removal System, Storage Tank
123665 | THC-DIG-T-3413 | Tank,Wet Gas Storage,Gas High Pressure System,Building U | THC-DIG-C-BOOST-3100 | Tank | Tank |  | T | http://www.toronto.ca/TWONTO#pressure_vessel |  | Eliminated Role: Compressors Unit, Gas Booster, Digester 0400-0700
123666 | THC-DIG-T-3413 | Tank,Wet Gas Storage,Gas High Pressure System,Building U | THC-DIG-DIGESTERS | Tank | Tank |  | T | http://www.toronto.ca/TWONTO#pressure_vessel |  | Primary Anerobic Digesters 0400-0700
62670 | THC-MCS-T-0012 | Temperate Water Tank, for Hypo, Building O | THC-PWA-HWT | Tank,Domestic Hot Water | Tank |  | T | http://www.toronto.ca/TWONTO#storage_tank |  | Domestic Hot Water Tanks
62505 | THC-LQMT-SPARE PARTS | THC Liquids Maintenance Spare parts repair/recondition/rebuild | THC-LQMT-SPARE |  | Tank |  |  | http://www.toronto.ca/TWONTO#collection_of_assets |  | THC Liquids Maintenance Spare parts/materials
15492 | FCL-WWW-T-5010 | Thickener, North, RMF Clarification Facility | FCL-WWW |  | Tank |  | T | http://www.toronto.ca/TWONTO#storage_tank |  | Residue Management
69011 | FCL-WWW-T-5020 | Thickener, South, RMF Clarification Facility | FCL-WWW |  | Tank |  | T | http://www.toronto.ca/TWONTO#storage_tank |  | Residue Management
57109 | THC-ACC-T-0117 | Tower,Cooling,Roof, Old Blower (Bldg A) | THC-ACC-BLDG A | H.V.A.C.,Chiller | Tank |  | T | http://www.toronto.ca/TWONTO#cooling_tower |  | Old Plant Blower Building HVAC
139168 | THR-THK-T-8201 | Tank, Polymer Day, 1% Solution | THR-THK-POL-8002 | Tank,Reservoir | Tank |  | T | http://www.toronto.ca/TWONTO#chemical_storage_tank |  | Polymer Preparation Unit System, Unit #2
139715 | TNT-ACC-T-3001 | Tank, Expansion, Hot Water Return | TNT-ACC-HW | Tank | Tank |  | T | expansion_tank |  | Hot water Circulation System
139914 | TNT-AER-T-0100 | Tank,Aeration, # 1 | TNT-AER | Tank,Non-Pressurized | Tank |  | T | http://www.toronto.ca/TWONTO#aeration_tank |  | Aeration Treatment
139915 | TNT-AER-T-0300 | Tank,Aeration # 3 | TNT-AER | Tank,Non-Pressurized | Tank |  | T | http://www.toronto.ca/TWONTO#aeration_tank |  | Aeration Treatment
139916 | TNT-AER-T-0400 | Tank,Aeration, # 4 | TNT-AER | Tank,Non-Pressurized | Tank |  | T | http://www.toronto.ca/TWONTO#aeration_tank |  | Aeration Treatment
139917 | TNT-AER-T-0600 | Tank,Aeration # 6 | TNT-AER | Tank,Non-Pressurized | Tank |  | T | http://www.toronto.ca/TWONTO#aeration_tank |  | Aeration Treatment
139918 | TNT-AER-T-0700 | Tank ,Aeration# 7 | TNT-AER | Tank,Non-Pressurized | Tank |  | T | http://www.toronto.ca/TWONTO#aeration_tank |  | Aeration Treatment
139919 | TNT-AER-T-0800 | Tank,Aeration # 8 | TNT-AER | Tank,Non-Pressurized | Tank |  | T | http://www.toronto.ca/TWONTO#aeration_tank |  | Aeration Treatment
140115 | TNT-CSO-T-2000 | Tote, Fixed, Polymer, Lab | TNT-CSO-LAB | Tank,Reservoir | Tank |  | T | http://www.toronto.ca/TWONTO#chemical_storage_tank |  | Lab Bldg polymer System
140116 | TNT-CSO-TPB-0402 | Tipping Bucket, CSO Storage Tank Flushing | TNT-CSO-P-0400 | Tank,Reservoir | Tank |  | TPB | http://www.toronto.ca/TWONTO#instrument_gauge_or_display |  | Pump, Centrifugal, Flush, Maintenance Hole No. 1
140117 | TNT-CSO-TPB-0403 | Tipping Bucket, CSO Storage Tank Flushing | TNT-CSO-P-0400 | Tank,Reservoir | Tank |  | TPB | http://www.toronto.ca/TWONTO#instrument_gauge_or_display |  | Pump, Centrifugal, Flush, Maintenance Hole No. 1
140211 | TNT-DCL-T-0100 | Tank, Sodium Bisulphite | TNT-DCL | Tank,Reservoir | Tank |  | T | http://www.toronto.ca/TWONTO#chemical_storage_tank |  | Dechlorination
140212 | TNT-DCL-T-0200 | Tank, Sodium Bisulphite | TNT-DCL | Tank,Reservoir | Tank |  | T | http://www.toronto.ca/TWONTO#chemical_storage_tank |  | Dechlorination
140254 | TNT-DIG-PD | Primary Digester Tanks,Drainage Tanks | TNT-DIG |  | Tank |  |  | http://www.toronto.ca/TWONTO#collection_of_assets |  | Digestion
140255 | TNT-DIG-PD-0100 | Digester, Primary, Vessel | TNT-DIG-PD | Vessel,Pressure | Tank |  | PD | http://www.toronto.ca/TWONTO#digester_tank |  | Primary Digester Tanks,Drainage Tanks
140256 | TNT-DIG-PD-0400 | Digester, Primary, Vessel | TNT-DIG-PD | Vessel,Pressure | Tank |  | PD | http://www.toronto.ca/TWONTO#digester_tank |  | Primary Digester Tanks,Drainage Tanks
140257 | TNT-DIG-PD-0600 | Digester, Primary, Vessel | TNT-DIG-PD | Vessel,Pressure | Tank |  | PD | http://www.toronto.ca/TWONTO#digester_tank |  | Primary Digester Tanks,Drainage Tanks
140258 | TNT-DIG-PD-0800 | Digester, Primary, Vessel | TNT-DIG-PD | Vessel,Pressure | Tank |  | PD | http://www.toronto.ca/TWONTO#digester_tank |  | Primary Digester Tanks,Drainage Tanks
140263 | TNT-DIG-SD-0900 | Digester, Secondry, Vessel | TNT-DIG-SD | Vessel,Pressure | Tank |  | SD | http://www.toronto.ca/TWONTO#digester_tank |  | Secondry Digester Tanks
140264 | TNT-DIG-SD-1000 | Digester,Secondry, Vessel | TNT-DIG-SD | Vessel,Pressure | Tank |  | SD | http://www.toronto.ca/TWONTO#digester_tank |  | Secondry Digester Tanks
140265 | TNT-DIG-T-2601 | Tank, Reservoir,DS Truck Loading Line | TNT-DIG-DS | Tank,Reservoir | Tank |  | T | http://www.toronto.ca/TWONTO#chemical_storage_tank |  | Digested Sludge Headers, Digester, Transfer & Recirc. Pumps
140266 | TNT-DIG-T-3100 | Tank, Drainage System | TNT-DIG-PD | Tank,Reservoir | Tank |  | T | http://www.toronto.ca/TWONTO#storage_tank |  | Primary Digester Tanks,Drainage Tanks
140267 | TNT-DIG-T-3200 | Tank, Drainage System | TNT-DIG-PD | Tank,Reservoir | Tank |  | T | http://www.toronto.ca/TWONTO#storage_tank |  | Primary Digester Tanks,Drainage Tanks
140268 | TNT-DIG-T-5100 | Tank, Drainage System | TNT-DIG-PD | Tank,Reservoir | Tank |  | T | http://www.toronto.ca/TWONTO#storage_tank |  | Primary Digester Tanks,Drainage Tanks
140427 | TNT-DIS-T-0200 | Tank, Chlorine Contact | TNT-DIS | Tank,Reservoir | Tank |  | T | http://www.toronto.ca/TWONTO#chemical_contact_tank |  | Disinfection
74030 | THR-ELS-TR-0202 | Transformer, Dry, 600V,New Maintenance Bldg. | THR-ELS-RSPS | Transformer,Lighting | Tank |  | TR | http://www.toronto.ca/TWONTO#transformer |  | Electrical System, Returns Sludge Pumping Station
74031 | THR-ELS-TR-0203 | Transformer, Dry, RSPS Control Room Bldg. | THR-RSPS-CR | Transformer,Lighting | Tank |  | TR | http://www.toronto.ca/TWONTO#transformer |  | New Returns Control Room
140569 | TNT-FT-T-1100 | SumpTank # 1 | TNT-FT-SUMP | Tank,Reservoir | Tank |  | T | http://www.toronto.ca/TWONTO#storage_tank |  | Sump Pumps- Aeration Gallery Bsmt
140570 | TNT-FT-T-1300 | SumpTank # 3 | TNT-FT-SUMP | Tank,Reservoir | Tank |  | T | http://www.toronto.ca/TWONTO#storage_tank |  | Sump Pumps- Aeration Gallery Bsmt
140571 | TNT-FT-T-1600 | SumpTank # 6 | TNT-FT-SUMP | Tank,Reservoir | Tank |  | T | http://www.toronto.ca/TWONTO#storage_tank |  | Sump Pumps- Aeration Gallery Bsmt
140640 | TNT-MCS-T-0200 | Tank, Reservoir, Sump Well | TNT-MCS | Tank,Reservoir | Tank |  | T | http://www.toronto.ca/TWONTO#storage_tank |  | Miscellaneous, including Storm Water Tanks
125757 | THC-FT-T-PHASE IV-SP | Turn Table, Spare, for Final Tanks, Phase IV | THC-FT-PHASE I-IV |  | Tank |  |  | http://www.toronto.ca/TWONTO#collector_mechanism |  | Secondary Clarifiers, Phase I-IV
140642 | TNT-MCS-T-1701 | Tank, Hot Water, Basement, Filter Building | TNT-MCS | Tank,Reservoir | Tank |  | T | http://www.toronto.ca/TWONTO#tanked_hot_water_heater |  | Miscellaneous, including Storm Water Tanks
140657 | TNT-PLT-T-1100 | Tank, Wet Well,Drainage | TNT-PLT-DRAIN | Tank,Reservoir | Tank |  | T | http://www.toronto.ca/TWONTO#storage_tank |  | Drainage Pumping System
140682 | TNT-PRM-T-0100 | Tank, Clarification,Primary Influent, #1 | TNT-PRM | Clarifier,Square | Tank |  | T | http://www.toronto.ca/TWONTO#clarifier |  | Primary Treatment
140683 | TNT-PRM-T-0400 | Tank, Clarification,Primary Influent, #4 | TNT-PRM | Clarifier,Square | Tank |  | T | http://www.toronto.ca/TWONTO#clarifier |  | Primary Treatment
140705 | TNT-PRS-T-0100 | Tank,Storage, Ferrous Chloride | TNT-PRS | Tank,Non-Pressurized | Tank |  | T | http://www.toronto.ca/TWONTO#chemical_storage_tank |  | Phosporus Removal System
143102 | WTR-PAH-T-0001 | Tank, Domestic Hot Water | WTR-PAH-AUX | Tank,Domestic Hot Water | Tank |  | T | http://www.toronto.ca/TWONTO#tanked_hot_water_heater |  | Auxiliary Equipment (Building Facilities)
48771 | FCL-BW-T-0200 | Vacuum Tank 0200 Backwash Pumps | FCL-BW |  | Tank |  | T | http://www.toronto.ca/TWONTO#pressure_vessel |  | Backwash System
68046 | FCL-TRW-T-0003 | Vessel, Pressure, Air Supply, Surge Tank Building | FCL-TRW-4 | Vessel,Pressure | Tank |  | T | http://www.toronto.ca/TWONTO#pressure_vessel |  | Surge Suppression
143725 | WTR-PEL-T-1020 | Tank, Non-Pressurized, Diesel Fuel Storage, Generator Building, Bulk Fuel Storage Room | WTR-PEL-AUX | Tank,Non-Pressurized | Tank |  | T | http://www.toronto.ca/TWONTO#fuel_oil_tank |  | Auxilliary Equipment (Building Facilities)
143726 | WTR-PEL-T-1100 | Tank, Non-Pressurized, Diesel Fuel Day, Generator Building, Product Handling Room | WTR-PEL-GEN-1100 | Tank,Non-Pressurized | Tank |  | T | http://www.toronto.ca/TWONTO#fuel_oil_tank |  | Generator, Electrical, Generator Building, Generator Room
143727 | WTR-PEL-T-1200 | Tank, Non-Pressurized, Diesel Fuel Day, Generator Building, Product Handling Room | WTR-PEL-GEN-1200 | Tank,Non-Pressurized | Tank |  | T | http://www.toronto.ca/TWONTO#fuel_oil_tank |  | Generator, Electrical, Generator Building, Generator Room
143728 | WTR-PEL-T-1300 | Tank, Non-Pressurized, Diesel Fuel Day, Generator Building, Product Handling Room | WTR-PEL-GEN-1300 | Tank,Non-Pressurized | Tank |  | T | http://www.toronto.ca/TWONTO#fuel_oil_tank |  | Generator, Electrical, Generator Building, Generator Room
64588 | FCL-SA-T-0001 | Vessel, Pressure, Service Air, Sanitary Sewage System Monitoring | FCL-SA | Vessel,Pressure | Tank |  | T | http://www.toronto.ca/TWONTO#pressure_vessel |  | Service Air
144212 | WTR-PHL-T-3001 | Tank , Hot Water | WTR-PHL-AUX | Tank,Domestic Hot Water | Tank |  | T | http://www.toronto.ca/TWONTO#tanked_hot_water_heater |  | Auxiliary Equipment (Building Facilities)
144276 | WTR-PHL-VEH-0012 | HTO To Go Trailer # 290012 | WTR-PHL-TRW |  | Tank |  | VEH | trailer |  | Treated Water (Transmission)
144358 | WTR-PJO-T-1101 | Tank, Domestic Hot Water | WTR-PJO-AUX | Tank,Domestic Hot Water | Tank |  | T | http://www.toronto.ca/TWONTO#tanked_hot_water_heater |  | Auxiliary Equipment (Building Facilities)
15249 | FCL-TRW-T-0001 | Vessel, Pressure, Surge, Surge Tank Building | FCL-TRW-4 | Vessel,Pressure | Tank |  | T | http://www.toronto.ca/TWONTO#pumping_surge_suppression_tank |  | Surge Suppression
68045 | FCL-TRW-T-0002 | Vessel, Pressure, Surge, Surge Tank Building | FCL-TRW-4 | Vessel,Pressure | Tank |  | T | http://www.toronto.ca/TWONTO#pumping_surge_suppression_tank |  | Surge Suppression
86339 | WTR-PJS-T-4000 | Vessel,Pressure,Surge,Level 73 Heat Exchanger Room North Wall East Centre,DLCW City Water Return Line Surge Tank | WTR-PJS-ENW | Vessel,Pressure,Surge | Tank |  | T | http://www.toronto.ca/TWONTO#pumping_surge_suppression_tank |  | Enwave Process
86340 | WTR-PJS-T-4100 | Vessel,Pressure,Surge,Level 73 Heat Exchanger Room North Wall East,DLCW City Water Return Line Surge Tank | WTR-PJS-ENW | Vessel,Pressure,Surge | Tank |  | T | http://www.toronto.ca/TWONTO#pumping_surge_suppression_tank |  | Enwave Process
144651 | WTR-PJS-T-1201 | Tank, Domestic Hot Water | WTR-PJS-AUX | Tank,Domestic Hot Water | Tank |  | T | http://www.toronto.ca/TWONTO#tanked_hot_water_heater |  | Auxiliary Equipment (Building Facilities)
144887 | WTR-PKL-T-0002 | Tank, Domestic Hot Water | WTR-PKL-AUX | Tank | Tank |  | T | http://www.toronto.ca/TWONTO#tanked_hot_water_heater |  | Auxiliary Equipment (Building Facilities)
145157 | WTR-PLW-T-0001 | Tank, Domestic Hot Water | WTR-PLW-CW | Tank,Domestic Hot Water | Tank |  | T | http://www.toronto.ca/TWONTO#tanked_hot_water_heater |  | City Water System
86341 | WTR-PJS-T-4200 | Vessel,Pressure,Surge,Level 73 Heat Exchanger Room North Wall West ,DLCW City Water Supply Line Surge Tank | WTR-PJS-ENW | Vessel,Pressure,Surge | Tank |  | T | http://www.toronto.ca/TWONTO#pumping_surge_suppression_tank |  | Enwave Process
145494 | WTR-PMI-T-0001 | Hot Water Heater, Tankless | WTR-PMI-AUX |  | Tank |  | T | http://www.toronto.ca/TWONTO#tankless_water_heater |  | Auxiliary Equipment (Building Facilities)
145744 | WTR-PPD-T-0001 | Tank, Reservoir, (Surge Tank) | WTR-PPD-TRW | Tank,Reservoir | Tank |  | T | http://www.toronto.ca/TWONTO#reservoir_tank |  | Treated Water (Transmission)
145934 | WTR-PRH-T-1010 | Tank, Bulk Fuel Storage, Generator Room | WTR-PRH-LB-0202 |  | Tank |  | T | http://www.toronto.ca/TWONTO#fuel_oil_tank |  | Load Breaker, 4160V, Secondary, Switchgear Electrical Room
145935 | WTR-PRH-T-1020 | Tank, Bulk Fuel Storage, Generator Room | WTR-PRH-LB-0202 |  | Tank |  | T | http://www.toronto.ca/TWONTO#fuel_oil_tank |  | Load Breaker, 4160V, Secondary, Switchgear Electrical Room
145936 | WTR-PRH-T-1100 | Tank, Bulk Fuel Storage, Generator Room | WTR-PRH-LB-0202 |  | Tank |  | T | http://www.toronto.ca/TWONTO#fuel_oil_tank |  | Load Breaker, 4160V, Secondary, Switchgear Electrical Room
146072 | WTR-PRV-T-1300 | Tank,Domestic Hot Water, By Washroom | WTR-PRV-AUX | Tank,Domestic Hot Water | Tank |  | T | http://www.toronto.ca/TWONTO#tanked_hot_water_heater |  | Auxiliary Equipment (Building Facilities)
146517 | WTR-PTH-T-0601 | Tank, Domestic Hot Water | WTR-PTH-AUX | Tank,Domestic Hot Water | Tank |  | T | http://www.toronto.ca/TWONTO#tanked_hot_water_heater |  | Auxiliary Equipment (Building Facilities)
146631 | WTR-PWT-T-0001 | Tank, Hot Water, Domestic, Basement | WTR-PWT-AUX | Tank,Domestic Hot Water | Tank |  | T | http://www.toronto.ca/TWONTO#tanked_hot_water_heater |  | Auxiliary Equipment (Building Facilities)
146632 | WTR-PWT-T-1010 | Tank, Fuel, Bulk Storage, Pumping Station, Outdoor Generator Enclosure | WTR-PWT-GEN-1100 | Tank | Tank |  | T | http://www.toronto.ca/TWONTO#fuel_oil_tank |  | Generator, Diesel, Standby Power, Outdoor, West Tor PS
146633 | WTR-PWT-T-1100 | Tank, Fuel , Day Tank, Pumping Station, Base Outdoor Generator Enclosure | WTR-PWT-GEN-1100 | Tank | Tank |  | T | http://www.toronto.ca/TWONTO#fuel_oil_tank |  | Generator, Diesel, Standby Power, Outdoor, West Tor PS
146685 | WTR-RBV-T-0100 | Tank, Reservoir, (Northwest Basin) | WTR-RBV-TRW | Tank,Reservoir | Tank |  | T | http://www.toronto.ca/TWONTO#reservoir_tank |  | Treated Water (Transmission)
146779 | WTR-RDF-T-0001 | Tank, Domestic Hot Water | WTR-RDF-AUX | Tank,Domestic Hot Water | Tank |  | T | http://www.toronto.ca/TWONTO#tanked_hot_water_heater |  | Auxiliary Equipment (Building Facilities)
146780 | WTR-RDF-T-0300 | Tank, Reservoir | WTR-RDF-TRW | Tank,Reservoir | Tank |  | T | http://www.toronto.ca/TWONTO#reservoir_tank |  | Treated Water (Transmission)
146781 | WTR-RDF-T-0400 | Tank, Reservoir | WTR-RDF-TRW | Tank,Reservoir | Tank |  | T | http://www.toronto.ca/TWONTO#reservoir_tank |  | Treated Water (Transmission)
86342 | WTR-PJS-T-4300 | Vessel,Pressure,Surge,Level 73 Heat Exchanger Room North Wall West Centre,DLCW City Water Supply Line Surge Tank | WTR-PJS-ENW | Vessel,Pressure,Surge | Tank |  | T | http://www.toronto.ca/TWONTO#pumping_surge_suppression_tank |  | Enwave Process
146846 | WTR-REG-T-0100 | Tank, Reservoir, West Basin | WTR-REG-TRW | Tank,Reservoir | Tank |  | T | http://www.toronto.ca/TWONTO#reservoir_tank |  | Treated Water (Transmission)
146847 | WTR-REG-T-0200 | Tank, Reservoir, East Basin | WTR-REG-TRW | Tank,Reservoir | Tank |  | T | http://www.toronto.ca/TWONTO#reservoir_tank |  | Treated Water (Transmission)
146904 | WTR-RKL-T-0001 | Tank, Domestic Hot Water | WTR-RKL-AUX | Tank | Tank |  | T | http://www.toronto.ca/TWONTO#tanked_hot_water_heater |  | Auxiliary Equipment (Building Facilities)
89669 | WTR-RWBS | West Woodbridge Tank | WTR-WEST-TNK |  | Tank |  |  | http://www.toronto.ca/TWONTO#collection_of_assets |  | Work Area 3 WEST Tanks
146974 | WTR-RLW-T-0100 | Tank, Reservoir, (South-West Basin) | WTR-RLW-TRW | Tank,Reservoir | Tank |  | T | http://www.toronto.ca/TWONTO#reservoir_tank |  | Treated Water (Transmission)
146991 | WTR-RMA-T-0100 | Tank, Reservoir | WTR-RMA-TRW | Tank,Reservoir | Tank |  | T | http://www.toronto.ca/TWONTO#reservoir_tank |  | Treated Water (Transmission)
147053 | WTR-RMI-T-0300 | Tank, Reservoir (South-West Basin) | WTR-RMI-TRW | Tank,Reservoir | Tank |  | T | http://www.toronto.ca/TWONTO#reservoir_tank |  | Treated Water (Transmission)
147054 | WTR-RMI-T-0400 | Tank, Reservoir (North-West Basin) | WTR-RMI-TRW | Tank,Reservoir | Tank |  | T | http://www.toronto.ca/TWONTO#reservoir_tank |  | Treated Water (Transmission)
147115 | WTR-RMP-T-0200S | Tank, Reservoir, (North Basin) | WTR-RMP-TRWS | Tank,Reservoir | Tank | 38607 | T | http://www.toronto.ca/TWONTO#reservoir_tank |  | Treated Water (Transmission)
147148 | WTR-RRG-T-0001 | Tank, Domestic Hot Water, Kitchen | WTR-RRG-AUX | Tank,Domestic Hot Water | Tank |  | T | http://www.toronto.ca/TWONTO#tanked_hot_water_heater |  | Auxiliary Equipment (Building Facilities)
118880 | TAB-STR-T-7000 | Wet Well, Gland Water Pumping Supply | TAB-STR-P-GLAND | Tank,Reservoir | Tank |  | T | http://www.toronto.ca/TWONTO#storage_tank |  | Secondary Pumps Gland Water Supply System
147156 | WTR-RRH | Rosehill Reservoir | WTR-CENTRAL-RES |  | Tank |  |  | http://www.toronto.ca/TWONTO#collection_of_assets |  | Work Area 2 Central Reservoirs
147202 | WTR-RRH-T-0100 | Tank, Reservoir, (West Basin) | WTR-RRH-TRW | Tank,Reservoir | Tank |  | T | http://www.toronto.ca/TWONTO#reservoir_tank |  | Treated Water (Transmission)
147203 | WTR-RRH-T-0200 | Tank, Reservoir, (East Basin) | WTR-RRH-TRW | Tank,Reservoir | Tank |  | T | http://www.toronto.ca/TWONTO#reservoir_tank |  | Treated Water (Transmission)
147297 | WTR-RRV-T-0001 | Tank,Domestic Hot Water, Valve House Acess Room | WTR-RRV-AUX | Tank,Domestic Hot Water | Tank |  | T | http://www.toronto.ca/TWONTO#tanked_hot_water_heater |  | Auxiliary Equipment (Building Facilities)
147298 | WTR-RRV-T-0100 | Tank, Reservoir, (South-West Basin) | WTR-RRV-TRW | Tank,Reservoir | Tank |  | T | http://www.toronto.ca/TWONTO#reservoir_tank |  | Treated Water (Transmission)
147349 | WTR-RST-T-0001 | Tank , Hot Water | WTR-RST-AUX | Tank,Domestic Hot Water | Tank |  | T | http://www.toronto.ca/TWONTO#tanked_hot_water_heater |  | Auxiliary Equipment (Building Facilities)
147350 | WTR-RST-T-0100 | Tank, Reservoir, (East Basin) | WTR-RST-TRW | Tank,Reservoir | Tank |  | T | http://www.toronto.ca/TWONTO#reservoir_tank |  | Treated Water (Transmission)
53000 | TAB-RSP-T-0004 | Wet Well, High Level Channel 1 | TAB-RSP-PM | Tank,Reservoir | Tank |  | T | http://www.toronto.ca/TWONTO#storage_tank |  | M Building - Raw Sewage Pumping
117371 | TAB-RSP-T-2100 | Wet Well, Low Level | TAB-RSP-PM | Tank,Reservoir | Tank |  | T | http://www.toronto.ca/TWONTO#storage_tank |  | M Building - Raw Sewage Pumping
44076 | TAB-DEW-T-3500 | Wet Well, New | TAB-DEW-WEL | Well | Tank |  | T | http://www.toronto.ca/TWONTO#storage_tank |  | Centrate Wet Wells
44075 | TAB-DEW-T-3400 | Wet Well, Old | TAB-DEW-WEL | Well | Tank |  | T | http://www.toronto.ca/TWONTO#storage_tank |  | Centrate Wet Wells
147455 | WU2015A | Tank, Oil , 706 | TAB-SLD-P | Tank | Tank |  |  | http://www.toronto.ca/TWONTO#chemical_storage_tank |  | Pelletizer Bldg. - Thermal Oil Heating System, Pumps, Strainer & Expanasion Tanks
147461 | WU2020A | Tank, Expansion, 705A | TAB-SLD-P | Tank | Tank |  |  | expansion_tank |  | Pelletizer Bldg. - Thermal Oil Heating System, Pumps, Strainer & Expanasion Tanks
147462 | WU2021A | Tank, Expansion, 705B | TAB-SLD-P | Tank | Tank |  |  | expansion_tank |  | Pelletizer Bldg. - Thermal Oil Heating System, Pumps, Strainer & Expanasion Tanks
147496 | WZ2003A | Hopper, Separation, 703B | TAB-SLD-ROUTING | Tank | Tank |  |  | http://www.toronto.ca/TWONTO#storage_tank |  | Pelletizer Bldg. - Material Handling
81552 | TNT-PRM-T-0500 | Wet Well, Primary Sludge | TNT-PRM | Tank,Reservoir | Tank |  | T | http://www.toronto.ca/TWONTO#storage_tank |  | Primary Treatment
147385 | WTR-RWL | Whitlam Tank | WTR-WEST-TNK |  | Tank |  |  | http://www.toronto.ca/TWONTO#collection_of_assets |  | Work Area 3 WEST Tanks
147499 | WZ2009A | Receiver, Pneumatic Conveyor Air, 203B | TAB-SLD-ROUTING | Vessel,Pressure | Tank |  |  | http://www.toronto.ca/TWONTO#pressure_vessel |  | Pelletizer Bldg. - Material Handling
147500 | WZ2010A | Receiver, Silo Pellet, 707A | TAB-SLD-ROUTING | Vessel,Pressure | Tank |  |  | http://www.toronto.ca/TWONTO#pressure_vessel |  | Pelletizer Bldg. - Material Handling
147501 | WZ2011A | Receiver, Silo Pellet, 707B | TAB-SLD-ROUTING | Vessel,Pressure | Tank |  |  | http://www.toronto.ca/TWONTO#pressure_vessel |  | Pelletizer Bldg. - Material Handling
147502 | WZ2012A | Hopper, Dosing, 701A | TAB-SLD-SL | Tank | Tank |  |  | http://www.toronto.ca/TWONTO#storage_tank |  | Pelletizer Bldg. - Sludge System, Coater, Dryer & Hopper
147729 | YTF-CW-T-0001 | Tank, Domestic Hot Water, A Building, City Water Heaters and Pumps | YTF-CW | Tank,Domestic Hot Water | Tank |  | T | http://www.toronto.ca/TWONTO#tanked_hot_water_heater |  | City Water
147730 | YTF-CW-T-0005 | Tank, Hot Water Pressure, City Water Heaters and Pumps | YTF-CW | Tank | Tank |  | T | http://www.toronto.ca/TWONTO#collection_of_assets |  | City Water
147731 | YTF-CW-T-0006 | Tank, Hot Water Pressure, City Water Heaters and Pumps | YTF-CW | Tank | Tank |  | T | http://www.toronto.ca/TWONTO#collection_of_assets |  | City Water
147732 | YTF-CW-T-0007 | Tank, Domestic Hot Water, RN168, City Water Heaters and Pumps | YTF-CW | Tank,Domestic Hot Water | Tank |  | T | http://www.toronto.ca/TWONTO#tanked_hot_water_heater |  | City Water
147733 | YTF-CW-T-0008 | Tank, Domestic Hot Water, RN168, City Water Heaters and Pumps | YTF-CW | Tank,Domestic Hot Water | Tank |  | T | http://www.toronto.ca/TWONTO#tanked_hot_water_heater |  | City Water
147734 | YTF-CW-T-0009 | Tank, Domestic Hot Water, RN168, City Water Heaters and Pumps | YTF-CW | Tank,Domestic Hot Water | Tank |  | T | http://www.toronto.ca/TWONTO#tanked_hot_water_heater |  | City Water
147735 | YTF-CW-T-0011 | Tank, Domestic Hot Water, RN168, City Water Heaters and Pumps | YTF-CW | Tank,Domestic Hot Water | Tank |  | T | http://www.toronto.ca/TWONTO#tanked_hot_water_heater |  | City Water
11514 | FCL-CLA-CHL-0101 | Chlorinator, Chlorine Gas, Chlorination System | FCL-CLA | Chemical Feeder,Gas | Chemical Feeder |  | CHL | http://www.toronto.ca/TWONTO#chlorinator_system |  | Pre-Chlorination
11515 | FCL-CLA-CHL-0201 | Chlorinator, Chlorine Gas, Chlorination System | FCL-CLA | Chemical Feeder,Gas | Chemical Feeder |  | CHL | http://www.toronto.ca/TWONTO#chlorinator_system |  | Pre-Chlorination
11516 | FCL-CLA-CHL-0301 | Chlorinator, Chlorine Gas, Chlorination System | FCL-CLA | Chemical Feeder,Gas | Chemical Feeder |  | CHL | http://www.toronto.ca/TWONTO#chlorinator_system |  | Pre-Chlorination
11637 | FCL-CLB-CHL-0101 | Chlorinator, Chlorine Gas, Chlorination System | FCL-CLB | Chemical Feeder,Gas | Chemical Feeder |  | CHL | http://www.toronto.ca/TWONTO#chlorinator_system |  | Post-Chlorination
11638 | FCL-CLB-CHL-0201 | Chlorinator, Chlorine Gas, Chlorination System | FCL-CLB | Chemical Feeder,Gas | Chemical Feeder |  | CHL | http://www.toronto.ca/TWONTO#chlorinator_system |  | Post-Chlorination
11810 | FCL-DCL-SO-0201 | Sulphonator, Sulphur Dioxide System, Machine Room,Gaseous Chemical Building | FCL-DCL | Analyzer,Sulphur Dioxide | Chemical Feeder |  | SO | http://www.toronto.ca/TWONTO#sulphonation_system |  | Sulphur Dioxide System
11811 | FCL-DCL-SO-0301 | Sulphonator, Sulphur Dioxide System, Machine Room,Gaseous Chemical Building | FCL-DCL | Analyzer,Sulphur Dioxide | Chemical Feeder |  | SO | http://www.toronto.ca/TWONTO#sulphonation_system |  | Sulphur Dioxide System
11812 | FCL-DCL-SO-0401 | Sulphonator, RMF Dechlorination, Machine Room,Gaseous Chemical Building | FCL-DCL | Analyzer,Sulphur Dioxide | Chemical Feeder |  | SO | http://www.toronto.ca/TWONTO#sulphonation_system |  | Sulphur Dioxide System
16168 | FHA-CLA-CHL-0101 | Chlorinator, Solution Feed Gas Dispenser Vacuum Operated, Filtration Bldg., Chlorine Feed Room | FHA-CLA | Chemical Feeder,Gas | Chemical Feeder |  | CHL | http://www.toronto.ca/TWONTO#chlorinator_system |  | Pre-Chlorination
16169 | FHA-CLA-CHL-0101 | Chlorinator, Solution Feed Gas Dispenser Vacuum Operated, Filtration Bldg., Chlorine Feed Room | FHA-CLA-CHL-0101-KQ | Chemical Feeder,Gas | Chemical Feeder |  | CHL | http://www.toronto.ca/TWONTO#chlorinator_system |  | Chlorination Location,Train #1
16172 | FHA-CLA-CHL-0201 | Chlorinator, Solution Feed Gas Dispenser, Vacuum Operated, Filtration Bldg., Chlorine Feed Room | FHA-CLA-CHL-0201-KQ | Chemical Feeder,Gas | Chemical Feeder |  | CHL | http://www.toronto.ca/TWONTO#chlorinator_system |  | Chlorination Location,Train #2
16174 | FHA-CLA-CHL-0301 | Chlorinator, Solution Feed Gas Dispenser, Vacuum Operated, Filtration Bldg., Chlorine Feed Room | FHA-CLA | Chemical Feeder,Gas | Chemical Feeder |  | CHL | http://www.toronto.ca/TWONTO#chlorinator_system |  | Pre-Chlorination
16259 | FHA-CLB-CHL-0101 | Chlorinator, Solution Feed Gas Dispenser, Vacuum Operated, Filtration Building, Cl2/SO2 Feeder Room | FHA-CLB-CHL-0101-KQ | Chemical Feeder,Gas | Chemical Feeder |  | CHL | http://www.toronto.ca/TWONTO#chlorinator_system |  | Post Chlorination Location,Train #1
16262 | FHA-CLB-CHL-0201 | Chlorinator, Solution Feed Gas Dispenser, Vacuum Operated, Filtration Building, Cl2/SO2 Feeder Room | FHA-CLB-CHL-0201-KQ | Chemical Feeder,Gas | Chemical Feeder |  | CHL | http://www.toronto.ca/TWONTO#chlorinator_system |  | Post Chlorination Location,Train #2
16414 | FHA-DCL-SO-0101 | Sulphonator, Solution Feed Gas Dispenser, Vacuum Operated, Filter Building Cl2/SO2 Feeder Room | FHA-DCL | Chemical Feeder,Gas | Chemical Feeder | 40800 | SO | http://www.toronto.ca/TWONTO#sulphonation_system |  | De-Chorination
16416 | FHA-DCL-SO-0301 | Sulphonator, Solution Feed Gas Dispenser, Vacuum Operated. Filter Building Cl2/SO2 Feeder Room | FHA-DCL-SO-0301-KQ | Chemical Feeder,Gas | Chemical Feeder | 39200 | SO | http://www.toronto.ca/TWONTO#sulphonation_system |  | Sulphonator Location
20981 | FHO-CLA-CHL-0101 | Chlorinator, Pre Chlorination Train 1, Chemical Building, L1, Machine Room | FHO-CLA | Chemical Feeder,Gas | Chemical Feeder |  | CHL | http://www.toronto.ca/TWONTO#chlorinator_system |  | Pre Chlorination System
20982 | FHO-CLA-CHL-0101 | Chlorinator, Pre Chlorination Train 1, Chemical Building, L1, Machine Room | FHO-CLA-CHL-0101-KQ | Chemical Feeder,Gas | Chemical Feeder |  | CHL | http://www.toronto.ca/TWONTO#chlorinator_system |  | Pre Chlorination Train 1
21085 | FHO-CLB-CHL-0101 | Chlorinator, Post Chlorination Train 1 West, Chemical Building, L1, Evaporator Room | FHO-CLB-CHL-0101-KQ | Chemical Feeder,Gas | Chemical Feeder |  | CHL | http://www.toronto.ca/TWONTO#chlorinator_system |  | Post ChlorinationTrain 1
21088 | FHO-CLB-CHL-0301 | Chlorinator, Post Chlorination East Train 3, Chemical Building, L1, Evaporator Room | FHO-CLB | Chemical Feeder,Gas | Chemical Feeder |  | CHL | http://www.toronto.ca/TWONTO#chlorinator_system |  | Post Chlorination System
21089 | FHO-CLB-CHL-0401 | Chlorinator, Post Chlorination East Train 4,Chemical Building, L1, Evaporator Room | FHO-CLB | Chemical Feeder,Gas | Chemical Feeder |  | CHL | http://www.toronto.ca/TWONTO#chlorinator_system |  | Post Chlorination System
21254 | FHO-CLC-CHL-0101 | Chlorinator, Trim Chlorination Train 1, Chemical Building, L1, Machine Room | FHO-CLC | Chemical Feeder,Gas | Chemical Feeder |  | CHL | http://www.toronto.ca/TWONTO#chlorinator_system |  | Trim Chlorination System
21255 | FHO-CLC-CHL-0101 | Chlorinator, Trim Chlorination Train 1, Chemical Building, L1, Machine Room | FHO-CLC-CHL-0101-KQ | Chemical Feeder,Gas | Chemical Feeder |  | CHL | http://www.toronto.ca/TWONTO#chlorinator_system |  | Trim Chlorination Train 1
21347 | FHO-DCL-SO-0301 | Sulphonator, Dechlorination Train 3, Chemical Building, Main Floor, Machine Room | FHO-DCL | Chemical Feeder,Gas | Chemical Feeder |  | SO | http://www.toronto.ca/TWONTO#sulphonation_system |  | De-Chlorination
21653 | FHO-DOZ-T-5005-SUS | Tank, Chemical Pot Feeder | FHO-SUSPENDED | Chemical Feeder | Chemical Feeder | 37567 | T | http://www.toronto.ca/TWONTO#chemical_storage_tank |  | Suspended Entity List
21654 | FHO-DOZ-T-5006-SUS | Tank, Chemical Pot Feeder | FHO-DOZ-P-5020 | Chemical Feeder | Chemical Feeder | 37568 | T | http://www.toronto.ca/TWONTO#chemical_storage_tank |  | Pump, Closed Loop Cooling Water Pump, Ozone Building, L1, Ozone Equipment Room
21655 | FHO-DOZ-T-5007-SUS | Tank, Chemical Pot Feeder | FHO-DOZ-P-5030 | Chemical Feeder | Chemical Feeder | 37569 | T | http://www.toronto.ca/TWONTO#chemical_storage_tank |  | Pump, Closed Loop Cooling Water Pump, Ozone Building, L1, Ozone Equipment Room
21656 | FHO-DOZ-T-5007-SUS | Tank, Chemical Pot Feeder | FHO-SUSPENDED | Chemical Feeder | Chemical Feeder | 37569 | T | http://www.toronto.ca/TWONTO#chemical_storage_tank |  | Suspended Entity List
24462 | FHO-PAC-FD-0101-SUS | Feeder, PAC skid 1 | FHO-SUSPENDED | Chemical Feeder,Powder | Chemical Feeder | 37696 | FD | chemical_dosing_system |  | Suspended Entity List
24463 | FHO-PAC-FD-0301-SUS | Feeder, PAC skid 3 | FHO-SUSPENDED | Chemical Feeder,Powder | Chemical Feeder | 37698 | FD | chemical_dosing_system |  | Suspended Entity List
24700 | FHO-PCL-P-0301-KQ | PACL Train 3 | FHO-PCL |  | Chemical Feeder |  | P | chemical_dosing_system |  | PACL System
28242 | FIS-CLA-CHL-0101 | Chlorinator, Pre Chlorination Train 1, Gaseous Chemical Building, Machine Room | FIS-CLA | Chemical Feeder,Gas | Chemical Feeder |  | CHL | http://www.toronto.ca/TWONTO#chlorinator_system |  | Pre-Chorination System
28243 | FIS-CLA-CHL-0201 | Chlorinator, Pre Chlorination Train 2, Gaseous Chemical Building, Machine Room | FIS-CLA | Chemical Feeder,Gas | Chemical Feeder |  | CHL | http://www.toronto.ca/TWONTO#chlorinator_system |  | Pre-Chorination System
28244 | FIS-CLA-CHL-0301 | Chlorinator, Pre/Drain Chlorination Train 3, Gaseous Chemical Building, Machine Room | FIS-CLA | Chemical Feeder,Gas | Chemical Feeder |  | CHL | http://www.toronto.ca/TWONTO#chlorinator_system |  | Pre-Chorination System
28250 | FIS-CLA-INJ-0101 | Eductor, Pre-Chlorine Train 1, Gaseous Chemical Building, Main Floor, Machine Room | FIS-CLA-CHL-0101 |  | Chemical Feeder |  | INJ | http://www.toronto.ca/TWONTO#ejector |  | Chlorinator, Pre Chlorination Train 1, Gaseous Chemical Building, Machine Room
28251 | FIS-CLA-INJ-0301 | Eductor, Drain Machine Train, Gaseous Chemical Building, Main Floor, Machine Room | FIS-CLA-CHL-0301 |  | Chemical Feeder |  | INJ | http://www.toronto.ca/TWONTO#ejector |  | Chlorinator, Pre/Drain Chlorination Train 3, Gaseous Chemical Building, Machine Room
28321 | FIS-CLB-CHL-0201 | Chlorinator, Post Chlorination Train 2, Gaseous Chemical Building, Machine Room | FIS-CLB | Chemical Feeder,Gas | Chemical Feeder |  | CHL | http://www.toronto.ca/TWONTO#chlorinator_system |  | Post-Chlorination
28322 | FIS-CLB-CHL-0301 | Chlorinator, Post Chlorination Train 3, Gaseous Chemical Building, Machine Room | FIS-CLB | Chemical Feeder,Gas | Chemical Feeder |  | CHL | http://www.toronto.ca/TWONTO#chlorinator_system |  | Post-Chlorination
28330 | FIS-CLB-INJ-0101 | Eductor, Post-Chlorine, Filter Complex, Basement Floor, Filter Gallery | FIS-CLB-CHL-0101 |  | Chemical Feeder |  | INJ | http://www.toronto.ca/TWONTO#ejector |  | Chlorinator, Post Chlorination Train 1, Gaseous Chemical Building, Machine Room
28516 | FIS-DCL-SO-0201 | Sulphonator, Gaseous Chemical Building, Machine Room | FIS-DCL |  | Chemical Feeder |  | SO | http://www.toronto.ca/TWONTO#sulphonation_system |  | De-Chlorination
28517 | FIS-DCL-SO-0301 | Sulphonator, Gaseous Chemical Building, Machine Room | FIS-DCL |  | Chemical Feeder |  | SO | http://www.toronto.ca/TWONTO#sulphonation_system |  | De-Chlorination
39791 | TAB-ACC-FD-4452 | Feeder, Chemical,Glycol Chemical feeder Line | TAB-ACC-P-4450 | Analyzer | Chemical Feeder |  | FD | http://www.toronto.ca/TWONTO#ejector |  | Pump , Circulating , Glycol water System
43536 | TAB-DEW-FD-3001 | Dry Polymer Hopper #1 Feeder | TAB-DEW-T-3010 | Mixer | Chemical Feeder |  | FD | http://www.toronto.ca/TWONTO#ejector |  | Tank, Polymer Mixing #1
43537 | TAB-DEW-FD-3003 | Dry Polymer Hopper #3 Feeder | TAB-DEW-T-3030 | Gearbox | Chemical Feeder |  | FD | http://www.toronto.ca/TWONTO#ejector |  | Tank, Polymer Mixing # 3
43538 | TAB-DEW-FD-3004 | Dry Polymer Hopper #4 Feeder | TAB-DEW-T-3040 | Gearbox | Chemical Feeder |  | FD | http://www.toronto.ca/TWONTO#ejector |  | Tank, Polymer Mixing #4
43539 | TAB-DEW-FD-3006 | Dry Polymer Hopper #6 Feeder | TAB-DEW-T-3060 | Mixer | Chemical Feeder |  | FD | http://www.toronto.ca/TWONTO#ejector |  | Tank, Polymer Mixing #6
43751 | TAB-DEW-MEQ-3001 | Dry Polymer Feeder #1 Eductor | TAB-DEW-FD-3001 | Conveyor | Chemical Feeder |  | MEQ | http://www.toronto.ca/TWONTO#ejector |  | Dry Polymer Hopper #1 Feeder
43752 | TAB-DEW-MEQ-3003 | Dry Polymer Feeder #3 Eductor | TAB-DEW-FD-3003 | Conveyor | Chemical Feeder |  | MEQ | http://www.toronto.ca/TWONTO#ejector |  | Dry Polymer Hopper #3 Feeder
43753 | TAB-DEW-MEQ-3005 | Dry Polymer Feeder #5 Eductor | TAB-DEW-FD-3005 | Conveyor | Chemical Feeder |  | MEQ | http://www.toronto.ca/TWONTO#ejector |  | Dry Polymer Hopper #5 Feeder
43754 | TAB-DEW-MEQ-3006 | Dry Polymer Feeder #6 Eductor | TAB-DEW-FD-3006 | Conveyor | Chemical Feeder |  | MEQ | http://www.toronto.ca/TWONTO#ejector |  | Dry Polymer Hopper #6 Feeder
44920 | TAB-DIG-FD-6470 | Feeder, Chemical | TAB-DIG-P-9722 | Chemical Feeder,Liquid | Chemical Feeder |  | FD | http://www.toronto.ca/TWONTO#ejector |  | Pump, CWP-1, Digester Cooling System
46601 | TAB-DIS-CHL-1112 | Chlorinator #2 | TAB-DIS-CHL-2 | Chemical Feeder | Chemical Feeder |  | CHL | http://www.toronto.ca/TWONTO#chlorinator_system |  | Chlorination Train #2
46602 | TAB-DIS-CHL-1112 | Chlorinator #2 | TAB-SUSPENDED ENTITY | Chemical Feeder | Chemical Feeder |  | CHL | http://www.toronto.ca/TWONTO#chlorinator_system |  | Suspended entities
46603 | TAB-DIS-CHL-1113 | Chlorinator #3 | TAB-DIS-CHL-3 |  | Chemical Feeder |  | CHL | http://www.toronto.ca/TWONTO#chlorinator_system |  | ChlorinatIon Train #3
46604 | TAB-DIS-CHL-1114 | Chlorinator #4 | TAB-DIS-CHL-4 |  | Chemical Feeder |  | CHL | http://www.toronto.ca/TWONTO#chlorinator_system |  | Chlorination Train #4
46605 | TAB-DIS-CHL-1115 | Chlorinator #5 | TAB-DIS-CHL-5 |  | Chemical Feeder |  | CHL | http://www.toronto.ca/TWONTO#chlorinator_system |  | Chlorination Train #5
46606 | TAB-DIS-CHL-1115 | Chlorinator #5 | TAB-SUSPENDED ENTITY |  | Chemical Feeder |  | CHL | http://www.toronto.ca/TWONTO#chlorinator_system |  | Suspended entities
46607 | TAB-DIS-CHL-1116 | Chlorinator #6 | TAB-DIS-CHL-6 | Chemical Feeder | Chemical Feeder |  | CHL | http://www.toronto.ca/TWONTO#chlorinator_system |  | Chlorination Train #6
46608 | TAB-DIS-CHL-1116 | Chlorinator #6 | TAB-SUSPENDED ENTITY | Chemical Feeder | Chemical Feeder |  | CHL | http://www.toronto.ca/TWONTO#chlorinator_system |  | Suspended entities
46609 | TAB-DIS-CHL-1117 | Chlorinator #7 | TAB-DIS-CHL-7 |  | Chemical Feeder |  | CHL | http://www.toronto.ca/TWONTO#chlorinator_system |  | Chlorination Train #7
46610 | TAB-DIS-CHL-1118 | Chlorinator #8 | TAB-DIS-CHL-8 |  | Chemical Feeder |  | CHL | http://www.toronto.ca/TWONTO#chlorinator_system |  | Chlorination Train #8
46624 | TAB-DIS-F-0012 | Filter , Chlorine | TAB-DIS-CHL-2 | Filter | Chemical Feeder |  | F | http://www.toronto.ca/TWONTO#discrete_unit_of_treatment_filter |  | Chlorination Train #2
46625 | TAB-DIS-F-0013 | Filter , Chlorine | TAB-DIS-CHL-3 | Filter | Chemical Feeder |  | F | http://www.toronto.ca/TWONTO#discrete_unit_of_treatment_filter |  | ChlorinatIon Train #3
46626 | TAB-DIS-F-0014 | Filter , Chlorine | TAB-DIS-CHL-4 | Filter | Chemical Feeder |  | F | http://www.toronto.ca/TWONTO#discrete_unit_of_treatment_filter |  | Chlorination Train #4
50563 | FCL-DCL-SO-0101 | Sulphonator, Sulphur Dioxide System, Machine Room,Gaseous Chemical Building | FCL-DCL | Analyzer,Sulphur Dioxide | Chemical Feeder |  | SO | http://www.toronto.ca/TWONTO#sulphonation_system |  | Sulphur Dioxide System
50564 | FCL-DCL-SO-0501 | Sulphonator, RMF Dechlorination, Machine Room,Gaseous Chemical Building | FCL-DCL | Analyzer,Sulphur Dioxide | Chemical Feeder |  | SO | http://www.toronto.ca/TWONTO#sulphonation_system |  | Sulphur Dioxide System
50782 | TAB-PRM-FD-0111 | Chemical Feeder, Dry Polymer, Tank T-0110 Inlet, Polymer Room, Old Screen Bldg., P Bldg. | TAB-PRM-T-0110 | Chemical Feeder,Powder | Chemical Feeder |  | FD | http://www.toronto.ca/TWONTO#polymer_preparation_system |  | Tank, Polymer Make-Up, Polymer Room, Old Screen Bldg., P Bldg.
52083 | TAB-PWA-FD-2701 | Feeder, Chemical | TAB-PWA-P-2761S | Chemical Feeder | Chemical Feeder |  | FD | http://www.toronto.ca/TWONTO#ejector |  | Pump, Chemical Metering
52084 | TAB-PWA-FD-2701 | Feeder, Chemical | TAB-PWA-T-2701 | Chemical Feeder | Chemical Feeder |  | FD | http://www.toronto.ca/TWONTO#ejector |  | Tank, Chemical, Sodium Hypochlorite
52085 | TAB-PWA-FD-2702 | Feeder, Chemical | TAB-PWA-P-2711 | Chemical Feeder | Chemical Feeder |  | FD | http://www.toronto.ca/TWONTO#ejector |  | Pump, Chemical Metering
52086 | TAB-PWA-FD-2702 | Feeder, Chemical | TAB-PWA-T-2700 | Chemical Feeder | Chemical Feeder |  | FD | http://www.toronto.ca/TWONTO#ejector |  | Tank, Chemical, Sodium Hypochlorite
54942 | TAB-THK-FD-4011 | Feeder, Polymer Solution Preparation Feed System | TAB-THK-MX-4010 | Chemical Feeder,Powder | Chemical Feeder |  | FD | http://www.toronto.ca/TWONTO#polymer_preparation_system |  | Hopper Feed, Dry Polymer Feed Preparation
54943 | TAB-THK-FD-4031 | Feeder, Polymer Solution Preparation Feed System | TAB-THK-MX-4030 | Chemical Feeder,Powder | Chemical Feeder |  | FD | http://www.toronto.ca/TWONTO#polymer_preparation_system |  | Hopper Feed, Dry Polymer Feed Preparation
54991 | TAB-THK-MEQ-4032 | Eductor - Dry Polymer Blower Feed System | TAB-THK-MX-4030 | Chemical Feeder,Powder | Chemical Feeder |  | MEQ | http://www.toronto.ca/TWONTO#ejector |  | Hopper Feed, Dry Polymer Feed Preparation
54992 | TAB-THK-MX | Dry Polymer Feed Preparation System | TAB-THK-POL |  | Chemical Feeder |  |  | http://www.toronto.ca/TWONTO#collection_of_assets |  | Polymer System
54993 | TAB-THK-MX-4010 | Hopper Feed, Dry Polymer Feed Preparation | TAB-THK-MX | Chemical Feeder,Powder | Chemical Feeder |  | MX | http://www.toronto.ca/TWONTO#mixer_or_agitator |  | Dry Polymer Feed Preparation System
54994 | TAB-THK-MX-4020 | Hopper Feed, Dry Polymer Feed Preparation | TAB-THK-MX | Chemical Feeder,Powder | Chemical Feeder |  | MX | http://www.toronto.ca/TWONTO#mixer_or_agitator |  | Dry Polymer Feed Preparation System
56481 | THC-ACC-FD-3000 | Feeder,Chemical, Bypass,Hot Water Recirculation Pumps, Boiler Building | THC-ACC-P-3013 | Chemical Feeder,Gas | Chemical Feeder |  | FD | http://www.toronto.ca/TWONTO#ejector |  | Pump,Centrifugal,Plant Hot Water Supply,Recirc.,Boiler Building
66907 | THC-THK-FD-1101 | Feeder,Polymer Make-up System-1100,Thickening Building | THC-THK-T-1100 | Chemical Feeder,Powder | Chemical Feeder |  | FD | http://www.toronto.ca/TWONTO#polymer_preparation_system |  | Tank,Make-up,Polymer Make-up System-1100,Thickening Building
66908 | THC-THK-FD-1201 | Feeder,Polymer Make-up System-1200,Thickening Building | THC-THK-T-1200 | Chemical Feeder,Powder | Chemical Feeder |  | FD | http://www.toronto.ca/TWONTO#polymer_preparation_system |  | Tank,Make-up,Polymer Make-up System-1200,Thickening Building
67642 | THR-ACC-FD-7477 | Water Softener, Boilers Make Up Water | THR-ACC-BO | Chemical Feeder,Liquid | Chemical Feeder |  | FD | http://www.toronto.ca/TWONTO#storage_tank |  | Air Conditioning, Heating and Ventilation, Boiler
71839 | FHA-CLA-CHL-0201 | Chlorinator, Solution Feed Gas Dispenser, Vacuum Operated, Filtration Bldg., Chlorine Feed Room | FHA-CLA | Chemical Feeder,Gas | Chemical Feeder |  | CHL | http://www.toronto.ca/TWONTO#chlorinator_system |  | Pre-Chlorination
71841 | FHA-CLA-CHL-0301 | Chlorinator, Solution Feed Gas Dispenser, Vacuum Operated, Filtration Bldg., Chlorine Feed Room | FHA-CLA-CHL-0301-KQ | Chemical Feeder,Gas | Chemical Feeder |  | CHL | http://www.toronto.ca/TWONTO#chlorinator_system |  | Chlorination Location,Train #3
72706 | THR-DIS-CHL-1211 | Chlorinator, Chlorination Building, Disinfection, Chlorination System | THR-DIS-EV | Chemical Feeder,Gas | Chemical Feeder | 34313 | CHL | http://www.toronto.ca/TWONTO#chlorinator_system |  | Disinfection, Chlorine Evaporator
72707 | THR-DIS-CHL-1221 | Chlorinator, Chlorination Building, Disinfection, Chlorination System | THR-DIS-CHL | Chemical Feeder,Gas | Chemical Feeder | 34314 | CHL | http://www.toronto.ca/TWONTO#chlorinator_system |  | Disinfection, Chlorination System
72708 | THR-DIS-CHL-1221 | Chlorinator, Chlorination Building, Disinfection, Chlorination System | THR-DIS-EV | Chemical Feeder,Gas | Chemical Feeder | 34314 | CHL | http://www.toronto.ca/TWONTO#chlorinator_system |  | Disinfection, Chlorine Evaporator
72709 | THR-DIS-CHL-1231 | Chlorinator, Chlorination Building, Disinfection, Chlorination System | THR-S-E | Chemical Feeder,Gas | Chemical Feeder | 34315 | CHL | http://www.toronto.ca/TWONTO#chlorinator_system |  | SUSPENDED ENTITY
72710 | THR-DIS-CHL-1241 | Chlorinator, Chlorination Building, Disinfection, Chlorination System | THR-DIS-EV | Chemical Feeder,Gas | Chemical Feeder | 34316 | CHL | http://www.toronto.ca/TWONTO#chlorinator_system |  | Disinfection, Chlorine Evaporator
72711 | THR-DIS-CHL-1251 | Chlorinator, Chlorination Building, Disinfection, Chlorination System | THR-DIS-CHL | Chemical Feeder,Gas | Chemical Feeder | 34317 | CHL | http://www.toronto.ca/TWONTO#chlorinator_system |  | Disinfection, Chlorination System
72712 | THR-DIS-CHL-1251 | Chlorinator, Chlorination Building, Disinfection, Chlorination System | THR-S-E | Chemical Feeder,Gas | Chemical Feeder | 34317 | CHL | http://www.toronto.ca/TWONTO#chlorinator_system |  | SUSPENDED ENTITY
72729 | FHA-CLB-CHL-0101 | Chlorinator, Solution Feed Gas Dispenser, Vacuum Operated, Filtration Building, Cl2/SO2 Feeder Room | FHA-CLB | Chemical Feeder,Gas | Chemical Feeder |  | CHL | http://www.toronto.ca/TWONTO#chlorinator_system |  | Post-Chlorination
72730 | FHA-CLB-CHL-0201 | Chlorinator, Solution Feed Gas Dispenser, Vacuum Operated, Filtration Building, Cl2/SO2 Feeder Room | FHA-CLB | Chemical Feeder,Gas | Chemical Feeder |  | CHL | http://www.toronto.ca/TWONTO#chlorinator_system |  | Post-Chlorination
74665 | FHA-DCL-SO-0101 | Sulphonator, Solution Feed Gas Dispenser, Vacuum Operated, Filter Building Cl2/SO2 Feeder Room | FHA-DCL-SO-0101-KQ | Chemical Feeder,Gas | Chemical Feeder | 40800 | SO | http://www.toronto.ca/TWONTO#sulphonation_system |  | Sulphonator Location
74667 | FHA-DCL-SO-0301 | Sulphonator, Solution Feed Gas Dispenser, Vacuum Operated. Filter Building Cl2/SO2 Feeder Room | FHA-DCL | Chemical Feeder,Gas | Chemical Feeder | 39200 | SO | http://www.toronto.ca/TWONTO#sulphonation_system |  | De-Chorination
79450 | THR-THK-POL-8002 | Polymer Preparation Unit System, Unit #2 | THR-THK-POL | Chemical Feeder,Powder | Chemical Feeder |  | POL | http://www.toronto.ca/TWONTO#polymer_preparation_system |  | Polymer Systems, Sludge Thickening
80784 | TNT-CSO-POL-2301 | Polymer Make-Down Skid No.3 | TNT-CSO-LAB | Chemical Feeder | Chemical Feeder |  | POL | http://www.toronto.ca/TWONTO#polymer_preparation_system |  | Lab Bldg polymer System
80785 | TNT-CSO-POL-2401 | Polymer Make-Down Skid No.4 | TNT-CSO-LAB | Chemical Feeder | Chemical Feeder |  | POL | http://www.toronto.ca/TWONTO#polymer_preparation_system |  | Lab Bldg polymer System
80786 | TNT-CSO-POL-2501 | Polymer Make-Down Skid No.5 | TNT-CSO-LAB | Chemical Feeder | Chemical Feeder |  | POL | http://www.toronto.ca/TWONTO#polymer_preparation_system |  | Lab Bldg polymer System
83570 | FHA-SM-SB-0100 | Scrubber, Cl2 Filter Building, East Pipe Gallery | FHA-SES-SCRUBBER | Scrubber | Chemical Feeder |  | SB | http://www.toronto.ca/TWONTO#air_scrubber |  | Scrubber System
90723 | FHO-CLA-CHL-0201 | Chlorinator, Pre Chlorination Train 2, Chemical Building, L1, Machine Room | FHO-CLA | Chemical Feeder,Gas | Chemical Feeder |  | CHL | http://www.toronto.ca/TWONTO#chlorinator_system |  | Pre Chlorination System
90724 | FHO-CLA-CHL-0201 | Chlorinator, Pre Chlorination Train 2, Chemical Building, L1, Machine Room | FHO-CLA-CHL-0201-KQ | Chemical Feeder,Gas | Chemical Feeder |  | CHL | http://www.toronto.ca/TWONTO#chlorinator_system |  | Pre Chlorination Train 2
90829 | FHO-CLB-CHL-0101 | Chlorinator, Post Chlorination Train 1 West, Chemical Building, L1, Evaporator Room | FHO-CLB | Chemical Feeder,Gas | Chemical Feeder |  | CHL | http://www.toronto.ca/TWONTO#chlorinator_system |  | Post Chlorination System
90830 | FHO-CLB-CHL-0201 | Chlorinator, Post Chlorination Train 2 West, Chemical Building, L1, Evaporator Room | FHO-CLB | Chemical Feeder,Gas | Chemical Feeder |  | CHL | http://www.toronto.ca/TWONTO#chlorinator_system |  | Post Chlorination System
90831 | FHO-CLB-CHL-0201 | Chlorinator, Post Chlorination Train 2 West, Chemical Building, L1, Evaporator Room | FHO-CLB-CHL-0201-KQ | Chemical Feeder,Gas | Chemical Feeder |  | CHL | http://www.toronto.ca/TWONTO#chlorinator_system |  | Post Chlorination Train 2
90834 | FHO-CLB-CHL-0301 | Chlorinator, Post Chlorination East Train 3, Chemical Building, L1, Evaporator Room | FHO-CLC | Chemical Feeder,Gas | Chemical Feeder |  | CHL | http://www.toronto.ca/TWONTO#chlorinator_system |  | Trim Chlorination System
90835 | FHO-CLB-CHL-0301 | Chlorinator, Post Chlorination East Train 3, Chemical Building, L1, Evaporator Room | FHO-CLC-CHL-0201-KQ | Chemical Feeder,Gas | Chemical Feeder |  | CHL | http://www.toronto.ca/TWONTO#chlorinator_system |  | Trim ChlorinationTrain 2
90836 | FHO-CLB-CHL-0401 | Chlorinator, Post Chlorination East Train 4,Chemical Building, L1, Evaporator Room | FHO-DCL | Chemical Feeder,Gas | Chemical Feeder |  | CHL | http://www.toronto.ca/TWONTO#chlorinator_system |  | De-Chlorination
90837 | FHO-CLB-CHL-0401 | Chlorinator, Post Chlorination East Train 4,Chemical Building, L1, Evaporator Room | FHO-DCL-SO-0101-KQ | Chemical Feeder,Gas | Chemical Feeder |  | CHL | http://www.toronto.ca/TWONTO#chlorinator_system |  | Dechlorination Train 1
91074 | FHO-DCL-SO-0201 | Sulphonator, Dechlorination Train 2, Chemical Building, Main Floor, Machine Room | FHO-DCL | Chemical Feeder,Gas | Chemical Feeder |  | SO | http://www.toronto.ca/TWONTO#sulphonation_system |  | De-Chlorination
91075 | FHO-DCL-SO-0201 | Sulphonator, Dechlorination Train 2, Chemical Building, Main Floor, Machine Room | FHO-DCL-SO-0201-KQ | Chemical Feeder,Gas | Chemical Feeder |  | SO | http://www.toronto.ca/TWONTO#sulphonation_system |  | Dechlorination Train 2
91077 | FHO-DCL-SO-0301 | Sulphonator, Dechlorination Train 3, Chemical Building, Main Floor, Machine Room | FHO-DCL-SO-0301-KQ | Chemical Feeder,Gas | Chemical Feeder |  | SO | http://www.toronto.ca/TWONTO#sulphonation_system |  | Dechlorination Train 3
91376 | FHO-DOZ-T-5005-SUS | Tank, Chemical Pot Feeder | FHO-DOZ-P-5010 | Chemical Feeder | Chemical Feeder | 37567 | T | http://www.toronto.ca/TWONTO#chemical_storage_tank |  | Pump, Closed Loop Cooling Water Pump, Ozone Building, L1, Ozone Equipment Room
91377 | FHO-DOZ-T-5006-SUS | Tank, Chemical Pot Feeder | FHO-SUSPENDED | Chemical Feeder | Chemical Feeder | 37568 | T | http://www.toronto.ca/TWONTO#chemical_storage_tank |  | Suspended Entity List
93608 | FHO-PAC-FD-0101-SUS | Feeder, PAC skid 1 | FHO-PAC | Chemical Feeder,Powder | Chemical Feeder | 37696 | FD | chemical_dosing_system |  | PAC System
93609 | FHO-PAC-FD-0201-SUS | Feeder, PAC skid 2 | FHO-PAC | Chemical Feeder,Powder | Chemical Feeder | 37697 | FD | chemical_dosing_system |  | PAC System
93610 | FHO-PAC-FD-0201-SUS | Feeder, PAC skid 2 | FHO-SUSPENDED | Chemical Feeder,Powder | Chemical Feeder | 37697 | FD | chemical_dosing_system |  | Suspended Entity List
93611 | FHO-PAC-FD-0301-SUS | Feeder, PAC skid 3 | FHO-PAC | Chemical Feeder,Powder | Chemical Feeder | 37698 | FD | chemical_dosing_system |  | PAC System
93658 | FHO-PCL-P-0301-KQ | PACL Train 3 | FHO-OBSOLETE |  | Chemical Feeder |  | P | chemical_dosing_system |  | Removed From Service
93661 | FHO-PCL-P-0401-KQ | PACL Train 4 | FHO-OBSOLETE |  | Chemical Feeder |  | P | chemical_dosing_system |  | Removed From Service
93662 | FHO-PCL-P-0401-KQ | PACL Train 4 | FHO-PCL |  | Chemical Feeder |  | P | chemical_dosing_system |  | PACL System
96234 | FIS-CLA-CHL-0501-SUS | Chlorinator | FIS-CLA | Chemical Feeder,Gas | Chemical Feeder | 38160 | CHL | http://www.toronto.ca/TWONTO#chlorinator_system |  | Pre-Chorination System
96235 | FIS-CLA-CHL-0501-SUS | Chlorinator | FIS-SUSPENDED | Chemical Feeder,Gas | Chemical Feeder | 38160 | CHL | http://www.toronto.ca/TWONTO#chlorinator_system |  | Obsolete Entities/Processes
96249 | FIS-CLA-INJ-0201 | Eductor, Pre-Chlorine Train 2, Gaseous Chemical Building, Main Floor, Machine Room | FIS-CLA-CHL-0201 |  | Chemical Feeder |  | INJ | http://www.toronto.ca/TWONTO#ejector |  | Chlorinator, Pre Chlorination Train 2, Gaseous Chemical Building, Machine Room
96298 | FIS-CLB-CHL-0101 | Chlorinator, Post Chlorination Train 1, Gaseous Chemical Building, Machine Room | FIS-CLB | Chemical Feeder,Gas | Chemical Feeder |  | CHL | http://www.toronto.ca/TWONTO#chlorinator_system |  | Post-Chlorination
96308 | FIS-CLB-INJ-0201 | Eductor, Post-Chlorine, Filter Complex, Basement Floor, Filter Gallery | FIS-CLB-CHL-0201 |  | Chemical Feeder |  | INJ | http://www.toronto.ca/TWONTO#ejector |  | Chlorinator, Post Chlorination Train 2, Gaseous Chemical Building, Machine Room
96309 | FIS-CLB-INJ-0301 | Eductor, Trim-Chlorine, Metering & Sampling Building, Lower Level | FIS-CLB-CHL-0301 |  | Chemical Feeder |  | INJ | http://www.toronto.ca/TWONTO#ejector |  | Chlorinator, Post Chlorination Train 3, Gaseous Chemical Building, Machine Room
96385 | FIS-CLC-CHL-0101 | Chemical Feeder, Gas, Chlorine, Trim Chlorination, Chlorination System | FIS-CLB | Chemical Feeder,Gas | Chemical Feeder |  | CHL | http://www.toronto.ca/TWONTO#chlorinator_system |  | Post-Chlorination
96386 | FIS-CLC-CHL-0101 | Chemical Feeder, Gas, Chlorine, Trim Chlorination, Chlorination System | FIS-CLC | Chemical Feeder,Gas | Chemical Feeder |  | CHL | http://www.toronto.ca/TWONTO#chlorinator_system |  | Trim Chlorination System
96422 | FIS-DCL-INJ-0101 | Eductor, SO2, Chemical Mixing Building, Upper Level | FIS-DCL-SO-0101 |  | Chemical Feeder |  | INJ | http://www.toronto.ca/TWONTO#ejector |  | Sulphonator, Gaseous Chemical Building, Machine Room
96423 | FIS-DCL-INJ-0201 | Eductor, SO2, Chemical Mixing Building, Upper Level | FIS-DCL-SO-0201 |  | Chemical Feeder |  | INJ | http://www.toronto.ca/TWONTO#ejector |  | Sulphonator, Gaseous Chemical Building, Machine Room
96434 | FIS-DCL-SO-0101 | Sulphonator, Gaseous Chemical Building, Machine Room | FIS-DCL |  | Chemical Feeder |  | SO | http://www.toronto.ca/TWONTO#sulphonation_system |  | De-Chlorination
106388 | TAB-ACC-FD-1232 | Feeder, Chemical,Glycol Chemical feeder Line | TAB-ACC-P-1230 | Chemical Feeder | Chemical Feeder |  | FD | http://www.toronto.ca/TWONTO#ejector |  | Pump, Glycol Circulating, Floatation Bldg, PG 25-1
106391 | TAB-ACC-FD-2814 | Feeder, Chemical, Old Dewatering Bsmt | TAB-ACC-P-2814 | Chemical Feeder | Chemical Feeder |  | FD | http://www.toronto.ca/TWONTO#ejector |  | Pump, Circulating,Glycol , Dewatering Space Heating, P7-4
106392 | TAB-ACC-FD-3433 | Feeder, Chemical,Glycol Chemical feeder Line | TAB-ACC-P-3431 | Analyzer | Chemical Feeder |  | FD | http://www.toronto.ca/TWONTO#ejector |  | Pump, Circulating, Glycol,Filter Bldg, S-6 & S-7,PG38-1,
106393 | TAB-ACC-FD-3882 | Feeder, Chemical,Glycol Chemical feeder Line | TAB-ACC-P-3880 | Analyzer | Chemical Feeder |  | FD | http://www.toronto.ca/TWONTO#ejector |  | Pump,Clrculating, Glycol , PG29/30/31-1
109324 | TAB-DEW POLYMER PREP | Polymer Solution Preparation & Storage Systems | TAB-DEW-POLYMER |  | Chemical Feeder |  |  | http://www.toronto.ca/TWONTO#collection_of_assets |  | Dewatering Polymer System
109410 | TAB-DEW-FD-3002 | Dry Polymer Hopper #2 Feeder | TAB-DEW-T-3020 | Mixer | Chemical Feeder |  | FD | http://www.toronto.ca/TWONTO#ejector |  | Tank, Polymer Mixing # 2
109411 | TAB-DEW-FD-3005 | Dry Polymer Hopper #5 Feeder | TAB-DEW-T-3050 | Gearbox | Chemical Feeder |  | FD | http://www.toronto.ca/TWONTO#ejector |  | Tank, Polymer Mixing #5
109615 | TAB-DEW-MEQ-3002 | Dry Polymer Feeder #2 Eductor | TAB-DEW-FD-3002 | Conveyor | Chemical Feeder |  | MEQ | http://www.toronto.ca/TWONTO#ejector |  | Dry Polymer Hopper #2 Feeder
109616 | TAB-DEW-MEQ-3004 | Dry Polymer Feeder #4 Eductor | TAB-DEW-FD-3004 | Conveyor | Chemical Feeder |  | MEQ | http://www.toronto.ca/TWONTO#ejector |  | Dry Polymer Hopper #4 Feeder
110568 | TAB-DIG-FD-6480 | Filter & Feeder, Chemical | TAB-DIG-P-9724 | Chemical Feeder,Liquid | Chemical Feeder |  | FD | http://www.toronto.ca/TWONTO#ejector |  | Pump, CWP-3, Chill Water ReCirc.
110569 | TAB-DIG-FD-6494 | Feeder,Chemical | TAB-DIG-P-9726 | Chemical Feeder,Liquid | Chemical Feeder |  | FD | http://www.toronto.ca/TWONTO#ejector |  | Pump, Chilled Water Circulating, CWCP-1, Digester Gas Control Build, Basement
110570 | TAB-DIG-FD-6494 | Feeder,Chemical | TAB-DIG-P-9727 | Chemical Feeder,Liquid | Chemical Feeder |  | FD | http://www.toronto.ca/TWONTO#ejector |  | Pump, Chilled Water Circulating, CWCP-2, Digester Gas Control Build, Basement
112162 | TAB-DIS-CHL-1113 | Chlorinator #3 | TAB-SUSPENDED ENTITY |  | Chemical Feeder |  | CHL | http://www.toronto.ca/TWONTO#chlorinator_system |  | Suspended entities
112163 | TAB-DIS-CHL-1114 | Chlorinator #4 | TAB-SUSPENDED ENTITY |  | Chemical Feeder |  | CHL | http://www.toronto.ca/TWONTO#chlorinator_system |  | Suspended entities
112164 | TAB-DIS-CHL-1117 | Chlorinator #7 | TAB-SUSPENDED ENTITY |  | Chemical Feeder |  | CHL | http://www.toronto.ca/TWONTO#chlorinator_system |  | Suspended entities
112181 | TAB-DIS-F-0015 | Filter , Chlorine | TAB-DIS-CHL-5 | Filter | Chemical Feeder |  | F | http://www.toronto.ca/TWONTO#discrete_unit_of_treatment_filter |  | Chlorination Train #5
112182 | TAB-DIS-F-0016 | Filter , Chlorine | TAB-DIS-CHL-6 | Filter | Chemical Feeder |  | F | http://www.toronto.ca/TWONTO#discrete_unit_of_treatment_filter |  | Chlorination Train #6
112183 | TAB-DIS-F-0017 | Filter , Chlorine | TAB-DIS-CHL-7 | Filter | Chemical Feeder |  | F | http://www.toronto.ca/TWONTO#discrete_unit_of_treatment_filter |  | Chlorination Train #7
112184 | TAB-DIS-F-0018 | Filter , Chlorine | TAB-DIS-CHL-8 | Filter | Chemical Feeder |  | F | http://www.toronto.ca/TWONTO#discrete_unit_of_treatment_filter |  | Chlorination Train #8
112212 | TAB-DIS-NAOCL | Disinfection - Sodium Hypochlorite | TAB-DIS |  | Chemical Feeder |  |  | http://www.toronto.ca/TWONTO#collection_of_assets |  | Disinfection
112213 | TAB-DIS-NAOCL | Disinfection - Sodium Hypochlorite | TAB-PWA |  | Chemical Feeder |  |  | http://www.toronto.ca/TWONTO#collection_of_assets |  | Plant Water
119239 | TAB-THK-FD-4021 | Feeder, Polymer Solution Preparation Feed System | TAB-THK-MX-4020 | Chemical Feeder,Powder | Chemical Feeder |  | FD | http://www.toronto.ca/TWONTO#polymer_preparation_system |  | Hopper Feed, Dry Polymer Feed Preparation
119303 | TAB-THK-MEQ-4012 | Eductor - Dry Polymer Blower Feed System | TAB-THK-MX-4010 | Chemical Feeder,Powder | Chemical Feeder |  | MEQ | http://www.toronto.ca/TWONTO#ejector |  | Hopper Feed, Dry Polymer Feed Preparation
119304 | TAB-THK-MEQ-4022 | Eductor - Dry Polymer Blower Feed System | TAB-THK-MX-4020 | Chemical Feeder,Powder | Chemical Feeder |  | MEQ | http://www.toronto.ca/TWONTO#ejector |  | Hopper Feed, Dry Polymer Feed Preparation
119305 | TAB-THK-MX-4030 | Hopper Feed, Dry Polymer Feed Preparation | TAB-THK-MX | Chemical Feeder,Powder | Chemical Feeder |  | MX | http://www.toronto.ca/TWONTO#mixer_or_agitator |  | Dry Polymer Feed Preparation System
120628 | THC-ACC-FD-3000 | Feeder,Chemical, Bypass,Hot Water Recirculation Pumps, Boiler Building | THC-ACC-PIP-0001 | Chemical Feeder,Gas | Chemical Feeder |  | FD | http://www.toronto.ca/TWONTO#ejector |  | Piping system, HVAC associated with Boilers (Hot Water Facility Wide)
129828 | THR-ACC-FD-7477AS | Water Softener, Boilers Make Up Water East Side | THR-ACC-FD-7477 | Chemical Feeder,Liquid | Chemical Feeder | 36258 | FD | http://www.toronto.ca/TWONTO#storage_tank |  | Water Softener, Boilers Make Up Water
129829 | THR-ACC-FD-7477BS | Water Softener, Boilers Make Up Water West Side | THR-ACC-FD-7477 | Chemical Feeder,Liquid | Chemical Feeder | 36259 | FD | http://www.toronto.ca/TWONTO#storage_tank |  | Water Softener, Boilers Make Up Water
133824 | THR-DIS-CHL-1211 | Chlorinator, Chlorination Building, Disinfection, Chlorination System | THR-DIS-CHL | Chemical Feeder,Gas | Chemical Feeder | 34313 | CHL | http://www.toronto.ca/TWONTO#chlorinator_system |  | Disinfection, Chlorination System
133825 | THR-DIS-CHL-1211 | Chlorinator, Chlorination Building, Disinfection, Chlorination System | THR-S-E | Chemical Feeder,Gas | Chemical Feeder | 34313 | CHL | http://www.toronto.ca/TWONTO#chlorinator_system |  | SUSPENDED ENTITY
133826 | THR-DIS-CHL-1221 | Chlorinator, Chlorination Building, Disinfection, Chlorination System | THR-S-E | Chemical Feeder,Gas | Chemical Feeder | 34314 | CHL | http://www.toronto.ca/TWONTO#chlorinator_system |  | SUSPENDED ENTITY
133827 | THR-DIS-CHL-1231 | Chlorinator, Chlorination Building, Disinfection, Chlorination System | THR-DIS-CHL | Chemical Feeder,Gas | Chemical Feeder | 34315 | CHL | http://www.toronto.ca/TWONTO#chlorinator_system |  | Disinfection, Chlorination System
133828 | THR-DIS-CHL-1231 | Chlorinator, Chlorination Building, Disinfection, Chlorination System | THR-DIS-EV | Chemical Feeder,Gas | Chemical Feeder | 34315 | CHL | http://www.toronto.ca/TWONTO#chlorinator_system |  | Disinfection, Chlorine Evaporator
133829 | THR-DIS-CHL-1241 | Chlorinator, Chlorination Building, Disinfection, Chlorination System | THR-DIS-CHL | Chemical Feeder,Gas | Chemical Feeder | 34316 | CHL | http://www.toronto.ca/TWONTO#chlorinator_system |  | Disinfection, Chlorination System
133830 | THR-DIS-CHL-1241 | Chlorinator, Chlorination Building, Disinfection, Chlorination System | THR-S-E | Chemical Feeder,Gas | Chemical Feeder | 34316 | CHL | http://www.toronto.ca/TWONTO#chlorinator_system |  | SUSPENDED ENTITY
133831 | THR-DIS-CHL-1251 | Chlorinator, Chlorination Building, Disinfection, Chlorination System | THR-DIS-EV | Chemical Feeder,Gas | Chemical Feeder | 34317 | CHL | http://www.toronto.ca/TWONTO#chlorinator_system |  | Disinfection, Chlorine Evaporator
139126 | THR-THK-POL-8001 | Polymer Preparation Unit System, Unit #1 | THR-THK-POL | Chemical Feeder,Powder | Chemical Feeder |  | POL | http://www.toronto.ca/TWONTO#polymer_preparation_system |  | Polymer Systems, Sludge Thickening
140111 | TNT-CSO-POL-2101 | Polymer Make-Down Skid No.1 | TNT-CSO-LAB | Chemical Feeder | Chemical Feeder |  | POL | http://www.toronto.ca/TWONTO#polymer_preparation_system |  | Lab Bldg polymer System
140112 | TNT-CSO-POL-2201 | Polymer Make-Down Skid No.2 | TNT-CSO-LAB | Chemical Feeder | Chemical Feeder |  | POL | http://www.toronto.ca/TWONTO#polymer_preparation_system |  | Lab Bldg polymer System
19 | 20657 | TAB WA1 Internal telephones & Public address system | TAB-WA1 |  | Communications Equipment |  |  | http://www.toronto.ca/TWONTO#public_annoucement_speaker |  | Common to WA1 - Safety, Bldg. Services, , etc.
20 | 20663 | TAB WA2 Internal telephones & Public address system | TAB-WA2-ADM-0001 |  | Communications Equipment |  |  | http://www.toronto.ca/TWONTO#public_annoucement_speaker |  | Admin. Work- Work Area 2
21 | 20663 | TAB WA2 Internal telephones & Public address system | TAB-WA8 |  | Communications Equipment |  |  | http://www.toronto.ca/TWONTO#public_annoucement_speaker |  | Common to WA8 Bldg. Services
22 | 20665 | TAB WA4 Internal telephones & Public address system | 50588 |  | Communications Equipment |  |  | http://www.toronto.ca/TWONTO#public_annoucement_speaker |  | WA4 common to Work Area
23 | 20666 | TAB WA5 Internal telephones & Public address system | 50588 |  | Communications Equipment |  |  | http://www.toronto.ca/TWONTO#public_annoucement_speaker |  | WA4 common to Work Area
24 | 20666 | TAB WA5 Internal telephones & Public address system | TAB-ADM-STRC |  | Communications Equipment |  |  | http://www.toronto.ca/TWONTO#public_annoucement_speaker |  | Old Admin Building - General
25 | 20666 | TAB WA5 Internal telephones & Public address system | TAB-WA5-ELS |  | Communications Equipment |  |  | http://www.toronto.ca/TWONTO#public_annoucement_speaker |  | WA5 Electric Equipments
9451 | COM-26654 | Access Closet | TAB-SPC-COM | SCADA | Communications Equipment |  |  | http://www.toronto.ca/TWONTO#network_panel |  | Communications Equipment Location
64 | 20664 | TAB WA3 Internal telephones & Public address system | TAB-DEW-SERVICES |  | Communications Equipment |  |  | http://www.toronto.ca/TWONTO#public_annoucement_speaker |  | Dewatering Building Service & Safety Systems
65 | 20667 | TAB WA6 Internal telephones & Public address system | 50588 |  | Communications Equipment |  |  | http://www.toronto.ca/TWONTO#public_annoucement_speaker |  | WA4 common to Work Area
66 | 20667 | TAB WA6 Internal telephones & Public address system | TAB-WA6 |  | Communications Equipment |  |  | http://www.toronto.ca/TWONTO#public_annoucement_speaker |  | Common to Projects, Bldg. Services, Z Building
67 | 20668 | TAB WA7 Internal telephones & Public address system | TAB-GRK |  | Communications Equipment |  |  | http://www.toronto.ca/TWONTO#public_annoucement_speaker |  | Grounds Equipment, Building Services-WA7
68 | 20669 | TAB WA8 Internal telephones & Public address system | TAB-WA8 |  | Communications Equipment |  |  | http://www.toronto.ca/TWONTO#public_annoucement_speaker |  | Common to WA8 Bldg. Services
39849 | COM-26651 | Access Closet | TAB-ITS-WA3 | SCADA | Communications Equipment |  |  | http://www.toronto.ca/TWONTO#network_panel |  | Dewater Building Communications Equipment
94994 | FHO-SPC-COM-1800 | Access Closet, Admin Building, L1, Control Room, South/East | FHO-SPC |  | Communications Equipment |  | COM | http://www.toronto.ca/TWONTO#network_panel |  | Process Control Systems - Services Area
26453 | FHO-SPC-COM-1201 | Access Closet, Admin Building, S4, Main Electrical Room, South Wall | FHO-SPC |  | Communications Equipment |  | COM | http://www.toronto.ca/TWONTO#network_panel |  | Process Control Systems - Services Area
94975 | FHO-SPC-COM-1100 | Access Closet, Admin Building, S4, Main Electrical Room, South Wall | FHO-SPC |  | Communications Equipment |  | COM | http://www.toronto.ca/TWONTO#network_panel |  | Process Control Systems - Services Area
94977 | FHO-SPC-COM-1200 | Access Closet, Admin Building, S4, Main Electrical Room, South Wall | FHO-SPC |  | Communications Equipment |  | COM | http://www.toronto.ca/TWONTO#network_panel |  | Process Control Systems - Services Area
26455 | FHO-SPC-COM-1300 | Access Closet, Chemical Building, L1, Chemical Workshop | FHO-SPC |  | Communications Equipment |  | COM | http://www.toronto.ca/TWONTO#network_panel |  | Process Control Systems - Services Area
12112 | FCL-ELS-COM | Phone, Intercom, & Page System UPS | FCL-ELS |  | Communications Equipment |  |  | http://www.toronto.ca/TWONTO#collection_of_assets |  | Electrical Distribution
94986 | FHO-SPC-COM-1600 | Access Closet, Clarifier Building, S2, Main Foyer, N/W | FHO-SPC |  | Communications Equipment |  | COM | http://www.toronto.ca/TWONTO#network_panel |  | Process Control Systems - Services Area
94989 | FHO-SPC-COM-1700 | Access Closet, Filter Building, L1, Filter Gallery | FHO-SPC |  | Communications Equipment |  | COM | http://www.toronto.ca/TWONTO#network_panel |  | Process Control Systems - Services Area
17547 | FHA-GRK-COM-0002 | Scada & Computer Systems | FHA-GRK-PRTY-0001 | Public Address System | Communications Equipment |  | COM | http://www.toronto.ca/TWONTO#collection_of_assets |  | Buildings Maintenance
26464 | FHO-SPC-COM-2000 | Access Closet, Ozone Building, L1, Electrical Room, West Wall | FHO-SPC |  | Communications Equipment |  | COM | http://www.toronto.ca/TWONTO#network_panel |  | Process Control Systems - Services Area
94995 | FHO-SPC-COM-1900 | Access Closet, Ozone Building, L1, Ozone Equipment Room, West Wall | FHO-SPC |  | Communications Equipment |  | COM | http://www.toronto.ca/TWONTO#network_panel |  | Process Control Systems - Services Area
26457 | FHO-SPC-COM-1400 | Access Closet, Raw Water Building, S7, Electrical Room | FHO-SPC |  | Communications Equipment |  | COM | http://www.toronto.ca/TWONTO#network_panel |  | Process Control Systems - Services Area
94984 | FHO-SPC-COM-1500 | Access Closet, Surge Building, S2, Compressor Room | FHO-SPC |  | Communications Equipment |  | COM | http://www.toronto.ca/TWONTO#network_panel |  | Process Control Systems - Services Area
8081 | COL-PWH-AD-0001 | Auto Dialer, Dial Out on Alarm, AD-0001 | COL-PWH | Transmitter | Communications Equipment |  | AD | telephone_system |  | Wilson Heights pumping station
11167 | COL-PCF-AD-0001 | Auto Dialer, Dial Out on Alarm, AD-0001 | COL-PCF-MISC | Transmitter | Communications Equipment | 36265 | AD | telephone_system |  | Miscellaneous Equipment
24262 | FHO-GRK-PA-0001 | Intercom & Paging System | FHO-GRK-PRTY-0001 | Security System,Intercom | Communications Equipment |  | PA | http://www.toronto.ca/TWONTO#public_annoucement_speaker |  | Building Maintenance
118371 | TAB-SPC-COM-1600 | Communication Access Cabinet | TAB-PRM-INQ-P | SCADA | Communications Equipment |  | COM | http://www.toronto.ca/TWONTO#network_panel |  | P Building - Instrument Equipment
54011 | TAB-SPC-CAB-3200 | Communication Cabinet | TAB-STR-RPU | SCADA | Communications Equipment |  | CAB | http://www.toronto.ca/TWONTO#network_panel |  | Aeration Gallery - RPUs
118368 | TAB-SPC-CAB-3000 | Communication Cabinet | TAB-STR-RPU | SCADA | Communications Equipment |  | CAB | http://www.toronto.ca/TWONTO#network_panel |  | Aeration Gallery - RPUs
83088 | WTR-194-COM-0006A | Communication Panel | WTR-317-CH-0004 | Control Panel,Instrumentation | Communications Equipment |  | COM | http://www.toronto.ca/TWONTO#network_panel |  | Chamber,Revenue Meter,Keele Reservoir, Valve House, North of the Station
141978 | WTR-194-COM-0006A | Communication Panel | WTR-194-CH-0006A | Control Panel,Instrumentation | Communications Equipment |  | COM | http://www.toronto.ca/TWONTO#network_panel |  | Chamber,Revenue Meter,Keele-Steeles (Magmeter)
54014 | TAB-SPC-COM-2200 | Communication Unit | TAB-SLO-INQ | SCADA | Communications Equipment |  | COM | http://www.toronto.ca/TWONTO#network_panel |  | Sludge Loading & Odour Control - Bio-Solids - Instrument Equipment
118372 | TAB-SPC-COM-3805 | Communication Unit, Biofilter Control Room | TAB-SLO-INQ | SCADA | Communications Equipment |  | COM | http://www.toronto.ca/TWONTO#network_panel |  | Sludge Loading & Odour Control - Bio-Solids - Instrument Equipment
106109 | TAB-ACC-COM-3910 | Communication Unit, Bio-Solid Loading Bay, Mezzanine | TAB-ACC-INQ | SCADA | Communications Equipment |  | COM | http://www.toronto.ca/TWONTO#network_panel |  | Plant HVAC Equipment - Instrument Equipment
118373 | TAB-SPC-COM-3900 | Communication Unit, Bio-Solid Loading Bay, Mezzanine | TAB-SLO-INQ | SCADA | Communications Equipment |  | COM | http://www.toronto.ca/TWONTO#network_panel |  | Sludge Loading & Odour Control - Bio-Solids - Instrument Equipment
94973 | FHO-SPC-COM-0200 | Communication, Backup Core Closet Rack, Admin Building, L1, Server Room | FHO-SPC |  | Communications Equipment |  | COM | http://www.toronto.ca/TWONTO#network_panel |  | Process Control Systems - Services Area
26449 | FHO-SPC-COM-0100 | Communication, Primary Core Closet Rack, Admin Building, L1, Server Room | FHO-SPC |  | Communications Equipment |  | COM | http://www.toronto.ca/TWONTO#network_panel |  | Process Control Systems - Services Area
26451 | FHO-SPC-COM-0600 | Communication, SCADA Server Closet, Admin Building, L1, Server Room | FHO-SPC |  | Communications Equipment |  | COM | http://www.toronto.ca/TWONTO#network_panel |  | Process Control Systems - Services Area
94974 | FHO-SPC-COM-0700 | Communication, SCADA Server Closet, Admin Building, L1, Server Room | FHO-SPC |  | Communications Equipment |  | COM | http://www.toronto.ca/TWONTO#network_panel |  | Process Control Systems - Services Area
26450 | FHO-SPC-COM-0500 | Communication, Server Closet, Bussines Servers, Admin Building, L1, Server Room | FHO-SPC |  | Communications Equipment |  | COM | http://www.toronto.ca/TWONTO#network_panel |  | Process Control Systems - Services Area
3599 | COL-PCF-COM-0100A | Ethernet Switch, Remote Monitoring | COL-PCF-MISC | Transmitter | Communications Equipment |  | COM | http://www.toronto.ca/TWONTO#network_switch |  | Miscellaneous Equipment
11176 | COL-PCF-COM-0100A | Ethernet Switch, Remote Monitoring | COL-PCF | Transmitter | Communications Equipment |  | COM | http://www.toronto.ca/TWONTO#network_switch |  | Clark Pumping Station
29528 | FIS-GRK-PA-0001 | Phone Intercom & Page System | FIS-GRK | Public Address System | Communications Equipment |  | PA | http://www.toronto.ca/TWONTO#public_annoucement_speaker |  | FIS Buildings & Grounds
29529 | FIS-GRK-PA-0001 | Phone Intercom & Page System | FIS-GRK-0001 | Public Address System | Communications Equipment |  | PA | http://www.toronto.ca/TWONTO#public_annoucement_speaker |  | FIS, Building Maintenance
61852 | THC-GRK-COM-0001 | Intercom, Main Gate | THC-GRK-DR-0001 | Security System,Intercom | Communications Equipment |  | COM | radio_system |  | Overhead Door Motor,Plant Stores,East Door
30777 | FIS-SPC-CPU-0111 | Computer, Primary SCADA Server (FISPSM01), Filtration & Backwash, Admin Bldg, Server Room COM-0300 | FIS-ADM BLDG |  | Communications Equipment |  | CPU | http://www.toronto.ca/TWONTO#operator_interface_terminal |  | Building Location
30778 | FIS-SPC-CPU-0112 | Computer, WIN911 Paging Server (FISPSP01), Admin Building, Server Room COM-0300 | FIS-ADM BLDG |  | Communications Equipment |  | CPU | http://www.toronto.ca/TWONTO#public_annoucement_speaker |  | Building Location
30779 | FIS-SPC-CPU-0113 | Computer, Backup SCADA Server (FISPSB01), Filtration & Backwash, Admin Bldg, Server Room COM-0400 | FIS-FILTER BLDG |  | Communications Equipment |  | CPU | http://www.toronto.ca/TWONTO#operator_interface_terminal |  | Building Location
30780 | FIS-SPC-CPU-0212 | Computer, Primary SCADA Server (FISPSM02), Chemical Feed, Admin Bldg, Server Room COM-0300 | FIS-ADM BLDG |  | Communications Equipment |  | CPU | http://www.toronto.ca/TWONTO#operator_interface_terminal |  | Building Location
30781 | FIS-SPC-CPU-0213 | Computer, Primary SCADA Server (FISPSM03), Raw Water & Preliminary, Admin Bldg, Server Room COM-0300 | FIS-ADM BLDG |  | Communications Equipment |  | CPU | http://www.toronto.ca/TWONTO#operator_interface_terminal |  | Building Location
30782 | FIS-SPC-CPU-1110 | Computer, Client SCADA Server, Chemical Sampling Building | FIS-ADM BLDG |  | Communications Equipment |  | CPU | http://www.toronto.ca/TWONTO#operator_interface_terminal |  | Building Location
30783 | FIS-SPC-CPU-1810 | Computer, Client SCADA Server, Intake Valve Chamber, Upper Level | FIS-ADM BLDG |  | Communications Equipment |  | CPU | http://www.toronto.ca/TWONTO#operator_interface_terminal |  | Building Location
30826 | FIS-TPA-CP-4001 | Panel, Paging, Paging System, IT/SCADA Room | FIS-GRK-PA-0001 |  | Communications Equipment |  | CP | http://www.toronto.ca/TWONTO#public_annoucement_speaker |  | Phone Intercom & Page System
38272 | PA50256 | Paging/Intercom System, D Bldg Prelim Treatment | TAB-PLT-ELQ-D | Public Address System | Communications Equipment |  |  | http://www.toronto.ca/TWONTO#public_annoucement_speaker |  | D Building - Electrical Equipment
38273 | PA50270 | Paging/Intercom System, Old PS | TAB-PRM-INQ-OPS | Public Address System | Communications Equipment |  |  | http://www.toronto.ca/TWONTO#public_annoucement_speaker |  | Old PS Building - Instrumentation Equipment
38274 | PA50272 | Paging/Intercom System, M Bldg | TAB-RSP-INQ-M | Public Address System | Communications Equipment |  |  | http://www.toronto.ca/TWONTO#public_annoucement_speaker |  | M Building - Instrumentation Equipment
38275 | PA50282 | Paging/Intercom System, Dewater Bldg | TAB-ITS-WA3 |  | Communications Equipment |  |  | http://www.toronto.ca/TWONTO#public_annoucement_speaker |  | Dewater Building Communications Equipment
38276 | PA50287 | Paging/Intercom System, Biosolids Silo Bldg | TAB-SLO-STRC-BS |  | Communications Equipment |  |  | http://www.toronto.ca/TWONTO#public_annoucement_speaker |  | Biosolids Silo Bldg - Drains, Electrical Service(110/220V), Lighting, Plumbing
38277 | PA50288 | Paging/Intercom System, Old Biosolids Bldg | TAB-SLO-STRC-OBS |  | Communications Equipment |  |  | http://www.toronto.ca/TWONTO#public_annoucement_speaker |  | Old Biosolids Bldg - Drains, Electrical Service(110/220V), Lighting, Plumbing
38278 | PA50292 | Paging/Intercom System, Digestion Tanks 5-8 | TAB-DIG-STRC-T5-8 |  | Communications Equipment |  |  | http://www.toronto.ca/TWONTO#public_annoucement_speaker |  | Digester Tanks 5-8 - Drains, Electrical Service(110/220V), Lighting, Plumbing
38279 | PA50294 | Paging/Intercom System, Digestion Tanks 13-16 | TAB-DIG-STRC-T13-16 |  | Communications Equipment |  |  | http://www.toronto.ca/TWONTO#public_annoucement_speaker |  | Digester Tanks 13-16, Drains, Electrical Service(110/220V), Lighting, Plumbing
38280 | PA50298 | Paging/Intercom System, Old Admin Bldg | TAB-ADM-STRC |  | Communications Equipment |  |  | http://www.toronto.ca/TWONTO#public_annoucement_speaker |  | Old Admin Building - General
61853 | THC-GRK-COM-0001 | Intercom, Main Gate | THC-GRK-MAINT | Security System,Intercom | Communications Equipment |  | COM | radio_system |  | Building Maintenance
126862 | THC-OCS-OIT-2901 | Operator Interface Terminal,Biofilter RPU,Sludge Storage Building | THC-OCS-RPU-2901 | Control Panel,Operator | Communications Equipment |  | OIT | http://www.toronto.ca/TWONTO#operator_interface_terminal |  | RPU,Biofilter,Sludge Storage Building
126861 | THC-OCS-OIT-1601 | Operator Interface Terminal,Biofilter RPU,WAS Thickening Building | THC-OCS-RPU-1601 | Control Panel,Operator | Communications Equipment |  | OIT | http://www.toronto.ca/TWONTO#operator_interface_terminal |  | RPU,Biofilter,WAS Thickening Building
58694 | THC-DEW-OIT-2305 | Operator Interface Terminal,Dewatering,Cake Pump-6710 RPU,3rd Floor,Biosolids Building West | THC-DEW-RPU-2305 | Control Panel,Operator | Communications Equipment |  | OIT | http://www.toronto.ca/TWONTO#operator_interface_terminal |  | Remote Processing Unit,Dewatering,Cake Pump-6710 RPU,3rd Floor,Biosolids Building West
54472 | TAB-STR-PA-AG | Paging/Intercom System, Aeration Gallery | TAB-STR-STRC-AG |  | Communications Equipment |  |  | http://www.toronto.ca/TWONTO#public_annoucement_speaker |  | Aeration Gallery - Safety, Drains, Plumbing & PA System
54473 | TAB-STR-PA-AT | Paging/Intercom System, Aeration Tanks | TAB-STR-STRC-AT |  | Communications Equipment |  |  | http://www.toronto.ca/TWONTO#public_annoucement_speaker |  | Aeration Tanks - Safety, Drains, Plumbing & PA System
55278 | TAB-TPA-2203 | Speaker, Paging/Intercom System, PRS Bldg | TAB-PRS-INQ | Control Panel,Instrumentation | Communications Equipment |  | TPA | http://www.toronto.ca/TWONTO#public_annoucement_speaker |  | Instrumentation Equipment
55280 | TAB-TPA-PA-2204 | Speaker, Paging/Intercom System, PRS Bldg | TAB-PRS-INQ | Control Panel,Instrumentation | Communications Equipment |  | PA | http://www.toronto.ca/TWONTO#public_annoucement_speaker |  | Instrumentation Equipment
55281 | TAB-TPA-PA-2205 | Speaker, Paging/Intercom System, PRS Bldg | TAB-PRS-INQ | Control Panel,Instrumentation | Communications Equipment |  | PA | http://www.toronto.ca/TWONTO#public_annoucement_speaker |  | Instrumentation Equipment
55282 | TAB-TPA-PA-2206 | Speaker, Paging/Intercom System, PRS Bldg | TAB-PRS-INQ | Control Panel,Instrumentation | Communications Equipment |  | PA | http://www.toronto.ca/TWONTO#public_annoucement_speaker |  | Instrumentation Equipment
55283 | TAB-TPA-PA-2207 | Speaker, Paging/Intercom System, PRS Bldg | TAB-PRS-INQ | Control Panel,Instrumentation | Communications Equipment |  | PA | http://www.toronto.ca/TWONTO#public_annoucement_speaker |  | Instrumentation Equipment
55284 | TAB-TPA-PA-2210 | Speaker, Paging/Intercom System, Tunnel 'J' | TAB-PRS-INQ | Control Panel,Instrumentation | Communications Equipment |  | PA | http://www.toronto.ca/TWONTO#public_annoucement_speaker |  | Instrumentation Equipment
55285 | TAB-TPA-PA-2211 | Speaker, Paging/Intercom System, Tunnel 'J' | TAB-PRS-INQ | Control Panel,Instrumentation | Communications Equipment |  | PA | http://www.toronto.ca/TWONTO#public_annoucement_speaker |  | Instrumentation Equipment
122817 | THC-DEW-OIT-2305 | Operator Interface Terminal,Dewatering,Cake Pump-6710 RPU,3rd Floor,Biosolids Building West | THC-DEW-RPU-2205 | Control Panel,Operator | Communications Equipment |  | OIT | http://www.toronto.ca/TWONTO#operator_interface_terminal |  | Remote Processing Unit,Dewatering,Cake Pump-6710 RPU,Ground Floor,Biosolids Building West (TEMP)
58695 | THC-DEW-OIT-2306 | Operator Interface Terminal,Dewatering,Cake Pump-6810 RPU,3rd Floor,Biosolids Building West | THC-DEW-RPU-2306 | Control Panel,Operator | Communications Equipment |  | OIT | http://www.toronto.ca/TWONTO#operator_interface_terminal |  | Remote Processing Unit,Dewatering,Cake Pump-6810 RPU,3rd Floor,Biosolids Building West
122818 | THC-DEW-OIT-2306 | Operator Interface Terminal,Dewatering,Cake Pump-6810 RPU,3rd Floor,Biosolids Building West | THC-DEW-RPU-2206 | Control Panel,Operator | Communications Equipment |  | OIT | http://www.toronto.ca/TWONTO#operator_interface_terminal |  | Remote Processing Unit,Dewatering,Cake Pump-6810 RPU,Ground Floor,Biosolids Building West (TEMP)
121033 | THC-ACC-OIT-2901 | Operator Interface Terminal,HVAC RPU,AHU,Sludge Storage Building | THC-ACC-RPU-2901 | Control Panel,Operator | Communications Equipment |  | OIT | http://www.toronto.ca/TWONTO#operator_interface_terminal |  | RPU,Sludge Storage and Transfer
121032 | THC-ACC-OIT-1602 | Operator Interface Terminal,HVAC RPU,Centrifuge Room AHU,WAS Thickening Building | THC-ACC-RPU-1602 | Control Panel,Operator | Communications Equipment |  | OIT | http://www.toronto.ca/TWONTO#operator_interface_terminal |  | RPU,HVAC,WAS Thickening Building (2)
121034 | THC-ACC-OIT-2902 | Operator Interface Terminal,HVAC RPU,Remote Enclosure Ground Floor,WAS Thickening Building | THC-ACC-RPU-2901 | Control Panel,Operator | Communications Equipment |  | OIT | http://www.toronto.ca/TWONTO#operator_interface_terminal |  | RPU,Sludge Storage and Transfer
56934 | THC-ACC-OIT-1601 | Operator Interface Terminal,HVAC RPU,WAS Thickening Building | THC-ACC-RPU-1601 | Control Panel,Operator | Communications Equipment |  | OIT | http://www.toronto.ca/TWONTO#operator_interface_terminal |  | RPU,HVAC,WAS Thickening Building (1)
66964 | THC-THK-OIT-1609 | Operator Interface Terminal,Polymer Feed RPU-1605,WAS Thickening Building | THC-THK-RPU-1605 | Control Panel,Operator | Communications Equipment |  | OIT | http://www.toronto.ca/TWONTO#operator_interface_terminal |  | RPU,Polymer Make-up,WAS Thickening Building (1)
129213 | THC-THK-OIT-1608 | Operator Interface Terminal,Polymer Feed RPU-1605,WAS Thickening Building | THC-THK-RPU-1605 | Control Panel,Operator | Communications Equipment |  | OIT | http://www.toronto.ca/TWONTO#operator_interface_terminal |  | RPU,Polymer Make-up,WAS Thickening Building (1)
62426 | THC-ITS-PA-1310 | IDF Panel, Public Address System, Tunnel 13 &16 | THC-ITS-MDF-1000 | Network,Telecommunication | Communications Equipment |  | PA | http://www.toronto.ca/TWONTO#public_annoucement_speaker |  | Public Address System, Master Distribution , Control System, Admin Bldg,
62427 | THC-ITS-PA-1510 | IDF Panel, Public Address System, Tunnel 15 | THC-ITS-MDF-1000 | Network,Telecommunication | Communications Equipment |  | PA | http://www.toronto.ca/TWONTO#public_annoucement_speaker |  | Public Address System, Master Distribution , Control System, Admin Bldg,
62428 | THC-ITS-PA-1710 | IDF Panel, Public Address System, Tunnel 19 | THC-ITS-MDF-1000 | Network,Telecommunication | Communications Equipment |  | PA | http://www.toronto.ca/TWONTO#public_annoucement_speaker |  | Public Address System, Master Distribution , Control System, Admin Bldg,
62429 | THC-ITS-PA-1910 | IDF Panel, Public Address System, Tunnel 31 | THC-ITS-MDF-1000 | Network,Telecommunication | Communications Equipment |  | PA | http://www.toronto.ca/TWONTO#public_annoucement_speaker |  | Public Address System, Master Distribution , Control System, Admin Bldg,
62430 | THC-ITS-PA-2010 | IDF Panel, Public Address System, Tunnel 33 | THC-ITS-MDF-1000 | Network,Telecommunication | Communications Equipment |  | PA | http://www.toronto.ca/TWONTO#public_annoucement_speaker |  | Public Address System, Master Distribution , Control System, Admin Bldg,
62431 | THC-ITS-PA-2110 | IDF Panel, Public Address System, Bldg. U | THC-ITS-MDF-1000 | Network,Telecommunication | Communications Equipment |  | PA | http://www.toronto.ca/TWONTO#public_annoucement_speaker |  | Public Address System, Master Distribution , Control System, Admin Bldg,
62432 | THC-ITS-PA-2310 | IDF Panel, Public Address System, Bldg E | THC-ITS-MDF-1000 | Network,Telecommunication | Communications Equipment |  | PA | http://www.toronto.ca/TWONTO#public_annoucement_speaker |  | Public Address System, Master Distribution , Control System, Admin Bldg,
62433 | THC-ITS-PA-2410 | IDF Panel, Public Address System, Hygiene Bldg | THC-ITS-MDF-1000 | Network,Telecommunication | Communications Equipment |  | PA | http://www.toronto.ca/TWONTO#public_annoucement_speaker |  | Public Address System, Master Distribution , Control System, Admin Bldg,
62434 | THC-ITS-PA-2710 | IDF Panel, Public Address System, Aeration Tanks 13-16 Elec room | THC-ITS-MDF-1000 | Network,Telecommunication | Communications Equipment |  | PA | http://www.toronto.ca/TWONTO#public_annoucement_speaker |  | Public Address System, Master Distribution , Control System, Admin Bldg,
62435 | THC-ITS-PA-2711 | Speaker, Public Address System, Aeration Tanks A15 and A16 | THC-ITS-MDF-1000 | Network,Telecommunication | Communications Equipment |  | PA | http://www.toronto.ca/TWONTO#public_annoucement_speaker |  | Public Address System, Master Distribution , Control System, Admin Bldg,
62436 | THC-ITS-PA-2716 | Speaker, Public Address System, Aeration Tanks A15 and A16 | THC-ITS-MDF-1000 | Network,Telecommunication | Communications Equipment |  | PA | http://www.toronto.ca/TWONTO#public_annoucement_speaker |  | Public Address System, Master Distribution , Control System, Admin Bldg,
62437 | THC-ITS-PA-2970 | IDF Panel, Public Address System, Bldg. U | THC-ITS-MDF-1000 | Network,Telecommunication | Communications Equipment |  | PA | http://www.toronto.ca/TWONTO#public_annoucement_speaker |  | Public Address System, Master Distribution , Control System, Admin Bldg,
62438 | THC-ITS-PA-3140 | IDF Panel, Public Address System, Old Digesters | THC-ITS-MDF-1000 | Network,Telecommunication | Communications Equipment |  | PA | http://www.toronto.ca/TWONTO#public_annoucement_speaker |  | Public Address System, Master Distribution , Control System, Admin Bldg,
62439 | THC-ITS-PA-3210 | IDF Panel, Public Address System, Old Blower BLDG MCC Room | THC-ITS-MDF-1000 | Network,Telecommunication | Communications Equipment |  | PA | http://www.toronto.ca/TWONTO#public_annoucement_speaker |  | Public Address System, Master Distribution , Control System, Admin Bldg,
62440 | THC-ITS-PA-3241 | Speaker, Public Address System, Old Blower BLDG MCC Room | THC-ITS-MDF-1000 | Network,Telecommunication | Communications Equipment |  | PA | http://www.toronto.ca/TWONTO#public_annoucement_speaker |  | Public Address System, Master Distribution , Control System, Admin Bldg,
62441 | THC-ITS-PA-3242 | Speaker, Public Address System, Old Blower BLDG MCC Room | THC-ITS-MDF-1000 | Network,Telecommunication | Communications Equipment |  | PA | http://www.toronto.ca/TWONTO#public_annoucement_speaker |  | Public Address System, Master Distribution , Control System, Admin Bldg,
62442 | THC-ITS-PA-3243 | Speaker, Public Address System, Old Blower BLDG MCC Room | THC-ITS-MDF-1000 | Network,Telecommunication | Communications Equipment |  | PA | http://www.toronto.ca/TWONTO#public_annoucement_speaker |  | Public Address System, Master Distribution , Control System, Admin Bldg,
62443 | THC-ITS-PA-3244 | Speaker, Public Address System, Old Blower BLDG MCC Room | THC-ITS-MDF-1000 | Network,Telecommunication | Communications Equipment |  | PA | http://www.toronto.ca/TWONTO#public_annoucement_speaker |  | Public Address System, Master Distribution , Control System, Admin Bldg,
62475 | THC-ITS-PA-3310 | IDF Panel, Public Address System, Aeration Tanks 1-8 | THC-ITS-MDF-1000 | Network,Telecommunication | Communications Equipment |  | PA | http://www.toronto.ca/TWONTO#public_annoucement_speaker |  | Public Address System, Master Distribution , Control System, Admin Bldg,
62476 | THC-ITS-PA-3340 | IDF Panel, Public Address System, Aeration Tanks 1-8 | THC-ITS-MDF-1000 | Network,Telecommunication | Communications Equipment |  | PA | http://www.toronto.ca/TWONTO#public_annoucement_speaker |  | Public Address System, Master Distribution , Control System, Admin Bldg,
62477 | THC-ITS-PA-3510 | IDF Panel, Public Address System, , Bldg. M | THC-ITS-MDF-1000 | Network,Telecommunication | Communications Equipment |  | PA | http://www.toronto.ca/TWONTO#public_annoucement_speaker |  | Public Address System, Master Distribution , Control System, Admin Bldg,
62478 | THC-ITS-PA-3610 | IDF Panel, Public Address System, , Bldg. M | THC-ITS-MDF-1000 | Network,Telecommunication | Communications Equipment |  | PA | http://www.toronto.ca/TWONTO#public_annoucement_speaker |  | Public Address System, Master Distribution , Control System, Admin Bldg,
62479 | THC-ITS-PA-3640 | IDF Panel, Public Address System, , Bldg. M | THC-ITS-MDF-1000 | Network,Telecommunication | Communications Equipment |  | PA | http://www.toronto.ca/TWONTO#public_annoucement_speaker |  | Public Address System, Master Distribution , Control System, Admin Bldg,
62480 | THC-ITS-PA-3710 | IDF Panel, Public Address System, , Bldg. M | THC-ITS-MDF-1000 | Network,Telecommunication | Communications Equipment |  | PA | http://www.toronto.ca/TWONTO#public_annoucement_speaker |  | Public Address System, Master Distribution , Control System, Admin Bldg,
62481 | THC-ITS-PA-3740 | IDF Panel, Public Address System, , Bldg. M | THC-ITS-MDF-1000 | Network,Telecommunication | Communications Equipment |  | PA | http://www.toronto.ca/TWONTO#public_annoucement_speaker |  | Public Address System, Master Distribution , Control System, Admin Bldg,
62482 | THC-ITS-PA-3770 | IDF Panel, Public Address System, , Bldg. M | THC-ITS-MDF-1000 | Network,Telecommunication | Communications Equipment |  | PA | http://www.toronto.ca/TWONTO#public_annoucement_speaker |  | Public Address System, Master Distribution , Control System, Admin Bldg,
62483 | THC-ITS-PA-3840 | IDF Panel, Public Address System, , Bldg. M | THC-ITS-MDF-1000 | Network,Telecommunication | Communications Equipment |  | PA | http://www.toronto.ca/TWONTO#public_annoucement_speaker |  | Public Address System, Master Distribution , Control System, Admin Bldg,
62484 | THC-ITS-PA-3910 | IDF Panel, Public Address System, , Bldg. M | THC-ITS-MDF-1000 | Network,Telecommunication | Communications Equipment |  | PA | http://www.toronto.ca/TWONTO#public_annoucement_speaker |  | Public Address System, Master Distribution , Control System, Admin Bldg,
62485 | THC-ITS-PA-3940 | IDF Panel, Public Address System, , Bldg. M | THC-ITS-MDF-1000 | Network,Telecommunication | Communications Equipment |  | PA | http://www.toronto.ca/TWONTO#public_annoucement_speaker |  | Public Address System, Master Distribution , Control System, Admin Bldg,
66963 | THC-THK-OIT-1607 | Operator Interface Terminal,Polymer FeedRPU-1605,WAS Thickening Building | THC-THK-RPU-1605 | Control Panel,Operator | Communications Equipment |  | OIT | http://www.toronto.ca/TWONTO#operator_interface_terminal |  | RPU,Polymer Make-up,WAS Thickening Building (1)
66962 | THC-THK-OIT-1606 | Operator Interface Terminal,Polymer Make Up RPU-1605,WAS Thickening Building | THC-THK-RPU-1605 | Control Panel,Operator | Communications Equipment |  | OIT | http://www.toronto.ca/TWONTO#operator_interface_terminal |  | RPU,Polymer Make-up,WAS Thickening Building (1)
129212 | THC-THK-OIT-1605 | Operator Interface Terminal,Polymer Make Up RPU-1605,WAS Thickening Building | THC-THK-RPU-1605 | Control Panel,Operator | Communications Equipment |  | OIT | http://www.toronto.ca/TWONTO#operator_interface_terminal |  | RPU,Polymer Make-up,WAS Thickening Building (1)
83810 | WTR-316-COM-0006 | Panel, Communication | WTR-316-CH-0006 | Control Panel,Instrumentation | Communications Equipment |  | COM | http://www.toronto.ca/TWONTO#network_panel |  | Chamber,Revenue Meter,McCowan-Steeles (Magmeter)
54015 | TAB-SPC-COM-3602 | Panel, Communication, Termination Panel, Digester 5-12 Electrical Control Building | TAB-DIG-ELQ-T9-12 |  | Communications Equipment |  | COM | termination_panel |  | Digester Tanks 9-12, Electrical Equipment
29548 | FIS-ITS-COM-2200 | Panel, Telecom Enclosure, IT/SCADA Room | FIS COMMUNICATIONS |  | Communications Equipment |  | COM | http://www.toronto.ca/TWONTO#network_panel |  | FIS Communications
97335 | FIS-ITS-COM-2200 | Panel, Telecom Enclosure, IT/SCADA Room | FIS-MARINE-BUILDING |  | Communications Equipment |  | COM | http://www.toronto.ca/TWONTO#network_panel |  | FIS Marine Yard Building
126353 | THC-ITS-PA-0001 | PBX Phone System, Weridom 1, Control System, Admin Bldg, | THC-ITS | Network,Telecommunication | Communications Equipment |  | PA | telephone_system |  | Information Technology Systems, Plant wide
62425 | THC-ITS-PA-0003 | PBX Phone System, Weridom 1, Control System, Digester Bldg, | THC-ITS | Network,Telecommunication | Communications Equipment |  | PA | telephone_system |  | Information Technology Systems, Plant wide
62424 | THC-ITS-PA-0002 | PBX Phone System, Weridom 1, Control System, Incineration Bldg, | THC-ITS | Network,Telecommunication | Communications Equipment |  | PA | telephone_system |  | Information Technology Systems, Plant wide
134645 | THR-ELS-COM-0002 | Plant External & Internal Telephone System | THR-ELS-COMM | Public Address System | Communications Equipment |  | COM | telephone_system |  | Plant External & Internal Phone System
17625 | FHA-RADIO-0001 | Radio, Walkie Talkie | FHA-GRK-COM-0001 |  | Communications Equipment |  | RADIO | radio_system |  | Telephone and Paging System
17626 | FHA-RADIO-0006 | Radio, Walkie Talkie | FHA-GRK-COM-0001 |  | Communications Equipment |  | RADIO | radio_system |  | Telephone and Paging System
17627 | FHA-RADIO-0007 | Radio, Walkie Talkie | FHA-GRK-COM-0001 |  | Communications Equipment |  | RADIO | radio_system |  | Telephone and Paging System
17628 | FHA-RADIO-0008 | Radio, Walkie Talkie | FHA-GRK-COM-0001 |  | Communications Equipment |  | RADIO | radio_system |  | Telephone and Paging System
17629 | FHA-RADIO-0009 | Radio, Walkie Talkie | FHA-GRK-COM-0001 |  | Communications Equipment |  | RADIO | radio_system |  | Telephone and Paging System
78753 | FHA-RADIO-0002 | Radio, Walkie Talkie | FHA-GRK-COM-0001 |  | Communications Equipment |  | RADIO | radio_system |  | Telephone and Paging System
78754 | FHA-RADIO-0003 | Radio, Walkie Talkie | FHA-GRK-COM-0001 |  | Communications Equipment |  | RADIO | radio_system |  | Telephone and Paging System
78755 | FHA-RADIO-0004 | Radio, Walkie Talkie | FHA-GRK-COM-0001 |  | Communications Equipment |  | RADIO | radio_system |  | Telephone and Paging System
78756 | FHA-RADIO-0005 | Radio, Walkie Talkie | FHA-GRK-COM-0001 |  | Communications Equipment |  | RADIO | radio_system |  | Telephone and Paging System
78757 | FHA-RADIO-0010 | Radio, Walkie Talkie | FHA-GRK-COM-0001 |  | Communications Equipment |  | RADIO | radio_system |  | Telephone and Paging System
77572 | THR-PRM-COM-0010 | Reciever, Radio | THR-PRM-COM-1001 | Public Address System | Communications Equipment |  | COM | radio_system |  | Transmitter, Radio,Bridge 1002 Kiosk
77573 | THR-PRM-COM-0011 | Reciever, Radio | THR-PRM-COM-1101 | Public Address System | Communications Equipment |  | COM | radio_system |  | Transmitter, Radio,Bridge 1101 Kiosk
67281 | THC-TPA-PA-6010A | Paging Panel, Headworks, Electrical Room, Ground Floor | THC-PLT-BLDG-0001 | Public Address System | Communications Equipment |  | PA | http://www.toronto.ca/TWONTO#public_annoucement_speaker |  | New Head House, preliminary process
13638 | FCL-ITS-TEL | RL Clark Wi Fi Phones, | FCL-ITS |  | Communications Equipment |  |  | telephone_system |  | Integrated Technology Support
63302 | FCL-ITS-TEL | RL Clark Wi Fi Phones, | FCL-ELS-COM |  | Communications Equipment |  |  | telephone_system |  | Phone, Intercom, & Page System UPS
94972 | FHO-SPC-COM-0001 | Router, Admin Building, L1, Server Room | FHO-SPC |  | Communications Equipment |  | COM | http://www.toronto.ca/TWONTO#network_router |  | Process Control Systems - Services Area
130422 | THR-ACC-RPU-0006 | RPU, Engine Room South side near stairs, A-B SLC-5/05, 172.22.37.134, THRPSN11, Engine Room South side near stairs, Eng. Room roof ventilation | THR-ELS |  | Communications Equipment |  | RPU | http://www.toronto.ca/TWONTO#RPU_panel |  | Electrical Power System
66413 | THC-SPC-CPU-1202 | SCADA Operator Workstation, SE Plant Blowers Part 1 and Train #8 | THC-SPC-COM-1211 | SCADA | Communications Equipment |  | CPU | http://www.toronto.ca/TWONTO#operator_interface_terminal |  | SCADA Operator Workstation,Centrifuge Floor,WAS Thickening Building
66403 | THC-SPC-COM-1211 | SCADA Operator Workstation,Centrifuge Floor,WAS Thickening Building | THC-THK-CF-0200 | SCADA | Communications Equipment |  | COM | http://www.toronto.ca/TWONTO#operator_interface_terminal |  | Centrifuge,WAS Thickening
66414 | THC-SPC-CPU-1601 | SCADA Operator Workstation,Centrifuge Floor,WAS Thickening Building | THC-THK-CF-0200 | SCADA | Communications Equipment |  | CPU | http://www.toronto.ca/TWONTO#operator_interface_terminal |  | Centrifuge,WAS Thickening
129491 | THC-TPA-PA-6009 | Speaker, Headworks, 2nd Floor, Mech Room #1 Middle E | THC-TPA-PA-6010A | Public Address System | Communications Equipment |  | PA | http://www.toronto.ca/TWONTO#public_annoucement_speaker |  | Paging Panel, Headworks, Electrical Room, Ground Floor
67280 | THC-TPA-PA-6008 | Speaker, Headworks, 2nd Floor, Mech Room #1 Middle W | THC-TPA-PA-6010A | Public Address System | Communications Equipment |  | PA | http://www.toronto.ca/TWONTO#public_annoucement_speaker |  | Paging Panel, Headworks, Electrical Room, Ground Floor
67282 | THC-TPA-PA-6011 | Speaker, Headworks, 2nd Floor, Mech Room #1 N/E | THC-TPA-PA-6010A | Public Address System | Communications Equipment |  | PA | http://www.toronto.ca/TWONTO#public_annoucement_speaker |  | Paging Panel, Headworks, Electrical Room, Ground Floor
129492 | THC-TPA-PA-6010 | Speaker, Headworks, 2nd Floor, Mech Room #1 N/W | THC-TPA-PA-6010A | Public Address System | Communications Equipment |  | PA | http://www.toronto.ca/TWONTO#public_annoucement_speaker |  | Paging Panel, Headworks, Electrical Room, Ground Floor
129490 | THC-TPA-PA-6007 | Speaker, Headworks, 2nd Floor, Mech Room #1 S/E | THC-TPA-PA-6010A | Public Address System | Communications Equipment |  | PA | http://www.toronto.ca/TWONTO#public_annoucement_speaker |  | Paging Panel, Headworks, Electrical Room, Ground Floor
67283 | THC-TPA-PA-6013 | Speaker, Headworks, 2nd Floor, Mech Room #2 N/E | THC-TPA-PA-6010A | Public Address System | Communications Equipment |  | PA | http://www.toronto.ca/TWONTO#public_annoucement_speaker |  | Paging Panel, Headworks, Electrical Room, Ground Floor
129493 | THC-TPA-PA-6012 | Speaker, Headworks, 2nd Floor, Mech Room #2 S/W | THC-TPA-PA-6010A | Public Address System | Communications Equipment |  | PA | http://www.toronto.ca/TWONTO#public_annoucement_speaker |  | Paging Panel, Headworks, Electrical Room, Ground Floor
67291 | THC-TPA-PA-6030 | Speaker, Headworks, Ground Floor, Control Room | THC-TPA-PA-6010A | Public Address System | Communications Equipment |  | PA | http://www.toronto.ca/TWONTO#public_annoucement_speaker |  | Paging Panel, Headworks, Electrical Room, Ground Floor
129502 | THC-TPA-PA-6029 | Speaker, Headworks, Ground Floor, Corridor to Control Room | THC-TPA-PA-6010A | Public Address System | Communications Equipment |  | PA | http://www.toronto.ca/TWONTO#public_annoucement_speaker |  | Paging Panel, Headworks, Electrical Room, Ground Floor
67292 | THC-TPA-PA-6032 | Speaker, Headworks, Ground Floor, Electrical Room, N/E | THC-TPA-PA-6010A | Public Address System | Communications Equipment |  | PA | http://www.toronto.ca/TWONTO#public_annoucement_speaker |  | Paging Panel, Headworks, Electrical Room, Ground Floor
129503 | THC-TPA-PA-6031 | Speaker, Headworks, Ground Floor, Electrical Room, S | THC-TPA-PA-6010A | Public Address System | Communications Equipment |  | PA | http://www.toronto.ca/TWONTO#public_annoucement_speaker |  | Paging Panel, Headworks, Electrical Room, Ground Floor
67285 | THC-TPA-PA-6018 | Speaker, Headworks, Ground Floor, Screen Room S/W | THC-TPA-PA-6010A | Public Address System | Communications Equipment |  | PA | http://www.toronto.ca/TWONTO#public_annoucement_speaker |  | Paging Panel, Headworks, Electrical Room, Ground Floor
67289 | THC-TPA-PA-6026 | Speaker, Headworks, Ground Floor, Screen Room E | THC-TPA-PA-6010A | Public Address System | Communications Equipment |  | PA | http://www.toronto.ca/TWONTO#public_annoucement_speaker |  | Paging Panel, Headworks, Electrical Room, Ground Floor
67288 | THC-TPA-PA-6024 | Speaker, Headworks, Ground Floor, Screen Room N Middle | THC-TPA-PA-6010A | Public Address System | Communications Equipment |  | PA | http://www.toronto.ca/TWONTO#public_annoucement_speaker |  | Paging Panel, Headworks, Electrical Room, Ground Floor
73600 | THR-ELS-COM-0001 | Public Address Speaker System | THR-ELS-COMM | Public Address System | Communications Equipment |  | COM | http://www.toronto.ca/TWONTO#public_annoucement_speaker |  | Plant External & Internal Phone System
129498 | THC-TPA-PA-6022 | Speaker, Headworks, Ground Floor, Screen Room N Middle | THC-TPA-PA-6010A | Public Address System | Communications Equipment |  | PA | http://www.toronto.ca/TWONTO#public_annoucement_speaker |  | Paging Panel, Headworks, Electrical Room, Ground Floor
67286 | THC-TPA-PA-6020 | Speaker, Headworks, Ground Floor, Screen Room N/W | THC-TPA-PA-6010A | Public Address System | Communications Equipment |  | PA | http://www.toronto.ca/TWONTO#public_annoucement_speaker |  | Paging Panel, Headworks, Electrical Room, Ground Floor
78461 | FHA-GRK-COM-0001 | Telephone and Paging System | FHA-GRK-PRTY-0001 | Public Address System | Communications Equipment |  | COM | http://www.toronto.ca/TWONTO#public_annoucement_speaker |  | Buildings Maintenance
78476 | FHA-GRK-PA-0001 | Intercom & Paging Systems | FHA-GRK-PRTY-0001 | Public Address System | Communications Equipment |  | PA | http://www.toronto.ca/TWONTO#public_annoucement_speaker |  | Buildings Maintenance
129501 | THC-TPA-PA-6027 | Speaker, Headworks, Ground Floor, Screen Room N/W | THC-TPA-PA-6010A | Public Address System | Communications Equipment |  | PA | http://www.toronto.ca/TWONTO#public_annoucement_speaker |  | Paging Panel, Headworks, Electrical Room, Ground Floor
67287 | THC-TPA-PA-6021 | Speaker, Headworks, Ground Floor, Screen Room S Middle | THC-TPA-PA-6010A | Public Address System | Communications Equipment |  | PA | http://www.toronto.ca/TWONTO#public_annoucement_speaker |  | Paging Panel, Headworks, Electrical Room, Ground Floor
129499 | THC-TPA-PA-6023 | Speaker, Headworks, Ground Floor, Screen Room S Middle | THC-TPA-PA-6010A | Public Address System | Communications Equipment |  | PA | http://www.toronto.ca/TWONTO#public_annoucement_speaker |  | Paging Panel, Headworks, Electrical Room, Ground Floor
129500 | THC-TPA-PA-6025 | Speaker, Headworks, Ground Floor, Screen Room S/E | THC-TPA-PA-6010A | Public Address System | Communications Equipment |  | PA | http://www.toronto.ca/TWONTO#public_annoucement_speaker |  | Paging Panel, Headworks, Electrical Room, Ground Floor
129497 | THC-TPA-PA-6019 | Speaker, Headworks, Ground Floor, Screen Room W | THC-TPA-PA-6010A | Public Address System | Communications Equipment |  | PA | http://www.toronto.ca/TWONTO#public_annoucement_speaker |  | Paging Panel, Headworks, Electrical Room, Ground Floor
67290 | THC-TPA-PA-6028 | Speaker, Headworks, Ground Floor, Storage Room | THC-TPA-PA-6010A | Public Address System | Communications Equipment |  | PA | http://www.toronto.ca/TWONTO#public_annoucement_speaker |  | Paging Panel, Headworks, Electrical Room, Ground Floor
129505 | THC-TPA-PA-6036 | Speaker, Headworks, lower Level 1, Truck Load Bay, Middle E | THC-TPA-PA-6010A | Public Address System | Communications Equipment |  | PA | http://www.toronto.ca/TWONTO#public_annoucement_speaker |  | Paging Panel, Headworks, Electrical Room, Ground Floor
93416 | FHO-GRK-PA-0001 | Intercom & Paging System | FHO-GRK | Security System,Intercom | Communications Equipment |  | PA | http://www.toronto.ca/TWONTO#public_annoucement_speaker |  | Buildings & Grounds
129504 | THC-TPA-PA-6035 | Speaker, Headworks, lower Level 1, Truck Load Bay, Middle W | THC-TPA-PA-6010A | Public Address System | Communications Equipment |  | PA | http://www.toronto.ca/TWONTO#public_annoucement_speaker |  | Paging Panel, Headworks, Electrical Room, Ground Floor
67296 | THC-TPA-PA-6038 | Speaker, Headworks, lower Level 1, Truck Load Bay, N/E | THC-TPA-PA-6010A | Public Address System | Communications Equipment |  | PA | http://www.toronto.ca/TWONTO#public_annoucement_speaker |  | Paging Panel, Headworks, Electrical Room, Ground Floor
67295 | THC-TPA-PA-6037 | Speaker, Headworks, lower Level 1, Truck Load Bay, N/W | THC-TPA-PA-6010A | Public Address System | Communications Equipment |  | PA | http://www.toronto.ca/TWONTO#public_annoucement_speaker |  | Paging Panel, Headworks, Electrical Room, Ground Floor
67294 | THC-TPA-PA-6034 | Speaker, Headworks, lower Level 1, Truck Load Bay, S/E | THC-TPA-PA-6010A | Public Address System | Communications Equipment |  | PA | http://www.toronto.ca/TWONTO#public_annoucement_speaker |  | Paging Panel, Headworks, Electrical Room, Ground Floor
67293 | THC-TPA-PA-6033 | Speaker, Headworks, lower Level 1, Truck Load Bay, S/W | THC-TPA-PA-6010A | Public Address System | Communications Equipment |  | PA | http://www.toronto.ca/TWONTO#public_annoucement_speaker |  | Paging Panel, Headworks, Electrical Room, Ground Floor
67299 | THC-TPA-PA-6048 | Speaker, Headworks, Lower Level 2, Blower Room Middle | THC-TPA-PA-6010A | Public Address System | Communications Equipment |  | PA | http://www.toronto.ca/TWONTO#public_annoucement_speaker |  | Paging Panel, Headworks, Electrical Room, Ground Floor
129511 | THC-TPA-PA-6047 | Speaker, Headworks, Lower Level 2, Blower Room Middle | THC-TPA-PA-6010A | Public Address System | Communications Equipment |  | PA | http://www.toronto.ca/TWONTO#public_annoucement_speaker |  | Paging Panel, Headworks, Electrical Room, Ground Floor
129512 | THC-TPA-PA-6049 | Speaker, Headworks, Lower Level 2, Blower Room N | THC-TPA-PA-6010A | Public Address System | Communications Equipment |  | PA | http://www.toronto.ca/TWONTO#public_annoucement_speaker |  | Paging Panel, Headworks, Electrical Room, Ground Floor
67298 | THC-TPA-PA-6046 | Speaker, Headworks, Lower Level 2, Blower Room S | THC-TPA-PA-6010A | Public Address System | Communications Equipment |  | PA | http://www.toronto.ca/TWONTO#public_annoucement_speaker |  | Paging Panel, Headworks, Electrical Room, Ground Floor
129506 | THC-TPA-PA-6041 | Speaker, Headworks, Lower Level 2, Pipe Gallery N Middle | THC-TPA-PA-6010A | Public Address System | Communications Equipment |  | PA | http://www.toronto.ca/TWONTO#public_annoucement_speaker |  | Paging Panel, Headworks, Electrical Room, Ground Floor
129507 | THC-TPA-PA-6042 | Speaker, Headworks, Lower Level 2, Pipe Gallery N/E | THC-TPA-PA-6010A | Public Address System | Communications Equipment |  | PA | http://www.toronto.ca/TWONTO#public_annoucement_speaker |  | Paging Panel, Headworks, Electrical Room, Ground Floor
67301 | THC-TPA-PA-6060 | Speaker, Headworks, Lower Level 2, Pipe Gallery N/W | THC-TPA-PA-6010A | Public Address System | Communications Equipment |  | PA | http://www.toronto.ca/TWONTO#public_annoucement_speaker |  | Paging Panel, Headworks, Electrical Room, Ground Floor
67297 | THC-TPA-PA-6039 | Speaker, Headworks, Lower Level 2, Pipe Gallery W | THC-TPA-PA-6010A | Public Address System | Communications Equipment |  | PA | http://www.toronto.ca/TWONTO#public_annoucement_speaker |  | Paging Panel, Headworks, Electrical Room, Ground Floor
129513 | THC-TPA-PA-6050 | Speaker, Headworks, Lower Level 2, Underground Walkway S | THC-TPA-PA-6010A | Public Address System | Communications Equipment |  | PA | http://www.toronto.ca/TWONTO#public_annoucement_speaker |  | Paging Panel, Headworks, Electrical Room, Ground Floor
129510 | THC-TPA-PA-6045 | Speaker, Headworks, Lower Level 2, Vortex Gallery E | THC-TPA-PA-6010A | Public Address System | Communications Equipment |  | PA | http://www.toronto.ca/TWONTO#public_annoucement_speaker |  | Paging Panel, Headworks, Electrical Room, Ground Floor
129509 | THC-TPA-PA-6044 | Speaker, Headworks, Lower Level 2, Vortex Gallery S | THC-TPA-PA-6010A | Public Address System | Communications Equipment |  | PA | http://www.toronto.ca/TWONTO#public_annoucement_speaker |  | Paging Panel, Headworks, Electrical Room, Ground Floor
129508 | THC-TPA-PA-6043 | Speaker, Headworks, Lower Level 2, Vortex Gallery W | THC-TPA-PA-6010A | Public Address System | Communications Equipment |  | PA | http://www.toronto.ca/TWONTO#public_annoucement_speaker |  | Paging Panel, Headworks, Electrical Room, Ground Floor
67277 | THC-TPA-PA-6003 | Speaker, Headworks, Second Floor, Conveyor Platform Middle | THC-TPA-PA-6010A | Public Address System | Communications Equipment |  | PA | http://www.toronto.ca/TWONTO#public_annoucement_speaker |  | Paging Panel, Headworks, Electrical Room, Ground Floor
67278 | THC-TPA-PA-6005 | Speaker, Headworks, Second Floor, Conveyor Platform N/E | THC-TPA-PA-6010A | Public Address System | Communications Equipment |  | PA | http://www.toronto.ca/TWONTO#public_annoucement_speaker |  | Paging Panel, Headworks, Electrical Room, Ground Floor
129489 | THC-TPA-PA-6004 | Speaker, Headworks, Second Floor, Conveyor Platform N/E | THC-TPA-PA-6010A | Public Address System | Communications Equipment |  | PA | http://www.toronto.ca/TWONTO#public_annoucement_speaker |  | Paging Panel, Headworks, Electrical Room, Ground Floor
67275 | THC-TPA-PA-6001 | Speaker, Headworks, Second Floor, Conveyor Platform S | THC-TPA-PA-6010A | Public Address System | Communications Equipment |  | PA | http://www.toronto.ca/TWONTO#public_annoucement_speaker |  | Paging Panel, Headworks, Electrical Room, Ground Floor
67276 | THC-TPA-PA-6002 | Speaker, Headworks, Second Floor, Conveyor Platform S/E | THC-TPA-PA-6010A | Public Address System | Communications Equipment |  | PA | http://www.toronto.ca/TWONTO#public_annoucement_speaker |  | Paging Panel, Headworks, Electrical Room, Ground Floor
129496 | THC-TPA-PA-6017 | Speaker, Headworks, Stair "A", Ground Floor | THC-TPA-PA-6010A | Public Address System | Communications Equipment |  | PA | http://www.toronto.ca/TWONTO#public_annoucement_speaker |  | Paging Panel, Headworks, Electrical Room, Ground Floor
67284 | THC-TPA-PA-6016 | Speaker, Headworks, Stair "A", Lower Level 2 | THC-TPA-PA-6010A | Public Address System | Communications Equipment |  | PA | http://www.toronto.ca/TWONTO#public_annoucement_speaker |  | Paging Panel, Headworks, Electrical Room, Ground Floor
129495 | THC-TPA-PA-6015 | Speaker, Headworks, Stair "B", Ground Floor | THC-TPA-PA-6010A | Public Address System | Communications Equipment |  | PA | http://www.toronto.ca/TWONTO#public_annoucement_speaker |  | Paging Panel, Headworks, Electrical Room, Ground Floor
129494 | THC-TPA-PA-6014 | Speaker, Headworks, Stair "B", Lower Level 2 | THC-TPA-PA-6010A | Public Address System | Communications Equipment |  | PA | http://www.toronto.ca/TWONTO#public_annoucement_speaker |  | Paging Panel, Headworks, Electrical Room, Ground Floor
67300 | THC-TPA-PA-6052 | Speaker, Headworks, Stair "C", Ground Floor | THC-TPA-PA-6010A | Public Address System | Communications Equipment |  | PA | http://www.toronto.ca/TWONTO#public_annoucement_speaker |  | Paging Panel, Headworks, Electrical Room, Ground Floor
129514 | THC-TPA-PA-6051 | Speaker, Headworks, Stair "C", Lower Level 1 | THC-TPA-PA-6010A | Public Address System | Communications Equipment |  | PA | http://www.toronto.ca/TWONTO#public_annoucement_speaker |  | Paging Panel, Headworks, Electrical Room, Ground Floor
98319 | FIS-SPC-CPU-0214 | Computer, Backup SCADA Server (FISPSB02), Chemical Feed, Admin Bldg, Server Room COM-0400 | FIS-RAW WATER BLDG |  | Communications Equipment |  | CPU | http://www.toronto.ca/TWONTO#operator_interface_terminal |  | Building Location
98320 | FIS-SPC-CPU-0215 | Computer, Backup SCADA Server (FISPSB03), Raw Water & Preliminary, Admin Bldg, Server Room COM-0400 | FIS-CHEMICAL BLDG |  | Communications Equipment |  | CPU | http://www.toronto.ca/TWONTO#operator_interface_terminal |  | Building Location
98321 | FIS-SPC-CPU-1310 | Computer, Client SCADA Server, Filter Building, Filter Gallery | FIS-ADM BLDG |  | Communications Equipment |  | CPU | http://www.toronto.ca/TWONTO#operator_interface_terminal |  | Building Location
98322 | FIS-SPC-CPU-1410 | Computer, Client SCADA Server, Ammonia Building, Storage Room | FIS-METERING BLDG |  | Communications Equipment |  | CPU | http://www.toronto.ca/TWONTO#operator_interface_terminal |  | Building Location
98323 | FIS-SPC-CPU-1510 | Computer, Client SCADA Server (FISPSC04), Workshop Building, Switchgear Area | FIS-ADM BLDG |  | Communications Equipment |  | CPU | http://www.toronto.ca/TWONTO#operator_interface_terminal |  | Building Location
98324 | FIS-SPC-CPU-1610 | Computer, Client SCADA Server, Gaseous Chemical Building, Entrance | FIS-AMMONIA STORAGE |  | Communications Equipment |  | CPU | http://www.toronto.ca/TWONTO#operator_interface_terminal |  | Building Location
98325 | FIS-SPC-CPU-1710 | Computer, Client SCADA Server, Raw Water Pumping Station, South | FIS-FILTER BLDG |  | Communications Equipment |  | CPU | http://www.toronto.ca/TWONTO#operator_interface_terminal |  | Building Location
98326 | FIS-SPC-CPU-1911 | Computer, Client SCADA Server, Admin Building, Computer Room Console | FIS-ADM BLDG |  | Communications Equipment |  | CPU | http://www.toronto.ca/TWONTO#operator_interface_terminal |  | Building Location
98327 | FIS-SPC-CPU-1912 | Computer, Client SCADA Server, Admin Building, Computer Room Console | FIS-ADM BLDG |  | Communications Equipment |  | CPU | http://www.toronto.ca/TWONTO#operator_interface_terminal |  | Building Location
98328 | FIS-SPC-CPU-1913 | Computer, Client SCADA Server, Admin Building, Computer Room Console | FIS-ADM BLDG |  | Communications Equipment |  | CPU | http://www.toronto.ca/TWONTO#operator_interface_terminal |  | Building Location
98370 | FIS-TPA-CP-4001 | Panel, Paging, Paging System, IT/SCADA Room | FIS-MARINE-BUILDING |  | Communications Equipment |  | CP | http://www.toronto.ca/TWONTO#public_annoucement_speaker |  | FIS Marine Yard Building
105168 | PA50258 | Paging/Intercom System, P Bldg Prelim Treatment | TAB-PLT-P | Public Address System | Communications Equipment |  |  | http://www.toronto.ca/TWONTO#public_annoucement_speaker |  | P Building - Preliminary Treatment
105169 | PA50273 | Paging/Intercom System, T Bldg | TAB-RSP-ELQ | Public Address System | Communications Equipment |  |  | http://www.toronto.ca/TWONTO#public_annoucement_speaker |  | T Building - Electrical Equipment
105170 | PA50283 | Paging/Intercom System, Auxiliary Bldg | TAB-AUX-STRC |  | Communications Equipment |  |  | http://www.toronto.ca/TWONTO#public_annoucement_speaker |  | Auxiliary Building - Drains, Electrical Service(110/220V), Lighting, Plumbing
105171 | PA50285 | Paging/Intercom System, Pelletizer Bldg | TAB-SLD-STRC |  | Communications Equipment |  |  | http://www.toronto.ca/TWONTO#public_annoucement_speaker |  | Pelletizer Bldg - Building Services, Drains, Electrical Service(110/220V), Lighting, Plumbing
105172 | PA50286 | Paging/Intercom System, Truck Loading Facility | TAB-SLO-STRC-TLF |  | Communications Equipment |  |  | http://www.toronto.ca/TWONTO#public_annoucement_speaker |  | Truck Loading Facility - Drains, Electrical Service(110/220V), Lighting, Plumbing
105173 | PA50289 | Paging/Intercom System, Flotation/Z Bldg | TAB-THK-STRC |  | Communications Equipment |  |  | http://www.toronto.ca/TWONTO#public_annoucement_speaker |  | THK-STRC
105174 | PA50290 | Paging/Intercom System, Digestion Pipe Gallery | TAB-DIG-STRC |  | Communications Equipment |  |  | http://www.toronto.ca/TWONTO#public_annoucement_speaker |  | Digestion Pipe Gallery - Drains, Walls, Lighting, Bldg, Services, PA System, Plumbing, Safety Equipments
105175 | PA50291 | Paging/Intercom System, Digestion Tanks 1-4 | TAB-DIG-STRC-T1-4 |  | Communications Equipment |  |  | http://www.toronto.ca/TWONTO#public_annoucement_speaker |  | Digester Tanks 1-4 - Drains, Electrical Service(110/220V), Lighting, Plumbing
105176 | PA50293 | Paging/Intercom System, Digestion Tanks 9-12 | TAB-DIG-STRC-T9-12 |  | Communications Equipment |  |  | http://www.toronto.ca/TWONTO#public_annoucement_speaker |  | Digester Tanks 9-12 - Structure, Drains, Electrical Service(110/220V), Lighting, Plumbing, Grounds
105177 | PA50295 | Paging/Intercom System, Digestion Tanks 19-22 | TAB-DIG-STRC-19-22 |  | Communications Equipment |  |  | http://www.toronto.ca/TWONTO#public_annoucement_speaker |  | Digester Tanks 19-22 - Drains, Electrical Service(110/220V), UPS,Lighting, Plumbing
105179 | PA50748 | Paging/Intercom System, Boiler Rms/Z Bldg | TAB-WA6 |  | Communications Equipment |  |  | http://www.toronto.ca/TWONTO#public_annoucement_speaker |  | Common to Projects, Bldg. Services, Z Building
67279 | THC-TPA-PA-6006 | Speaker, Headworks, Stair "D", Ground Floor | THC-TPA-PA-6010A | Public Address System | Communications Equipment |  | PA | http://www.toronto.ca/TWONTO#public_annoucement_speaker |  | Paging Panel, Headworks, Electrical Room, Ground Floor
112774 | TAB-EL1-PA-300 | Panel, Paging, Electrical Room No. 4, P Bldg. | TAB-EL1-MCC-6634 | Control Panel,Security | Communications Equipment |  | PA | http://www.toronto.ca/TWONTO#public_annoucement_speaker |  | Motor Control Centre 600V - Galery 9
113413 | TAB-ELS-PA-0001 | Public Address System , Plant wide | 52349 | Public Address System | Communications Equipment |  | PA | http://www.toronto.ca/TWONTO#public_annoucement_speaker |  | TAB Power Distribution
113414 | TAB-ELS-PA-0001 | Public Address System , Plant wide | TAB-ELS-ESQ | Public Address System | Communications Equipment |  | PA | http://www.toronto.ca/TWONTO#public_annoucement_speaker |  | Electrical Safety Equipment
4436 | COL-PGA-COM-0001 | Switch,Networking,WAN,Grey Abbey SPS | COL-PGA | Computer Equipment | Communications Equipment |  | COM | http://www.toronto.ca/TWONTO#network_switch |  | Greyabbey Sewage Pumping Station
13821 | COL-PGA-COM-0001 | Switch,Networking,WAN,Grey Abbey SPS | COL-PGA-MISC | Computer Equipment | Communications Equipment |  | COM | http://www.toronto.ca/TWONTO#network_switch |  | Miscellaneous Equipment
27 | 32017 | TAB External Telephone System | 52349 |  | Communications Equipment |  |  | telephone_system |  | TAB Power Distribution
126379 | THC-ITS-TEL-6004 | Telephone Outlet and Phone, Headworks, Ground Floor, Control Room, E Wall N | THC-TPA-PA-6010A | Network,Telecommunication | Communications Equipment |  | TEL | telephone_system |  | Paging Panel, Headworks, Electrical Room, Ground Floor
118376 | TAB-SPC-CPU-0060 | BAS (Building Automation System) Server Computer, 'M' Building, Control Room | TAB-RSP-INQ-M | Building Service | Communications Equipment |  | CPU | http://www.toronto.ca/TWONTO#building_automation_system_controller |  | M Building - Instrumentation Equipment
118377 | TAB-SPC-CPU-0061 | BAS (Building Automation System) Server Computer, 'T' Building, Control Room | TAB-RSP-INQ | Building Service | Communications Equipment |  | CPU | http://www.toronto.ca/TWONTO#building_automation_system_controller |  | T Building - Instrumentation
118378 | TAB-SPC-CPU-0062 | BAS (Building Automation System) Server Computer, New 'D' Building, Control Room | TAB-PLT-INQ-D | Building Service | Communications Equipment |  | CPU | http://www.toronto.ca/TWONTO#building_automation_system_controller |  | D Building - Instrumentation Equipment
118379 | TAB-SPC-CPU-0063 | BAS (Building Automation System) Server Computer, 'Z' Building, Control Room | TAB-THK-INQ | Building Service | Communications Equipment |  | CPU | http://www.toronto.ca/TWONTO#building_automation_system_controller |  | Floatation - Instrumentation Equipment
119551 | TAB-TPA-PA-2200 | Speaker, Paging/Intercom System, PRS Bldg | TAB-PRS-INQ | Control Panel,Instrumentation | Communications Equipment |  | PA | http://www.toronto.ca/TWONTO#public_annoucement_speaker |  | Instrumentation Equipment
119552 | TAB-TPA-PA-2201 | Speaker, Paging/Intercom System, PRS Bldg | TAB-PRS-INQ | Control Panel,Instrumentation | Communications Equipment |  | PA | http://www.toronto.ca/TWONTO#public_annoucement_speaker |  | Instrumentation Equipment
119553 | TAB-TPA-PA-2202 | Speaker, Paging/Intercom System, PRS Bldg | TAB-PRS-INQ | Control Panel,Instrumentation | Communications Equipment |  | PA | http://www.toronto.ca/TWONTO#public_annoucement_speaker |  | Instrumentation Equipment
119554 | TAB-TPA-PA-2220 | Speaker, Paging/Intercom System, Tunnel 'H' | TAB-PRS-INQ | Control Panel,Instrumentation | Communications Equipment |  | PA | http://www.toronto.ca/TWONTO#public_annoucement_speaker |  | Instrumentation Equipment
119555 | TAB-TPA-PA-2221 | Speaker, Paging/Intercom System, Tunnel 'H' | TAB-PRS-INQ | Control Panel,Instrumentation | Communications Equipment |  | PA | http://www.toronto.ca/TWONTO#public_annoucement_speaker |  | Instrumentation Equipment
62491 | THC-ITS-TEL-6005 | Telephone Outlet and Phone, Headworks, Ground Floor, Electrical Room, E Wall N | THC-TPA-PA-6010A | Network,Telecommunication | Communications Equipment |  | TEL | telephone_system |  | Paging Panel, Headworks, Electrical Room, Ground Floor
126382 | THC-ITS-TEL-6010 | Telephone Outlet and Phone, Headworks, Ground Floor, Screen Room, S Wall E | THC-TPA-PA-6010A | Network,Telecommunication | Communications Equipment |  | TEL | telephone_system |  | Paging Panel, Headworks, Electrical Room, Ground Floor
62492 | THC-ITS-TEL-6007 | Telephone Outlet and Phone, Headworks, Lower Level 1, Truck Load Bay, E Wall N | THC-TPA-PA-6010A | Network,Telecommunication | Communications Equipment |  | TEL | telephone_system |  | Paging Panel, Headworks, Electrical Room, Ground Floor
126380 | THC-ITS-TEL-6006 | Telephone Outlet and Phone, Headworks, Lower Level 1, Truck Load Bay, W Wall S | THC-TPA-PA-6010A | Network,Telecommunication | Communications Equipment |  | TEL | telephone_system |  | Paging Panel, Headworks, Electrical Room, Ground Floor
126381 | THC-ITS-TEL-6008 | Telephone Outlet and Phone, Headworks, Lower Level 2, Blower Room, E Wall | THC-TPA-PA-6010A | Network,Telecommunication | Communications Equipment |  | TEL | telephone_system |  | Paging Panel, Headworks, Electrical Room, Ground Floor
126352 | THC-ITS-MDF-1000 | Public Address System, Master Distribution , Control System, Admin Bldg, | THC-ITS-PA-0001 | Network,Telecommunication | Communications Equipment |  | MDF | http://www.toronto.ca/TWONTO#public_annoucement_speaker |  | PBX Phone System, Weridom 1, Control System, Admin Bldg,
62493 | THC-ITS-TEL-6009 | Telephone Outlet and Phone, Headworks, Lower Level 2, Pipe Gallery, S Wall Middle | THC-TPA-PA-6010A | Network,Telecommunication | Communications Equipment |  | TEL | telephone_system |  | Paging Panel, Headworks, Electrical Room, Ground Floor
126354 | THC-ITS-PA-1210 | IDF Panel , Public Address System, Tunnel 12 | THC-ITS-MDF-1000 | Network,Telecommunication | Communications Equipment |  | PA | http://www.toronto.ca/TWONTO#public_annoucement_speaker |  | Public Address System, Master Distribution , Control System, Admin Bldg,
126355 | THC-ITS-PA-1410 | IDF Panel, Public Address System, Tunnel 14 | THC-ITS-MDF-1000 | Network,Telecommunication | Communications Equipment |  | PA | http://www.toronto.ca/TWONTO#public_annoucement_speaker |  | Public Address System, Master Distribution , Control System, Admin Bldg,
126356 | THC-ITS-PA-1610 | IDF Panel, Public Address System, Tunnel 18 | THC-ITS-MDF-1000 | Network,Telecommunication | Communications Equipment |  | PA | http://www.toronto.ca/TWONTO#public_annoucement_speaker |  | Public Address System, Master Distribution , Control System, Admin Bldg,
126357 | THC-ITS-PA-2210 | IDF Panel, Public Address System, Bldg K | THC-ITS-MDF-1000 | Network,Telecommunication | Communications Equipment |  | PA | http://www.toronto.ca/TWONTO#public_annoucement_speaker |  | Public Address System, Master Distribution , Control System, Admin Bldg,
126358 | THC-ITS-PA-24010 | IDF Panel, Public Address System, Hygiene Bldg | THC-ITS-MDF-1000 | Network,Telecommunication | Communications Equipment |  | PA | http://www.toronto.ca/TWONTO#public_annoucement_speaker |  | Public Address System, Master Distribution , Control System, Admin Bldg,
126359 | THC-ITS-PA-2510 | IDF Panel, Public Address System, Bldg J | THC-ITS-MDF-1000 | Network,Telecommunication | Communications Equipment |  | PA | http://www.toronto.ca/TWONTO#public_annoucement_speaker |  | Public Address System, Master Distribution , Control System, Admin Bldg,
126360 | THC-ITS-PA-2610 | IDF Panel, Public Address System, Aeration Tanks 9-12 | THC-ITS-MDF-1000 | Network,Telecommunication | Communications Equipment |  | PA | http://www.toronto.ca/TWONTO#public_annoucement_speaker |  | Public Address System, Master Distribution , Control System, Admin Bldg,
126361 | THC-ITS-PA-2810 | IDF Panel, Public Address System, New Blower BLDG | THC-ITS-MDF-1000 | Network,Telecommunication | Communications Equipment |  | PA | http://www.toronto.ca/TWONTO#public_annoucement_speaker |  | Public Address System, Master Distribution , Control System, Admin Bldg,
126362 | THC-ITS-PA-2910 | IDF Panel, Public Address System, Bldg. U | THC-ITS-MDF-1000 | Network,Telecommunication | Communications Equipment |  | PA | http://www.toronto.ca/TWONTO#public_annoucement_speaker |  | Public Address System, Master Distribution , Control System, Admin Bldg,
126363 | THC-ITS-PA-2940 | IDF Panel, Public Address System, Bldg. U | THC-ITS-MDF-1000 | Network,Telecommunication | Communications Equipment |  | PA | http://www.toronto.ca/TWONTO#public_annoucement_speaker |  | Public Address System, Master Distribution , Control System, Admin Bldg,
126366 | THC-ITS-PA-3110 | IDF Panel, Public Address System, Anaerobic filters ELEC Room | THC-ITS-MDF-1000 | Network,Telecommunication | Communications Equipment |  | PA | http://www.toronto.ca/TWONTO#public_annoucement_speaker |  | Public Address System, Master Distribution , Control System, Admin Bldg,
126367 | THC-ITS-PA-3240 | IDF Panel , Public Address System, Old Blower BLDG MCC Room | THC-ITS-MDF-1000 | Network,Telecommunication | Communications Equipment |  | PA | http://www.toronto.ca/TWONTO#public_annoucement_speaker |  | Public Address System, Master Distribution , Control System, Admin Bldg,
126368 | THC-ITS-PA-3245 | Speaker, Public Address System, Old Blower BLDG MCC Room | THC-ITS-MDF-1000 | Network,Telecommunication | Communications Equipment |  | PA | http://www.toronto.ca/TWONTO#public_annoucement_speaker |  | Public Address System, Master Distribution , Control System, Admin Bldg,
126369 | THC-ITS-PA-3246 | Speaker, Public Address System, Old Blower BLDG MCC Room | THC-ITS-MDF-1000 | Network,Telecommunication | Communications Equipment |  | PA | http://www.toronto.ca/TWONTO#public_annoucement_speaker |  | Public Address System, Master Distribution , Control System, Admin Bldg,
126370 | THC-ITS-PA-3247 | Speaker, Public Address System, , Bldg. A | THC-ITS-MDF-1000 | Network,Telecommunication | Communications Equipment |  | PA | http://www.toronto.ca/TWONTO#public_annoucement_speaker |  | Public Address System, Master Distribution , Control System, Admin Bldg,
126371 | THC-ITS-PA-3410 | IDF Panel, Public Address System, Head House | THC-ITS-MDF-1000 | Network,Telecommunication | Communications Equipment |  | PA | http://www.toronto.ca/TWONTO#public_annoucement_speaker |  | Public Address System, Master Distribution , Control System, Admin Bldg,
126372 | THC-ITS-PA-3440 | IDF Panel, Public Address System, Head House | THC-ITS-MDF-1000 | Network,Telecommunication | Communications Equipment |  | PA | http://www.toronto.ca/TWONTO#public_annoucement_speaker |  | Public Address System, Master Distribution , Control System, Admin Bldg,
126373 | THC-ITS-PA-3810 | IDF Panel, Public Address System, , Bldg. M | THC-ITS-MDF-1000 | Network,Telecommunication | Communications Equipment |  | PA | http://www.toronto.ca/TWONTO#public_annoucement_speaker |  | Public Address System, Master Distribution , Control System, Admin Bldg,
126374 | THC-ITS-PA-4010 | IDF Panel, Public Address System, , Bldg. M | THC-ITS-MDF-1000 | Network,Telecommunication | Communications Equipment |  | PA | http://www.toronto.ca/TWONTO#public_annoucement_speaker |  | Public Address System, Master Distribution , Control System, Admin Bldg,
62489 | THC-ITS-TEL-6002 | Telephone Outlet and Phone, Headworks, Second Floor, Mech Room #1, E Wall N | THC-TPA-PA-6010A | Network,Telecommunication | Communications Equipment |  | TEL | telephone_system |  | Paging Panel, Headworks, Electrical Room, Ground Floor
126378 | THC-ITS-TEL-6001 | Telephone Outlet and Phone, Headworks, Second Floor, Mech Room #1, E Wall S | THC-TPA-PA-6010A | Network,Telecommunication | Communications Equipment |  | TEL | telephone_system |  | Paging Panel, Headworks, Electrical Room, Ground Floor
62490 | THC-ITS-TEL-6003 | Telephone Outlet and Phone, Headworks, Second Floor, Mech Room #2, N Wall E | THC-TPA-PA-6010A | Network,Telecommunication | Communications Equipment |  | TEL | telephone_system |  | Paging Panel, Headworks, Electrical Room, Ground Floor
24027 | FHO-GRK-COM-0001 | Telephone System and P A System | FHO-GRK-PRTY-0001 |  | Communications Equipment |  | COM | http://www.toronto.ca/TWONTO#public_annoucement_speaker |  | Building Maintenance
60419 | THC-DIS-OIT-1801 | Terminal, Operator Interface, Control Panel, Chlorination Bldg | THC-DIS-RPU-1801 | Control Panel,Operator | Communications Equipment |  | OIT | http://www.toronto.ca/TWONTO#operator_interface_terminal |  | Remote Processing Unit, Control Panel
94987 | FHO-SPC-COM-1601 | Termination Panel, Clarifier Building, S2, Main Foyer, N/E | FHO-SPC |  | Communications Equipment |  | COM | termination_panel |  | Process Control Systems - Services Area
26452 | FHO-SPC-COM-1102 | Termination Panel, Admin Building, S4, Main Electrical Room, South | FHO-SPC |  | Communications Equipment |  | COM | termination_panel |  | Process Control Systems - Services Area
94976 | FHO-SPC-COM-1101 | Termination Panel, Admin Building, S4, Main Electrical Room, South Wall | FHO-SPC |  | Communications Equipment |  | COM | termination_panel |  | Process Control Systems - Services Area
26456 | FHO-SPC-COM-1301 | Termination Panel, Chemical Building, L1, Chemical Workshop | FHO-SPC |  | Communications Equipment |  | COM | termination_panel |  | Process Control Systems - Services Area
94981 | FHO-SPC-COM-1302 | Termination Panel, Chemical Building, L1, Chemical Workshop | FHO-SPC |  | Communications Equipment |  | COM | termination_panel |  | Process Control Systems - Services Area
94980 | FHO-SPC-COM-1205 | Termination Panel, Chemical Building, S2, former PAC Area | FHO-SPC |  | Communications Equipment |  | COM | termination_panel |  | Process Control Systems - Services Area
26454 | FHO-SPC-COM-1203 | Termination Panel, Chemical Building, S4, Chemical Gallery | FHO-SPC |  | Communications Equipment |  | COM | termination_panel |  | Process Control Systems - Services Area
94978 | FHO-SPC-COM-1202 | Termination Panel, Chemical Building, S4, Chemical Gallery | FHO-SPC |  | Communications Equipment |  | COM | termination_panel |  | Process Control Systems - Services Area
94979 | FHO-SPC-COM-1204 | Termination Panel, Chemical Building, S4, Chemical Gallery, North Wall | FHO-SPC |  | Communications Equipment |  | COM | termination_panel |  | Process Control Systems - Services Area
94988 | FHO-SPC-COM-1602 | Termination Panel, Clarifier Buildoing, S2, Corridor | FHO-SPC |  | Communications Equipment |  | COM | termination_panel |  | Process Control Systems - Services Area
26459 | FHO-SPC-COM-1702 | Termination Panel, Filter 1-8 Building, S2, Filter Pipe Gallery, East Wall | FHO-SPC |  | Communications Equipment |  | COM | termination_panel |  | Process Control Systems - Services Area
26461 | FHO-SPC-COM-1705 | Termination Panel, Filter 1-8 Building, S2, Filter Pipe Gallery, East Wall | FHO-SPC |  | Communications Equipment |  | COM | termination_panel |  | Process Control Systems - Services Area
94991 | FHO-SPC-COM-1703 | Termination Panel, Filter 1-8 Building, S2, Filter Pipe Gallery, East Wall | FHO-SPC |  | Communications Equipment |  | COM | termination_panel |  | Process Control Systems - Services Area
94992 | FHO-SPC-COM-1706 | Termination Panel, Filter 1-8 Building, S2, Filter Pipe Gallery, East Wall | FHO-SPC |  | Communications Equipment |  | COM | termination_panel |  | Process Control Systems - Services Area
26460 | FHO-SPC-COM-1704 | Termination Panel, Filter Building, L1, Filter Gallery | FHO-SPC |  | Communications Equipment |  | COM | termination_panel |  | Process Control Systems - Services Area
94990 | FHO-SPC-COM-1701 | Termination Panel, Filter Building, S2, Filter Pipe Gallery, West Wall | FHO-SPC |  | Communications Equipment |  | COM | termination_panel |  | Process Control Systems - Services Area
94993 | FHO-SPC-COM-1707 | Termination Panel, Filter Gallery1-8 HVAC, Filter Building, S2, HVAC Room | FHO-SPC |  | Communications Equipment |  | COM | termination_panel |  | Process Control Systems - Services Area
128803 | THC-SPC-COM-1803 | Termination Panel, Network,Phase IV - Aeration MCC Room | THC-SPC-COM-1802 | SCADA | Communications Equipment |  | COM | termination_panel |  | SCADA & Computer
128804 | THC-SPC-COM-1810 | Termination Panel, Network,Phase IV - Aeration MCC Room | THC-SPC-COM-1802 | SCADA | Communications Equipment |  | COM | termination_panel |  | SCADA & Computer
66407 | THC-SPC-COM-1806 | Termination Panel, Network,Phase IV Primary Treatment Area, TunnelT19 | THC-SPC-COM-1802 | SCADA | Communications Equipment |  | COM | termination_panel |  | SCADA & Computer
94998 | FHO-SPC-COM-2002 | Termination Panel, Ozone Building, L1, Electrical Room | FHO-SPC |  | Communications Equipment |  | COM | termination_panel |  | Process Control Systems - Services Area
94997 | FHO-SPC-COM-2001 | Termination Panel, Ozone Building, L1, Electrical Room, West Wall | FHO-SPC |  | Communications Equipment |  | COM | termination_panel |  | Process Control Systems - Services Area
94996 | FHO-SPC-COM-1902 | Termination Panel, Ozone Building, L1, Ozone Equipment Room | FHO-SPC |  | Communications Equipment |  | COM | termination_panel |  | Process Control Systems - Services Area
26462 | FHO-SPC-COM-1901 | Termination Panel, Ozone Building, L1, Ozone Equipment Room, West Wall | FHO-SPC |  | Communications Equipment |  | COM | termination_panel |  | Process Control Systems - Services Area
26463 | FHO-SPC-COM-1903 | Termination Panel, Ozone Building, L1, Ozone Equipment Room, West Wall | FHO-SPC |  | Communications Equipment |  | COM | termination_panel |  | Process Control Systems - Services Area
94983 | FHO-SPC-COM-1402 | Termination Panel, Raw Water Building, S10, Raw Water Pump Basement | FHO-SPC |  | Communications Equipment |  | COM | termination_panel |  | Process Control Systems - Services Area
94982 | FHO-SPC-COM-1401 | Termination Panel, Raw Water Building, S7, Electrical Room | FHO-SPC |  | Communications Equipment |  | COM | termination_panel |  | Process Control Systems - Services Area
26458 | FHO-SPC-COM-1502 | Termination Panel, Standby Power Building, S2, Electrical Room | FHO-SPC |  | Communications Equipment |  | COM | termination_panel |  | Process Control Systems - Services Area
94985 | FHO-SPC-COM-1501 | Termination Panel, Surge Building, S2, Compressor Room | FHO-SPC |  | Communications Equipment |  | COM | termination_panel |  | Process Control Systems - Services Area
137700 | THR-PRM-COM-0901 | Transmitter, Radio,Bridge 0902 Kiosk | THR-ELS-COMM | Public Address System | Communications Equipment |  | COM | radio_system |  | Plant External & Internal Phone System
137701 | THR-PRM-COM-1001 | Transmitter, Radio,Bridge 1002 Kiosk | THR-ELS-COMM | Public Address System | Communications Equipment |  | COM | radio_system |  | Plant External & Internal Phone System
137702 | THR-PRM-COM-1101 | Transmitter, Radio,Bridge 1101 Kiosk | THR-ELS-COMM | Public Address System | Communications Equipment |  | COM | radio_system |  | Plant External & Internal Phone System
68690 | THR-ACC-UPS-0006 | UPS for RPU(THR-ACC-RPU-0006), Engine Room South side near stairs, A-B SLC-5/05, 172.22.37.134, THRPSN11, Engine Room South side near stairs, Eng. Room roof ventilation | THR-ACC-RPU-0006 |  | Communications Equipment |  | UPS | http://www.toronto.ca/TWONTO#UPS |  | RPU, Engine Room South side near stairs, A-B SLC-5/05, 172.22.37.134, THRPSN11, Engine Room South side near stairs, Eng. Room roof ventilation
60459 | THC-DIS-UPS-1801 | UPS, Control Panel, Chlorination Bldg | THC-DIS-RPU-1801 | Control Panel,Operator | Communications Equipment |  | UPS | http://www.toronto.ca/TWONTO#UPS |  | Remote Processing Unit, Control Panel
126383 | THC-ITS-WAP-6010 | Wireless Phone Base Station, Headworks, Ground Floor, Control Room, N Wall E | THC-TPA-PA-6010A | Network,Telecommunication | Communications Equipment |  | WAP | telephone_system |  | Paging Panel, Headworks, Electrical Room, Ground Floor
126384 | THC-ITS-WAP-6011 | Wireless Phone Base Station, Headworks, Lower Level 1, Sump/Storage Room, E Wall | THC-TPA-PA-6010A | Network,Telecommunication | Communications Equipment |  | WAP | telephone_system |  | Paging Panel, Headworks, Electrical Room, Ground Floor
62496 | THC-ITS-WAP-6013 | Wireless Phone Base Station, Headworks, Lower Level 2, Pipe Gallery, N Wall Middle | THC-TPA-PA-6010A | Network,Telecommunication | Communications Equipment |  | WAP | telephone_system |  | Paging Panel, Headworks, Electrical Room, Ground Floor
62497 | THC-ITS-WAP-6014 | Wireless Phone Base Station, Headworks, Lower Level 2, Pipe Gallery, S Wall Middle | THC-TPA-PA-6010A | Network,Telecommunication | Communications Equipment |  | WAP | telephone_system |  | Paging Panel, Headworks, Electrical Room, Ground Floor
62494 | THC-ITS-WAP-6001 | Wireless Phone Base Station, Headworks, Second Floor, Mech Room #1, E Wall | THC-TPA-PA-6010A | Network,Telecommunication | Communications Equipment |  | WAP | telephone_system |  | Paging Panel, Headworks, Electrical Room, Ground Floor
62495 | THC-ITS-WAP-6002 | Wireless Phone Base Station, Headworks, Second Floor, Mech Room #2, N Wall E | THC-TPA-PA-6010A | Network,Telecommunication | Communications Equipment |  | WAP | telephone_system |  | Paging Panel, Headworks, Electrical Room, Ground Floor
9799 | DRN-53787 | Drains | TNT-GRK-PRTY-1000 | Building Service,Floor Drain | Drain |  |  | http://www.toronto.ca/TWONTO#drain |  | Building Services
9805 | DRN18469 | Drains, Floor, Digestion Tanks 1-4 | TAB-DIG-STRC-T1-4 | Drain | Drain |  |  | http://www.toronto.ca/TWONTO#drain |  | Digester Tanks 1-4 - Drains, Electrical Service(110/220V), Lighting, Plumbing
9806 | DRN18470 | Drains, Floor, Digestion Tanks 5-8 | TAB-DIG-STRC-T5-8 | Drain | Drain |  |  | http://www.toronto.ca/TWONTO#drain |  | Digester Tanks 5-8 - Drains, Electrical Service(110/220V), Lighting, Plumbing
9807 | DRN18472 | Drains, Floor, Digestion Tanks 13-16 | TAB-DIG-STRC-T13-16 | Drain | Drain |  |  | http://www.toronto.ca/TWONTO#drain |  | Digester Tanks 13-16, Drains, Electrical Service(110/220V), Lighting, Plumbing
9808 | DRN18473 | Drains, Floor, Digestion Tanks 19-22 | TAB-DIG-STRC-19-22 | Drain | Drain |  |  | http://www.toronto.ca/TWONTO#drain |  | Digester Tanks 19-22 - Drains, Electrical Service(110/220V), UPS,Lighting, Plumbing
16580 | FHA-DRN-53792 | Drains | FHA-GRK-PRTY-1000 | Building Service,Floor Drain | Drain |  | DRN | http://www.toronto.ca/TWONTO#drain |  | CMS Work Orders
16954 | FHA-FEQ-DT-0003 | Firesystem Sprinkler drain trap, RMF-Near polymer room by eyewash station | FHA-SES-FEQ-1 | Drain | Drain |  | DT | http://www.toronto.ca/TWONTO#drain |  | Fire Sprinkler System
16955 | FHA-FEQ-DT-0004 | Firesystem Sprinkler drain trap, Garage # 6 Attached with air handling equipment | FHA-SES-FEQ-1 | Drain | Drain |  | DT | http://www.toronto.ca/TWONTO#drain |  | Fire Sprinkler System
16956 | FHA-FEQ-DT-0007 | Firesystem Sprinkler drain trap, RMF North chemical corridor outside ammonia room | FHA-SES-FEQ-1 | Drain | Drain |  | DT | http://www.toronto.ca/TWONTO#drain |  | Fire Sprinkler System
16957 | FHA-FEQ-DT-0008 | Firesystem Sprinkler drain trap, RMF North chemical corridor outside room 'E' | FHA-SES-FEQ-1 | Drain | Drain |  | DT | http://www.toronto.ca/TWONTO#drain |  | Fire Sprinkler System
16958 | FHA-FEQ-DT-0009 | Firesystem Sprinkler drain trap, RMF South east corner room E | FHA-SES-FEQ-1 | Drain | Drain |  | DT | http://www.toronto.ca/TWONTO#drain |  | Fire Sprinkler System
16959 | FHA-FEQ-DT-0010 | Firesystem Sprinkler drain trap, RMF-East end of south chemical corridor | FHA-SES-FEQ-1 | Drain | Drain |  | DT | http://www.toronto.ca/TWONTO#drain |  | Fire Sprinkler System
16960 | FHA-FEQ-DT-0011 | Firesystem Sprinkler drain trap, RMF-East end of north chemical corridor by stairs and elevator | FHA-SES-FEQ-1 | Drain | Drain |  | DT | http://www.toronto.ca/TWONTO#drain |  | Fire Sprinkler System
16961 | FHA-FEQ-DT-0012 | Firesystem Sprinkler drain trap, RMF-In hoisting access room north chemical corridor | FHA-SES-FEQ-1 | Drain | Drain |  | DT | http://www.toronto.ca/TWONTO#drain |  | Fire Sprinkler System
17551 | FHA-GRK-DRN-0101 | Drains | FHA-GRK-PRTY-0001 | Building Service,Floor Drain | Drain |  | DRN | http://www.toronto.ca/TWONTO#drain |  | Buildings Maintenance
24285 | FHO-LAB-TPD-0001 | Electronic trap pirmer- Operators' Lab | FHO |  | Drain |  | TPD | http://www.toronto.ca/TWONTO#trap_priming_device |  | F.J. Horgan Water Treatment Plant
24286 | FHO-LAB-TPD-0001 | Electronic trap pirmer- Operators' Lab | FHO-LABCHEM |  | Drain |  | TPD | http://www.toronto.ca/TWONTO#trap_priming_device |  | Lab Chemical Inventory
40323 | DRN18421 | Drains, Floor, Flotation/Z Bldg | TAB-THK-STRC | Drain | Drain |  |  | http://www.toronto.ca/TWONTO#drain |  | THK-STRC
40324 | DRN18468 | Drains, Floor, Digestion Pipe Gallery | TAB-DIG-STRC | Drain | Drain |  |  | http://www.toronto.ca/TWONTO#drain |  | Digestion Pipe Gallery - Drains, Walls, Lighting, Bldg, Services, PA System, Plumbing, Safety Equipments
40325 | DRN18471 | Drains, Floor, Digestion Tanks 9-12 | TAB-DIG-STRC-T9-12 | Drain | Drain |  |  | http://www.toronto.ca/TWONTO#drain |  | Digester Tanks 9-12 - Structure, Drains, Electrical Service(110/220V), Lighting, Plumbing, Grounds
44914 | TAB-DIG-DT-0980 | Drain, Moisture/Sediment Trap, Digester 9-12 Gas Discharge, Digester 9-12 Control Building Second Floor | TAB-DIG-T-0900 | Drain | Drain |  | DT | sediment_trap |  | Tank, Digester tank, Digester 9
44915 | TAB-DIG-DT-0990 | Drain, Moisture/Sediment Trap, Digester 9-12 Gas Discharge, Digester 9-12 Control Building Second Floor | TAB-DIG-T-0900 | Drain | Drain |  | DT | sediment_trap |  | Tank, Digester tank, Digester 9
59272 | THC-DIG-DT-0001 | Isolation Facility, enclosure and Drip Trap, HP Dry Digested Gas (Hazardous Area ) | THC-DIG-PIP-0001 |  | Drain |  | DT | http://www.toronto.ca/TWONTO#condensate_trap |  | Piping,Digester Gas,Digesters to Plant Wide
59273 | THC-DIG-DT-0001 | Isolation Facility, enclosure and Drip Trap, HP Dry Digested Gas (Hazardous Area ) | THC-DIG-PIP-0003 |  | Drain |  | DT | http://www.toronto.ca/TWONTO#condensate_trap |  | Piping, HP Dry Digester Gas to Hot Water Boilers, Plant wide
61931 | THC-GRK-DRN-0001 | Drains | THC-GRK-MAINT | Building Service,Floor Drain | Drain |  | DRN | http://www.toronto.ca/TWONTO#drain |  | Building Maintenance
61932 | THC-GRK-DRN-0001 | Drains | THC-GRK-PRTY-0001 | Building Service,Floor Drain | Drain |  | DRN | http://www.toronto.ca/TWONTO#drain |  | Grounds and Property - THC
61948 | THC-GRK-G-0002 | Inflatable stop gate balloon, Storm drainage system | THC-SUSPENDED | Building Service,Floor Drain | Drain | 33977 | G | ? |  | Suspended entity
66829 | THC-STW | Storm Water | THC-GRK-DRN-0001 | Building Service,Floor Drain | Drain |  |  | http://www.toronto.ca/TWONTO#collection_of_assets |  | Drains
73251 | THR-DRN-AER | Aeration, Work Area 4 | THR-DRN-WA4 |  | Drain |  |  | http://www.toronto.ca/TWONTO#collection_of_assets |  | Drains, Work Area 4
73252 | THR-DRN-DIS | Disinfection, Work Area 4 | THR-DRN-WA1 |  | Drain |  |  | http://www.toronto.ca/TWONTO#collection_of_assets |  | Drains, Work Area 1
73255 | THR-DRN-RSPS | Returns Sludge Pumping Station, Work Area 4 | THR-DRN-WA4 |  | Drain |  |  | http://www.toronto.ca/TWONTO#collection_of_assets |  | Drains, Work Area 4
76292 | FHA-FEQ-DT-0001 | Firesystem Sprinkler drain trap,Garage #1 West wall | FHA-SES-FEQ-1 | Drain | Drain |  | DT | http://www.toronto.ca/TWONTO#drain |  | Fire Sprinkler System
76293 | FHA-FEQ-DT-0002 | Firesystem Sprinkler drain trap, RMF-Behind bins near the compressors | FHA-SES-FEQ-1 | Drain | Drain |  | DT | http://www.toronto.ca/TWONTO#drain |  | Fire Sprinkler System
76294 | FHA-FEQ-DT-0005 | Firesystem Sprinkler drain trap, RMF At top of west stairs by door to south chemical corridor | FHA-SES-FEQ-1 | Drain | Drain |  | DT | http://www.toronto.ca/TWONTO#drain |  | Fire Sprinkler System
76295 | FHA-FEQ-DT-0006 | Firesystem Sprinkler drain trap, RMF North chemical corridor outside sodium bisulphate room | FHA-SES-FEQ-1 | Drain | Drain |  | DT | http://www.toronto.ca/TWONTO#drain |  | Fire Sprinkler System
76296 | FHA-FEQ-DT-0013 | Firesystem Sprinkler drain trap, RMF-In between decant tanks #2 and #3 | FHA-SES-FEQ-1 | Drain | Drain |  | DT | http://www.toronto.ca/TWONTO#drain |  | Fire Sprinkler System
76297 | FHA-FEQ-DT-0014 | Firesystem Sprinkler drain trap, R MF-In between decant tanks #8 and #9 | FHA-SES-FEQ-1 | Drain | Drain |  | DT | http://www.toronto.ca/TWONTO#drain |  | Fire Sprinkler System
87535 | WTR-PRH-DRN-0001 | Drain, Auto, SCR-1200 ,Generator Room | WTR-PRH-SCR-1200 |  | Drain |  | DRN | http://www.toronto.ca/TWONTO#drain |  | Selective Catalytic Reduction, Reactor , Generator Room
90116 | YTF-GRK-DRN-1000 | Building Roof Drains | YTF-GRK-PRTY-1000 |  | Drain |  | DRN | http://www.toronto.ca/TWONTO#drain |  | Building Maintenance
93413 | FHO-GRK-DRN-0101 | Drains | FHO-GRK-PRTY-0001 | Building Service,Floor Drain | Drain |  | DRN | http://www.toronto.ca/TWONTO#drain |  | Building Maintenance
96543 | FIS-DRN-53798 | Drains | FIS-GRK-PRTY-1000 | Building Service,Floor Drain | Drain |  | DRN | http://www.toronto.ca/TWONTO#drain |  | CMS Work Orders
104791 | NON-DOS-STM-WC | NO DOS entity related work area for SWM Management / Watercourse | SWM-NON-DOS |  | Drain |  |  | http://www.toronto.ca/TWONTO#collection_of_assets |  | Non DOS Entity related work area for spill treatment and maintenance chambers
109385 | TAB-DEW-DRN | Drains, Floor, Dewatering Bldg | TAB-DEW-SERVICES | Piping | Drain |  |  | http://www.toronto.ca/TWONTO#drain |  | Dewatering Building Service & Safety Systems
110552 | TAB-DIG-DT-1080 | Drain, Moisture/Sediment Trap, Digester 9-12 Gas Discharge, Digester 9-12 Control Building Second Floor | TAB-DIG-T-1000 | Drain | Drain |  | DT | sediment_trap |  | Tank, Digester tank, Digester 10
110553 | TAB-DIG-DT-1090 | Drain, Moisture/Sediment Trap, Digester 9-12 Gas Discharge, Digester 9-12 Control Building Second Floor | TAB-DIG-T-1000 | Drain | Drain |  | DT | sediment_trap |  | Tank, Digester tank, Digester 10
110554 | TAB-DIG-DT-1180 | Drain, Moisture/Sediment Trap, Digester 9-12 Gas Discharge, Digester 9-12 Control Building Second Floor | TAB-DIG-T-1100 | Drain | Drain |  | DT | sediment_trap |  | Tank, Digester tank, Digester 11
110555 | TAB-DIG-DT-1280 | Drain, Moisture/Sediment Trap, Digester 9-12 Gas Discharge, Digester 9-12 Control Building Second Floor | TAB-DIG-T-1200 | Drain | Drain |  | DT | sediment_trap |  | Tank, Digester tank, Digester 12
110556 | TAB-DIG-DT-5070 | Drain, Continuous Flow Drip Trap, Digester Control Building Second Floor | TAB-DIG-T-0900 | Drain | Drain |  | DT | sediment_trap |  | Tank, Digester tank, Digester 9
125954 | THC-GRK-G-0001 | Inflatable stop gate balloon, Storm drainage system | THC-STW | Building Service,Floor Drain | Drain | 33976 | G | ? |  | Storm Water
125955 | THC-GRK-G-0001 | Inflatable stop gate balloon, Storm drainage system | THC-SUSPENDED | Building Service,Floor Drain | Drain | 33976 | G | ? |  | Suspended entity
125956 | THC-GRK-G-0002 | Inflatable stop gate balloon, Storm drainage system | THC-STW | Building Service,Floor Drain | Drain | 33977 | G | ? |  | Storm Water
129108 | THC-STW | Storm Water | THCLIQMNT | Building Service,Floor Drain | Drain |  |  | http://www.toronto.ca/TWONTO#collection_of_assets |  | THC Liquids Maintenance
134339 | THR-DRN-DIS | Disinfection, Work Area 4 | THR-DRN-WA4 |  | Drain |  |  | http://www.toronto.ca/TWONTO#collection_of_assets |  | Drains, Work Area 4
134341 | THR-DRN-FT | Final Tanks, Work Area 4 | THR-DRN-WA4 |  | Drain |  |  | http://www.toronto.ca/TWONTO#collection_of_assets |  | Drains, Work Area 4
138971 | THR-THK-DRN1 | Drains, Thickening, Work Area 1 | THR-GRK-GQ-WA1 |  | Drain |  |  | http://www.toronto.ca/TWONTO#drain |  | Building & Grounds Equipment, Work Area 1
138972 | THR-THK-DRN1 | Drains, Thickening, Work Area 1 | THR-THK-GRK1 |  | Drain |  |  | http://www.toronto.ca/TWONTO#drain |  | Thickening, Ground & Structural
145811 | WTR-PRH-DRN-1100 | Drain, Auto, SCR-1100, Generator Room | WTR-PRH-SCR-1100 |  | Drain |  | DRN | http://www.toronto.ca/TWONTO#drain |  | Selective Catalytic Reduction, Reactor, Generator Room
4013 | COL-PCU-DRV-0100 | Drive, Variable Speed Elec, Discharge Pump #1 | COL-PCU-AUX-ELEC | Drive,Variable Speed Electrical | Drive mechanism |  | DRV | http://www.toronto.ca/TWONTO#VSD |  | Electrical Equipment
4014 | COL-PCU-DRV-0100 | Drive, Variable Speed Elec, Discharge Pump #1 | COL-PCU-P-0100 | Drive,Variable Speed Electrical | Drive mechanism |  | DRV | http://www.toronto.ca/TWONTO#VSD |  | Pump, Centrifugal, Discharge Pump #1, Pump Floor
4015 | COL-PCU-DRV-0200 | Drive, Variable Speed Elec, Discharge Pump #2 | COL-PCU-P-0100 | Drive,Variable Speed Electrical | Drive mechanism |  | DRV | http://www.toronto.ca/TWONTO#VSD |  | Pump, Centrifugal, Discharge Pump #1, Pump Floor
4016 | COL-PCU-DRV-0300 | Drive, Variable Speed Elec, Discharge Pump #3 | COL-PCU-AUX-ELEC | Drive,Variable Speed Electrical | Drive mechanism |  | DRV | http://www.toronto.ca/TWONTO#VSD |  | Electrical Equipment
12308 | COL-PCU-DRV-0200 | Drive, Variable Speed Elec, Discharge Pump #2 | COL-PCU-AUX-ELEC | Drive,Variable Speed Electrical | Drive mechanism |  | DRV | http://www.toronto.ca/TWONTO#VSD |  | Electrical Equipment
12309 | COL-PCU-DRV-0300 | Drive, Variable Speed Elec, Discharge Pump #3 | COL-PCU-P-0100 | Drive,Variable Speed Electrical | Drive mechanism |  | DRV | http://www.toronto.ca/TWONTO#VSD |  | Pump, Centrifugal, Discharge Pump #1, Pump Floor
48698 | TAB-MCS-MEQ-0110 | Cleaning Machine, Floor | TAB-STR-STRC | Vehicle,Unlicensed | Drive mechanism |  | MEQ | http://www.toronto.ca/TWONTO#golf_cart |  | Blower Bldg Services - Drains, Electrical Service(110/220V), Lighting, Plumbing
63638 | THC-PLT-HD-0121 | Drive, Hydraulic, for Conveyor, Grit Tank 0100 | THC-PLT-CV-0120 |  | Drive mechanism |  | HD | http://www.toronto.ca/TWONTO#hydraulic_power_pack |  | Conveyor, Grit Tank 0100
63639 | THC-PLT-HD-0421 | Drive, Hydraulic, for Conveyor, Grit Tank 0400 | THC-PLT-CV-0420 |  | Drive mechanism |  | HD | http://www.toronto.ca/TWONTO#hydraulic_power_pack |  | Conveyor, Grit Tank 0400
64102 | THC-PRM-CLR-0930 | Sludge Bottom Scraper Mechanism, Primary Clarifier 1000, SW Plant | THC-PRM-T-0900 |  | Drive mechanism |  | CLR | http://www.toronto.ca/TWONTO#collector_mechanism |  | Tank, Primary Clarifier
64104 | THC-PRM-CLR-1030 | Sludge Bottom Scraper Mechanism, Tank 1000, Primary Clarifier | THC-PRM-T-1000 |  | Drive mechanism |  | CLR | http://www.toronto.ca/TWONTO#collector_mechanism |  | Tank, Primary Clarifier
64105 | THC-PRM-CLR-1030SUSP | Bridge Drive Mechanism, Tank 1000, Primary Clarifier | THC-PRM-T-1000 | Collector,Bridge | Drive mechanism | 43019 | CLR | http://www.toronto.ca/TWONTO#travelling_bridge_collector |  | Tank, Primary Clarifier
113779 | TAB-MCS-MEQ-0111 | Cleaning Machine, Floor | TAB-STR-STRC | Vehicle,Unlicensed | Drive mechanism |  | MEQ | http://www.toronto.ca/TWONTO#golf_cart |  | Blower Bldg Services - Drains, Electrical Service(110/220V), Lighting, Plumbing
127125 | THC-PLT-HD-0221 | Drive, Hydraulic, for Conveyor, Grit Tank 0200 | THC-PLT-CV-0220 |  | Drive mechanism |  | HD | http://www.toronto.ca/TWONTO#hydraulic_power_pack |  | Conveyor, Grit Tank 0200
127126 | THC-PLT-HD-0321 | Drive, Hydraulic, for Conveyor, Grit Tank 0300 | THC-PLT-CV-0320 |  | Drive mechanism |  | HD | http://www.toronto.ca/TWONTO#hydraulic_power_pack |  | Conveyor, Grit Tank 0300
127127 | THC-PLT-HD-0521 | Drive, Hydraulic, for Conveyor, Grit Tank 0500 | THC-PLT-CV-0520 |  | Drive mechanism |  | HD | http://www.toronto.ca/TWONTO#hydraulic_power_pack |  | Conveyor, Grit Tank 0500
127462 | THC-PRM-CLR-0900SUSP | Bridge Drive Mechanism, Tank 0900, Primary Clarifier | THC-PRM-T-0900 | Collector,Bridge | Drive mechanism | 43020 | CLR | http://www.toronto.ca/TWONTO#travelling_bridge_collector |  | Tank, Primary Clarifier
127464 | THC-PRM-CLR-1130SUSP | Bridge Drive Mechanism, Tank 1100, Primary Clarifier | THC-PRM-T-1100 | Collector,Bridge | Drive mechanism | 39553 | CLR | http://www.toronto.ca/TWONTO#travelling_bridge_collector |  | Tank, Primary Clarifier
20985 | FHO-CLA-EV-0101 | Evaporator, Pre Chlorination Train 1, Chemical Building, Main floor, Machine Room | FHO-CLA-CHL-0101 | Evaporator,Chlorine | Evaporator |  | EV | http://www.toronto.ca/TWONTO#chlorinator_system |  | Chlorinator, Pre Chlorination Train 1, Chemical Building, L1, Machine Room
20987 | FHO-CLA-EV-0201 | Evaporator, Pre Chlorination Train 2, Chemical Building, Main Floor, Machine Room | FHO-CLA-CHL-0201 | Evaporator,Chlorine | Evaporator |  | EV | http://www.toronto.ca/TWONTO#chlorinator_system |  | Chlorinator, Pre Chlorination Train 2, Chemical Building, L1, Machine Room
21090 | FHO-CLB-EV-0201 | Evaporator, Post Chlorination Train 2 West, Main Floor, Chemical Machine Room | FHO-CLB-CHL-0201-KQ | Evaporator,Chlorine | Evaporator |  | EV | http://www.toronto.ca/TWONTO#chlorinator_system |  | Post Chlorination Train 2
21094 | FHO-CLB-EV-0301 | Evaporator, Post Chlorination Train 3 East, Main Floor, Chemical Machine Room | FHO-CLB-CHL-0301 | Heater,Process | Evaporator |  | EV | http://www.toronto.ca/TWONTO#chlorinator_system |  | Chlorinator, Post Chlorination East Train 3, Chemical Building, L1, Evaporator Room
21095 | FHO-CLB-EV-0301 | Evaporator, Post Chlorination Train 3 East, Main Floor, Chemical Machine Room | FHO-CLC-CHL-0201-KQ | Heater,Process | Evaporator |  | EV | http://www.toronto.ca/TWONTO#chlorinator_system |  | Trim ChlorinationTrain 2
21096 | FHO-CLB-EV-0401 | Evaporator, Post Chlorination Train 4 East, Main Floor, Chemical Machine Room | FHO-CLB | Heater,Process | Evaporator |  | EV | http://www.toronto.ca/TWONTO#chlorinator_system |  | Post Chlorination System
21097 | FHO-CLB-EV-0401 | Evaporator, Post Chlorination Train 4 East, Main Floor, Chemical Machine Room | FHO-CLB-CHL-0401 | Heater,Process | Evaporator |  | EV | http://www.toronto.ca/TWONTO#chlorinator_system |  | Chlorinator, Post Chlorination East Train 4,Chemical Building, L1, Evaporator Room
21098 | FHO-CLB-EV-0401 | Evaporator, Post Chlorination Train 4 East, Main Floor, Chemical Machine Room | FHO-DCL-SO-0101-KQ | Heater,Process | Evaporator |  | EV | http://www.toronto.ca/TWONTO#chlorinator_system |  | Dechlorination Train 1
21258 | FHO-CLC-EV-0101 | Evaporator,Trim Chlorination Train 1, Chemical Building, Main Floor, Machine Room | FHO-CLC-CHL-0101 | Evaporator,Chlorine | Evaporator |  | EV | http://www.toronto.ca/TWONTO#chlorinator_system |  | Chlorinator, Trim Chlorination Train 1, Chemical Building, L1, Machine Room
21259 | FHO-CLC-EV-0101 | Evaporator,Trim Chlorination Train 1, Chemical Building, Main Floor, Machine Room | FHO-CLC-CHL-0101-KQ | Evaporator,Chlorine | Evaporator |  | EV | http://www.toronto.ca/TWONTO#chlorinator_system |  | Trim Chlorination Train 1
21310 | FHO-DCL-EV-0201 | Evaporator, Dechlorination Train 2, Chemical Building, Main Floor, Machine Room | FHO-DCL-SO-0101-KQ | Evaporator,SO2 | Evaporator |  | EV | http://www.toronto.ca/TWONTO#chlorinator_system |  | Dechlorination Train 1
21311 | FHO-DCL-EV-0201 | Evaporator, Dechlorination Train 2, Chemical Building, Main Floor, Machine Room | FHO-DCL-SO-0201 | Evaporator,SO2 | Evaporator |  | EV | http://www.toronto.ca/TWONTO#chlorinator_system |  | Sulphonator, Dechlorination Train 2, Chemical Building, Main Floor, Machine Room
21312 | FHO-DCL-EV-0201 | Evaporator, Dechlorination Train 2, Chemical Building, Main Floor, Machine Room | FHO-DCL-SO-0201-KQ | Evaporator,SO2 | Evaporator |  | EV | http://www.toronto.ca/TWONTO#chlorinator_system |  | Dechlorination Train 2
21315 | FHO-DCL-EV-0301 | Evaporator, Dechlorination Train 3, Chemical Building, Main Floor, Machine Room | FHO-DCL-SO-0301-KQ | Evaporator,SO2 | Evaporator |  | EV | http://www.toronto.ca/TWONTO#chlorinator_system |  | Dechlorination Train 3
21532 | FHO-DOZ-EV-0300 | Ambient Vapourizer, LOX Tanks Outlet, LOX Storage Area | FHO-LOX |  | Evaporator |  | EV | ambient_vapourizer |  | Liquid Oxygen System
21533 | FHO-DOZ-EV-0400 | Ambient Vapourizer, LOX Tanks Outlet, LOX Storage Area | FHO-LOX |  | Evaporator |  | EV | ambient_vapourizer |  | Liquid Oxygen System
46620 | TAB-DIS-EV-1301 | Evaporator #3 | TAB-DIS-CHL-3 | Evaporator | Evaporator |  | EV | http://www.toronto.ca/TWONTO#chlorinator_system |  | ChlorinatIon Train #3
46621 | TAB-DIS-EV-1401 | Evaporator #4 | TAB-DIS-CHL-4 | Evaporator | Evaporator |  | EV | http://www.toronto.ca/TWONTO#chlorinator_system |  | Chlorination Train #4
46622 | TAB-DIS-EV-1701 | Evaporator #7 | TAB-DIS-CHL-7 | Evaporator | Evaporator |  | EV | http://www.toronto.ca/TWONTO#chlorinator_system |  | Chlorination Train #7
46623 | TAB-DIS-EV-1801 | Evaporator #8 | TAB-DIS-CHL-8 | Evaporator | Evaporator |  | EV | http://www.toronto.ca/TWONTO#chlorinator_system |  | Chlorination Train #8
67037 | FCL-TRW-DIST-0001 | Distiller, Treated water | FCL-MCS |  | Evaporator |  | DIST | lab_equipment |  | Mechanical Services
67038 | FCL-TRW-DIST-0001 | Distiller, Treated water | FCL-MCS-3 |  | Evaporator |  | DIST | lab_equipment |  | Service Water and Backflow Prevention
72797 | THR-DIS-EV-1110 | Evaporator, Chlorine, Chlorination Building, Disinfection, Chlorination System | THR-DIS-EV | Evaporator,Chlorine | Evaporator | 34318 | EV | http://www.toronto.ca/TWONTO#chlorinator_system |  | Disinfection, Chlorine Evaporator
72798 | THR-DIS-EV-1120 | Evaporator, Chlorine, Chlorination Building, Disinfection, Chlorination System | THR-DIS-EV | Evaporator,Chlorine | Evaporator | 34319 | EV | http://www.toronto.ca/TWONTO#chlorinator_system |  | Disinfection, Chlorine Evaporator
72799 | THR-DIS-EV-1130 | Evaporator, Chlorine, Chlorination Building, Disinfection, Chlorination System | THR-S-E | Evaporator,Chlorine | Evaporator | 34320 | EV | http://www.toronto.ca/TWONTO#chlorinator_system |  | SUSPENDED ENTITY
72800 | THR-DIS-EV-1140 | Evaporator, Chlorine, Chlorination Building, Disinfection, Chlorination System | THR-S-E | Evaporator,Chlorine | Evaporator | 34321 | EV | http://www.toronto.ca/TWONTO#chlorinator_system |  | SUSPENDED ENTITY
90727 | FHO-CLA-EV-0101 | Evaporator, Pre Chlorination Train 1, Chemical Building, Main floor, Machine Room | FHO-CLA-CHL-0101-KQ | Evaporator,Chlorine | Evaporator |  | EV | http://www.toronto.ca/TWONTO#chlorinator_system |  | Pre Chlorination Train 1
90729 | FHO-CLA-EV-0201 | Evaporator, Pre Chlorination Train 2, Chemical Building, Main Floor, Machine Room | FHO-CLA-CHL-0201-KQ | Evaporator,Chlorine | Evaporator |  | EV | http://www.toronto.ca/TWONTO#chlorinator_system |  | Pre Chlorination Train 2
90839 | FHO-CLB-EV-0101 | Evaporator, Post Chlorination Train 1 West, Main Floor, Chemical Machine Room | FHO-CLB-CHL-0101 | Evaporator,Chlorine | Evaporator |  | EV | http://www.toronto.ca/TWONTO#chlorinator_system |  | Chlorinator, Post Chlorination Train 1 West, Chemical Building, L1, Evaporator Room
90840 | FHO-CLB-EV-0101 | Evaporator, Post Chlorination Train 1 West, Main Floor, Chemical Machine Room | FHO-CLB-CHL-0101-KQ | Evaporator,Chlorine | Evaporator |  | EV | http://www.toronto.ca/TWONTO#chlorinator_system |  | Post ChlorinationTrain 1
90843 | FHO-CLB-EV-0201 | Evaporator, Post Chlorination Train 2 West, Main Floor, Chemical Machine Room | FHO-CLB-CHL-0201 | Evaporator,Chlorine | Evaporator |  | EV | http://www.toronto.ca/TWONTO#chlorinator_system |  | Chlorinator, Post Chlorination Train 2 West, Chemical Building, L1, Evaporator Room
91041 | FHO-DCL-EV-0301 | Evaporator, Dechlorination Train 3, Chemical Building, Main Floor, Machine Room | FHO-DCL-SO-0301 | Evaporator,SO2 | Evaporator |  | EV | http://www.toronto.ca/TWONTO#chlorinator_system |  | Sulphonator, Dechlorination Train 3, Chemical Building, Main Floor, Machine Room
112178 | TAB-DIS-EV-1201 | Evaporator #2 | TAB-DIS-CHL-2 | Evaporator | Evaporator |  | EV | http://www.toronto.ca/TWONTO#chlorinator_system |  | Chlorination Train #2
112179 | TAB-DIS-EV-1501 | Evaporator #5 | TAB-DIS-CHL-5 | Evaporator | Evaporator |  | EV | http://www.toronto.ca/TWONTO#chlorinator_system |  | Chlorination Train #5
112180 | TAB-DIS-EV-1601 | Evaporator #6 | TAB-DIS-CHL-6 | Evaporator | Evaporator |  | EV | http://www.toronto.ca/TWONTO#chlorinator_system |  | Chlorination Train #6
126390 | THC-LAB-DIST-0001 | Distiler, Water, MEGA-PURE 3A Water Still, Series 675 | THC-LAB |  | Evaporator | 43529 | DIST | lab_equipment |  | Laboratory Equipment
133873 | THR-DIS-EV-1110 | Evaporator, Chlorine, Chlorination Building, Disinfection, Chlorination System | THR-S-E | Evaporator,Chlorine | Evaporator | 34318 | EV | http://www.toronto.ca/TWONTO#chlorinator_system |  | SUSPENDED ENTITY
133874 | THR-DIS-EV-1120 | Evaporator, Chlorine, Chlorination Building, Disinfection, Chlorination System | THR-S-E | Evaporator,Chlorine | Evaporator | 34319 | EV | http://www.toronto.ca/TWONTO#chlorinator_system |  | SUSPENDED ENTITY
133875 | THR-DIS-EV-1130 | Evaporator, Chlorine, Chlorination Building, Disinfection, Chlorination System | THR-DIS-EV | Evaporator,Chlorine | Evaporator | 34320 | EV | http://www.toronto.ca/TWONTO#chlorinator_system |  | Disinfection, Chlorine Evaporator
133876 | THR-DIS-EV-1140 | Evaporator, Chlorine, Chlorination Building, Disinfection, Chlorination System | THR-DIS-EV | Evaporator,Chlorine | Evaporator | 34321 | EV | http://www.toronto.ca/TWONTO#chlorinator_system |  | Disinfection, Chlorine Evaporator
49016 | TAB-OCS-DM-6601 | Damper, Booster Fan FN-6620/6630, Suction, Biofilter Area, P Bldg. | TAB-OCS-FN-6620 | Damper/Louver | Gas Collection |  | DM | http://www.toronto.ca/TWONTO#air_damper |  | Fan, Booster, Odourous Air from Truck Loading Bay, Biofilter Area, P Bldg.
49017 | TAB-OCS-DM-6612 | Damper, Booster Fan FN-6610, Discharge, Screen Effluent Channel Roof, P Bldg. | TAB-OCS-FN-6610 | Damper/Louver | Gas Collection |  | DM | http://www.toronto.ca/TWONTO#air_damper |  | Fan, Booster, Odourous Air from Screenings Area, Screen Effluent Channel Roof, P Bldg.
49018 | TAB-OCS-DM-6621 | Damper, Actuated, Booster Fan FN-6620, Suction, Biofilter Area, P Bldg. | TAB-OCS-FN-6620 | Damper/Louver | Gas Collection |  | DM | http://www.toronto.ca/TWONTO#air_damper |  | Fan, Booster, Odourous Air from Truck Loading Bay, Biofilter Area, P Bldg.
49019 | TAB-OCS-DM-6622 | Damper, Booster Fan FN-6620, Discharge, Biofilter Area, P Bldg. | TAB-OCS-FN-6620 | Damper/Louver | Gas Collection |  | DM | http://www.toronto.ca/TWONTO#air_damper |  | Fan, Booster, Odourous Air from Truck Loading Bay, Biofilter Area, P Bldg.
49020 | TAB-OCS-DM-6631 | Damper, Actuated, Booster Fan FN-6630 Suction, Biofilter Area, P Bldg. | TAB-OCS-FN-6630 | Damper/Louver | Gas Collection |  | DM | http://www.toronto.ca/TWONTO#air_damper |  | Fan, Booster, Odourous Air from Truck Loading Bay, Biofilter Area, P Bldg.
49021 | TAB-OCS-DM-6641 | Damper, Actuated, Booster Fan FN-6640 Suction, Grit Tank Bldg. Roof, P Bldg. | TAB-OCS-FN-6640 | Damper/Louver | Gas Collection |  | DM | http://www.toronto.ca/TWONTO#air_damper |  | Fan, Booster, Odourous Air from Grit Tanks, Grit Tank Bldg. Roof, P Bldg.
49022 | TAB-OCS-DM-6642 | Damper, Booster Fan FN-6640, Discharge, Grit Tank Bldg. Roof, P Bldg. | TAB-OCS-FN-6640 | Damper/Louver | Gas Collection |  | DM | http://www.toronto.ca/TWONTO#air_damper |  | Fan, Booster, Odourous Air from Grit Tanks, Grit Tank Bldg. Roof, P Bldg.
49023 | TAB-OCS-DM-6702 | Damper, Foul Air, Humidification Unit Bypass, Biofilter Area, P Bldg. | TAB-OCS-HU-6710 | Damper/Louver | Gas Collection |  | DM | http://www.toronto.ca/TWONTO#air_damper |  | Humidifier, Humidification Chamber, Biofilter Area, P Bldg.
49024 | TAB-OCS-DM-6703 | Damper, Foul Air, Humidification Unit Outlet, Biofilter Area, P Bldg. | TAB-OCS-HU-6710 | Damper/Louver | Gas Collection |  | DM | http://www.toronto.ca/TWONTO#air_damper |  | Humidifier, Humidification Chamber, Biofilter Area, P Bldg.
49025 | TAB-OCS-DM-6751 | Damper, Foul Air, Biofilter F-6750 Inlet, Biofilter Area, P Bldg. | TAB-OCS-F-6750 | Damper/Louver | Gas Collection |  | DM | http://www.toronto.ca/TWONTO#air_damper |  | Biofilter, Odour Control, Biofilter Area, P Bldg,.
49026 | TAB-OCS-DM-6752 | Damper, Foul Air, Biofilter F-6750 Outlet, Biofilter Area, P Bldg. | TAB-OCS-F-6750 | Damper/Louver | Gas Collection |  | DM | http://www.toronto.ca/TWONTO#air_damper |  | Biofilter, Odour Control, Biofilter Area, P Bldg,.
49027 | TAB-OCS-DM-6761 | Damper, Foul Air, Biofilter F-6760 Inlet, Biofilter Area, P Bldg. | TAB-OCS-F-6760 | Damper/Louver | Gas Collection |  | DM | http://www.toronto.ca/TWONTO#air_damper |  | Biofilter, Odour Control, Biofilter Area, P Bldg,.
49028 | TAB-OCS-DM-6782 | Damper, Biofilter Fan FN-6780, Discharge, Biofilter Area, P Bldg. | TAB-OCS-FN-6780 | Damper/Louver | Gas Collection |  | DM | http://www.toronto.ca/TWONTO#air_damper |  | Fan, Centrifugal, Air to Stack, Biofilter Area, P Bldg.
49069 | TAB-OCS-F-6740 | Biofilter, Odour Control, Biofilter Area, P Bldg,. | TAB-OCS-PBLDG | Filter | Gas Collection |  | F | media_based_filter |  | P Building - Odour control System, Fans
49070 | TAB-OCS-F-6760 | Biofilter, Odour Control, Biofilter Area, P Bldg,. | TAB-OCS-PBLDG | Filter | Gas Collection |  | F | media_based_filter |  | P Building - Odour control System, Fans
49091 | TAB-OCS-FN-6650 | Fan, Booster, Odourous Air from Primary Tanks, Grit Tank Bldg. Roof, P Bldg. | TAB-OCS-PBLDG | Fan | Gas Collection |  | FN | http://www.toronto.ca/TWONTO#blower |  | P Building - Odour control System, Fans
49099 | TAB-OCS-HTR-6641 | Heater, Heat Tracing, Odour Control Booster Fan FN-6640 Drain, P Bldg. | TAB-OCS-FN-6640 | Heater | Gas Collection |  | HTR | heat_trace |  | Fan, Booster, Odourous Air from Grit Tanks, Grit Tank Bldg. Roof, P Bldg.
49100 | TAB-OCS-HTR-6701 | Heater, Biofilter Humidification Unit HU-6710, Biofilter Area, P Bldg. | TAB-OCS-HU-6710 | Heater | Gas Collection |  | HTR | http://www.toronto.ca/TWONTO#heater |  | Humidifier, Humidification Chamber, Biofilter Area, P Bldg.
49101 | TAB-OCS-HTR-6703 | Controller, Temp, Heat Tracing, Separated Potable Water to Biofilter, Biofilter Area, P Bldg. | TAB-OCS-PBLDG | Heater | Gas Collection |  | HTR | heat_trace |  | P Building - Odour control System, Fans
49102 | TAB-OCS-HTR-6705 | Controller, Temp, Heat Tracing, Separated Potable Water to Biofilter, Biofilter Area, P Bldg. | TAB-OCS-PBLDG | Heater | Gas Collection |  | HTR | heat_trace |  | P Building - Odour control System, Fans
49103 | TAB-OCS-HTR-6706 | Controller, Temp, Heat Tracing, Separated Potable Water to Biofilter, Biofilter Area, P Bldg. | TAB-OCS-PBLDG | Heater | Gas Collection |  | HTR | heat_trace |  | P Building - Odour control System, Fans
49104 | TAB-OCS-HTR-6708 | Controller, Temp, Heat Tracing, Separated Potable Water to Biofilter, Biofilter Area, P Bldg. | TAB-OCS-PBLDG | Heater | Gas Collection |  | HTR | heat_trace |  | P Building - Odour control System, Fans
49105 | TAB-OCS-HTR-6751 | Controller, Temp, Heat Tracing, Separated Potable Water to Biofilter, Biofilter Area, P Bldg. | TAB-OCS-PBLDG | Heater | Gas Collection |  | HTR | heat_trace |  | P Building - Odour control System, Fans
49106 | TAB-OCS-HTR-6771 | Controller, Temp, Heat Tracing, Separated Potable Water to Biofilter, Biofilter Area, P Bldg. | TAB-OCS-PBLDG | Heater | Gas Collection |  | HTR | heat_trace |  | P Building - Odour control System, Fans
49107 | TAB-OCS-HTR-6781 | Controller, Temp, Heat Tracing, Separated Potable Water to Biofilter, Biofilter Area, P Bldg. | TAB-OCS-PBLDG | Heater | Gas Collection |  | HTR | heat_trace |  | P Building - Odour control System, Fans
49108 | TAB-OCS-HTR-6782 | Controller, Temp, Heat Tracing, Separated Potable Water to Biofilter, Biofilter Area, P Bldg. | TAB-OCS-PBLDG | Heater | Gas Collection |  | HTR | heat_trace |  | P Building - Odour control System, Fans
49115 | TAB-OCS-P-6720 | Pump, Recirculation, Humidification Unit, Biofilter Area, P Bldg. | TAB-OCS-HU-6710 | Pump | Gas Collection |  | P | http://www.toronto.ca/TWONTO#pump |  | Humidifier, Humidification Chamber, Biofilter Area, P Bldg.
49116 | TAB-OCS-P-6730 | Pump, Recirculation, Humidification Unit, Biofilter Area, P Bldg. | TAB-OCS-HU-6710 | Pump | Gas Collection |  | P | http://www.toronto.ca/TWONTO#pump |  | Humidifier, Humidification Chamber, Biofilter Area, P Bldg.
70007 | THR-CG-G | Co-Generation,,Gas Systems | THR-CG |  | Gas Collection |  |  | http://www.toronto.ca/TWONTO#collection_of_assets |  | Co-Generation
113954 | TAB-OCS-DM-6611 | Damper, Actuated, Booster Fan FN-6610, Suction, Screen Effluent Channel Roof, P Bldg. | TAB-OCS-FN-6610 | Damper/Louver | Gas Collection |  | DM | http://www.toronto.ca/TWONTO#air_damper |  | Fan, Booster, Odourous Air from Screenings Area, Screen Effluent Channel Roof, P Bldg.
113955 | TAB-OCS-DM-6632 | Damper, Booster Fan FN-6630, Discharge, Biofilter Area, P Bldg. | TAB-OCS-FN-6630 | Damper/Louver | Gas Collection |  | DM | http://www.toronto.ca/TWONTO#air_damper |  | Fan, Booster, Odourous Air from Truck Loading Bay, Biofilter Area, P Bldg.
113956 | TAB-OCS-DM-6651 | Damper, Actuated, Booster Fan FN-6650, Suction, Grit Tank Bldg. Roof, P Bldg. | TAB-OCS-FN-6650 | Damper/Louver | Gas Collection |  | DM | http://www.toronto.ca/TWONTO#air_damper |  | Fan, Booster, Odourous Air from Primary Tanks, Grit Tank Bldg. Roof, P Bldg.
113957 | TAB-OCS-DM-6652 | Damper, Booster Fan FN-6650, Discharge, Grit Tank Bldg. Roof, P Bldg. | TAB-OCS-FN-6650 | Damper/Louver | Gas Collection |  | DM | http://www.toronto.ca/TWONTO#air_damper |  | Fan, Booster, Odourous Air from Primary Tanks, Grit Tank Bldg. Roof, P Bldg.
113958 | TAB-OCS-DM-6701 | Damper, Foul Air, Humidification Unit Inlet, Biofilter Area, P Bldg. | TAB-OCS-HU-6710 | Damper/Louver | Gas Collection |  | DM | http://www.toronto.ca/TWONTO#air_damper |  | Humidifier, Humidification Chamber, Biofilter Area, P Bldg.
113959 | TAB-OCS-DM-6741 | Damper, Foul Air, Biofilter F-6740 Inlet, Biofilter Area, P Bldg. | TAB-OCS-F-6740 | Damper/Louver | Gas Collection |  | DM | http://www.toronto.ca/TWONTO#air_damper |  | Biofilter, Odour Control, Biofilter Area, P Bldg,.
113960 | TAB-OCS-DM-6742 | Damper, Foul Air, Biofilter F-6740 Outlet, Biofilter Area, P Bldg. | TAB-OCS-F-6740 | Damper/Louver | Gas Collection |  | DM | http://www.toronto.ca/TWONTO#air_damper |  | Biofilter, Odour Control, Biofilter Area, P Bldg,.
113961 | TAB-OCS-DM-6762 | Damper, Foul Air, Biofilter F-6760 Outlet, Biofilter Area, P Bldg. | TAB-OCS-F-6760 | Damper/Louver | Gas Collection |  | DM | http://www.toronto.ca/TWONTO#air_damper |  | Biofilter, Odour Control, Biofilter Area, P Bldg,.
113962 | TAB-OCS-DM-6771 | Damper, Motorized, Biofilter Fan FN-6770, Suction, Biofilter Area, P Bldg. | TAB-OCS-FN-6770 | Damper/Louver | Gas Collection |  | DM | http://www.toronto.ca/TWONTO#air_damper |  | Fan, Centrifugal, Air to Stack, Biofilter Area, P Bldg.
113963 | TAB-OCS-DM-6772 | Damper, Biofilter Fan FN-6770, Discharge, Biofilter Area, P Bldg. | TAB-OCS-FN-6770 | Damper/Louver | Gas Collection |  | DM | http://www.toronto.ca/TWONTO#air_damper |  | Fan, Centrifugal, Air to Stack, Biofilter Area, P Bldg.
113964 | TAB-OCS-DM-6781 | Damper, Motorized, Biofilter Fan FN-6780, Suction, Biofilter Area, P Bldg. | TAB-OCS-FN-6780 | Damper/Louver | Gas Collection |  | DM | http://www.toronto.ca/TWONTO#air_damper |  | Fan, Centrifugal, Air to Stack, Biofilter Area, P Bldg.
114010 | TAB-OCS-F-6750 | Biofilter, Odour Control, Biofilter Area, P Bldg,. | TAB-OCS-PBLDG | Filter | Gas Collection |  | F | media_based_filter |  | P Building - Odour control System, Fans
114032 | TAB-OCS-FN-6610 | Fan, Booster, Odourous Air from Screenings Area, Screen Effluent Channel Roof, P Bldg. | TAB-OCS-PBLDG | Fan | Gas Collection |  | FN | http://www.toronto.ca/TWONTO#blower |  | P Building - Odour control System, Fans
114033 | TAB-OCS-FN-6620 | Fan, Booster, Odourous Air from Truck Loading Bay, Biofilter Area, P Bldg. | TAB-OCS-PBLDG | Fan | Gas Collection |  | FN | http://www.toronto.ca/TWONTO#blower |  | P Building - Odour control System, Fans
114034 | TAB-OCS-FN-6630 | Fan, Booster, Odourous Air from Truck Loading Bay, Biofilter Area, P Bldg. | TAB-OCS-PBLDG | Fan | Gas Collection |  | FN | http://www.toronto.ca/TWONTO#blower |  | P Building - Odour control System, Fans
114035 | TAB-OCS-FN-6640 | Fan, Booster, Odourous Air from Grit Tanks, Grit Tank Bldg. Roof, P Bldg. | TAB-OCS-PBLDG | Fan | Gas Collection |  | FN | http://www.toronto.ca/TWONTO#blower |  | P Building - Odour control System, Fans
114036 | TAB-OCS-FN-6770 | Fan, Centrifugal, Air to Stack, Biofilter Area, P Bldg. | TAB-OCS-PBLDG | Fan | Gas Collection |  | FN | http://www.toronto.ca/TWONTO#blower |  | P Building - Odour control System, Fans
114037 | TAB-OCS-FN-6780 | Fan, Centrifugal, Air to Stack, Biofilter Area, P Bldg. | TAB-OCS-PBLDG | Fan | Gas Collection |  | FN | http://www.toronto.ca/TWONTO#blower |  | P Building - Odour control System, Fans
114044 | TAB-OCS-HTR-6611 | Heater, Heat Tracing, Odour Control Booster Fan FN-6610 Drain, P Bldg. | TAB-OCS-FN-6610 | Heater | Gas Collection |  | HTR | heat_trace |  | Fan, Booster, Odourous Air from Screenings Area, Screen Effluent Channel Roof, P Bldg.
114045 | TAB-OCS-HTR-6621 | Heater, Heat Tracing, Odour Control Booster Fan FN-6620 Drain, P Bldg. | TAB-OCS-FN-6620 | Heater | Gas Collection |  | HTR | heat_trace |  | Fan, Booster, Odourous Air from Truck Loading Bay, Biofilter Area, P Bldg.
114046 | TAB-OCS-HTR-6631 | Controller, Temperature, Heat Tracing, Odour Control Booster Fan FN-6630 Drain, P Bldg. | TAB-OCS-FN-6630 | Heater | Gas Collection |  | HTR | heat_trace |  | Fan, Booster, Odourous Air from Truck Loading Bay, Biofilter Area, P Bldg.
114047 | TAB-OCS-HTR-6651 | Heater, Heat Tracing, Odour Control Booster Fan FN-6650 Drain, P Bldg. | TAB-OCS-FN-6650 | Heater | Gas Collection |  | HTR | heat_trace |  | Fan, Booster, Odourous Air from Primary Tanks, Grit Tank Bldg. Roof, P Bldg.
114048 | TAB-OCS-HTR-6702 | Heater, Biofilter Humidification Unit HU-6710, Biofilter Area, P Bldg. | TAB-OCS-HU-6710 | Heater | Gas Collection |  | HTR | http://www.toronto.ca/TWONTO#heater |  | Humidifier, Humidification Chamber, Biofilter Area, P Bldg.
114049 | TAB-OCS-HTR-6704 | Controller, Temp, Heat Tracing, Separated Potable Water to Biofilter, Biofilter Area, P Bldg. | TAB-OCS-PBLDG | Heater | Gas Collection |  | HTR | heat_trace |  | P Building - Odour control System, Fans
114050 | TAB-OCS-HTR-6707 | Controller, Temp, Heat Tracing, Separated Potable Water to Biofilter, Biofilter Area, P Bldg. | TAB-OCS-PBLDG | Heater | Gas Collection |  | HTR | heat_trace |  | P Building - Odour control System, Fans
114051 | TAB-OCS-HTR-6740 | Controller, Temp, Heat Tracing, Separated Potable Water to Biofilter, Biofilter Area, P Bldg. | TAB-OCS-PBLDG | Heater | Gas Collection |  | HTR | heat_trace |  | P Building - Odour control System, Fans
114052 | TAB-OCS-HTR-6741 | Heater, Heat Tracing, Separated Potable Water to Biofilter, Biofilter Area, P Bldg. | TAB-OCS-PBLDG | Heater | Gas Collection |  | HTR | heat_trace |  | P Building - Odour control System, Fans
114053 | TAB-OCS-HTR-6761 | Controller, Temp, Heat Tracing, Separated Potable Water to Biofilter, Biofilter Area, P Bldg. | TAB-OCS-PBLDG | Heater | Gas Collection |  | HTR | heat_trace |  | P Building - Odour control System, Fans
114055 | TAB-OCS-HU-6710 | Humidifier, Humidification Chamber, Biofilter Area, P Bldg. | TAB-OCS-PBLDG | Heat Exchanger | Gas Collection |  | HU | http://www.toronto.ca/TWONTO#humidier |  | P Building - Odour control System, Fans
126135 | THC-INC-IG-0001 | Natural Gas System, Incinerator 1000 | THC-INC-FU-1000 |  | Gas Collection |  | IG | http://www.toronto.ca/TWONTO#incinerator |  | Furnace, Incinerator 1000
126136 | THC-INC-IG-0002 | Natural Gas System, Incinerator 2000 | THC-INC-FU-2000 |  | Gas Collection |  | IG | http://www.toronto.ca/TWONTO#incinerator |  | Furnace, Incinerator 2000
29 | 34558 | Security Gate, North | TAB-GRK-DR-34556 |  | Grounds |  |  | http://www.toronto.ca/TWONTO#door |  | Security Gate, North
30 | 34559 | Security Gate, South | TAB-GRK-DR-34557 |  | Grounds |  |  | http://www.toronto.ca/TWONTO#door |  | Security Gate, South
7599 | COL-PST-GRF-0001 | Ground Fault Indicator | COL-PST-MCC-0001 |  | Grounds |  | GRF | http://www.toronto.ca/TWONTO#ground_and_test_device |  | Motor Control Center
17545 | FHA-GQ-53791 | R C Harris Grounds and Roadways | FHA-GRK-PRTY-1000 |  | Grounds |  | GQ | http://www.toronto.ca/TWONTO#road_segment |  | CMS Work Orders
17559 | FHA-GRK-LWN-0101 | Lawn & Exterior Grounds Maintenance | FHA-GRK-PRTY-0002 | Groundskeeping | Grounds |  | LWN | activity |  | Grounds Maintenance
24260 | FHO-GRK-LWN-0101 | Lawn & Exterior Grounds Maintenance | FHO-GRK-PRTY-0002 | Groundskeeping | Grounds |  | LWN | activity |  | Grounds Maintenance
26670 | COL-PST-GRF-0001 | Ground Fault Indicator | COL-PST |  | Grounds |  | GRF | http://www.toronto.ca/TWONTO#ground_and_test_device |  | Strachan Pumping Station
26671 | COL-PST-GRF-0001 | Ground Fault Indicator | COL-PST-MISC |  | Grounds |  | GRF | http://www.toronto.ca/TWONTO#ground_and_test_device |  | Miscellaneous Equipment
29521 | FIS-GRK-GROUNDS MTC | Grounds | FIS-DRN-53798 |  | Grounds |  |  | space |  | Drains
29522 | FIS-GRK-GROUNDS MTC | Grounds | FIS-GRK-PRTY-1000 |  | Grounds |  |  | space |  | CMS Work Orders
29523 | FIS-GRK-LWN-0101 | Lawn & Exterior Grounds Maintenance | FIS-GRK-PRTY-1000 | Groundskeeping | Grounds |  | LWN | activity |  | CMS Work Orders
29531 | FIS-GRK-PRTY-1000 | CMS Work Orders | FIS-GRK |  | Grounds |  | PRTY | activity |  | FIS Buildings & Grounds
46846 | TAB-DRN-53219 | TAB-Drains (CMS Work Orders) | TAB-CMS |  | Grounds |  | DRN | http://www.toronto.ca/TWONTO#collection_of_assets |  | CMS Work Orders
49436 | TAB-PLQ-53220 | TAB Plumbing (CMS Work Orders) | TAB-CMS |  | Grounds |  | PLQ | activity |  | CMS Work Orders
54918 | TAB-STRC-53221 | TAB Walls,Ceilings,Roofs, Floors and Doors (CMS Work Orders) | TAB-CMS |  | Grounds |  | STRC | activity |  | CMS Work Orders
56920 | THC-ACC-IRG-5201 | Irigation System, control panel, Janitor room, Building X | THC-ACC-AC-5201 | Air Handling Unit | Grounds |  | IRG | http://www.toronto.ca/TWONTO#process_control_panel |  | Air Conditioning, Split, IT room
61963 | THC-GRK-PRTY-0001 | Grounds and Property - THC | THC-GRK |  | Grounds |  | PRTY | space |  | Buildings & Grounds
61965 | THC-GRK-PRTY-0100 | Grounds - CMS | THC-GRK-PRTY |  | Grounds |  | PRTY | space |  | Groundskeeping (CMS)
61966 | THC-GRK-PRTY-0100K | Grounds - CMS | THC-GRK-PRTY |  | Grounds | 32425 | PRTY | space |  | Groundskeeping (CMS)
61967 | THC-GRK-PRTY-0200 | Groundskeeping Tank Cleaning - CMS | THC-GRK-PRTY |  | Grounds |  | PRTY | activity |  | Groundskeeping (CMS)
62025 | THC-GRK-VEH-329026 | Vehicle, 2008 Clark C35L Fork Lift (WA1) | THC-GRK-VEHICLES | Forklift,Gas/Propane Dual Fuel | Grounds | 43530 | VEH | http://www.toronto.ca/TWONTO#forklift |  | Vehicles
62027 | THC-GRK-VEH-329072 | Vehicle, Model 2EPC6000 Fork Lift (WA1) | THC-GRK-VEHICLES | Forklift,Gas/Propane Dual Fuel | Grounds |  | VEH | http://www.toronto.ca/TWONTO#forklift |  | Vehicles
75800 | THR-GQ-EPS | Effluent Pumping Stations, Work Area 4 | THR-GQ-WA4 |  | Grounds |  |  | space |  | Grounds, Work Area 4
75802 | THR-GQ-WA2 | Grounds, Work Area 2 | THR-GRK-PRTY-WA2 |  | Grounds |  |  | space |  | WA2 Property, Humber T. P. for DOS Work Orders
75804 | THR-GRK-AI | Intrument Air Compressor Building | THR-GRK-PRTY4 |  | Grounds |  |  | space |  | Groundskeeping for Waste Water Worker
75806 | THR-GRK-DIG | Digester Grounds, Basement & Galleries, WTP Groundskeeping | THR-GRK-PRTY-0104 |  | Grounds |  |  | space |  | Groundskeeping, General Labour
75823 | THR-GRK-FPW | Filtered Plant Water and Ferrous Chloride Building | THR-GRK-PRTY-0404 |  | Grounds |  |  | space |  | Groundskeeping, General Labour
75824 | THR-GRK-FT | Final Tanks, Galleries T-16, T-18, T-21 and T-20 | THR-GRK-PRTY-0404 |  | Grounds |  |  | space |  | Groundskeeping, General Labour
75852 | THR-GRK-HPBB | High Pressure Blower Building, Mezzanine and Basement, WTP Groundskeeping | THR-GRK-PRTY-0204 |  | Grounds |  |  | space |  | Groundskeeping, General Labour
75921 | THR-GRK-OCS | Odour Control Building & Galleries, WTP Groundskeeping | THR-GRK-PRTY-0104 |  | Grounds |  |  | space |  | Groundskeeping, General Labour
75922 | THR-GRK-PRM1 | Primaries, North Primary Treatment Tanks, Work Area 2, WTP Groundskeeping | THR-GRK-PRTY-0204 |  | Grounds |  |  | space |  | Groundskeeping, General Labour
75923 | THR-GRK-PRTY-0101 | Groundskeeping, Snow Removal | THR-GRK-PRTY1 |  | Grounds |  | PRTY | activity |  | Groundskeeping for Waste Water Worker
75924 | THR-GRK-PRTY-0104 | Groundskeeping, General Labour | THR-GRK-PRTY1 |  | Grounds |  | PRTY | activity |  | Groundskeeping for Waste Water Worker
75925 | THR-GRK-PRTY-0202 | Groundskeeping, Grass Cutting | THR-GRK-PRTY2 |  | Grounds |  | PRTY | activity |  | Groundskeeping for Waste Water Worker
75926 | THR-GRK-PRTY-0204 | Groundskeeping, General Labour | THR-GRK-PRTY2 |  | Grounds |  | PRTY | activity |  | Groundskeeping for Waste Water Worker
75927 | THR-GRK-PRTY-0301 | Groundskeeping, Snow Removal | THR-GRK-PRTY3 |  | Grounds |  | PRTY | activity |  | Groundskeeping for Waste Water Worker
75928 | THR-GRK-PRTY-0302 | Groundskeeping, Grass Cutting | THR-GRK-PRTY3 |  | Grounds |  | PRTY | activity |  | Groundskeeping for Waste Water Worker
75929 | THR-GRK-PRTY-0303 | Groundskeeping, Tank Cleaning | THR-GRK-PRTY3 |  | Grounds |  | PRTY | activity |  | Groundskeeping for Waste Water Worker
75930 | THR-GRK-PRTY-0401 | Groundskeeping, Snow Removal | THR-GRK-PRTY4 |  | Grounds |  | PRTY | activity |  | Groundskeeping for Waste Water Worker
75931 | THR-GRK-PRTY-0402 | Groundskeeping, Grass Cutting | THR-GRK-PRTY4 |  | Grounds |  | PRTY | activity |  | Groundskeeping for Waste Water Worker
75932 | THR-GRK-PRTY-0403 | Groundskeeping, Tank Cleaning | THR-GRK-PRTY4 |  | Grounds |  | PRTY | activity |  | Groundskeeping for Waste Water Worker
75934 | THR-GRK-PRTY4 | Groundskeeping for Waste Water Worker | THR-GRK-WA4 |  | Grounds |  |  | activity |  | Building & Grounds Work Area 4
75935 | THR-GRK-STB | Sludge Thickening Building & Basement, WTP Groundskeeping | THR-GRK-PRTY-0104 |  | Grounds |  |  | activity |  | Groundskeeping, General Labour
75959 | THR-GRK-WA1 | Building & Grounds Work Area 1 | THR WORK AREA 1 |  | Grounds |  |  | space |  | Solid Handling
75960 | THR-GRK-WA3 | Buildings & Grounds, Work Area 3 | THR WORK AREA 3 |  | Grounds |  |  | space |  | Plant Services
75961 | THR-GRK-WA3 | Buildings & Grounds, Work Area 3 | THR-OCS-NEW |  | Grounds |  |  | space |  | Odour Control, Biofilter
79348 | THR-THK-GQ1 | Grounds, Thickening, Work Area 1 | THR-GRK-GQ-WA1 |  | Grounds |  |  | space |  | Building & Grounds Equipment, Work Area 1
79349 | THR-THK-GQ1 | Grounds, Thickening, Work Area 1 | THR-THK-GRK1 |  | Grounds |  |  | space |  | Thickening, Ground & Structural
81773 | TR-GRK-ES | Machine Shop, WTP Housekeeping | THR-STRC-WA3 |  | Grounds |  |  | space |  | Structural, Walls, Floors, Roofs, Ceiling, Work Area 3
89884 | YDE-HLG | Haulage | YDE |  | Grounds |  |  | activity |  | Dee Avenue Yard
89888 | YFI-GRD | Grounds | YFI |  | Grounds |  |  | space |  | Finch Yard
89889 | YFI-HLG | Haulage | YFI |  | Grounds |  |  | activity |  | Finch Yard
89893 | YKP-GRD | Collections - 435 Kipling Ave. Grounds | COL-PROTECH |  | Grounds |  |  | space |  | Project and Technical Contract & Services
89894 | YKP-HLG | Collections - 435 Kipling Ave. Haulage | COL-PROTECH |  | Grounds |  |  | space |  | Project and Technical Contract & Services
89895 | YME-HLG | Haulage | YME-DOS |  | Grounds |  |  | activity |  | Merton Yard
89901 | YNO-HLG | Haulage | YNO |  | Grounds |  |  | activity |  | Northline Yard
97313 | FIS-GRK-LWN-0101 | Lawn & Exterior Grounds Maintenance | FIS-GRK-0002 | Groundskeeping | Grounds |  | LWN | activity |  | Grounds Maintenance
98801 | GQ-53786 | Grounds | TNT-GRK-PRTY-1000 | Building Service | Grounds |  |  | space |  | Building Services
113539 | TAB-GQ-53215 | TAB Grounds (CMS Work Orders) | TAB-CMS |  | Grounds |  | GQ | space |  | CMS Work Orders
113547 | TAB-GRK-GQ-0002 | Flagpole, Main Gate, Leslie and Commissioners | TAB-GRK | Weather Station | Grounds |  | GQ | ? |  | Grounds Equipment, Building Services-WA7
125967 | THC-GRK-PRTY-0001 | Grounds and Property - THC | THC-GRK-MAINT |  | Grounds |  | PRTY | space |  | Building Maintenance
125968 | THC-GRK-PRTY-0001 | Grounds and Property - THC | THC-GRK-MCS |  | Grounds |  | PRTY | space |  | Mechanical Services
125969 | THC-GRK-PRTY-0100K | Grounds - CMS | THC-SUSPENDED |  | Grounds | 32425 | PRTY | space |  | Suspended entity
125970 | THC-GRK-PRTY-0300 | Groundskeeping General Labour - CMS | THC-GRK-PRTY |  | Grounds |  | PRTY | activity |  | Groundskeeping (CMS)
125971 | THC-GRK-PRTY-0400 | Grounds and property, general maintenance | THC-GRK-MAINT |  | Grounds |  | PRTY | activity |  | Building Maintenance
126006 | THC-GRK-VEH-396094 | Lawnmower Riding | THC-GRK-VEHICLES | Groundskeeping,Lawnmower,Ride on | Grounds | 34012 | VEH | http://www.toronto.ca/TWONTO#golf_cart |  | Vehicles
126007 | THC-GRK-VEH-396094 | Lawnmower Riding | THC-SUSPENDED | Groundskeeping,Lawnmower,Ride on | Grounds | 34012 | VEH | http://www.toronto.ca/TWONTO#golf_cart |  | Suspended entity
126506 | THC-MCS-P-5201 | Pump, Centrifugal, Pressure Wash System, Workshop, Building X | THC-ACC-AC-5201 | Air Handling Unit | Grounds |  | P | http://www.toronto.ca/TWONTO#pump |  | Air Conditioning, Split, IT room
136440 | THR-GQ-AER | Aeration, Work Area 4 | THR-GQ-WA4 |  | Grounds |  |  | space |  | Grounds, Work Area 4
136442 | THR-GQ-FT | Final Tanks, Work Area 4 | THR-GQ-WA4 |  | Grounds |  |  | space |  | Grounds, Work Area 4
136446 | THR-GQ-RSPS | Returns Sludge Pumping Station, Work Area 4 | THR-GQ-WA4 |  | Grounds |  |  | space |  | Grounds, Work Area 4
136448 | THR-GQ-WA1 | Grounds, Work Area 1 | THR-GRK-PRTY-WA1 |  | Grounds |  |  | space |  | WA1 Property, Humber T. P. for DOS Work Orders
136449 | THR-GQ-WA3 | Grounds, Work Area 3 | THR-GRK-PRTY-WA3 |  | Grounds |  |  | space |  | WA3 Property, Humber T. P. for DOS Work Orders
136450 | THR-GQ-WA4 | Grounds, Work Area 4 | THR-GRK-PRTY-WA4 |  | Grounds |  |  | space |  | WA4 Property, Humber T. P. for DOS Work Oders
136451 | THR-GQ-WA4 | Grounds, Work Area 4 | THR-GRK-WA4 |  | Grounds |  |  | space |  | Building & Grounds Work Area 4
136452 | THR-GRK-AER | Aeration Tanks, Galleries T-14 and T-17 | THR-GRK-PRTY-0404 |  | Grounds |  |  | space |  | Groundskeeping, General Labour
136453 | THR-GRK-AI | Intrument Air Compressor Building | THR-GRK-PRTY-0304 |  | Grounds |  |  | space |  | Groundskeeping, General Labour
136455 | THR-GRK-DGC | Digester Gas Compressor Building & Basement, WTP Groundskeeping | THR-GRK-PRTY-0104 |  | Grounds |  |  | space |  | Groundskeeping, General Labour
136456 | THR-GRK-DIS | Chlorine and Dechlorination Building, WTP Groundskeeping | THR-GRK-PRTY-0104 |  | Grounds |  |  | space |  | Groundskeeping, General Labour
136468 | THR-GRK-EMB | East Maintenance Building and Basement | THR-GRK-PRTY-0404 |  | Grounds |  |  | space |  | Groundskeeping, General Labour
136469 | THR-GRK-ER | Engine Room and Basement,North Boiler Room | THR-GRK-PRTY-0204 |  | Grounds |  |  | space |  | Groundskeeping, General Labour
136471 | THR-GRK-FP-0002S | Flag and Pole | THR-GRK-GQ-WA2 |  | Grounds | 46849 | FP | ? |  | Building & Grounds Equipment, Work Area 2
136475 | THR-GRK-GH | Guard House,Security, Building | THR-GRK-PRTY-0404 |  | Grounds |  |  | space |  | Groundskeeping, General Labour
136476 | THR-GRK-GH | Guard House,Security, Building | THR-GRK-WA3 |  | Grounds |  |  | space |  | Buildings & Grounds, Work Area 3
136503 | THR-GRK-GRIT | Grit Building, Basement and T-12 North | THR-GRK-PRTY-0204 |  | Grounds |  |  | space |  | Groundskeeping, General Labour
136504 | THR-GRK-HH | Headhouse, Basement and T-12 Mid Section, WTP Groundskeeping | THR-GRK-PRTY-0204 |  | Grounds |  |  | activity |  | Groundskeeping, General Labour
136505 | THR-GRK-HPBB | High Pressure Blower Building, Mezzanine and Basement, WTP Groundskeeping | THR-GRK-PRTY-0304 |  | Grounds |  |  | activity |  | Groundskeeping, General Labour
136534 | THR-GRK-PRM | Primaries, South Pumping Stations, Basement and T-12 South, WTP Groundskeeping | THR-GRK-PRTY-0204 |  | Grounds |  |  | activity |  | Groundskeeping, General Labour
136535 | THR-GRK-PRM1 | Primaries, North Primary Treatment Tanks, Work Area 2, WTP Groundskeeping | THR-GQ-WA2 |  | Grounds |  |  | activity |  | Grounds, Work Area 2
136536 | THR-GRK-PRTY-0102 | Groundskeeping, Grass Cutting | THR-GRK-PRTY1 |  | Grounds |  | PRTY | activity |  | Groundskeeping for Waste Water Worker
136537 | THR-GRK-PRTY-0103 | Groundskeeping, Tank Cleaning | THR-GRK-PRTY1 |  | Grounds |  | PRTY | activity |  | Groundskeeping for Waste Water Worker
136538 | THR-GRK-PRTY-0201 | Groundskeeping, Snow Removal | THR-GRK-PRTY2 |  | Grounds |  | PRTY | activity |  | Groundskeeping for Waste Water Worker
136539 | THR-GRK-PRTY-0203 | Groundskeeping, Tank Cleaning | THR-GRK-PRTY2 |  | Grounds |  | PRTY | activity |  | Groundskeeping for Waste Water Worker
136540 | THR-GRK-PRTY-0304 | Groundskeeping, General Labour | THR-GRK-PRTY3 |  | Grounds |  | PRTY | activity |  | Groundskeeping for Waste Water Worker
136541 | THR-GRK-PRTY-0404 | Groundskeeping, General Labour | THR-GRK-PRTY4 |  | Grounds |  | PRTY | activity |  | Groundskeeping for Waste Water Worker
136546 | THR-GRK-PRTY1 | Groundskeeping for Waste Water Worker | THR-GRK-WA1 |  | Grounds |  |  | activity |  | Building & Grounds Work Area 1
136547 | THR-GRK-PRTY2 | Groundskeeping for Waste Water Worker | THR-GRK-WA2 |  | Grounds |  |  | activity |  | Building & Grounds Work Area 2
136548 | THR-GRK-PRTY3 | Groundskeeping for Waste Water Worker | THR-GRK-GQ-WA3 |  | Grounds |  |  | activity |  | Building & Grounds Equipment, Work Area 3
136549 | THR-GRK-PRTY3 | Groundskeeping for Waste Water Worker | THR-GRK-PRTY-WA3 |  | Grounds |  |  | activity |  | WA3 Property, Humber T. P. for DOS Work Orders
136550 | THR-GRK-PRTY3 | Groundskeeping for Waste Water Worker | THR-GRK-WA3 |  | Grounds |  |  | activity |  | Buildings & Grounds, Work Area 3
136551 | THR-GRK-RSPS | Return Sludge Pumping Station, GalleriesT-13, 15, 19 and 20 | THR-GRK-PRTY-0404 |  | Grounds |  |  | space |  | Groundskeeping, General Labour
136552 | THR-GRK-SM | Machine Shop, WTP Housekeeping | THR-GRK-PRTY-WA2 |  | Grounds |  |  | activity |  | WA2 Property, Humber T. P. for DOS Work Orders
136553 | THR-GRK-SM | Machine Shop, WTP Housekeeping | THR-STRC-WA2 |  | Grounds |  |  | activity |  | Structural, Walls, Floors, Roofs, Ceiling, Work Area 2
136574 | THR-GRK-WA2 | Building & Grounds Work Area 2 | THR WORK AREA 2 |  | Grounds |  |  | space |  | Liquid Handling
147577 | YDE-GRD | Grounds | YDE |  | Grounds |  |  | space |  | Dee Avenue Yard
147579 | YDI-GRD | Grounds | YDI |  | Grounds |  |  | space |  | Disco Yard
147580 | YDI-HLG | Haulage | YDI |  | Grounds |  |  | activity |  | Disco Yard
147584 | YME-GRD | Grounds | YME-DOS |  | Grounds |  |  | space |  | Merton Yard
147591 | YNO-GRD | Grounds | YNO |  | Grounds |  |  | space |  | Northline Yard
147781 | YTF-GRD | Grounds | YTF-DOS |  | Grounds |  |  | space |  | Tiffield Yard - 60 Tiffield Road
147783 | YTF-HLG | Haulage | YTF-DOS |  | Grounds |  |  | activity |  | Tiffield Yard - 60 Tiffield Road
2650 | COL-120-HPU-0701 | Hydraulic Power Unit, Coxwell Control Chamber #7 | COL-120-CH-0700 | Actuator,Hydraulic | Hydraulic System |  | HPU | http://www.toronto.ca/TWONTO#hydraulic_power_pack |  | Coxwell Control Chamber #7
2958 | COL-MTI-HPU-2001 | Hydraulic Power Unit, Victoria St. Control Chamber #20 | COL-MTI-CH-2000 |  | Hydraulic System |  | HPU | http://www.toronto.ca/TWONTO#hydraulic_power_pack |  | Chamber,Victoria St. Control Chamber No.20, MTI
2959 | COL-MTI-HPU-2301B | Hydraulic Power Unit, Simcoe Control Chamber #23B | COL-MTI-CH-2300 | Actuator,Hydraulic | Hydraulic System |  | HPU | http://www.toronto.ca/TWONTO#hydraulic_power_pack |  | Chamber,Simcoe Control Chamber No.23,MTI
2960 | COL-MTI-HPU-2401 | Hydraulic Power Unit, Spadina Control Chamber #24 | COL-MTI-CH-2400 |  | Hydraulic System |  | HPU | http://www.toronto.ca/TWONTO#hydraulic_power_pack |  | Chamber,Spadina Control Chamber No.24, MTI
2961 | COL-MTI-HPU-2701B | Hydraulic Power Unit, Manifold Assembly, Strachan St. Control Chamber #27B | COL-MTI-CH-2700B |  | Hydraulic System |  | HPU | http://www.toronto.ca/TWONTO#hydraulic_power_pack |  | Chamber,Strachan St. Control Chamber No.27B, MTI
2962 | COL-MTI-HPU-2901 | Hydraulic Power Unit, Roxton St. Control Chamber #29 | COL-MTI-CH-2900 | Actuator,Hydraulic | Hydraulic System |  | HPU | http://www.toronto.ca/TWONTO#hydraulic_power_pack |  | Chamber,Roxton St. Control Chamber No.29, MTI
2963 | COL-MTI-HPU-3401 | Hydraulic Power Unit, Parkside St. Control Chamber #34 | COL-MTI-CH-3400 | Actuator,Hydraulic | Hydraulic System |  | HPU | http://www.toronto.ca/TWONTO#hydraulic_power_pack |  | Chamber,Parkside St. Control Chamber No.34, MTI
10146 | COL-MTI-HPU-0101 | Hydraulic Power Unit, Manifold Assembly, Hiawatha Control Chamber #1 | COL-MTI-CH-0100 |  | Hydraulic System |  | HPU | http://www.toronto.ca/TWONTO#hydraulic_power_pack |  | Chamber,Hiawatha Control Chamber No.1, MTI
10147 | COL-MTI-HPU-1401 | Hydraulic Power Unit, Parliament Dome Chamber #14 | COL-MTI-CH-1400 |  | Hydraulic System |  | HPU | http://www.toronto.ca/TWONTO#hydraulic_power_pack |  | Parliament Dome Chamber No.14,MTI
10148 | COL-MTI-HPU-1401C | Hydraulic Power Unit, Rosedale Valley Control Chamber #14C | COL-MTI-CH-1400C |  | Hydraulic System |  | HPU | http://www.toronto.ca/TWONTO#hydraulic_power_pack |  | Chamber,Rosedale Valley Control Chamber No.14C, MTI
10149 | COL-MTI-HPU-2001C | Hydraulic Power Unit, Manifold Assembly , Scott Control Chamber #20C | COL-MTI-CH-2000C |  | Hydraulic System |  | HPU | http://www.toronto.ca/TWONTO#hydraulic_power_pack |  | Chamber,Scott Control Chamber No.20C, MTI
10150 | COL-MTI-HPU-2301B | Hydraulic Power Unit, Simcoe Control Chamber #23B | COL-MTI-CH-2300B | Actuator,Hydraulic | Hydraulic System |  | HPU | http://www.toronto.ca/TWONTO#hydraulic_power_pack |  | Chamber,Simcoe Control Chamber No.23B, MTI
10151 | COL-MTI-HPU-2301D | Hydraulic Power Unit, Simcoe Control Chamber No.2300D, MTI | COL-MTI-CH-2300 | Actuator,Hydraulic | Hydraulic System |  | HPU | http://www.toronto.ca/TWONTO#hydraulic_power_pack |  | Chamber,Simcoe Control Chamber No.23,MTI
10411 | COL-MTI-T-1400C | Hyduraulic Power Unit Reservoir,Rosedale Valley Control Chamber No.14C, MTI | COL-MTI-CH-1400C |  | Hydraulic System |  | T | http://www.toronto.ca/TWONTO#hydraulic_power_pack |  | Chamber,Rosedale Valley Control Chamber No.14C, MTI
24259 | FHO-GRK-IRG-0201 | Lawn Sprinkler | FHO-GRK-PRTY-0001 | Irrigation System,Automated | Hydraulic System |  | IRG | sprinkler |  | Building Maintenance
39165 | SWM-SOS-HPU-0100 | Drive, Hydraulic system | SWM-SOS | Drive | Hydraulic System |  | HPU | http://www.toronto.ca/TWONTO#hydraulic_power_pack |  | Old Sheppard Park Storm Water Tank
43688 | TAB-DEW-HPU-6001 | Power Pack, Hydraulic, Sludge Cake Power Pack for Conveyor DEW-CV-6017 & Pump DEW-P-6001, DEW Level 2 | TAB-DEW-T-6001 | Tank | Hydraulic System |  | HPU | http://www.toronto.ca/TWONTO#hydraulic_power_pack |  | Tank, Dewatered Solids Silo DEW-T-6001 West, DEW Bsmt
43689 | TAB-DEW-HPU-6002 | Power Pack, Hydraulic, Sludge Cake Power Pack for Conveyor DEW-CV-6018 & Pump DEW-P-6002, DEW Level 2 | TAB-DEW-T-6002 | Tank | Hydraulic System |  | HPU | http://www.toronto.ca/TWONTO#hydraulic_power_pack |  | Tank, Dewatered Solids Silo DEW-T-6002 West, DEW Bsmt
43690 | TAB-DEW-HPU-6004 | Power Pack, Hydraulic, Sludge Cake Power Pack for Conveyor DEW-CV-6020 & Pump DEW-P-6004, DEW Level 2 | TAB-DEW-T-6004 | Tank | Hydraulic System |  | HPU | http://www.toronto.ca/TWONTO#hydraulic_power_pack |  | Tank, Dewatered Solids Silo DEW-T-6004 East, DEW Bsmt
43691 | TAB-DEW-HPU-6006 | Power Pack, Hydraulic, Sliding Frame for Silo DEW-T-6002, DEW Level Bsmt | TAB-DEW-T-6002 | Tank | Hydraulic System |  | HPU | http://www.toronto.ca/TWONTO#hydraulic_power_pack |  | Tank, Dewatered Solids Silo DEW-T-6002 West, DEW Bsmt
43692 | TAB-DEW-HPU-6007 | Power Pack, Hydraulic, Sliding Frame for Silo DEW-T-6003, DEW Level Bsmt | TAB-DEW-T-6003 | Tank | Hydraulic System |  | HPU | http://www.toronto.ca/TWONTO#hydraulic_power_pack |  | Tank, Dewatered Solids Silo DEW-T-6003 East, DEW Bsmt
43770 | TAB-DEW-P-0131 | Pump,DW Sludge | TAB-DEW SLUDGE CAKE | Pump | Hydraulic System | 33575 | P | http://www.toronto.ca/TWONTO#pump |  | Sludge Cake Pumping
43772 | TAB-DEW-P-0231 | Pump, Sludge Cake Transfer, Baby Schwing #2, Dewater. Bldg, 2/F SW | TAB-SUSPENDED ENTITY | Pump | Hydraulic System | 33574 | P | http://www.toronto.ca/TWONTO#pump |  | Suspended entities
43775 | TAB-DEW-P-0431 | Pump, Baby Schwing #4, Sludge Cake Transfer, Dewater. Bldg, 2/F SE Middle | TAB-DEW SLUDGE CAKE | Pump | Hydraulic System | 33572 | P | http://www.toronto.ca/TWONTO#pump |  | Sludge Cake Pumping
43776 | TAB-DEW-P-0431 | Pump, Baby Schwing #4, Sludge Cake Transfer, Dewater. Bldg, 2/F SE Middle | TAB-SUSPENDED ENTITY | Pump | Hydraulic System | 33572 | P | http://www.toronto.ca/TWONTO#pump |  | Suspended entities
43779 | TAB-DEW-P-0531 | Pump, Sludge Cake Transfer, Baby Schwing #5, Dewater. Bldg, 2/F NW middle | TAB-DEW SLUDGE CAKE | Pump | Hydraulic System | 33571 | P | http://www.toronto.ca/TWONTO#pump |  | Sludge Cake Pumping
43780 | TAB-DEW-P-0531 | Pump, Sludge Cake Transfer, Baby Schwing #5, Dewater. Bldg, 2/F NW middle | TAB-SUSPENDED ENTITY | Pump | Hydraulic System | 33571 | P | http://www.toronto.ca/TWONTO#pump |  | Suspended entities
43782 | TAB-DEW-P-0631 | Pump, Sludge Cake Transfer, Baby Schwing #6, Dewater. Bldg, 2/F NW | TAB-DEW SLUDGE CAKE | Pump | Hydraulic System | 33570 | P | http://www.toronto.ca/TWONTO#pump |  | Sludge Cake Pumping
43791 | TAB-DEW-P-2201 | Pump, Sludge Cake Transfer, Schwing #6, | TAB-SUSPENDED ENTITY | Pump,Positive Displacement,Piston | Hydraulic System |  | P | http://www.toronto.ca/TWONTO#pump |  | Suspended entities
43793 | TAB-DEW-P-2401 | Pump, Sludge Cake Transfer, Big Schwing #8, Dewater. Bldg, Bsmt S. | TAB-DEW SLUDGE CAKE | Pump | Hydraulic System |  | P | http://www.toronto.ca/TWONTO#pump |  | Sludge Cake Pumping
43794 | TAB-DEW-P-2401 | Pump, Sludge Cake Transfer, Big Schwing #8, Dewater. Bldg, Bsmt S. | TAB-SUSPENDED ENTITY | Pump | Hydraulic System |  | P | http://www.toronto.ca/TWONTO#pump |  | Suspended entities
43795 | TAB-DEW-P-2501 | Pump, Sludge Cake Transfer, Big Schwing #9, Dewater. Bldg, 2/F, Center E. | TAB-SUSPENDED ENTITY | Pump | Hydraulic System |  | P | http://www.toronto.ca/TWONTO#pump |  | Suspended entities
43796 | TAB-DEW-P-2601 | Pump, Sludge Cake Transfer, Big Schwing #10, Dewater. Bldg, 2/F, Center W. | TAB-DEW SLUDGE CAKE | Pump | Hydraulic System |  | P | http://www.toronto.ca/TWONTO#pump |  | Sludge Cake Pumping
43988 | TAB-DEW-PS-0131 | Power Pack, Hydraulic, DWS Pump#0131 | TAB-DEW-P-0131 | Power Pack,Hydraulic | Hydraulic System |  | PS | http://www.toronto.ca/TWONTO#hydraulic_power_pack |  | Pump,DW Sludge
43989 | TAB-DEW-PS-0431 | Power Pack, Hydraulic, DWS Pump#0431 | TAB-DEW-P-0431 | Power Pack,Hydraulic | Hydraulic System |  | PS | http://www.toronto.ca/TWONTO#hydraulic_power_pack |  | Pump, Baby Schwing #4, Sludge Cake Transfer, Dewater. Bldg, 2/F SE Middle
43990 | TAB-DEW-PS-0631 | Power Pack, Hydraulic, DWS Pump#0631 | TAB-DEW-P-0631 | Power Pack,Hydraulic | Hydraulic System |  | PS | http://www.toronto.ca/TWONTO#hydraulic_power_pack |  | Pump, Sludge Cake Transfer, Baby Schwing #6, Dewater. Bldg, 2/F NW
43991 | TAB-DEW-PS-0731 | Power Pack, Hydraulic, DWS Pump#0731 | TAB-DEW-P-0731 | Power Pack,Hydraulic | Hydraulic System |  | PS | http://www.toronto.ca/TWONTO#hydraulic_power_pack |  | Pump, Sludge Cake Transfer, Baby Schwing #7, Dewater. Bldg, 2/F NE
43992 | TAB-DEW-PS-2401 | Power Pack, Hydraulic, DWS Pump#2301 | TAB-DEW-P-2401 | Power Pack,Hydraulic | Hydraulic System |  | PS | http://www.toronto.ca/TWONTO#hydraulic_power_pack |  | Pump, Sludge Cake Transfer, Big Schwing #8, Dewater. Bldg, Bsmt S.
52862 | TAB-RSP-HPU-2203 | Power Unit, Hydraulic, Check Valve V-2203D, RSP M Building Area, Low Level Wet Well | TAB-RSP-V-2203D |  | Hydraulic System |  | HPU | http://www.toronto.ca/TWONTO#hydraulic_power_pack |  | Valve, Check, Raw Sewage Pump #3
52926 | TAB-RSP-PS-2201D | Power Supply, Hydraulic, Valve | TAB-RSP-P-2201 |  | Hydraulic System |  | PS | http://www.toronto.ca/TWONTO#hydraulic_power_pack |  | Pump, Raw Sewage #1
52927 | TAB-RSP-PS-2201D | Power Supply, Hydraulic, Valve | TAB-RSP-V-2201D |  | Hydraulic System |  | PS | http://www.toronto.ca/TWONTO#hydraulic_power_pack |  | Valve, Check, Raw Sewage Pump #1
52928 | TAB-RSP-PS-2202D | Power Supply, Hydraulic, Valve | TAB-RSP-P-2202 |  | Hydraulic System |  | PS | http://www.toronto.ca/TWONTO#hydraulic_power_pack |  | Pump, Raw Sewage #2
52929 | TAB-RSP-PS-2205D | Power Supply, Hydraulic,Valve | TAB-RSP-P-2205 |  | Hydraulic System |  | PS | http://www.toronto.ca/TWONTO#hydraulic_power_pack |  | Pump, Raw Sewage #5
52930 | TAB-RSP-PS-2206D | Power Supply, Hydraulic,Valve | TAB-RSP-P-2206 |  | Hydraulic System |  | PS | http://www.toronto.ca/TWONTO#hydraulic_power_pack |  | Pump, Raw Sewage #6
52963 | TAB-RSP-PS-2206D | Power Supply, Hydraulic,Valve | TAB-RSP-V-2206D |  | Hydraulic System |  | PS | http://www.toronto.ca/TWONTO#hydraulic_power_pack |  | Valve, Check, Raw Sewage Pump P-2206
52964 | TAB-RSP-PS-2207D | Power Supply, Hydraulic, Valve | TAB-RSP-P-2207 |  | Hydraulic System |  | PS | http://www.toronto.ca/TWONTO#hydraulic_power_pack |  | Pump, Raw Sewage #7
52965 | TAB-RSP-PS-2208D | Power Supply, Hydraulic, Valve | TAB-RSP-V-2208D |  | Hydraulic System |  | PS | http://www.toronto.ca/TWONTO#hydraulic_power_pack |  | Valve, Check, Raw Sewage Pump P-2208
52966 | TAB-RSP-PS-2209D | Power Supply, Hydraulic, Valve | TAB-RSP-V-2209D |  | Hydraulic System |  | PS | http://www.toronto.ca/TWONTO#hydraulic_power_pack |  | Valve, Check, Raw Sewage Pump P-2209
52967 | TAB-RSP-PS-2210D | Power Supply, Hydraulic, Valve | TAB-RSP-P-2210 |  | Hydraulic System |  | PS | http://www.toronto.ca/TWONTO#hydraulic_power_pack |  | Pump, Raw Sewage #10
58626 | THC-DEW-HPU | Hydraulic Power Pack,Sliding Frame, Solids Treatment, virtual entity used as Entity Link for PM Tasks management | THC-DEW-SLFR |  | Hydraulic System |  |  | http://www.toronto.ca/TWONTO#hydraulic_power_pack |  | Sliding Frame, Solids Treatment, virtual entity used as Entity Link for PM Tasks management
58627 | THC-DEW-HPU-6410 | Hydraulic Power Pack,Sliding Frame,BTU Hopper 6400,Solids Treatment | THC-DEW-T-6400 | Tank,Non-Pressurized | Hydraulic System |  | HPU | http://www.toronto.ca/TWONTO#hydraulic_power_pack |  | Tank,BTU 1000 Hopper,Solid Treatment
58628 | THC-DEW-HPU-6710 | Hydraulic Power Pack,DEW Biosolids Pump 6710 (Schwing),Solid Treatment | THC-DEW-P-6710 | Motor Starter | Hydraulic System |  | HPU | http://www.toronto.ca/TWONTO#hydraulic_power_pack |  | Pump,Dewatered Biosolids, Schwing type,Solid Treatment
65076 | THC-PRM-V-1111A | Valve, Solenoid, Collect, Valve 1111 | THC-PRM-V-1111 | Transmitter,Level | Hydraulic System |  | V | http://www.toronto.ca/TWONTO#solenoid |  | Valve, Hydraulic Cylinder, Bottom Scraper, Primary Clarifier 1100, NW Plant
65077 | THC-PRM-V-1112 | Valve, Hydraulic Cylinder, Bottom Scraper, Primary Clarifier 1100, NW Plant | THC-PRM-CLR-1130 | Actuator,Hydraulic,Cylinder | Hydraulic System |  | V | http://www.toronto.ca/TWONTO#hydraulic_power_pack |  | Sludge Bottom Scraper Mechanism, Primary Clarifier 1100, NW Plant
65078 | THC-PRM-V-1112B | Valve, Solenoid, Return, Valve 1112 | THC-PRM-V-1112 | Transmitter,Level | Hydraulic System |  | V | http://www.toronto.ca/TWONTO#solenoid |  | Valve, Hydraulic Cylinder, Bottom Scraper, Primary Clarifier 1100, NW Plant
65079 | THC-PRM-V-1113A | Valve, Solenoid, Collect, Valve 1113 | THC-PRM-V-1113 | Transmitter,Level | Hydraulic System |  | V | http://www.toronto.ca/TWONTO#solenoid |  | Valve, Hydraulic Cylinder, Bottom Scraper, Primary Clarifier 1100, NW Plant
65080 | THC-PRM-V-1114 | Valve, Hydraulic Cylinder, Bottom Scraper, Primary Clarifier 1100, NW Plant | THC-PRM-CLR-1130 | Actuator,Hydraulic,Cylinder | Hydraulic System |  | V | http://www.toronto.ca/TWONTO#hydraulic_power_pack |  | Sludge Bottom Scraper Mechanism, Primary Clarifier 1100, NW Plant
65092 | THC-PRM-V-1173 | Valve, Hydraulic Cylinder, Scum Skimmer, Tank 1100, Primary Clarifier, Phase IV | THC-PRM-CM-1150 | Actuator,Hydraulic,Cylinder | Hydraulic System |  | V | http://www.toronto.ca/TWONTO#hydraulic_power_pack |  | Scum Skimmer System, Tank 1100, Primary Clarifier
65109 | THC-PRM-V-1211 | Valve, Hydraulic Cylinder, Bottom Scraper, Primary Clarifier 1200, NW Plant | THC-PRM-T-1200 | Actuator,Hydraulic,Cylinder | Hydraulic System |  | V | http://www.toronto.ca/TWONTO#hydraulic_power_pack |  | Tank, Primary Clarifier
65110 | THC-PRM-V-1212 | Valve, Hydraulic Cylinder, Bottom Scraper, Primary Clarifier 1200, NW Plant | THC-PRM-CLR-1230SUSP | Actuator,Hydraulic,Cylinder | Hydraulic System |  | V | http://www.toronto.ca/TWONTO#hydraulic_power_pack |  | Sludge Bottom Scraper Mechanism, Tank 1200, Primary Clarifier
65113 | THC-PRM-V-1214 | Valve, Hydraulic Cylinder, Bottom Scraper, Primary Clarifier 1200, NW Plant | THC-PRM-CLR-1230 | Actuator,Hydraulic,Cylinder | Hydraulic System |  | V | http://www.toronto.ca/TWONTO#hydraulic_power_pack |  | Sludge Bottom Scraper Mechanism, Primary Clarifier 1200, NW Plant
65114 | THC-PRM-V-1214 | Valve, Hydraulic Cylinder, Bottom Scraper, Primary Clarifier 1200, NW Plant | THC-PRM-CLR-1230SUSP | Actuator,Hydraulic,Cylinder | Hydraulic System |  | V | http://www.toronto.ca/TWONTO#hydraulic_power_pack |  | Sludge Bottom Scraper Mechanism, Tank 1200, Primary Clarifier
65115 | THC-PRM-V-1214 | Valve, Hydraulic Cylinder, Bottom Scraper, Primary Clarifier 1200, NW Plant | THC-PRM-T-1200 | Actuator,Hydraulic,Cylinder | Hydraulic System |  | V | http://www.toronto.ca/TWONTO#hydraulic_power_pack |  | Tank, Primary Clarifier
65165 | THC-PRM-V-1272 | Valve, Hydraulic Cylinder, Scum Skimmer, Primary Clarifier 1200, NW Plant | THC-PRM-CM-1250 | Actuator,Hydraulic,Cylinder | Hydraulic System |  | V | http://www.toronto.ca/TWONTO#hydraulic_power_pack |  | Scum Skimmer System, Tank 1200, Primary Clarifier
65166 | THC-PRM-V-1272 | Valve, Hydraulic Cylinder, Scum Skimmer, Primary Clarifier 1200, NW Plant | THC-PRM-P-1270SP | Actuator,Hydraulic,Cylinder | Hydraulic System |  | V | http://www.toronto.ca/TWONTO#hydraulic_power_pack |  | Pump, Centrifugal, Primary Sludge, NW Plant
65167 | THC-PRM-V-1272 | Valve, Hydraulic Cylinder, Scum Skimmer, Primary Clarifier 1200, NW Plant | THC-PRM-T-1200 | Actuator,Hydraulic,Cylinder | Hydraulic System |  | V | http://www.toronto.ca/TWONTO#hydraulic_power_pack |  | Tank, Primary Clarifier
65171 | THC-PRM-V-1273 | Valve, Hydraulic Cylinder, Scum Skimmer, Primary Clarifier 1200, NW Plant | THC-PRM-CM-1250 | Actuator,Hydraulic,Cylinder | Hydraulic System |  | V | http://www.toronto.ca/TWONTO#hydraulic_power_pack |  | Scum Skimmer System, Tank 1200, Primary Clarifier
65172 | THC-PRM-V-1273 | Valve, Hydraulic Cylinder, Scum Skimmer, Primary Clarifier 1200, NW Plant | THC-PRM-CM-1250SUPS | Actuator,Hydraulic,Cylinder | Hydraulic System |  | V | http://www.toronto.ca/TWONTO#hydraulic_power_pack |  | Scum Skimmer System, Primary Clarifier 1200, NW Plant
76934 | THR-PLT-HPU-0511 | Hydraulic Power Unit for Sparger Lift, Grit Bldg. | THR-S-E | Tank,Reservoir | Hydraulic System | 34418 | HPU | http://www.toronto.ca/TWONTO#hydraulic_power_pack |  | SUSPENDED ENTITY
76956 | THR-PLT-LD-2132A | Lifting Device, Sparger Arm, Tank 100, Grit Bldg. | THR-PLT-LD-0100 | Lifting Device | Hydraulic System | 35252 | LD | http://www.toronto.ca/TWONTO#hydraulic_system |  | Lifting Devices, Sparger Arms, Tank 100, Grit Bldg.
76957 | THR-PLT-LD-2132B | Lifting Device, Sparger Arm, Tank 100, Grit Bldg. | THR-PLT-T-0100 | Lifting Device | Hydraulic System | 35253 | LD | http://www.toronto.ca/TWONTO#hydraulic_system |  | Tank, Grit Removal, Grit Tank, North Grit Building
76958 | THR-PLT-LD-2132C | Lifting Device, Sparger Arm, Tank 100, Grit Bldg. | THR-PLT-LD-0100 | Lifting Device | Hydraulic System | 35254 | LD | http://www.toronto.ca/TWONTO#hydraulic_system |  | Lifting Devices, Sparger Arms, Tank 100, Grit Bldg.
76959 | THR-PLT-LD-2132D | Lifting Device, Sparger Arm, Tank 100, Grit Bldg. | THR-PLT-T-0100 | Lifting Device | Hydraulic System | 35255 | LD | http://www.toronto.ca/TWONTO#hydraulic_system |  | Tank, Grit Removal, Grit Tank, North Grit Building
76960 | THR-PLT-LD-2132E | Lifting Device, Sparger Arm, Tank 100, Grit Bldg. | THR-PLT-LD-0100 | Lifting Device | Hydraulic System | 35256 | LD | http://www.toronto.ca/TWONTO#hydraulic_system |  | Lifting Devices, Sparger Arms, Tank 100, Grit Bldg.
76961 | THR-PLT-LD-2142B | Lifting Device, Sparger Arm, Tank 200, Grit Bldg. | THR-PLT-T-0200 | Lifting Device | Hydraulic System | 35258 | LD | http://www.toronto.ca/TWONTO#hydraulic_system |  | Tank, Grit Removal, Grit Tank, North Grit Building
76962 | THR-PLT-LD-2142D | Lifting Device, Sparger Arm, Tank 200, Grit Bldg. | THR-PLT-T-0200 | Lifting Device | Hydraulic System | 35260 | LD | http://www.toronto.ca/TWONTO#hydraulic_system |  | Tank, Grit Removal, Grit Tank, North Grit Building
76963 | THR-PLT-LD-2152A | Lifting Device, Sparger Arm, Tank 300, Grit Bldg. | THR-PLT-LD-0300 | Lifting Device | Hydraulic System | 35262 | LD | http://www.toronto.ca/TWONTO#hydraulic_system |  | Lifting Devices, Sparger Arms, Tank 300, Grit Bldg.
76964 | THR-PLT-LD-2152A | Lifting Device, Sparger Arm, Tank 300, Grit Bldg. | THR-PLT-T-0300 | Lifting Device | Hydraulic System | 35262 | LD | http://www.toronto.ca/TWONTO#hydraulic_system |  | Tank, Grit Removal, Grit Tanks, North Grit Building
76965 | THR-PLT-LD-2152B | Lifting Device, Sparger Arm, Tank 300, Grit Bldg. | THR-PLT-LD-0300 | Lifting Device | Hydraulic System | 35263 | LD | http://www.toronto.ca/TWONTO#hydraulic_system |  | Lifting Devices, Sparger Arms, Tank 300, Grit Bldg.
76966 | THR-PLT-LD-2152B | Lifting Device, Sparger Arm, Tank 300, Grit Bldg. | THR-PLT-T-0300 | Lifting Device | Hydraulic System | 35263 | LD | http://www.toronto.ca/TWONTO#hydraulic_system |  | Tank, Grit Removal, Grit Tanks, North Grit Building
76967 | THR-PLT-LD-2152E | Lifting Device, Sparger Arm, Tank 300, Grit Bldg. | THR-PLT-LD-0300 | Lifting Device | Hydraulic System | 35266 | LD | http://www.toronto.ca/TWONTO#hydraulic_system |  | Lifting Devices, Sparger Arms, Tank 300, Grit Bldg.
76968 | THR-PLT-LD-2152E | Lifting Device, Sparger Arm, Tank 300, Grit Bldg. | THR-PLT-T-0300 | Lifting Device | Hydraulic System | 35266 | LD | http://www.toronto.ca/TWONTO#hydraulic_system |  | Tank, Grit Removal, Grit Tanks, North Grit Building
93415 | FHO-GRK-IRG-0201 | Lawn Sprinkler | FHO-GRK-PRTY-0002 | Irrigation System,Automated | Hydraulic System |  | IRG | sprinkler |  | Grounds Maintenance
109538 | TAB-DEW-HPU-6003 | Power Pack, Hydraulic, Sludge Cake Power Pack for Conveyor DEW-CV-6019 & Pump DEW-P-6003, DEW Level 2 | TAB-DEW-T-6003 | Tank | Hydraulic System |  | HPU | http://www.toronto.ca/TWONTO#hydraulic_power_pack |  | Tank, Dewatered Solids Silo DEW-T-6003 East, DEW Bsmt
109539 | TAB-DEW-HPU-6004 | Power Pack, Hydraulic, Sludge Cake Power Pack for Conveyor DEW-CV-6020 & Pump DEW-P-6004, DEW Level 2 | TAB-DEW-T-6003 | Tank | Hydraulic System |  | HPU | http://www.toronto.ca/TWONTO#hydraulic_power_pack |  | Tank, Dewatered Solids Silo DEW-T-6003 East, DEW Bsmt
109540 | TAB-DEW-HPU-6005 | Power Pack, Hydraulic, Sliding Frame for Silo DEW-T-6001, DEW Level Bsmt | TAB-DEW-T-6001 | Tank | Hydraulic System |  | HPU | http://www.toronto.ca/TWONTO#hydraulic_power_pack |  | Tank, Dewatered Solids Silo DEW-T-6001 West, DEW Bsmt
109541 | TAB-DEW-HPU-6006 | Power Pack, Hydraulic, Sliding Frame for Silo DEW-T-6002, DEW Level Bsmt | TAB-DEW-T-6001 | Tank | Hydraulic System |  | HPU | http://www.toronto.ca/TWONTO#hydraulic_power_pack |  | Tank, Dewatered Solids Silo DEW-T-6001 West, DEW Bsmt
109542 | TAB-DEW-HPU-6008 | Power Pack, Hydraulic, Sliding Frame for Silo DEW-T-6004, DEW Level Bsmt | TAB-DEW-T-6003 | Tank | Hydraulic System |  | HPU | http://www.toronto.ca/TWONTO#hydraulic_power_pack |  | Tank, Dewatered Solids Silo DEW-T-6003 East, DEW Bsmt
109543 | TAB-DEW-HPU-6008 | Power Pack, Hydraulic, Sliding Frame for Silo DEW-T-6004, DEW Level Bsmt | TAB-DEW-T-6004 | Tank | Hydraulic System |  | HPU | http://www.toronto.ca/TWONTO#hydraulic_power_pack |  | Tank, Dewatered Solids Silo DEW-T-6004 East, DEW Bsmt
109638 | TAB-DEW-P-0131 | Pump,DW Sludge | TAB-SUSPENDED ENTITY | Pump | Hydraulic System | 33575 | P | http://www.toronto.ca/TWONTO#pump |  | Suspended entities
109640 | TAB-DEW-P-0231 | Pump, Sludge Cake Transfer, Baby Schwing #2, Dewater. Bldg, 2/F SW | TAB-DEW SLUDGE CAKE | Pump | Hydraulic System | 33574 | P | http://www.toronto.ca/TWONTO#pump |  | Sludge Cake Pumping
109642 | TAB-DEW-P-0331 | Pump, Baby Schwing #3, Sludge Cake Transfer, Dewater. Bldg, 2/F SE | TAB-DEW SLUDGE CAKE | Pump | Hydraulic System | 33573 | P | http://www.toronto.ca/TWONTO#pump |  | Sludge Cake Pumping
109643 | TAB-DEW-P-0331 | Pump, Baby Schwing #3, Sludge Cake Transfer, Dewater. Bldg, 2/F SE | TAB-SUSPENDED ENTITY | Pump | Hydraulic System | 33573 | P | http://www.toronto.ca/TWONTO#pump |  | Suspended entities
109646 | TAB-DEW-P-0631 | Pump, Sludge Cake Transfer, Baby Schwing #6, Dewater. Bldg, 2/F NW | TAB-SUSPENDED ENTITY | Pump | Hydraulic System | 33570 | P | http://www.toronto.ca/TWONTO#pump |  | Suspended entities
109650 | TAB-DEW-P-0831 | Pump, Sludge Cake Transfer, Baby Schwing #8, Dewater. Bldg, 2/F NE middle | TAB-DEW SLUDGE CAKE | Pump | Hydraulic System | 33568 | P | http://www.toronto.ca/TWONTO#pump |  | Sludge Cake Pumping
109651 | TAB-DEW-P-0831 | Pump, Sludge Cake Transfer, Baby Schwing #8, Dewater. Bldg, 2/F NE middle | TAB-SUSPENDED ENTITY | Pump | Hydraulic System | 33568 | P | http://www.toronto.ca/TWONTO#pump |  | Suspended entities
109657 | TAB-DEW-P-2201 | Pump, Sludge Cake Transfer, Schwing #6, | TAB-DEW SLUDGE CAKE | Pump,Positive Displacement,Piston | Hydraulic System |  | P | http://www.toronto.ca/TWONTO#pump |  | Sludge Cake Pumping
109659 | TAB-DEW-P-2501 | Pump, Sludge Cake Transfer, Big Schwing #9, Dewater. Bldg, 2/F, Center E. | TAB-DEW SLUDGE CAKE | Pump | Hydraulic System |  | P | http://www.toronto.ca/TWONTO#pump |  | Sludge Cake Pumping
109660 | TAB-DEW-P-2601 | Pump, Sludge Cake Transfer, Big Schwing #10, Dewater. Bldg, 2/F, Center W. | TAB-SUSPENDED ENTITY | Pump | Hydraulic System |  | P | http://www.toronto.ca/TWONTO#pump |  | Suspended entities
109719 | TAB-DEW-PS-0231 | Power Pack, Hydraulic, DWS Pump#0231 | TAB-DEW-P-0231 | Power Pack,Hydraulic | Hydraulic System |  | PS | http://www.toronto.ca/TWONTO#hydraulic_power_pack |  | Pump, Sludge Cake Transfer, Baby Schwing #2, Dewater. Bldg, 2/F SW
109720 | TAB-DEW-PS-0331 | Power Pack, Hydraulic, DWS Pump#0331 | TAB-DEW-P-0331 | Power Pack,Hydraulic | Hydraulic System |  | PS | http://www.toronto.ca/TWONTO#hydraulic_power_pack |  | Pump, Baby Schwing #3, Sludge Cake Transfer, Dewater. Bldg, 2/F SE
109721 | TAB-DEW-PS-0531 | Power Pack, Hydraulic, DWS Pump#0531 | TAB-DEW-P-0531 | Power Pack,Hydraulic | Hydraulic System |  | PS | http://www.toronto.ca/TWONTO#hydraulic_power_pack |  | Pump, Sludge Cake Transfer, Baby Schwing #5, Dewater. Bldg, 2/F NW middle
109722 | TAB-DEW-PS-0831 | Power Pack, Hydraulic, DWS Pump#0831 | TAB-DEW-P-0831 | Power Pack,Hydraulic | Hydraulic System |  | PS | http://www.toronto.ca/TWONTO#hydraulic_power_pack |  | Pump, Sludge Cake Transfer, Baby Schwing #8, Dewater. Bldg, 2/F NE middle
109723 | TAB-DEW-PS-2101 | Power Pack, Hydraulic, DWS Pump#2101 | TAB-DEW-P-2101 | Power Pack,Hydraulic | Hydraulic System |  | PS | http://www.toronto.ca/TWONTO#hydraulic_power_pack |  | Pump, Sludge Cake Transfer, Big Schwing #5, KSP-50
109724 | TAB-DEW-PS-2201 | Power Pack, Hydraulic, DWS Pump#2201 | TAB-DEW-P-2201 | Power Pack,Hydraulic | Hydraulic System |  | PS | http://www.toronto.ca/TWONTO#hydraulic_power_pack |  | Pump, Sludge Cake Transfer, Schwing #6,
109725 | TAB-DEW-PS-2301 | Power Pack, Hydraulic, DWS Pump#2301 | TAB-DEW-P-2301 | Power Pack,Hydraulic | Hydraulic System |  | PS | http://www.toronto.ca/TWONTO#hydraulic_power_pack |  | Pump, Sludge Cake Transfer #2301
113774 | TAB-MCS-MEQ-0101 | Grease Gun,Hydraulic, High Pressure | TAB-AUX |  | Hydraulic System |  | MEQ | grease_gun |  | Gas Services, Natural Gas, Digester Gas
113775 | TAB-MCS-MEQ-0102 | Grease Gun,Hydraulic, High Pressure | TAB-AUX |  | Hydraulic System |  | MEQ | grease_gun |  | Gas Services, Natural Gas, Digester Gas
113776 | TAB-MCS-MEQ-0103 | Grease Gun,Hydraulic, High Pressure | TAB-AUX |  | Hydraulic System |  | MEQ | grease_gun |  | Gas Services, Natural Gas, Digester Gas
113777 | TAB-MCS-MEQ-0104 | Grease Gun,Hydraulic, High Pressure | TAB-AUX |  | Hydraulic System |  | MEQ | grease_gun |  | Gas Services, Natural Gas, Digester Gas
113778 | TAB-MCS-MEQ-0105 | Oil Gun,Hydraulic, High Pressure | TAB-AUX |  | Hydraulic System |  | MEQ | grease_gun |  | Gas Services, Natural Gas, Digester Gas
117252 | TAB-RSP-HPU-2203 | Power Unit, Hydraulic, Check Valve V-2203D, RSP M Building Area, Low Level Wet Well | TAB-RSP-P-2203 |  | Hydraulic System |  | HPU | http://www.toronto.ca/TWONTO#hydraulic_power_pack |  | Pump, Raw Sewage #3
117253 | TAB-RSP-HPU-2204 | Power Unit, Hydraulic, Check Valve V-2204D, RSP M Building Area, Main Floor | TAB-RSP-V-2204D |  | Hydraulic System |  | HPU | http://www.toronto.ca/TWONTO#hydraulic_power_pack |  | Valve, Check, Raw Sewage Pump P-2204
117330 | TAB-RSP-PS-2202D | Power Supply, Hydraulic, Valve | TAB-RSP-V-2202D |  | Hydraulic System |  | PS | http://www.toronto.ca/TWONTO#hydraulic_power_pack |  | Valve, Check, Raw Sewage Pump #2
117331 | TAB-RSP-PS-2203D | Power Supply, Hydraulic, Valve | TAB-RSP-P-2203 |  | Hydraulic System |  | PS | http://www.toronto.ca/TWONTO#hydraulic_power_pack |  | Pump, Raw Sewage #3
117332 | TAB-RSP-PS-2204D | Power Supply, Hydraulic, Valve | TAB-RSP-P-2204 |  | Hydraulic System |  | PS | http://www.toronto.ca/TWONTO#hydraulic_power_pack |  | Pump, Raw Sewage #4
117333 | TAB-RSP-PS-2204D | Power Supply, Hydraulic, Valve | TAB-RSP-V-2204D |  | Hydraulic System |  | PS | http://www.toronto.ca/TWONTO#hydraulic_power_pack |  | Valve, Check, Raw Sewage Pump P-2204
117334 | TAB-RSP-PS-2205D | Power Supply, Hydraulic,Valve | TAB-RSP-V-2205D |  | Hydraulic System |  | PS | http://www.toronto.ca/TWONTO#hydraulic_power_pack |  | Valve, Check, Raw Sewage Pump P-2205
117335 | TAB-RSP-PS-2207D | Power Supply, Hydraulic, Valve | TAB-RSP-V-2207D |  | Hydraulic System |  | PS | http://www.toronto.ca/TWONTO#hydraulic_power_pack |  | Valve, Check, Raw Sewage Pump P-2207
117336 | TAB-RSP-PS-2208D | Power Supply, Hydraulic, Valve | TAB-RSP-P-2208 |  | Hydraulic System |  | PS | http://www.toronto.ca/TWONTO#hydraulic_power_pack |  | Pump, Raw Sewage #8
117337 | TAB-RSP-PS-2209D | Power Supply, Hydraulic, Valve | TAB-RSP-P-2209 |  | Hydraulic System |  | PS | http://www.toronto.ca/TWONTO#hydraulic_power_pack |  | Pump, Raw Sewage #9
117338 | TAB-RSP-PS-2210D | Power Supply, Hydraulic, Valve | TAB-RSP-V-2210D |  | Hydraulic System |  | PS | http://www.toronto.ca/TWONTO#hydraulic_power_pack |  | Valve, Check, Raw Sewage Pump P-2210
122754 | THC-DEW-HPU-6510 | Hydraulic Power Pack,Sliding Frame,BTU Hopper 6500,Solids Treatment | THC-DEW-T-6500 |  | Hydraulic System |  | HPU | http://www.toronto.ca/TWONTO#hydraulic_power_pack |  | Tank,BTU 2000 Hopper,Solid Treatment
122755 | THC-DEW-HPU-6810 | Hydraulic Power Pack,DEW Biosolids Pump 6810 (Schwing),Solid Treatment | THC-DEW-P-6810 | Motor Starter | Hydraulic System |  | HPU | http://www.toronto.ca/TWONTO#hydraulic_power_pack |  | Pump,Dewatered Biosolids,Solid Treatment
127201 | THC-PLT-P-5820 | Pump, Hydraulic Pack, Conveyors, Grit Tanks | THC-PLT-T-5810 | Pump,Positive Displacement,Piston | Hydraulic System | 40017 | P | http://www.toronto.ca/TWONTO#pump |  | Reservoire, Oil, Hydraulic Pack, Conveyors, Grit Tanks
127202 | THC-PLT-P-5830 | Pump, Hydraulic Pack, Conveyors, Grit Tanks | THC-PLT-T-5810 | Pump,Positive Displacement,Piston | Hydraulic System | 40018 | P | http://www.toronto.ca/TWONTO#pump |  | Reservoire, Oil, Hydraulic Pack, Conveyors, Grit Tanks
127416 | THC-PLT-V-5820 | Valve, PRV for pump P-5820, Hydraulic Pack, Conveyors, Grit Tanks | THC-PLT-P-5820 | Valve,Pressure Relief | Hydraulic System |  | V | http://www.toronto.ca/TWONTO#pressure_relief_valve |  | Pump, Hydraulic Pack, Conveyors, Grit Tanks
127417 | THC-PLT-V-5830 | Valve, PRV for pump P-5830, Hydraulic Pack, Conveyors, Grit Tanks | THC-PLT-P-5830 | Valve,Pressure Relief | Hydraulic System |  | V | http://www.toronto.ca/TWONTO#pressure_relief_valve |  | Pump, Hydraulic Pack, Conveyors, Grit Tanks
127818 | THC-PRM-V-1111 | Valve, Hydraulic Cylinder, Bottom Scraper, Primary Clarifier 1100, NW Plant | THC-PRM-CLR-1130 | Actuator,Hydraulic,Cylinder | Hydraulic System |  | V | http://www.toronto.ca/TWONTO#hydraulic_power_pack |  | Sludge Bottom Scraper Mechanism, Primary Clarifier 1100, NW Plant
127819 | THC-PRM-V-1111B | Valve, Solenoid, Return, Valve 1111 | THC-PRM-V-1111 | Transmitter,Level | Hydraulic System |  | V | http://www.toronto.ca/TWONTO#solenoid |  | Valve, Hydraulic Cylinder, Bottom Scraper, Primary Clarifier 1100, NW Plant
127820 | THC-PRM-V-1112A | Valve, Solenoid, Collect, Valve 1112 | THC-PRM-V-1112 | Transmitter,Level | Hydraulic System |  | V | http://www.toronto.ca/TWONTO#solenoid |  | Valve, Hydraulic Cylinder, Bottom Scraper, Primary Clarifier 1100, NW Plant
127821 | THC-PRM-V-1113 | Valve, Hydraulic Cylinder, Bottom Scraper, Primary Clarifier 1100, NW Plant | THC-PRM-CLR-1130 | Actuator,Hydraulic,Cylinder | Hydraulic System |  | V | http://www.toronto.ca/TWONTO#hydraulic_power_pack |  | Sludge Bottom Scraper Mechanism, Primary Clarifier 1100, NW Plant
127822 | THC-PRM-V-1113B | Valve, Solenoid, Return, Valve 1113 | THC-PRM-V-1113 | Transmitter,Level | Hydraulic System |  | V | http://www.toronto.ca/TWONTO#solenoid |  | Valve, Hydraulic Cylinder, Bottom Scraper, Primary Clarifier 1100, NW Plant
127823 | THC-PRM-V-1114A | Valve, Solenoid, Collect, Valve 1114 | THC-PRM-V-1114 | Transmitter,Level | Hydraulic System |  | V | http://www.toronto.ca/TWONTO#solenoid |  | Valve, Hydraulic Cylinder, Bottom Scraper, Primary Clarifier 1100, NW Plant
127824 | THC-PRM-V-1114B | Valve, Solenoid, Return, Valve 1114 | THC-PRM-V-1114 | Transmitter,Level | Hydraulic System |  | V | http://www.toronto.ca/TWONTO#solenoid |  | Valve, Hydraulic Cylinder, Bottom Scraper, Primary Clarifier 1100, NW Plant
127830 | THC-PRM-V-1171 | Valve, Hydraulic Cylinder, Scum Skimmer, Tank 1100, Primary Clarifier, Phase IV | THC-PRM-CM-1150 | Actuator,Hydraulic,Cylinder | Hydraulic System |  | V | http://www.toronto.ca/TWONTO#hydraulic_power_pack |  | Scum Skimmer System, Tank 1100, Primary Clarifier
127837 | THC-PRM-V-1172 | Valve, Hydraulic Cylinder, Scum Skimmer, Tank 1100, Primary Clarifier, Phase IV | THC-PRM-CM-1150 | Actuator,Hydraulic,Cylinder | Hydraulic System |  | V | http://www.toronto.ca/TWONTO#hydraulic_power_pack |  | Scum Skimmer System, Tank 1100, Primary Clarifier
127858 | THC-PRM-V-1211 | Valve, Hydraulic Cylinder, Bottom Scraper, Primary Clarifier 1200, NW Plant | THC-PRM-CLR-1230 | Actuator,Hydraulic,Cylinder | Hydraulic System |  | V | http://www.toronto.ca/TWONTO#hydraulic_power_pack |  | Sludge Bottom Scraper Mechanism, Primary Clarifier 1200, NW Plant
127859 | THC-PRM-V-1211 | Valve, Hydraulic Cylinder, Bottom Scraper, Primary Clarifier 1200, NW Plant | THC-PRM-CLR-1230SUSP | Actuator,Hydraulic,Cylinder | Hydraulic System |  | V | http://www.toronto.ca/TWONTO#hydraulic_power_pack |  | Sludge Bottom Scraper Mechanism, Tank 1200, Primary Clarifier
127862 | THC-PRM-V-1212 | Valve, Hydraulic Cylinder, Bottom Scraper, Primary Clarifier 1200, NW Plant | THC-PRM-CLR-1230 | Actuator,Hydraulic,Cylinder | Hydraulic System |  | V | http://www.toronto.ca/TWONTO#hydraulic_power_pack |  | Sludge Bottom Scraper Mechanism, Primary Clarifier 1200, NW Plant
127863 | THC-PRM-V-1212 | Valve, Hydraulic Cylinder, Bottom Scraper, Primary Clarifier 1200, NW Plant | THC-PRM-T-1200 | Actuator,Hydraulic,Cylinder | Hydraulic System |  | V | http://www.toronto.ca/TWONTO#hydraulic_power_pack |  | Tank, Primary Clarifier
127865 | THC-PRM-V-1213 | Valve, Hydraulic Cylinder, Bottom Scraper, Primary Clarifier 1200, NW Plant | THC-PRM-CLR-1230 | Actuator,Hydraulic,Cylinder | Hydraulic System |  | V | http://www.toronto.ca/TWONTO#hydraulic_power_pack |  | Sludge Bottom Scraper Mechanism, Primary Clarifier 1200, NW Plant
127866 | THC-PRM-V-1213 | Valve, Hydraulic Cylinder, Bottom Scraper, Primary Clarifier 1200, NW Plant | THC-PRM-CLR-1230SUSP | Actuator,Hydraulic,Cylinder | Hydraulic System |  | V | http://www.toronto.ca/TWONTO#hydraulic_power_pack |  | Sludge Bottom Scraper Mechanism, Tank 1200, Primary Clarifier
127867 | THC-PRM-V-1213 | Valve, Hydraulic Cylinder, Bottom Scraper, Primary Clarifier 1200, NW Plant | THC-PRM-T-1200 | Actuator,Hydraulic,Cylinder | Hydraulic System |  | V | http://www.toronto.ca/TWONTO#hydraulic_power_pack |  | Tank, Primary Clarifier
127876 | THC-PRM-V-1271 | Valve, Hydraulic Cylinder, Scum Skimmer, Primary Clarifier 1200, NW Plant | THC-PRM-CM-1250 | Actuator,Hydraulic,Cylinder | Hydraulic System |  | V | http://www.toronto.ca/TWONTO#hydraulic_power_pack |  | Scum Skimmer System, Tank 1200, Primary Clarifier
127877 | THC-PRM-V-1271 | Valve, Hydraulic Cylinder, Scum Skimmer, Primary Clarifier 1200, NW Plant | THC-PRM-CM-1250SUPS | Actuator,Hydraulic,Cylinder | Hydraulic System |  | V | http://www.toronto.ca/TWONTO#hydraulic_power_pack |  | Scum Skimmer System, Primary Clarifier 1200, NW Plant
127878 | THC-PRM-V-1271 | Valve, Hydraulic Cylinder, Scum Skimmer, Primary Clarifier 1200, NW Plant | THC-PRM-T-1200 | Actuator,Hydraulic,Cylinder | Hydraulic System |  | V | http://www.toronto.ca/TWONTO#hydraulic_power_pack |  | Tank, Primary Clarifier
127883 | THC-PRM-V-1272 | Valve, Hydraulic Cylinder, Scum Skimmer, Primary Clarifier 1200, NW Plant | THC-PRM-CM-1250SUPS | Actuator,Hydraulic,Cylinder | Hydraulic System |  | V | http://www.toronto.ca/TWONTO#hydraulic_power_pack |  | Scum Skimmer System, Primary Clarifier 1200, NW Plant
137334 | THR-PLT-HPU-0511 | Hydraulic Power Unit for Sparger Lift, Grit Bldg. | THR-PLT-GRITS | Tank,Reservoir | Hydraulic System | 34418 | HPU | http://www.toronto.ca/TWONTO#hydraulic_power_pack |  | Gate,Sluice,Preliminary Treatment, Grit Building
137359 | THR-PLT-LD-0100 | Lifting Devices, Sparger Arms, Tank 100, Grit Bldg. | THR-PLT-T-0100 | Lifting Device | Hydraulic System | 35249 | LD | http://www.toronto.ca/TWONTO#hydraulic_system |  | Tank, Grit Removal, Grit Tank, North Grit Building
137360 | THR-PLT-LD-0200 | Lifting Devices, Sparger Arms, Tank200, Grit Bldg. | THR-PLT-T-0200 | Lifting Device | Hydraulic System | 35250 | LD | http://www.toronto.ca/TWONTO#hydraulic_system |  | Tank, Grit Removal, Grit Tank, North Grit Building
137361 | THR-PLT-LD-0300 | Lifting Devices, Sparger Arms, Tank 300, Grit Bldg. | THR-PLT-T-0300 | Lifting Device | Hydraulic System | 35251 | LD | http://www.toronto.ca/TWONTO#hydraulic_system |  | Tank, Grit Removal, Grit Tanks, North Grit Building
137362 | THR-PLT-LD-2132A | Lifting Device, Sparger Arm, Tank 100, Grit Bldg. | THR-PLT-T-0100 | Lifting Device | Hydraulic System | 35252 | LD | http://www.toronto.ca/TWONTO#hydraulic_system |  | Tank, Grit Removal, Grit Tank, North Grit Building
137363 | THR-PLT-LD-2132B | Lifting Device, Sparger Arm, Tank 100, Grit Bldg. | THR-PLT-LD-0100 | Lifting Device | Hydraulic System | 35253 | LD | http://www.toronto.ca/TWONTO#hydraulic_system |  | Lifting Devices, Sparger Arms, Tank 100, Grit Bldg.
137364 | THR-PLT-LD-2132C | Lifting Device, Sparger Arm, Tank 100, Grit Bldg. | THR-PLT-T-0100 | Lifting Device | Hydraulic System | 35254 | LD | http://www.toronto.ca/TWONTO#hydraulic_system |  | Tank, Grit Removal, Grit Tank, North Grit Building
137365 | THR-PLT-LD-2132D | Lifting Device, Sparger Arm, Tank 100, Grit Bldg. | THR-PLT-LD-0100 | Lifting Device | Hydraulic System | 35255 | LD | http://www.toronto.ca/TWONTO#hydraulic_system |  | Lifting Devices, Sparger Arms, Tank 100, Grit Bldg.
137366 | THR-PLT-LD-2132E | Lifting Device, Sparger Arm, Tank 100, Grit Bldg. | THR-PLT-T-0100 | Lifting Device | Hydraulic System | 35256 | LD | http://www.toronto.ca/TWONTO#hydraulic_system |  | Tank, Grit Removal, Grit Tank, North Grit Building
137367 | THR-PLT-LD-2142A | Lifting Device, Sparger Arm, Tank 200, Grit Bldg. | THR-PLT-LD-0200 | Lifting Device | Hydraulic System | 35257 | LD | http://www.toronto.ca/TWONTO#hydraulic_system |  | Lifting Devices, Sparger Arms, Tank200, Grit Bldg.
137368 | THR-PLT-LD-2142A | Lifting Device, Sparger Arm, Tank 200, Grit Bldg. | THR-PLT-T-0200 | Lifting Device | Hydraulic System | 35257 | LD | http://www.toronto.ca/TWONTO#hydraulic_system |  | Tank, Grit Removal, Grit Tank, North Grit Building
137369 | THR-PLT-LD-2142B | Lifting Device, Sparger Arm, Tank 200, Grit Bldg. | THR-PLT-LD-0200 | Lifting Device | Hydraulic System | 35258 | LD | http://www.toronto.ca/TWONTO#hydraulic_system |  | Lifting Devices, Sparger Arms, Tank200, Grit Bldg.
137370 | THR-PLT-LD-2142C | Lifting Device, Sparger Arm, Tank 200, Grit Bldg. | THR-PLT-LD-0200 | Lifting Device | Hydraulic System | 35259 | LD | http://www.toronto.ca/TWONTO#hydraulic_system |  | Lifting Devices, Sparger Arms, Tank200, Grit Bldg.
137371 | THR-PLT-LD-2142C | Lifting Device, Sparger Arm, Tank 200, Grit Bldg. | THR-PLT-T-0200 | Lifting Device | Hydraulic System | 35259 | LD | http://www.toronto.ca/TWONTO#hydraulic_system |  | Tank, Grit Removal, Grit Tank, North Grit Building
137372 | THR-PLT-LD-2142D | Lifting Device, Sparger Arm, Tank 200, Grit Bldg. | THR-PLT-LD-0200 | Lifting Device | Hydraulic System | 35260 | LD | http://www.toronto.ca/TWONTO#hydraulic_system |  | Lifting Devices, Sparger Arms, Tank200, Grit Bldg.
137373 | THR-PLT-LD-2142E | Lifting Device, Sparger Arm, Tank 200, Grit Bldg. | THR-PLT-LD-0200 | Lifting Device | Hydraulic System | 35261 | LD | http://www.toronto.ca/TWONTO#hydraulic_system |  | Lifting Devices, Sparger Arms, Tank200, Grit Bldg.
137374 | THR-PLT-LD-2142E | Lifting Device, Sparger Arm, Tank 200, Grit Bldg. | THR-PLT-T-0200 | Lifting Device | Hydraulic System | 35261 | LD | http://www.toronto.ca/TWONTO#hydraulic_system |  | Tank, Grit Removal, Grit Tank, North Grit Building
137375 | THR-PLT-LD-2152C | Lifting Device, Sparger Arm, Tank 300, Grit Bldg. | THR-PLT-LD-0300 | Lifting Device | Hydraulic System | 35264 | LD | http://www.toronto.ca/TWONTO#hydraulic_system |  | Lifting Devices, Sparger Arms, Tank 300, Grit Bldg.
137376 | THR-PLT-LD-2152C | Lifting Device, Sparger Arm, Tank 300, Grit Bldg. | THR-PLT-T-0300 | Lifting Device | Hydraulic System | 35264 | LD | http://www.toronto.ca/TWONTO#hydraulic_system |  | Tank, Grit Removal, Grit Tanks, North Grit Building
137377 | THR-PLT-LD-2152D | Lifting Device, Sparger Arm, Tank 300, Grit Bldg. | THR-PLT-LD-0300 | Lifting Device | Hydraulic System | 35265 | LD | http://www.toronto.ca/TWONTO#hydraulic_system |  | Lifting Devices, Sparger Arms, Tank 300, Grit Bldg.
137378 | THR-PLT-LD-2152D | Lifting Device, Sparger Arm, Tank 300, Grit Bldg. | THR-PLT-T-0300 | Lifting Device | Hydraulic System | 35265 | LD | http://www.toronto.ca/TWONTO#hydraulic_system |  | Tank, Grit Removal, Grit Tanks, North Grit Building
76213 | THR-MCS-LD-9861 | (this is Gantry Crane(make;eme) ,2200lbs,, top of South Aeration Tanks(this is a Fall Arrest Davit and not to be load tested) | THR-LD-WA4 | Lifting Device,Hoist,Manual | Lifting Device |  | LD | http://www.toronto.ca/TWONTO#fall_arrest_Davit_arm |  | Lifting Devices, Chain Hoist, Come Along & Slings
55588 | TAB-WA2-SQ-1275 | 1/2" Steel Cable | TAB-SES-LD | Lifting Device,Sling | Lifting Device |  | SQ | lifting_device_cable |  | WA2 Lifting devices
55353 | TAB-WA1-LD-1251 | A Frame | TAB-WA1-SQ-1000 | Lifting Device | Lifting Device |  | LD | lifting_device_support |  | WA1 Lifting Devices and Slings
119587 | TAB-WA1-LD-1252 | A Frame | TAB-WA1-SQ-1000 | Lifting Device | Lifting Device |  | LD | lifting_device_support |  | WA1 Lifting Devices and Slings
119588 | TAB-WA1-LD-1253 | A Frame | TAB-WA1-SQ-1000 | Lifting Device | Lifting Device |  | LD | lifting_device_support |  | WA1 Lifting Devices and Slings
119589 | TAB-WA1-LD-1254 | A Frame | TAB-WA1-SQ-1000 | Lifting Device | Lifting Device |  | LD | lifting_device_support |  | WA1 Lifting Devices and Slings
76210 | THR-MCS-LD-9856 | A Frame for Reciirculation pump,2000Lbs,ER basement | THR-LD-WA3 | Lifting Device,Hoist,Manual | Lifting Device |  | LD | lifting_device_support |  | Lifting Devices, Chain Hoist, Come Along & Slings
136750 | THR-MCS-LD-9855 | A Frame for Reciirculation pump,2000Lbs,ER basement | THR-LD-WA3 | Lifting Device,Hoist,Manual | Lifting Device |  | LD | lifting_device_support |  | Lifting Devices, Chain Hoist, Come Along & Slings
136752 | THR-MCS-LD-9860 | A Frame, Gantry Crane(make;eme),1T, Machine shop Fan Room | THR-LD-WA3 | Lifting Device,Hoist,Manual | Lifting Device |  | LD | lifting_device_support |  | Lifting Devices, Chain Hoist, Come Along & Slings
136751 | THR-MCS-LD-9859 | A Frame,PORTA GANTRY,,1/2T, Polymer room, STB | THR-LD-WA1 | Lifting Device,Hoist,Manual | Lifting Device |  | LD | lifting_device_support |  | Lifting Devices, Chain Hoist, Come Along & Slings
90117 | YTF-GRK-MEQ-1000 | Accessability Lift | YTF-GRK-PRTY-1000 | Pump | Lifting Device |  | MEQ | http://www.toronto.ca/TWONTO#lifting_equipment_hoist |  | Building Maintenance
140594 | TNT-MCS-LD-0001 | A-Frame | TNT-MCS-LD | Lifting Device | Lifting Device |  | LD | lifting_device_support |  | Lifting Devices , cranes/ Portable crane/hoists, come alongs, slings, wire rope, chains
81369 | TNT-MCS-LD-0002 | Beam | TNT-MCS-LD | Lifting Device | Lifting Device |  | LD | lifting_device_support |  | Lifting Devices , cranes/ Portable crane/hoists, come alongs, slings, wire rope, chains
81370 | TNT-MCS-LD-0003 | Beam | TNT-MCS-LD | Lifting Device | Lifting Device |  | LD | lifting_device_support |  | Lifting Devices , cranes/ Portable crane/hoists, come alongs, slings, wire rope, chains
81371 | TNT-MCS-LD-0004 | Beam | TNT-MCS-LD | Lifting Device | Lifting Device |  | LD | lifting_device_support |  | Lifting Devices , cranes/ Portable crane/hoists, come alongs, slings, wire rope, chains
81373 | TNT-MCS-LD-0010 | Beam | TNT-MCS-LD | Lifting Device | Lifting Device |  | LD | lifting_device_support |  | Lifting Devices , cranes/ Portable crane/hoists, come alongs, slings, wire rope, chains
140595 | TNT-MCS-LD-0005 | Beam | TNT-MCS-LD | Lifting Device | Lifting Device |  | LD | lifting_device_support |  | Lifting Devices , cranes/ Portable crane/hoists, come alongs, slings, wire rope, chains
140596 | TNT-MCS-LD-0007 | Beam | TNT-MCS-LD | Lifting Device | Lifting Device |  | LD | lifting_device_support |  | Lifting Devices , cranes/ Portable crane/hoists, come alongs, slings, wire rope, chains
140597 | TNT-MCS-LD-0008 | Beam | TNT-MCS-LD | Lifting Device | Lifting Device |  | LD | lifting_device_support |  | Lifting Devices , cranes/ Portable crane/hoists, come alongs, slings, wire rope, chains
140598 | TNT-MCS-LD-0009 | Beam | TNT-MCS-LD | Lifting Device | Lifting Device |  | LD | lifting_device_support |  | Lifting Devices , cranes/ Portable crane/hoists, come alongs, slings, wire rope, chains
55520 | TAB-WA2-LD-1011 | Beam Clamp | TAB-SES-LD | Lifting Device,Spreader Beam | Lifting Device |  | LD | lifting_device_support |  | WA2 Lifting devices
62560 | THC-MCS-LD-1119-008 | BELOW THE HOOK ATTACHMENT DRUM LIFTER (insp Liftsafe) | THC-MCS-LD | Lifting Device | Lifting Device |  | LD | http://www.toronto.ca/TWONTO#fall_protection_sling |  | Mechanical Services, Lifting Device
126454 | THC-MCS-LD-0619-001 | BELOW THE HOOK ATTACHMENT DRUM LIFTER (insp Liftsafe) | THC-MCS-LD | Lifting Device | Lifting Device |  | LD | http://www.toronto.ca/TWONTO#fall_protection_sling |  | Mechanical Services, Lifting Device
62602 | THC-MCS-LD-1603288 | BELOW THE HOOK ATTACHMENT SKID LIFTER (insp Liftsafe) | THC-MCS-LD | Lifting Device | Lifting Device |  | LD | http://www.toronto.ca/TWONTO#fall_protection_sling |  | Mechanical Services, Lifting Device
62522 | THC-MCS-LD-0000000004 | BELOW THE HOOK ATTACHMENT SPREADER BAR (insp Liftsafe) | THC-MCS-LD | Lifting Device | Lifting Device |  | LD | http://www.toronto.ca/TWONTO#fall_protection_sling |  | Mechanical Services, Lifting Device
126408 | THC-MCS-LD-0000000002 | BELOW THE HOOK ATTACHMENT SPREADER BAR (insp Liftsafe) | THC-MCS-LD | Lifting Device | Lifting Device |  | LD | http://www.toronto.ca/TWONTO#fall_protection_sling |  | Mechanical Services, Lifting Device
126409 | THC-MCS-LD-0000000003 | BELOW THE HOOK ATTACHMENT SPREADER BAR (insp Liftsafe) | THC-MCS-LD | Lifting Device | Lifting Device |  | LD | http://www.toronto.ca/TWONTO#fall_protection_sling |  | Mechanical Services, Lifting Device
126410 | THC-MCS-LD-0000000005 | BELOW THE HOOK ATTACHMENT SPREADER BAR (insp Liftsafe) | THC-MCS-LD | Lifting Device | Lifting Device |  | LD | http://www.toronto.ca/TWONTO#fall_protection_sling |  | Mechanical Services, Lifting Device
126407 | THC-MCS-LD-0000000001 | BELOW THE HOOK ATTACHMENT SPREADER BAR\BAG LIFTER (insp Liftsafe) | THC-MCS-LD | Lifting Device | Lifting Device |  | LD | http://www.toronto.ca/TWONTO#fall_protection_sling |  | Mechanical Services, Lifting Device
136656 | THR-MCS-LD-0339 | Cable Hoist, Electric,3/4T, Work Area 1, | THR-LD-WA1 | Lifting Device | Lifting Device |  | LD | http://www.toronto.ca/TWONTO#lifting_equipment_hoist |  | Lifting Devices, Chain Hoist, Come Along & Slings
13678 | FCL-MCS-LD-0009 | Chain Block 1 Ton | FCL-MCS-LD | Lifting Device | Lifting Device |  | LD | http://www.toronto.ca/TWONTO#lifting_equipment_hoist |  | Lifting Devices
63409 | FCL-MCS-LD-0009 | Chain Block 1 Ton | FCL-MCS-7 | Lifting Device | Lifting Device |  | LD | http://www.toronto.ca/TWONTO#lifting_equipment_hoist |  | Vehicles
13676 | FCL-MCS-LD-0007 | Chain Block 3 Ton | FCL-MCS-7 | Lifting Device | Lifting Device |  | LD | http://www.toronto.ca/TWONTO#lifting_equipment_hoist |  | Vehicles
13677 | FCL-MCS-LD-0008 | Chain Block 3 Ton | FCL-MCS-7 | Lifting Device | Lifting Device |  | LD | http://www.toronto.ca/TWONTO#lifting_equipment_hoist |  | Vehicles
63407 | FCL-MCS-LD-0007 | Chain Block 3 Ton | FCL-MCS-LD | Lifting Device | Lifting Device |  | LD | http://www.toronto.ca/TWONTO#lifting_equipment_hoist |  | Lifting Devices
63408 | FCL-MCS-LD-0008 | Chain Block 3 Ton | FCL-MCS-LD | Lifting Device | Lifting Device |  | LD | http://www.toronto.ca/TWONTO#lifting_equipment_hoist |  | Lifting Devices
55755 | TAB-WA5-LD-6D01 | Chain Block, 1 ton Ingersol Rand | TAB-WA5-SQ | PPE | Lifting Device |  | LD | http://www.toronto.ca/TWONTO#lifting_equipment_hoist |  | WA5 Safety Equipment
119913 | TAB-WA4-LD-4294 | Chain Block, 1 1/2 Ton S/N 174294 | TAB-WA4-SQ-0010 | Lifting Device | Lifting Device |  | LD | http://www.toronto.ca/TWONTO#lifting_equipment_hoist |  | WA4 Fall arrest systems
55676 | TAB-WA4-LD-0303 | Chain Block, 1 Ton | TAB-WA4-SQ-0010 | Lifting Device | Lifting Device |  | LD | http://www.toronto.ca/TWONTO#lifting_equipment_hoist |  | WA4 Fall arrest systems
55678 | TAB-WA4-LD-0873 | Chain Block, 1 Ton S/N 080873 | TAB-WA4-SQ-0010 | Lifting Device | Lifting Device |  | LD | http://www.toronto.ca/TWONTO#lifting_equipment_hoist |  | WA4 Fall arrest systems
55675 | TAB-WA4-LD-0102 | Chain Block, 1/2 Ton | TAB-WA4-SQ-0010 | Lifting Device | Lifting Device |  | LD | http://www.toronto.ca/TWONTO#lifting_equipment_hoist |  | WA4 Fall arrest systems
55677 | TAB-WA4-LD-0404 | Chain Block, 1/2 Ton | TAB-WA4-SQ-0010 | Lifting Device | Lifting Device |  | LD | http://www.toronto.ca/TWONTO#lifting_equipment_hoist |  | WA4 Fall arrest systems
55679 | TAB-WA4-LD-6242 | Chain Block, 1/2 Ton | TNT-MCS-LD | Lifting Device | Lifting Device |  | LD | http://www.toronto.ca/TWONTO#lifting_equipment_hoist |  | Lifting Devices , cranes/ Portable crane/hoists, come alongs, slings, wire rope, chains
55680 | TAB-WA4-LD-7001 | Chain Block, 1/2 Ton | TAB-WA4-SQ-0010 | Lifting Device | Lifting Device |  | LD | http://www.toronto.ca/TWONTO#lifting_equipment_hoist |  | WA4 Fall arrest systems
55681 | TAB-WA4-LD-7006 | Chain Block, 1/2 Ton | TAB-WA4-SQ-0010 | Lifting Device | Lifting Device |  | LD | http://www.toronto.ca/TWONTO#lifting_equipment_hoist |  | WA4 Fall arrest systems
55682 | TAB-WA4-LD-7009 | Chain Block, 1/2 Ton | TAB-WA4-SQ-0010 | Lifting Device | Lifting Device |  | LD | http://www.toronto.ca/TWONTO#lifting_equipment_hoist |  | WA4 Fall arrest systems
55683 | TAB-WA4-LD-7017 | Chain Block, 1/2 Ton | TAB-WA4-SQ-0010 | Lifting Device | Lifting Device |  | LD | http://www.toronto.ca/TWONTO#lifting_equipment_hoist |  | WA4 Fall arrest systems
55684 | TAB-WA4-LD-8088 | Chain Block, 1/2 Ton | TAB-WA4-SQ-0010 | Lifting Device | Lifting Device |  | LD | http://www.toronto.ca/TWONTO#lifting_equipment_hoist |  | WA4 Fall arrest systems
119910 | TAB-WA4-LD-0245 | Chain Block, 1/2 Ton | TAB-WA4-SQ-0010 | Lifting Device | Lifting Device |  | LD | http://www.toronto.ca/TWONTO#lifting_equipment_hoist |  | WA4 Fall arrest systems
119914 | TAB-WA4-LD-6034 | Chain Block, 1/2 Ton | TAB-WA4-SQ-0010 | Lifting Device | Lifting Device |  | LD | http://www.toronto.ca/TWONTO#lifting_equipment_hoist |  | WA4 Fall arrest systems
119915 | TAB-WA4-LD-6242 | Chain Block, 1/2 Ton | TAB-WA4-SQ-0010 | Lifting Device | Lifting Device |  | LD | http://www.toronto.ca/TWONTO#lifting_equipment_hoist |  | WA4 Fall arrest systems
119916 | TAB-WA4-LD-6265 | Chain Block, 1/2 Ton | TAB-WA4-SQ-0010 | Lifting Device | Lifting Device |  | LD | http://www.toronto.ca/TWONTO#lifting_equipment_hoist |  | WA4 Fall arrest systems
55292 | TAB-WA1-LD-1202 | Chain Fall | TAB-WA1-SQ-1000 | Lifting Device | Lifting Device |  | LD | http://www.toronto.ca/TWONTO#lifting_equipment_hoist |  | WA1 Lifting Devices and Slings
55293 | TAB-WA1-LD-1203 | Chain Fall | TAB-WA1-SQ-1000 | Lifting Device | Lifting Device |  | LD | http://www.toronto.ca/TWONTO#lifting_equipment_hoist |  | WA1 Lifting Devices and Slings
55294 | TAB-WA1-LD-1204 | Chain Fall | TAB-WA1-SQ-1000 | Lifting Device | Lifting Device |  | LD | http://www.toronto.ca/TWONTO#lifting_equipment_hoist |  | WA1 Lifting Devices and Slings
119563 | TAB-WA1-LD-1205 | Chain Fall | TAB-WA1-SQ-1000 | Lifting Device | Lifting Device |  | LD | http://www.toronto.ca/TWONTO#lifting_equipment_hoist |  | WA1 Lifting Devices and Slings
62523 | THC-MCS-LD-0000000007 | CHAIN FALL (insp Liftsafe) | THC-MCS-LD | Lifting Device | Lifting Device |  | LD | http://www.toronto.ca/TWONTO#lifting_equipment_hoist |  | Mechanical Services, Lifting Device
62555 | THC-MCS-LD-1-B | CHAIN FALL (insp Liftsafe) | THC-MCS-LD | Lifting Device | Lifting Device |  | LD | http://www.toronto.ca/TWONTO#lifting_equipment_hoist |  | Mechanical Services, Lifting Device
62556 | THC-MCS-LD-1-B | CHAIN FALL (insp Liftsafe) | THC-MCS-LD-M | Lifting Device | Lifting Device |  | LD | http://www.toronto.ca/TWONTO#lifting_equipment_hoist |  | Lifting Devices & Elevators, Building M
62561 | THC-MCS-LD-11374 | CHAIN FALL (insp Liftsafe) | THC-MCS-LD | Lifting Device | Lifting Device |  | LD | http://www.toronto.ca/TWONTO#lifting_equipment_hoist |  | Mechanical Services, Lifting Device
62600 | THC-MCS-LD-140707035 | CHAIN FALL (insp Liftsafe) | THC-MCS-LD | Lifting Device | Lifting Device |  | LD | http://www.toronto.ca/TWONTO#lifting_equipment_hoist |  | Mechanical Services, Lifting Device
62601 | THC-MCS-LD-150708238 | CHAIN FALL (insp Liftsafe) | THC-MCS-LD | Lifting Device | Lifting Device |  | LD | http://www.toronto.ca/TWONTO#lifting_equipment_hoist |  | Mechanical Services, Lifting Device
62605 | THC-MCS-LD-20 | CHAIN FALL (insp Liftsafe) | THC-MCS-LD | Lifting Device | Lifting Device |  | LD | http://www.toronto.ca/TWONTO#lifting_equipment_hoist |  | Mechanical Services, Lifting Device
62606 | THC-MCS-LD-2084 | CHAIN FALL (insp Liftsafe) | THC-MCS-LD | Lifting Device | Lifting Device |  | LD | http://www.toronto.ca/TWONTO#lifting_equipment_hoist |  | Mechanical Services, Lifting Device
62611 | THC-MCS-LD-603618 | CHAIN FALL (insp Liftsafe) | THC-MCS-LD | Lifting Device | Lifting Device |  | LD | http://www.toronto.ca/TWONTO#lifting_equipment_hoist |  | Mechanical Services, Lifting Device
62616 | THC-MCS-LD-81879 | CHAIN FALL (insp Liftsafe) | THC-MCS-LD | Lifting Device | Lifting Device |  | LD | http://www.toronto.ca/TWONTO#lifting_equipment_hoist |  | Mechanical Services, Lifting Device
62622 | THC-MCS-LD-G1241122 | CHAIN FALL (insp Liftsafe) | THC-MCS-LD | Lifting Device | Lifting Device |  |  | http://www.toronto.ca/TWONTO#lifting_equipment_hoist |  | Mechanical Services, Lifting Device
62632 | THC-MCS-LD-WA0114 | CHAIN FALL (insp Liftsafe) | THC-MCS-LD | Lifting Device | Lifting Device |  |  | http://www.toronto.ca/TWONTO#lifting_equipment_hoist |  | Mechanical Services, Lifting Device
126457 | THC-MCS-LD-1456 | CHAIN FALL (insp Liftsafe) | THC-MCS-LD | Lifting Device | Lifting Device |  | LD | http://www.toronto.ca/TWONTO#lifting_equipment_hoist |  | Mechanical Services, Lifting Device
126458 | THC-MCS-LD-150506266 | CHAIN FALL (insp Liftsafe) | THC-MCS-LD | Lifting Device | Lifting Device |  | LD | http://www.toronto.ca/TWONTO#lifting_equipment_hoist |  | Mechanical Services, Lifting Device
126459 | THC-MCS-LD-150607146 | CHAIN FALL (insp Liftsafe) | THC-MCS-LD | Lifting Device | Lifting Device |  | LD | http://www.toronto.ca/TWONTO#lifting_equipment_hoist |  | Mechanical Services, Lifting Device
126460 | THC-MCS-LD-150708221 | CHAIN FALL (insp Liftsafe) | THC-MCS-LD | Lifting Device | Lifting Device |  | LD | http://www.toronto.ca/TWONTO#lifting_equipment_hoist |  | Mechanical Services, Lifting Device
126461 | THC-MCS-LD-16110025 | CHAIN FALL (insp Liftsafe) | THC-MCS-LD | Lifting Device | Lifting Device |  | LD | http://www.toronto.ca/TWONTO#lifting_equipment_hoist |  | Mechanical Services, Lifting Device
126467 | THC-MCS-LD-543313 | CHAIN FALL (insp Liftsafe) | THC-MCS-LD | Lifting Device | Lifting Device |  | LD | http://www.toronto.ca/TWONTO#lifting_equipment_hoist |  | Mechanical Services, Lifting Device
126468 | THC-MCS-LD-603615 | CHAIN FALL (insp Liftsafe) | THC-MCS-LD | Lifting Device | Lifting Device |  | LD | http://www.toronto.ca/TWONTO#lifting_equipment_hoist |  | Mechanical Services, Lifting Device
126473 | THC-MCS-LD-91987 | CHAIN FALL (insp Liftsafe) | THC-MCS-LD | Lifting Device | Lifting Device |  | LD | http://www.toronto.ca/TWONTO#lifting_equipment_hoist |  | Mechanical Services, Lifting Device
126486 | THC-MCS-LD-S4608XK | CHAIN FALL (insp Liftsafe) | THC-MCS-LD | Lifting Device | Lifting Device |  |  | http://www.toronto.ca/TWONTO#lifting_equipment_hoist |  | Mechanical Services, Lifting Device
24296 | FHO-MCS-CRN-0701 | Chain Fall, 5 Ton, Surge Building | FHO-MCS-LD | Crane,Overhead | Lifting Device |  | CRN | http://www.toronto.ca/TWONTO#lifting_equipment_hoist |  | Lifting Devices & Elevators
55295 | TAB-WA1-LD-1210 | Chain Hoist | TAB-WA1-SQ-1000 | Lifting Device,Hoist,Electrical | Lifting Device |  | LD | http://www.toronto.ca/TWONTO#lifting_equipment_hoist |  | WA1 Lifting Devices and Slings
55296 | TAB-WA1-LD-1211 | Chain Hoist | TAB-WA1-SQ-1000 | Lifting Device,Hoist,Electrical | Lifting Device |  | LD | http://www.toronto.ca/TWONTO#lifting_equipment_hoist |  | WA1 Lifting Devices and Slings
81421 | TNT-MCS-LD-0023 | Chain Hoist | TNT-MCS-LD | Lifting Device,Chain | Lifting Device |  | LD | http://www.toronto.ca/TWONTO#lifting_equipment_hoist |  | Lifting Devices , cranes/ Portable crane/hoists, come alongs, slings, wire rope, chains
81422 | TNT-MCS-LD-0024 | Chain Hoist | TNT-MCS-LD | Lifting Device,Chain | Lifting Device |  | LD | http://www.toronto.ca/TWONTO#lifting_equipment_hoist |  | Lifting Devices , cranes/ Portable crane/hoists, come alongs, slings, wire rope, chains
81423 | TNT-MCS-LD-0026 | Chain Hoist | TNT-MCS-LD | Lifting Device,Chain | Lifting Device |  | LD | http://www.toronto.ca/TWONTO#lifting_equipment_hoist |  | Lifting Devices , cranes/ Portable crane/hoists, come alongs, slings, wire rope, chains
81424 | TNT-MCS-LD-0029 | Chain Hoist | TNT-MCS-LD | Lifting Device,Chain | Lifting Device |  | LD | http://www.toronto.ca/TWONTO#lifting_equipment_hoist |  | Lifting Devices , cranes/ Portable crane/hoists, come alongs, slings, wire rope, chains
81425 | TNT-MCS-LD-0034 | Chain Hoist | TNT-MCS-LD | Lifting Device,Chain | Lifting Device |  | LD | http://www.toronto.ca/TWONTO#lifting_equipment_hoist |  | Lifting Devices , cranes/ Portable crane/hoists, come alongs, slings, wire rope, chains
81426 | TNT-MCS-LD-0035 | Chain Hoist | TNT-MCS-LD | Lifting Device,Chain | Lifting Device |  | LD | http://www.toronto.ca/TWONTO#lifting_equipment_hoist |  | Lifting Devices , cranes/ Portable crane/hoists, come alongs, slings, wire rope, chains
81427 | TNT-MCS-LD-0036 | Chain Hoist | TNT-MCS-LD | Lifting Device,Chain | Lifting Device |  | LD | http://www.toronto.ca/TWONTO#lifting_equipment_hoist |  | Lifting Devices , cranes/ Portable crane/hoists, come alongs, slings, wire rope, chains
140605 | TNT-MCS-LD-0022 | Chain Hoist | TNT-MCS-LD | Lifting Device,Chain | Lifting Device |  | LD | http://www.toronto.ca/TWONTO#lifting_equipment_hoist |  | Lifting Devices , cranes/ Portable crane/hoists, come alongs, slings, wire rope, chains
140606 | TNT-MCS-LD-0025 | Chain Hoist | TNT-MCS-LD | Lifting Device,Chain | Lifting Device |  | LD | http://www.toronto.ca/TWONTO#lifting_equipment_hoist |  | Lifting Devices , cranes/ Portable crane/hoists, come alongs, slings, wire rope, chains
140607 | TNT-MCS-LD-0027 | Chain Hoist | TNT-MCS-LD | Lifting Device,Chain | Lifting Device |  | LD | http://www.toronto.ca/TWONTO#lifting_equipment_hoist |  | Lifting Devices , cranes/ Portable crane/hoists, come alongs, slings, wire rope, chains
140608 | TNT-MCS-LD-0028 | Chain Hoist | TNT-MCS-LD | Lifting Device,Chain | Lifting Device |  | LD | http://www.toronto.ca/TWONTO#lifting_equipment_hoist |  | Lifting Devices , cranes/ Portable crane/hoists, come alongs, slings, wire rope, chains
140609 | TNT-MCS-LD-0030 | Chain Hoist | TNT-MCS-LD | Lifting Device,Chain | Lifting Device |  | LD | http://www.toronto.ca/TWONTO#lifting_equipment_hoist |  | Lifting Devices , cranes/ Portable crane/hoists, come alongs, slings, wire rope, chains
140610 | TNT-MCS-LD-0031 | Chain Hoist | TNT-MCS-LD | Lifting Device,Chain | Lifting Device |  | LD | http://www.toronto.ca/TWONTO#lifting_equipment_hoist |  | Lifting Devices , cranes/ Portable crane/hoists, come alongs, slings, wire rope, chains
140611 | TNT-MCS-LD-0032 | Chain Hoist | TNT-MCS-LD | Lifting Device,Chain | Lifting Device |  | LD | http://www.toronto.ca/TWONTO#lifting_equipment_hoist |  | Lifting Devices , cranes/ Portable crane/hoists, come alongs, slings, wire rope, chains
140612 | TNT-MCS-LD-0033 | Chain Hoist | TNT-MCS-LD | Lifting Device,Chain | Lifting Device |  | LD | http://www.toronto.ca/TWONTO#lifting_equipment_hoist |  | Lifting Devices , cranes/ Portable crane/hoists, come alongs, slings, wire rope, chains
140613 | TNT-MCS-LD-0037 | Chain Hoist | TNT-MCS-LD | Lifting Device,Chain | Lifting Device |  | LD | http://www.toronto.ca/TWONTO#lifting_equipment_hoist |  | Lifting Devices , cranes/ Portable crane/hoists, come alongs, slings, wire rope, chains
76206 | THR-MCS-LD-9850 | Chain Hoist Electric, Work Area 2 | THR-LD-WA2 | Lifting Device,Hoist,Manual | Lifting Device |  | LD | http://www.toronto.ca/TWONTO#lifting_equipment_hoist |  | Lifting Devices, Chain Hoist, Come Along & Slings
76207 | THR-MCS-LD-9851 | Chain Hoist Electric, Work Area 2-1/2T KITO | THR-LD-WA2 | Lifting Device,Hoist,Manual | Lifting Device |  | LD | http://www.toronto.ca/TWONTO#lifting_equipment_hoist |  | Lifting Devices, Chain Hoist, Come Along & Slings
76078 | THR-MCS-LD-0456 | Chain Hoist, (VGD) Manual 1/4 T, 5Ft, Work Area 3 | THR-LD-WA3 | Lifting Device,Hoist,Manual | Lifting Device |  | LD | http://www.toronto.ca/TWONTO#lifting_equipment_hoist |  | Lifting Devices, Chain Hoist, Come Along & Slings
76079 | THR-MCS-LD-0457 | Chain Hoist, (VGD) Manual 1/4 T, 5Ft, Work Area 3 | THR-LD-WA3 | Lifting Device,Hoist,Manual | Lifting Device |  | LD | http://www.toronto.ca/TWONTO#lifting_equipment_hoist |  | Lifting Devices, Chain Hoist, Come Along & Slings
76066 | THR-MCS-LD-0090 | Chain Hoist, ,CYCLONE | THR-LD-WA3 | Lifting Device,Hoist,Manual | Lifting Device |  | LD | http://www.toronto.ca/TWONTO#lifting_equipment_hoist |  | Lifting Devices, Chain Hoist, Come Along & Slings
76072 | THR-MCS-LD-0102 | Chain Hoist, 20800 LBS | THR-LD-WA3 | Lifting Device,Hoist,Manual | Lifting Device |  | LD | http://www.toronto.ca/TWONTO#lifting_equipment_hoist |  | Lifting Devices, Chain Hoist, Come Along & Slings
76211 | THR-MCS-LD-9857 | Chain Hoist, Electric, 650Ib,Ruger,Work Area 3,ER Basement | THR-LD-WA3 | Lifting Device,Hoist,Electrical | Lifting Device |  | LD | http://www.toronto.ca/TWONTO#lifting_equipment_hoist |  | Lifting Devices, Chain Hoist, Come Along & Slings
136674 | THR-MCS-LD-0551 | Chain Hoist, Electric, Digester 9-10, Work Area 1 | THR-LD-WA1 | Lifting Device,Hoist,Electrical | Lifting Device |  | LD | http://www.toronto.ca/TWONTO#lifting_equipment_hoist |  | Lifting Devices, Chain Hoist, Come Along & Slings
76146 | THR-MCS-LD-0626 | Chain Hoist, Electric, Work Area 1 | THR-LD-WA3 | Lifting Device,Hoist,Electrical | Lifting Device |  | LD | http://www.toronto.ca/TWONTO#lifting_equipment_hoist |  | Lifting Devices, Chain Hoist, Come Along & Slings
136677 | THR-MCS-LD-0626 | Chain Hoist, Electric, Work Area 1 | THR-LD-WA1 | Lifting Device,Hoist,Electrical | Lifting Device |  | LD | http://www.toronto.ca/TWONTO#lifting_equipment_hoist |  | Lifting Devices, Chain Hoist, Come Along & Slings
76203 | THR-MCS-LD-9513 | Chain Hoist, Electric, Work Area 3 | THR-LD-WA3 | Lifting Device,Hoist,Electrical | Lifting Device |  | LD | http://www.toronto.ca/TWONTO#lifting_equipment_hoist |  | Lifting Devices, Chain Hoist, Come Along & Slings
76068 | THR-MCS-LD-0093 | Chain Hoist, Electric,5T | THR-LD-WA3 | Lifting Device,Hoist,Manual | Lifting Device |  | LD | http://www.toronto.ca/TWONTO#lifting_equipment_hoist |  | Lifting Devices, Chain Hoist, Come Along & Slings
136646 | THR-MCS-LD-0097 | Chain Hoist, JET,1/2 T | THR-LD-WA3 | Lifting Device,Hoist,Manual | Lifting Device |  | LD | http://www.toronto.ca/TWONTO#lifting_equipment_hoist |  | Lifting Devices, Chain Hoist, Come Along & Slings
136647 | THR-MCS-LD-0100 | Chain Hoist, JET,3/4T | THR-LD-WA3 | Lifting Device,Hoist,Manual | Lifting Device |  | LD | http://www.toronto.ca/TWONTO#lifting_equipment_hoist |  | Lifting Devices, Chain Hoist, Come Along & Slings
76071 | THR-MCS-LD-0099 | Chain Hoist, LIFT ALL, | THR-LD-WA3 | Lifting Device,Hoist,Manual | Lifting Device |  | LD | http://www.toronto.ca/TWONTO#lifting_equipment_hoist |  | Lifting Devices, Chain Hoist, Come Along & Slings
136736 | THR-MCS-LD-8225 | Chain Hoist, Manual, Chlorine Bldg. | THR-LD-WA1 | Lifting Device | Lifting Device |  | LD | http://www.toronto.ca/TWONTO#lifting_equipment_hoist |  | Lifting Devices, Chain Hoist, Come Along & Slings
136737 | THR-MCS-LD-8225 | Chain Hoist, Manual, Chlorine Bldg. | THR-LD-WA4 | Lifting Device | Lifting Device |  | LD | http://www.toronto.ca/TWONTO#lifting_equipment_hoist |  | Lifting Devices, Chain Hoist, Come Along & Slings
136707 | THR-MCS-LD-1979 | Chain Hoist, Manual, East Maintenence, Work Area 4 | THR-LD-WA4 | Lifting Device,Hoist,Manual | Lifting Device |  | LD | http://www.toronto.ca/TWONTO#lifting_equipment_hoist |  | Lifting Devices, Chain Hoist, Come Along & Slings
76196 | THR-MCS-LD-7920 | Chain Hoist, Manual, Engine Room Basement, Hot Water Pumps | THR-LD-WA3 | Lifting Device,Hoist,Manual | Lifting Device |  | LD | http://www.toronto.ca/TWONTO#lifting_equipment_hoist |  | Lifting Devices, Chain Hoist, Come Along & Slings
136733 | THR-MCS-LD-7920 | Chain Hoist, Manual, Engine Room Basement, Hot Water Pumps | THR-LD-WA2 | Lifting Device,Hoist,Manual | Lifting Device |  | LD | http://www.toronto.ca/TWONTO#lifting_equipment_hoist |  | Lifting Devices, Chain Hoist, Come Along & Slings
136643 | THR-MCS-LD-0091 | Chain Hoist, Manual, Engine Room Basement, West Wall, Glycol Skid | THR-LD-WA3 | Lifting Device,Hoist,Manual | Lifting Device |  | LD | http://www.toronto.ca/TWONTO#lifting_equipment_hoist |  | Lifting Devices, Chain Hoist, Come Along & Slings
76133 | THR-MCS-LD-0528 | Chain Hoist, Manual, Machine Shop | THR-LD-WA3 | Lifting Device | Lifting Device |  | LD | http://www.toronto.ca/TWONTO#lifting_equipment_hoist |  | Lifting Devices, Chain Hoist, Come Along & Slings
136661 | THR-MCS-LD-0512B | Chain Hoist, Manual, Overhead | THR-CRN-WA1 | Lifting Device,Hoist,Manual | Lifting Device |  | LD | http://www.toronto.ca/TWONTO#lifting_equipment_hoist |  | Cranes, Overhead Lifting Devices,WA1
136662 | THR-MCS-LD-0512B | Chain Hoist, Manual, Overhead | THR-CRN-WA3 | Lifting Device,Hoist,Manual | Lifting Device |  | LD | http://www.toronto.ca/TWONTO#lifting_equipment_hoist |  | Cranes, Overhead Lifting Devices,WA3
136712 | THR-MCS-LD-2423 | Chain Hoist, Manual, STB, Work Area 1 | THR-LD-WA1 | Lifting Device | Lifting Device |  | LD | http://www.toronto.ca/TWONTO#lifting_equipment_hoist |  | Lifting Devices, Chain Hoist, Come Along & Slings
76080 | THR-MCS-LD-0510 | Chain Hoist, Manual, with Monorail, Primary Pumping Station 1, Work Area 2-Susp | THR-LD-WA2 | Lifting Device,Chain | Lifting Device | 36028 | LD | http://www.toronto.ca/TWONTO#lifting_equipment_hoist |  | Lifting Devices, Chain Hoist, Come Along & Slings
136660 | THR-MCS-LD-0510 | Chain Hoist, Manual, with Monorail, Primary Pumping Station 1, Work Area 2-Susp | THR-LD-WA3 | Lifting Device,Chain | Lifting Device | 36028 | LD | http://www.toronto.ca/TWONTO#lifting_equipment_hoist |  | Lifting Devices, Chain Hoist, Come Along & Slings
76131 | THR-MCS-LD-0511 | Chain Hoist, Manual, with Monorail, Primary Pumping Station 2, Work Area 2-Susp | THR-LD-WA2 | Lifting Device,Hoist,Manual | Lifting Device | 36029 | LD | http://www.toronto.ca/TWONTO#lifting_equipment_hoist |  | Lifting Devices, Chain Hoist, Come Along & Slings
76132 | THR-MCS-LD-0511 | Chain Hoist, Manual, with Monorail, Primary Pumping Station 2, Work Area 2-Susp | THR-LD-WA3 | Lifting Device,Hoist,Manual | Lifting Device | 36029 | LD | http://www.toronto.ca/TWONTO#lifting_equipment_hoist |  | Lifting Devices, Chain Hoist, Come Along & Slings
136649 | THR-MCS-LD-0201 | Chain Hoist, Manual, Work Area 1 | THR-LD-WA1 | Lifting Device,Hoist,Manual | Lifting Device |  | LD | http://www.toronto.ca/TWONTO#lifting_equipment_hoist |  | Lifting Devices, Chain Hoist, Come Along & Slings
76157 | THR-MCS-LD-1108 | Chain Hoist, Manual, Work Area 2 | THR-S-E | Lifting Device,Hoist,Manual | Lifting Device | 34732 | LD | http://www.toronto.ca/TWONTO#lifting_equipment_hoist |  | SUSPENDED ENTITY
76161 | THR-MCS-LD-1537S | Chain Hoist, Manual, Work Area 2 | THR-LD-WA3 | Lifting Device,Hoist,Manual | Lifting Device | 36133 | LD | http://www.toronto.ca/TWONTO#lifting_equipment_hoist |  | Lifting Devices, Chain Hoist, Come Along & Slings
76162 | THR-MCS-LD-1539 | Chain Hoist, Manual, Work Area 2 | THR-LD-WA2 | Lifting Device,Hoist,Manual | Lifting Device |  | LD | http://www.toronto.ca/TWONTO#lifting_equipment_hoist |  | Lifting Devices, Chain Hoist, Come Along & Slings
76163 | THR-MCS-LD-1541 | Chain Hoist, Manual, Work Area 2 | THR-LD-WA2 | Lifting Device,Hoist,Manual | Lifting Device |  | LD | http://www.toronto.ca/TWONTO#lifting_equipment_hoist |  | Lifting Devices, Chain Hoist, Come Along & Slings
76164 | THR-MCS-LD-1542 | Chain Hoist, Manual, Work Area 2 | THR-LD-WA2 | Lifting Device,Hoist,Manual | Lifting Device |  | LD | http://www.toronto.ca/TWONTO#lifting_equipment_hoist |  | Lifting Devices, Chain Hoist, Come Along & Slings
76165 | THR-MCS-LD-1543 | Chain Hoist, Manual, Work Area 2 | THR-LD-WA2 | Lifting Device,Hoist,Manual | Lifting Device |  | LD | http://www.toronto.ca/TWONTO#lifting_equipment_hoist |  | Lifting Devices, Chain Hoist, Come Along & Slings
76166 | THR-MCS-LD-1544 | Chain Hoist, Manual, Work Area 2 | THR-LD-WA2 | Lifting Device,Hoist,Manual | Lifting Device |  | LD | http://www.toronto.ca/TWONTO#lifting_equipment_hoist |  | Lifting Devices, Chain Hoist, Come Along & Slings
76182 | THR-MCS-LD-5907 | Chain Hoist, Manual, Work Area 2 | THR-LD-WA2 | Lifting Device,Hoist,Manual | Lifting Device |  | LD | http://www.toronto.ca/TWONTO#lifting_equipment_hoist |  | Lifting Devices, Chain Hoist, Come Along & Slings
76183 | THR-MCS-LD-5907 | Chain Hoist, Manual, Work Area 2 | THR-LD-WA3 | Lifting Device,Hoist,Manual | Lifting Device |  | LD | http://www.toronto.ca/TWONTO#lifting_equipment_hoist |  | Lifting Devices, Chain Hoist, Come Along & Slings
76204 | THR-MCS-LD-9848 | Chain Hoist, Manual, Work Area 2 | THR-LD-WA2 | Lifting Device,Hoist,Manual | Lifting Device |  | LD | http://www.toronto.ca/TWONTO#lifting_equipment_hoist |  | Lifting Devices, Chain Hoist, Come Along & Slings
76205 | THR-MCS-LD-9848 | Chain Hoist, Manual, Work Area 2 | THR-LD-WA3 | Lifting Device,Hoist,Manual | Lifting Device |  | LD | http://www.toronto.ca/TWONTO#lifting_equipment_hoist |  | Lifting Devices, Chain Hoist, Come Along & Slings
136639 | THR-MCS-LD-0002 | Chain Hoist, Manual, Work Area 2 | THR-LD-WA2 | Lifting Device,Hoist,Manual | Lifting Device |  | LD | http://www.toronto.ca/TWONTO#lifting_equipment_hoist |  | Lifting Devices, Chain Hoist, Come Along & Slings
136689 | THR-MCS-LD-1108 | Chain Hoist, Manual, Work Area 2 | THR-LD-WA2 | Lifting Device,Hoist,Manual | Lifting Device | 34732 | LD | http://www.toronto.ca/TWONTO#lifting_equipment_hoist |  | Lifting Devices, Chain Hoist, Come Along & Slings
136690 | THR-MCS-LD-1108 | Chain Hoist, Manual, Work Area 2 | THR-LD-WA3 | Lifting Device,Hoist,Manual | Lifting Device | 34732 | LD | http://www.toronto.ca/TWONTO#lifting_equipment_hoist |  | Lifting Devices, Chain Hoist, Come Along & Slings
136697 | THR-MCS-LD-1537 | Chain Hoist, Manual, Work Area 2 | THR-LD-WA2 | Lifting Device,Hoist,Manual | Lifting Device |  | LD | http://www.toronto.ca/TWONTO#lifting_equipment_hoist |  | Lifting Devices, Chain Hoist, Come Along & Slings
136698 | THR-MCS-LD-1537S | Chain Hoist, Manual, Work Area 2 | THR-LD-WA2 | Lifting Device,Hoist,Manual | Lifting Device | 36133 | LD | http://www.toronto.ca/TWONTO#lifting_equipment_hoist |  | Lifting Devices, Chain Hoist, Come Along & Slings
136699 | THR-MCS-LD-1537S | Chain Hoist, Manual, Work Area 2 | THR-S-E | Lifting Device,Hoist,Manual | Lifting Device | 36133 | LD | http://www.toronto.ca/TWONTO#lifting_equipment_hoist |  | SUSPENDED ENTITY
136700 | THR-MCS-LD-1538 | Chain Hoist, Manual, Work Area 2 | THR-LD-WA2 | Lifting Device,Hoist,Manual | Lifting Device |  | LD | http://www.toronto.ca/TWONTO#lifting_equipment_hoist |  | Lifting Devices, Chain Hoist, Come Along & Slings
136701 | THR-MCS-LD-1540 | Chain Hoist, Manual, Work Area 2 | THR-LD-WA2 | Lifting Device,Hoist,Manual | Lifting Device |  | LD | http://www.toronto.ca/TWONTO#lifting_equipment_hoist |  | Lifting Devices, Chain Hoist, Come Along & Slings
136702 | THR-MCS-LD-1545 | Chain Hoist, Manual, Work Area 2 | THR-LD-WA2 | Lifting Device,Hoist,Manual | Lifting Device |  | LD | http://www.toronto.ca/TWONTO#lifting_equipment_hoist |  | Lifting Devices, Chain Hoist, Come Along & Slings
136703 | THR-MCS-LD-1546 | Chain Hoist, Manual, Work Area 2 | THR-LD-WA2 | Lifting Device,Hoist,Manual | Lifting Device |  | LD | http://www.toronto.ca/TWONTO#lifting_equipment_hoist |  | Lifting Devices, Chain Hoist, Come Along & Slings
136704 | THR-MCS-LD-1547 | Chain Hoist, Manual, Work Area 2 | THR-LD-WA2 | Lifting Device,Hoist,Manual | Lifting Device |  | LD | http://www.toronto.ca/TWONTO#lifting_equipment_hoist |  | Lifting Devices, Chain Hoist, Come Along & Slings
136738 | THR-MCS-LD-8435S | Chain Hoist, Manual, Work Area 2 | THR-LD-WA2 | Lifting Device,Hoist,Manual | Lifting Device | 46670 | LD | http://www.toronto.ca/TWONTO#lifting_equipment_hoist |  | Lifting Devices, Chain Hoist, Come Along & Slings
136739 | THR-MCS-LD-8435S | Chain Hoist, Manual, Work Area 2 | THR-LD-WA3 | Lifting Device,Hoist,Manual | Lifting Device | 46670 | LD | http://www.toronto.ca/TWONTO#lifting_equipment_hoist |  | Lifting Devices, Chain Hoist, Come Along & Slings
76077 | THR-MCS-LD-0455 | Chain Hoist, Manual, Work Area 3 | THR-LD-WA3 | Lifting Device,Hoist,Manual | Lifting Device |  | LD | http://www.toronto.ca/TWONTO#lifting_equipment_hoist |  | Lifting Devices, Chain Hoist, Come Along & Slings
76144 | THR-MCS-LD-0604 | Chain Hoist, Manual, Work Area 3 | THR-LD-WA3 | Lifting Device,Hoist,Manual | Lifting Device |  | LD | http://www.toronto.ca/TWONTO#lifting_equipment_hoist |  | Lifting Devices, Chain Hoist, Come Along & Slings
76153 | THR-MCS-LD-0924 | Chain Hoist, Manual, Work Area 3 | THR-LD-WA3 | Lifting Device,Hoist,Manual | Lifting Device |  | LD | http://www.toronto.ca/TWONTO#lifting_equipment_hoist |  | Lifting Devices, Chain Hoist, Come Along & Slings
76181 | THR-MCS-LD-5634 | Chain Hoist, Manual, Work Area 3 | THR-LD-WA3 | Lifting Device,Hoist,Manual | Lifting Device |  | LD | http://www.toronto.ca/TWONTO#lifting_equipment_hoist |  | Lifting Devices, Chain Hoist, Come Along & Slings
136651 | THR-MCS-LD-0327 | Chain Hoist, Manual, Work Area 3 | THR-LD-WA3 | Lifting Device,Hoist,Manual | Lifting Device |  | LD | http://www.toronto.ca/TWONTO#lifting_equipment_hoist |  | Lifting Devices, Chain Hoist, Come Along & Slings
136724 | THR-MCS-LD-5062 | Chain Hoist, Manual, Work Area 3 | THR-LD-WA3 | Lifting Device,Hoist,Manual | Lifting Device |  | LD | http://www.toronto.ca/TWONTO#lifting_equipment_hoist |  | Lifting Devices, Chain Hoist, Come Along & Slings
136729 | THR-MCS-LD-7200 | Chain Hoist, Manual, Work Area 3 | THR-LD-WA3 | Lifting Device,Hoist,Manual | Lifting Device |  | LD | http://www.toronto.ca/TWONTO#lifting_equipment_hoist |  | Lifting Devices, Chain Hoist, Come Along & Slings
136731 | THR-MCS-LD-7784 | Chain Hoist, Manual, Work Area 3 | THR-LD-WA3 | Lifting Device,Hoist,Manual | Lifting Device |  | LD | http://www.toronto.ca/TWONTO#lifting_equipment_hoist |  | Lifting Devices, Chain Hoist, Come Along & Slings
136747 | THR-MCS-LD-9702 | Chain Hoist, Manual, Work Area 3 | THR-LD-WA3 | Lifting Device,Hoist,Manual | Lifting Device |  | LD | http://www.toronto.ca/TWONTO#lifting_equipment_hoist |  | Lifting Devices, Chain Hoist, Come Along & Slings
76145 | THR-MCS-LD-0611 | Chain Hoist, Manual, Work Area 4 | THR-LD-WA4 | Lifting Device,Hoist,Manual | Lifting Device |  | LD | http://www.toronto.ca/TWONTO#lifting_equipment_hoist |  | Lifting Devices, Chain Hoist, Come Along & Slings
76150 | THR-MCS-LD-0657 | Chain Hoist, Manual, Work Area 4 | THR-LD-WA3 | Lifting Device,Hoist,Manual | Lifting Device |  | LD | http://www.toronto.ca/TWONTO#lifting_equipment_hoist |  | Lifting Devices, Chain Hoist, Come Along & Slings
76152 | THR-MCS-LD-0811 | Chain Hoist, Manual, Work Area 4 | THR-LD-WA4 | Lifting Device,Hoist,Manual | Lifting Device |  | LD | http://www.toronto.ca/TWONTO#lifting_equipment_hoist |  | Lifting Devices, Chain Hoist, Come Along & Slings
76159 | THR-MCS-LD-1349 | Chain Hoist, Manual, Work Area 4 | THR-LD-WA3 | Lifting Device,Hoist,Manual | Lifting Device |  | LD | http://www.toronto.ca/TWONTO#lifting_equipment_hoist |  | Lifting Devices, Chain Hoist, Come Along & Slings
76202 | THR-MCS-LD-9075 | Chain Hoist, Manual, Work Area 4 | THR-LD-WA3 | Lifting Device,Hoist,Manual | Lifting Device |  | LD | http://www.toronto.ca/TWONTO#lifting_equipment_hoist |  | Lifting Devices, Chain Hoist, Come Along & Slings
136680 | THR-MCS-LD-0657 | Chain Hoist, Manual, Work Area 4 | THR-LD-WA4 | Lifting Device,Hoist,Manual | Lifting Device |  | LD | http://www.toronto.ca/TWONTO#lifting_equipment_hoist |  | Lifting Devices, Chain Hoist, Come Along & Slings
136693 | THR-MCS-LD-1349 | Chain Hoist, Manual, Work Area 4 | THR-CRN-WA3 | Lifting Device,Hoist,Manual | Lifting Device |  | LD | http://www.toronto.ca/TWONTO#lifting_equipment_hoist |  | Cranes, Overhead Lifting Devices,WA3
136694 | THR-MCS-LD-1349 | Chain Hoist, Manual, Work Area 4 | THR-LD-WA4 | Lifting Device,Hoist,Manual | Lifting Device |  | LD | http://www.toronto.ca/TWONTO#lifting_equipment_hoist |  | Lifting Devices, Chain Hoist, Come Along & Slings
136746 | THR-MCS-LD-9075 | Chain Hoist, Manual, Work Area 4 | THR-LD-WA4 | Lifting Device,Hoist,Manual | Lifting Device |  | LD | http://www.toronto.ca/TWONTO#lifting_equipment_hoist |  | Lifting Devices, Chain Hoist, Come Along & Slings
136730 | THR-MCS-LD-7300 | Chain Hoist, Manual,1/2 T, STB, Work Area 1 | THR-LD-WA1 | Lifting Device | Lifting Device |  | LD | http://www.toronto.ca/TWONTO#lifting_equipment_hoist |  | Lifting Devices, Chain Hoist, Come Along & Slings
76075 | THR-MCS-LD-0337 | Chain Hoist, Manual,1/2tT, Work Area 1, | THR-LD-WA1 | Lifting Device | Lifting Device |  | LD | http://www.toronto.ca/TWONTO#lifting_equipment_hoist |  | Lifting Devices, Chain Hoist, Come Along & Slings
136652 | THR-MCS-LD-0334 | Chain Hoist, Manual,1/2tT, Work Area 1, | THR-LD-WA1 | Lifting Device | Lifting Device |  | LD | http://www.toronto.ca/TWONTO#lifting_equipment_hoist |  | Lifting Devices, Chain Hoist, Come Along & Slings
136653 | THR-MCS-LD-0335 | Chain Hoist, Manual,1/2tT, Work Area 1, | THR-LD-WA1 | Lifting Device | Lifting Device |  | LD | http://www.toronto.ca/TWONTO#lifting_equipment_hoist |  | Lifting Devices, Chain Hoist, Come Along & Slings
136654 | THR-MCS-LD-0336 | Chain Hoist, Manual,1/2tT, Work Area 1, | THR-LD-WA1 | Lifting Device | Lifting Device |  | LD | http://www.toronto.ca/TWONTO#lifting_equipment_hoist |  | Lifting Devices, Chain Hoist, Come Along & Slings
76187 | THR-MCS-LD-6194 | Chain Hoist, Manual,3/4T, STB, Work Area 1 | THR-LD-WA1 | Lifting Device | Lifting Device |  | LD | http://www.toronto.ca/TWONTO#lifting_equipment_hoist |  | Lifting Devices, Chain Hoist, Come Along & Slings
136655 | THR-MCS-LD-0338 | Chain Hoist, Manual,3/4T, Work Area 1, | THR-LD-WA1 | Lifting Device | Lifting Device |  | LD | http://www.toronto.ca/TWONTO#lifting_equipment_hoist |  | Lifting Devices, Chain Hoist, Come Along & Slings
136657 | THR-MCS-LD-0340 | CHAIN Hoist, Manual,400 Lbs, Work Area 1, | THR-LD-WA1 | Lifting Device | Lifting Device |  | LD | http://www.toronto.ca/TWONTO#lifting_equipment_hoist |  | Lifting Devices, Chain Hoist, Come Along & Slings
136641 | THR-MCS-LD-0088 | Chain Hoist, Manual,5100 LBS, Work Area 3 | THR-LD-WA3 | Lifting Device,Hoist,Manual | Lifting Device |  | LD | http://www.toronto.ca/TWONTO#lifting_equipment_hoist |  | Lifting Devices, Chain Hoist, Come Along & Slings
76067 | THR-MCS-LD-0092 | Chain Hoist, Power Fist | THR-LD-WA3 | Lifting Device,Hoist,Manual | Lifting Device |  | LD | http://www.toronto.ca/TWONTO#lifting_equipment_hoist |  | Lifting Devices, Chain Hoist, Come Along & Slings
136644 | THR-MCS-LD-0095 | Chain Hoist, Power Fist | THR-LD-WA3 | Lifting Device,Hoist,Manual | Lifting Device |  | LD | http://www.toronto.ca/TWONTO#lifting_equipment_hoist |  | Lifting Devices, Chain Hoist, Come Along & Slings
76069 | THR-MCS-LD-0094 | Chain Hoist, VERMETTE | THR-LD-WA3 | Lifting Device,Hoist,Manual | Lifting Device |  | LD | http://www.toronto.ca/TWONTO#lifting_equipment_hoist |  | Lifting Devices, Chain Hoist, Come Along & Slings
136645 | THR-MCS-LD-0096 | Chain Hoist, VERMETTE | THR-LD-WA3 | Lifting Device,Hoist,Manual | Lifting Device |  | LD | http://www.toronto.ca/TWONTO#lifting_equipment_hoist |  | Lifting Devices, Chain Hoist, Come Along & Slings
101468 | LD50897 | Chain Hoist, Vulcan, 1 t, Tag # 7, WA2 | TAB-SES-LD | Lifting Device | Lifting Device |  |  | http://www.toronto.ca/TWONTO#lifting_equipment_hoist |  | WA2 Lifting devices
136648 | THR-MCS-LD-0101 | Chain Hoist, WESTWARD,2T | THR-LD-WA3 | Lifting Device,Hoist,Manual | Lifting Device |  | LD | http://www.toronto.ca/TWONTO#lifting_equipment_hoist |  | Lifting Devices, Chain Hoist, Come Along & Slings
55302 | TAB-WA1-LD-1223 | Chain Pulley Block | TAB-WA1-SQ-1000 | Lifting Device | Lifting Device |  | LD | http://www.toronto.ca/TWONTO#lifting_equipment_hoist |  | WA1 Lifting Devices and Slings
55303 | TAB-WA1-LD-1225 | Chain Pulley Block | TAB-WA1-SQ-1000 | Lifting Device | Lifting Device |  | LD | http://www.toronto.ca/TWONTO#lifting_equipment_hoist |  | WA1 Lifting Devices and Slings
55304 | TAB-WA1-LD-1228 | Chain Pulley Block | TAB-WA1-SQ-1000 | Lifting Device | Lifting Device |  | LD | http://www.toronto.ca/TWONTO#lifting_equipment_hoist |  | WA1 Lifting Devices and Slings
55305 | TAB-WA1-LD-1231 | Chain Pulley Block | TAB-WA1-SQ-1000 | Lifting Device | Lifting Device |  | LD | http://www.toronto.ca/TWONTO#lifting_equipment_hoist |  | WA1 Lifting Devices and Slings
55306 | TAB-WA1-LD-1232 | Chain Pulley Block | TAB-WA1-SQ-1000 | Lifting Device | Lifting Device |  | LD | http://www.toronto.ca/TWONTO#lifting_equipment_hoist |  | WA1 Lifting Devices and Slings
55307 | TAB-WA1-LD-1233 | Chain Pulley Block | TAB-WA1-SQ-1000 | Lifting Device | Lifting Device |  | LD | http://www.toronto.ca/TWONTO#lifting_equipment_hoist |  | WA1 Lifting Devices and Slings
119574 | TAB-WA1-LD-1224 | Chain Pulley Block | TAB-WA1-SQ-1000 | Lifting Device | Lifting Device |  | LD | http://www.toronto.ca/TWONTO#lifting_equipment_hoist |  | WA1 Lifting Devices and Slings
119575 | TAB-WA1-LD-1226 | Chain Pulley Block | TAB-WA1-SQ-1000 | Lifting Device | Lifting Device |  | LD | http://www.toronto.ca/TWONTO#lifting_equipment_hoist |  | WA1 Lifting Devices and Slings
119576 | TAB-WA1-LD-1227 | Chain Pulley Block | TAB-WA1-SQ-1000 | Lifting Device | Lifting Device |  | LD | http://www.toronto.ca/TWONTO#lifting_equipment_hoist |  | WA1 Lifting Devices and Slings
119577 | TAB-WA1-LD-1229 | Chain Pulley Block | TAB-WA1-SQ-1000 | Lifting Device | Lifting Device |  | LD | http://www.toronto.ca/TWONTO#lifting_equipment_hoist |  | WA1 Lifting Devices and Slings
119578 | TAB-WA1-LD-1230 | Chain Pulley Block | TAB-WA1-SQ-1000 | Lifting Device | Lifting Device |  | LD | http://www.toronto.ca/TWONTO#lifting_equipment_hoist |  | WA1 Lifting Devices and Slings
119579 | TAB-WA1-LD-1234 | Chain Pulley Block | TAB-WA1-SQ-1000 | Lifting Device | Lifting Device |  | LD | http://www.toronto.ca/TWONTO#lifting_equipment_hoist |  | WA1 Lifting Devices and Slings
55469 | TAB-WA1-SQ-1173 | Chain Sling | TAB-WA1-SQ-1000 | Lifting Device,Sling | Lifting Device |  | SQ | chain_sling |  | WA1 Lifting Devices and Slings
55470 | TAB-WA1-SQ-1178 | Chain Sling | TAB-WA1-SQ-1000 | Lifting Device,Sling | Lifting Device |  | SQ | chain_sling |  | WA1 Lifting Devices and Slings
119708 | TAB-WA1-SQ-1174 | Chain Sling | TAB-WA1-SQ-1000 | Lifting Device,Sling | Lifting Device |  | SQ | chain_sling |  | WA1 Lifting Devices and Slings
119709 | TAB-WA1-SQ-1175 | Chain Sling | TAB-WA1-SQ-1000 | Lifting Device,Sling | Lifting Device |  | SQ | chain_sling |  | WA1 Lifting Devices and Slings
119710 | TAB-WA1-SQ-1176 | Chain Sling | TAB-WA1-SQ-1000 | Lifting Device,Sling | Lifting Device |  | SQ | chain_sling |  | WA1 Lifting Devices and Slings
119711 | TAB-WA1-SQ-1177 | Chain Sling | TAB-WA1-SQ-1000 | Lifting Device,Sling | Lifting Device |  | SQ | chain_sling |  | WA1 Lifting Devices and Slings
139505 | THR-WA3-LD-0038 | Chain Sling,LIFTALL,2100Ibs,WA3 (1/2" X 6') | THR-LD-WIRE-WA3 | Lifting Device,Sling | Lifting Device |  | LD | chain_sling |  | Slings, Wire Rope, Work Area 3
62625 | THC-MCS-LD-IR12188 | CHAIN SLING/WIRE MESH (insp Liftsafe) | THC-MCS-LD | Lifting Device | Lifting Device |  |  | chain_sling |  | Mechanical Services, Lifting Device
126411 | THC-MCS-LD-0000000006 | CHAIN SLING/WIRE MESH (insp Liftsafe) | THC-MCS-LD | Lifting Device | Lifting Device |  | LD | chain_sling |  | Mechanical Services, Lifting Device
77591 | THR-PRM-CRN-0511 | Chainfall, Morris-3T, Overhead, Monorail, Manual, PS # 2 | THR-CRN-WA2 | Crane,Overhead,Travelling | Lifting Device |  | CRN | http://www.toronto.ca/TWONTO#lifting_equipment_hoist |  | Cranes, Overhead Lifting Devices,WA2
77592 | THR-PRM-CRN-0511 | Chainfall, Morris-3T, Overhead, Monorail, Manual, PS # 2 | THR-LD-WA2 | Crane,Overhead,Travelling | Lifting Device |  | CRN | http://www.toronto.ca/TWONTO#lifting_equipment_hoist |  | Lifting Devices, Chain Hoist, Come Along & Slings
77589 | THR-PRM-CRN-0510 | Chainfall, Morris- 3T, Overhead, Monorail, Manual, PS # 1 | THR-CRN-WA2 | Crane,Overhead,Travelling | Lifting Device |  | CRN | http://www.toronto.ca/TWONTO#lifting_equipment_hoist |  | Cranes, Overhead Lifting Devices,WA2
77590 | THR-PRM-CRN-0510 | Chainfall, Morris- 3T, Overhead, Monorail, Manual, PS # 1 | THR-LD-WA2 | Crane,Overhead,Travelling | Lifting Device |  | CRN | http://www.toronto.ca/TWONTO#lifting_equipment_hoist |  | Lifting Devices, Chain Hoist, Come Along & Slings
55516 | TAB-WA2-LD-1005 | Cleton Come Along | TAB-SES-LD | Lifting Device | Lifting Device |  | LD | winch |  | WA2 Lifting devices
119759 | TAB-WA2-LD-1006 | Cleton Come Along | TAB-SES-LD | Lifting Device | Lifting Device |  | LD | winch |  | WA2 Lifting devices
24319 | FHO-MCS-LD-0216 | CM Hoist Trolley, Surge Building | FHO-MCS-LD | Lifting Device,Hoist,Manual | Lifting Device |  | LD | http://www.toronto.ca/TWONTO#lifting_equipment_hoist |  | Lifting Devices & Elevators
24320 | FHO-MCS-LD-0217 | CM Hoist Trolley, Surge Building | FHO-MCS-LD | Lifting Device,Hoist,Manual | Lifting Device |  | LD | http://www.toronto.ca/TWONTO#lifting_equipment_hoist |  | Lifting Devices & Elevators
24315 | FHO-MCS-LD-0209 | CM Puller (Come Along) | FHO-MCS-LD | Lifting Device,Hoist,Manual | Lifting Device |  | LD | winch |  | Lifting Devices & Elevators
55517 | TAB-WA2-LD-1007 | Come Along | TAB-SES-LD | Lifting Device | Lifting Device |  | LD | winch |  | WA2 Lifting devices
119760 | TAB-WA2-LD-1008 | Come Along | TAB-SES-LD | Lifting Device | Lifting Device |  | LD | winch |  | WA2 Lifting devices
76175 | THR-MCS-LD-4305 | Come Along, 1 1/2T, STB, Work Area 1 | THR-LD-WA1 | Lifting Device,Hoist,Electrical | Lifting Device |  | LD | winch |  | Lifting Devices, Chain Hoist, Come Along & Slings
76070 | THR-MCS-LD-0098 | Come Along, 3/4 T,JET | THR-LD-WA3 | Lifting Device,Chain | Lifting Device |  | LD | winch |  | Lifting Devices, Chain Hoist, Come Along & Slings
136679 | THR-MCS-LD-0644 | Come Along, 5T, Work Area 3 | THR-LD-WA3 | Lifting Device,Chain | Lifting Device |  | LD | winch |  | Lifting Devices, Chain Hoist, Come Along & Slings
76149 | THR-MCS-LD-0642 | Come Along, 6T, Work Area 3 (Suspended) | THR-LD-WA3 | Lifting Device,Chain | Lifting Device | 35926 | LD | winch |  | Lifting Devices, Chain Hoist, Come Along & Slings
119861 | TAB-WA3-LD-7069 | Come Along, Gray Tools | TAB-DEW-SAFETY | PPE | Lifting Device |  | LD | winch |  | Safety Equipment
136642 | THR-MCS-LD-0089 | Come Along, Machine Shop | THR-LD-WA3 | Lifting Device,Chain | Lifting Device |  | LD | winch |  | Lifting Devices, Chain Hoist, Come Along & Slings
76158 | THR-MCS-LD-1280 | Come Along, Manual, Work Area 2 | THR-LD-WA2 | Lifting Device,Chain | Lifting Device | 34734 | LD | winch |  | Lifting Devices, Chain Hoist, Come Along & Slings
136692 | THR-MCS-LD-1280 | Come Along, Manual, Work Area 2 | THR-S-E | Lifting Device,Chain | Lifting Device | 34734 | LD | winch |  | SUSPENDED ENTITY
136713 | THR-MCS-LD-2551S | Come Along, Manual, Work Area 2 | THR-LD-WA2 | Lifting Device,Chain | Lifting Device | 46669 | LD | winch |  | Lifting Devices, Chain Hoist, Come Along & Slings
136714 | THR-MCS-LD-2570 | Come Along, Manual, Work Area 2 | THR-LD-WA2 | Lifting Device,Chain | Lifting Device | 34736 | LD | winch |  | Lifting Devices, Chain Hoist, Come Along & Slings
136715 | THR-MCS-LD-2570 | Come Along, Manual, Work Area 2 | THR-S-E | Lifting Device,Chain | Lifting Device | 34736 | LD | winch |  | SUSPENDED ENTITY
136716 | THR-MCS-LD-2756 | Come Along, Manual, Work Area 2 | THR-LD-WA2 | Lifting Device,Chain | Lifting Device |  | LD | winch |  | Lifting Devices, Chain Hoist, Come Along & Slings
76160 | THR-MCS-LD-1395 | Come Along, Work Area 1 | THR-LD-WA3 | Lifting Device,Chain | Lifting Device |  | LD | winch |  | Lifting Devices, Chain Hoist, Come Along & Slings
136691 | THR-MCS-LD-1276 | Come Along, Work Area 1 | THR-LD-WA1 | Lifting Device,Hoist,Electrical | Lifting Device |  | LD | winch |  | Lifting Devices, Chain Hoist, Come Along & Slings
136696 | THR-MCS-LD-1395 | Come Along, Work Area 1 | THR-LD-WA1 | Lifting Device,Chain | Lifting Device |  | LD | winch |  | Lifting Devices, Chain Hoist, Come Along & Slings
76156 | THR-MCS-LD-1037 | Come Along, Work Area 1 (SUSPENDED-FAILED TEST AND SCRAPPED) | THR-LD-WA3 | Lifting Device | Lifting Device | 35369 | LD | winch |  | Lifting Devices, Chain Hoist, Come Along & Slings
136687 | THR-MCS-LD-1037 | Come Along, Work Area 1 (SUSPENDED-FAILED TEST AND SCRAPPED) | THR-LD-WA1 | Lifting Device | Lifting Device | 35369 | LD | winch |  | Lifting Devices, Chain Hoist, Come Along & Slings
56030 | TGHR-MCS-LD-2154 | Come Along, Work Area 2 | THR-SES-LD | Lifting Device,Chain | Lifting Device |  | LD | winch |  | Lifting Device, Safety Equipment
76138 | THR-MCS-LD-0541 | Come Along, Work Area 2 | THR-LD-WA2 | Lifting Device,Chain | Lifting Device |  | LD | winch |  | Lifting Devices, Chain Hoist, Come Along & Slings
76139 | THR-MCS-LD-0541 | Come Along, Work Area 2 | THR-SES-LD | Lifting Device,Chain | Lifting Device |  | LD | winch |  | Lifting Device, Safety Equipment
76140 | THR-MCS-LD-0543 | Come Along, Work Area 2 | THR-LD-WA2 | Lifting Device,Chain | Lifting Device |  | LD | winch |  | Lifting Devices, Chain Hoist, Come Along & Slings
76147 | THR-MCS-LD-0628 | Come Along, Work Area 2 | THR-LD-WA3 | Lifting Device,Chain | Lifting Device | 35380 | LD | winch |  | Lifting Devices, Chain Hoist, Come Along & Slings
76169 | THR-MCS-LD-2004 | Come Along, Work Area 2 | THR-S-E | Lifting Device,Chain | Lifting Device | 34735 | LD | winch |  | SUSPENDED ENTITY
76173 | THR-MCS-LD-3861 | Come Along, Work Area 2 | THR-LD-WA2 | Lifting Device,Chain | Lifting Device |  | LD | winch |  | Lifting Devices, Chain Hoist, Come Along & Slings
76176 | THR-MCS-LD-4621 | Come Along, Work Area 2 | THR-LD-WA3 | Lifting Device,Chain | Lifting Device |  | LD | winch |  | Lifting Devices, Chain Hoist, Come Along & Slings
76179 | THR-MCS-LD-5428 | Come Along, Work Area 2 | THR-LD-WA3 | Lifting Device,Chain | Lifting Device | 34737 | LD | winch |  | Lifting Devices, Chain Hoist, Come Along & Slings
76180 | THR-MCS-LD-5428 | Come Along, Work Area 2 | THR-S-E | Lifting Device,Chain | Lifting Device | 34737 | LD | winch |  | SUSPENDED ENTITY
76185 | THR-MCS-LD-6099S | Come Along, Work Area 2 | THR-SES-LD | Lifting Device,Chain | Lifting Device | 47393 | LD | winch |  | Lifting Device, Safety Equipment
76186 | THR-MCS-LD-6100S | Come Along, Work Area 2 | THR-SES-LD | Lifting Device,Chain | Lifting Device | 47392 | LD | winch |  | Lifting Device, Safety Equipment
76188 | THR-MCS-LD-6245S | Come Along, Work Area 2 | THR-LD-WA2 | Lifting Device,Chain | Lifting Device | 41081 | LD | winch |  | Lifting Devices, Chain Hoist, Come Along & Slings
76189 | THR-MCS-LD-6245S | Come Along, Work Area 2 | THR-SES-LD | Lifting Device,Chain | Lifting Device | 41081 | LD | winch |  | Lifting Device, Safety Equipment
76190 | THR-MCS-LD-6246S | Come Along, Work Area 2 | THR-LD-WA2 | Lifting Device,Chain | Lifting Device | 47395 | LD | winch |  | Lifting Devices, Chain Hoist, Come Along & Slings
76191 | THR-MCS-LD-6246S | Come Along, Work Area 2 | THR-SES-LD | Lifting Device,Chain | Lifting Device | 47395 | LD | winch |  | Lifting Device, Safety Equipment
76192 | THR-MCS-LD-6652 | Come Along, Work Area 2 | THR-LD-WA2 | Lifting Device,Chain | Lifting Device | 34738 | LD | winch |  | Lifting Devices, Chain Hoist, Come Along & Slings
76193 | THR-MCS-LD-6652 | Come Along, Work Area 2 | THR-S-E | Lifting Device,Chain | Lifting Device | 34738 | LD | winch |  | SUSPENDED ENTITY
76194 | THR-MCS-LD-6694 | Come Along, Work Area 2 | THR-LD-WA2 | Lifting Device,Chain | Lifting Device | 34739 | LD | winch |  | Lifting Devices, Chain Hoist, Come Along & Slings
76197 | THR-MCS-LD-8102 | Come Along, Work Area 2 | THR-LD-WA2 | Lifting Device,Chain | Lifting Device | 34740 | LD | winch |  | Lifting Devices, Chain Hoist, Come Along & Slings
76217 | THR-MCS-LD-9868 | Come Along, Work Area 2 | THR-LD-WA2 | Lifting Device,Chain | Lifting Device |  | LD | winch |  | Lifting Devices, Chain Hoist, Come Along & Slings
76218 | THR-MCS-LD-9870S | Come Along, Work Area 2 | THR-LD-WA2 | Lifting Device,Chain | Lifting Device | 47394 | LD | winch |  | Lifting Devices, Chain Hoist, Come Along & Slings
120243 | TGHR-MCS-LD-2154 | Come Along, Work Area 2 | THR-LD-WA2 | Lifting Device,Chain | Lifting Device |  | LD | winch |  | Lifting Devices, Chain Hoist, Come Along & Slings
136669 | THR-MCS-LD-0542S | Come Along, Work Area 2 | THR-LD-WA2 | Lifting Device,Chain | Lifting Device | 41080 | LD | winch |  | Lifting Devices, Chain Hoist, Come Along & Slings
136670 | THR-MCS-LD-0542S | Come Along, Work Area 2 | THR-SES-LD | Lifting Device,Chain | Lifting Device | 41080 | LD | winch |  | Lifting Device, Safety Equipment
136671 | THR-MCS-LD-0543 | Come Along, Work Area 2 | THR-SES-LD | Lifting Device,Chain | Lifting Device |  | LD | winch |  | Lifting Device, Safety Equipment
136678 | THR-MCS-LD-0628 | Come Along, Work Area 2 | THR-LD-WA2 | Lifting Device,Chain | Lifting Device | 35380 | LD | winch |  | Lifting Devices, Chain Hoist, Come Along & Slings
136708 | THR-MCS-LD-2004 | Come Along, Work Area 2 | THR-LD-WA2 | Lifting Device,Chain | Lifting Device | 34735 | LD | winch |  | Lifting Devices, Chain Hoist, Come Along & Slings
136721 | THR-MCS-LD-4621 | Come Along, Work Area 2 | THR-LD-WA2 | Lifting Device,Chain | Lifting Device |  | LD | winch |  | Lifting Devices, Chain Hoist, Come Along & Slings
136725 | THR-MCS-LD-5428 | Come Along, Work Area 2 | THR-LD-WA2 | Lifting Device,Chain | Lifting Device | 34737 | LD | winch |  | Lifting Devices, Chain Hoist, Come Along & Slings
136726 | THR-MCS-LD-6099S | Come Along, Work Area 2 | THR-LD-WA2 | Lifting Device,Chain | Lifting Device | 47393 | LD | winch |  | Lifting Devices, Chain Hoist, Come Along & Slings
136727 | THR-MCS-LD-6100S | Come Along, Work Area 2 | THR-LD-WA2 | Lifting Device,Chain | Lifting Device | 47392 | LD | winch |  | Lifting Devices, Chain Hoist, Come Along & Slings
136728 | THR-MCS-LD-6694 | Come Along, Work Area 2 | THR-LD-WA3 | Lifting Device,Chain | Lifting Device | 34739 | LD | winch |  | Lifting Devices, Chain Hoist, Come Along & Slings
136734 | THR-MCS-LD-8102 | Come Along, Work Area 2 | THR-LD-WA3 | Lifting Device,Chain | Lifting Device | 34740 | LD | winch |  | Lifting Devices, Chain Hoist, Come Along & Slings
136735 | THR-MCS-LD-8102 | Come Along, Work Area 2 | THR-S-E | Lifting Device,Chain | Lifting Device | 34740 | LD | winch |  | SUSPENDED ENTITY
136744 | THR-MCS-LD-9058 | Come Along, Work Area 2 | THR-LD-WA2 | Lifting Device,Chain | Lifting Device |  | LD | winch |  | Lifting Devices, Chain Hoist, Come Along & Slings
136745 | THR-MCS-LD-9058 | Come Along, Work Area 2 | THR-LD-WA3 | Lifting Device,Chain | Lifting Device |  | LD | winch |  | Lifting Devices, Chain Hoist, Come Along & Slings
136756 | THR-MCS-LD-9869 | Come Along, Work Area 2 | THR-LD-WA2 | Lifting Device,Chain | Lifting Device |  | LD | winch |  | Lifting Devices, Chain Hoist, Come Along & Slings
76170 | THR-MCS-LD-2129 | Come Along, Work Area 2 (SN. 40202129, 1000LBS) | THR-SES-LD | Lifting Device,Chain | Lifting Device |  | LD | winch |  | Lifting Device, Safety Equipment
136709 | THR-MCS-LD-2129 | Come Along, Work Area 2 (SN. 40202129, 1000LBS) | THR-LD-WA2 | Lifting Device,Chain | Lifting Device |  | LD | winch |  | Lifting Devices, Chain Hoist, Come Along & Slings
136710 | THR-MCS-LD-2154 | Come Along, Work Area 2 (SN. 40202154, 1000LBS) | THR-LD-WA2 | Lifting Device,Chain | Lifting Device |  | LD | winch |  | Lifting Devices, Chain Hoist, Come Along & Slings
136711 | THR-MCS-LD-2154 | Come Along, Work Area 2 (SN. 40202154, 1000LBS) | THR-SES-LD | Lifting Device,Chain | Lifting Device |  | LD | winch |  | Lifting Device, Safety Equipment
76171 | THR-MCS-LD-2134 | Come Along, Work Area 2 (Sno 30352134, 1500lbs) | THR-LD-WA2 | Lifting Device,Chain | Lifting Device |  | LD | winch |  | Lifting Devices, Chain Hoist, Come Along & Slings
136718 | THR-MCS-LD-3461 | Come Along, Work Area 2 (Sno. 20683461, 1500lbs) | THR-LD-WA2 | Lifting Device,Chain | Lifting Device |  | LD | winch |  | Lifting Devices, Chain Hoist, Come Along & Slings
136719 | THR-MCS-LD-3461 | Come Along, Work Area 2 (Sno. 20683461, 1500lbs) | THR-SES-LD | Lifting Device,Chain | Lifting Device |  | LD | winch |  | Lifting Device, Safety Equipment
76073 | THR-MCS-LD-0235 | Come Along, Work Area 3 | THR-LD-WA3 | Lifting Device,Hoist,Manual | Lifting Device |  | LD | winch |  | Lifting Devices, Chain Hoist, Come Along & Slings
76148 | THR-MCS-LD-0641 | Come Along, Work Area 3 | THR-LD-WA3 | Lifting Device,Chain | Lifting Device |  | LD | winch |  | Lifting Devices, Chain Hoist, Come Along & Slings
76172 | THR-MCS-LD-2904 | Come Along, Work Area 3 | THR-LD-WA3 | Lifting Device,Hoist,Manual | Lifting Device |  | LD | winch |  | Lifting Devices, Chain Hoist, Come Along & Slings
76195 | THR-MCS-LD-6760 | Come Along, Work Area 3 | THR-LD-WA3 | Lifting Device,Chain | Lifting Device |  | LD | winch |  | Lifting Devices, Chain Hoist, Come Along & Slings
136650 | THR-MCS-LD-0253 | Come Along, Work Area 3 | THR-LD-WA3 | Lifting Device,Hoist,Manual | Lifting Device |  | LD | winch |  | Lifting Devices, Chain Hoist, Come Along & Slings
136664 | THR-MCS-LD-0530 | Come Along, Work Area 3 | THR-LD-WA3 | Lifting Device | Lifting Device |  | LD | winch |  | Lifting Devices, Chain Hoist, Come Along & Slings
136717 | THR-MCS-LD-2903 | Come Along, Work Area 3 | THR-LD-WA3 | Lifting Device,Hoist,Manual | Lifting Device |  | LD | winch |  | Lifting Devices, Chain Hoist, Come Along & Slings
76076 | THR-MCS-LD-0393 | Come Along, Work Area 4 | THR-LD-WA4 | Lifting Device,Chain | Lifting Device |  | LD | winch |  | Lifting Devices, Chain Hoist, Come Along & Slings
76143 | THR-MCS-LD-0603 | Come Along, Work Area 4 | THR-LD-WA3 | Lifting Device,Chain | Lifting Device |  | LD | winch |  | Lifting Devices, Chain Hoist, Come Along & Slings
76155 | THR-MCS-LD-0985 | Come Along, Work Area 4 | THR-LD-WA3 | Lifting Device,Chain | Lifting Device |  | LD | winch |  | Lifting Devices, Chain Hoist, Come Along & Slings
136658 | THR-MCS-LD-0393 | Come Along, Work Area 4 | THR-LD-WA3 | Lifting Device,Chain | Lifting Device |  | LD | winch |  | Lifting Devices, Chain Hoist, Come Along & Slings
136676 | THR-MCS-LD-0603 | Come Along, Work Area 4 | THR-LD-WA4 | Lifting Device,Chain | Lifting Device |  | LD | winch |  | Lifting Devices, Chain Hoist, Come Along & Slings
136686 | THR-MCS-LD-0985 | Come Along, Work Area 4 | THR-LD-WA4 | Lifting Device,Chain | Lifting Device |  | LD | winch |  | Lifting Devices, Chain Hoist, Come Along & Slings
76167 | THR-MCS-LD-1718 | Come Along,1/2T, Work Area 1 | THR-LD-WA1 | Lifting Device,Hoist,Manual | Lifting Device |  | LD | winch |  | Lifting Devices, Chain Hoist, Come Along & Slings
136705 | THR-MCS-LD-1713 | Come Along,1/2T, Work Area 1 | THR-LD-WA1 | Lifting Device,Hoist,Manual | Lifting Device |  | LD | winch |  | Lifting Devices, Chain Hoist, Come Along & Slings
136706 | THR-MCS-LD-1713 | Come Along,1/2T, Work Area 1 | THR-LD-WA3 | Lifting Device,Hoist,Manual | Lifting Device |  | LD | winch |  | Lifting Devices, Chain Hoist, Come Along & Slings
136754 | THR-MCS-LD-9865 | Come Along,1/2T, Work Area 1 | THR-LD-WA1 | Lifting Device,Hoist,Manual | Lifting Device |  | LD | winch |  | Lifting Devices, Chain Hoist, Come Along & Slings
76174 | THR-MCS-LD-4008 | Come Along,3/4T, Work Area 1 | THR-LD-WA1 | Lifting Device | Lifting Device |  | LD | winch |  | Lifting Devices, Chain Hoist, Come Along & Slings
76215 | THR-MCS-LD-9864 | Come Along,3/4T, Work Area 1 | THR-LD-WA1 | Lifting Device,Hoist,Manual | Lifting Device |  | LD | winch |  | Lifting Devices, Chain Hoist, Come Along & Slings
119564 | TAB-WA1-LD-1206 | Come-along | TAB-WA1-SQ-1000 | Lifting Device | Lifting Device |  | LD | winch |  | WA1 Lifting Devices and Slings
119565 | TAB-WA1-LD-1207 | Come-along | TAB-WA1-SQ-1000 | Lifting Device | Lifting Device |  | LD | winch |  | WA1 Lifting Devices and Slings
55754 | TAB-WA5-LD-0175 | Come-Along, 1 1/2 ton Kleton | TAB-WA5-SQ | Lifting Device,Chain | Lifting Device |  | LD | winch |  | WA5 Safety Equipment
119996 | TAB-WA5-LD-5150 | Come-Along, 1 1/2 ton Mini-Mite | TAB-WA5-SQ | Lifting Device,Chain | Lifting Device |  | LD | winch |  | WA5 Safety Equipment
119995 | TAB-WA5-LD-0790 | Come-Along, 1 1/2 ton Tiger | TAB-WA5-SQ | Lifting Device,Chain | Lifting Device |  | LD | winch |  | WA5 Safety Equipment
24295 | FHO-MCS-CRN-0501 | Crane, Overhead, Travelling, 15 Ton, S9, Raw Water Pump Room | FHO-MCS-LD | Crane,Overhead | Lifting Device |  | CRN | http://www.toronto.ca/TWONTO#crane |  | Lifting Devices & Elevators
93441 | FHO-MCS-CRN-0601 | Crane, Overhead, Travelling, 2 Ton, Chemical Building, S2, Chlorine Storage Room | FHO-MCS-LD | Crane,Overhead | Lifting Device |  | CRN | http://www.toronto.ca/TWONTO#crane |  | Lifting Devices & Elevators
24292 | FHO-MCS-CRN-0101 | Crane, Overhead, Travelling, 20 Ton, S2, TRW Pump Station | FHO-MCS-LD | Crane,Overhead | Lifting Device |  | CRN | http://www.toronto.ca/TWONTO#crane |  | Lifting Devices & Elevators
24294 | FHO-MCS-CRN-0401 | Crane, Overhead, Travelling, 3 Ton, S2, Filter Pipe Gallery | FHO-MCS-LD | Crane,Overhead | Lifting Device |  | CRN | http://www.toronto.ca/TWONTO#crane |  | Lifting Devices & Elevators
93440 | FHO-MCS-CRN-0201 | Crane, Overhead, Travelling, 3 Ton, S6, Ring Header Room | FHO-MCS-LD | Crane,Overhead | Lifting Device |  | CRN | http://www.toronto.ca/TWONTO#crane |  | Lifting Devices & Elevators
24293 | FHO-MCS-CRN-0301 | Crane, Overhead, Travelling, 7.5 Ton, S2, Wash Water Pump Room | FHO-MCS-LD | Crane,Overhead | Lifting Device |  | CRN | http://www.toronto.ca/TWONTO#crane |  | Lifting Devices & Elevators
93442 | FHO-MCS-CRN-0801 | Crane, Overhead, Travelling, 8 Ton, Ozone Building, S2, Service Platform 2 | FHO-MCS-LD | Crane,Overhead | Lifting Device |  | CRN | http://www.toronto.ca/TWONTO#crane |  | Lifting Devices & Elevators
93444 | FHO-MCS-CRN-1501 | Crane, Overhead, Travelling, Ozone Building, S3, Filter Pipe Gallery | FHO-MCS-LD | Crane,Overhead | Lifting Device |  | CRN | http://www.toronto.ca/TWONTO#crane |  | Lifting Devices & Elevators
114362 | TAB-PLT-CRN-0061 | Crane,11kW,Fed From MCC-6963,Grit&Screenings Handling Areas,Screen Build,P Building | TAB-MCS-CRN-P BLDG | Lifting Device | Lifting Device |  | CRN | http://www.toronto.ca/TWONTO#crane |  | Cranes - P Building
114360 | TAB-PLT-CRN-0025 | Crane,Overhead,11kW,Fed From MCC-6926,Ground Floor,Grit Building,P Building | TAB-MCS-CRN-P BLDG | Lifting Device | Lifting Device |  | CRN | http://www.toronto.ca/TWONTO#crane |  | Cranes - P Building
13687 | FCL-MCS-LD-1000 | Davit Arm | FCL-MCS-DAVIT | Lifting Device | Lifting Device |  | LD | http://www.toronto.ca/TWONTO#fall_arrest_Davit_arm |  | Davit Arms
13689 | FCL-MCS-LD-1003 | Davit Arm | FCL-MCS-DAVIT | Lifting Device | Lifting Device |  | LD | http://www.toronto.ca/TWONTO#fall_arrest_Davit_arm |  | Davit Arms
29640 | FIS-MCS-LD-0023 | Davit Arm | FIS-MCS | Lifting Device | Lifting Device |  | LD | http://www.toronto.ca/TWONTO#fall_arrest_Davit_arm |  | Mechanical Services
29641 | FIS-MCS-LD-0050 | Davit Arm | FIS-MCS | Lifting Device | Lifting Device |  | LD | http://www.toronto.ca/TWONTO#fall_arrest_Davit_arm |  | Mechanical Services
63421 | FCL-MCS-LD-1004 | Davit Arm | FCL-MCS-DAVIT | Lifting Device | Lifting Device |  | LD | http://www.toronto.ca/TWONTO#fall_arrest_Davit_arm |  | Davit Arms
63423 | FCL-MCS-LD-1007 | Davit Arm | FCL-MCS-DAVIT | Lifting Device | Lifting Device |  | LD | http://www.toronto.ca/TWONTO#fall_arrest_Davit_arm |  | Davit Arms
97362 | FIS-MCS-LD-0044 | Davit Arm | FIS-MCS | Lifting Device | Lifting Device |  | LD | http://www.toronto.ca/TWONTO#fall_arrest_Davit_arm |  | Mechanical Services
13690 | FCL-MCS-LD-1006 | Davit Arm Polymer Room | FCL-MCS-DAVIT | Lifting Device | Lifting Device |  | LD | http://www.toronto.ca/TWONTO#fall_arrest_Davit_arm |  | Davit Arms
63422 | FCL-MCS-LD-1005 | Davit Arm Polymer Room | FCL-MCS-DAVIT | Lifting Device | Lifting Device |  | LD | http://www.toronto.ca/TWONTO#fall_arrest_Davit_arm |  | Davit Arms
136684 | THR-MCS-LD-0950 | Davit Arm with Hoist, Electric, Effluent Bldg. | THR-LD-WA4 | Lifting Device,Hoist,Manual | Lifting Device |  | LD | http://www.toronto.ca/TWONTO#fall_arrest_Davit_arm |  | Lifting Devices, Chain Hoist, Come Along & Slings
136685 | THR-MCS-LD-0960 | Davit Arm with Hoist, Electric, Effluent Bldg. | THR-LD-WA4 | Lifting Device,Hoist,Manual | Lifting Device |  | LD | http://www.toronto.ca/TWONTO#fall_arrest_Davit_arm |  | Lifting Devices, Chain Hoist, Come Along & Slings
76065 | THR-MCS-LD--9867 | Davit Arm with Hoist, Manual, Main Sub Station | THR-LD-WA3 | Lifting Device,Hoist,Manual | Lifting Device |  |  | http://www.toronto.ca/TWONTO#fall_arrest_Davit_arm |  | Lifting Devices, Chain Hoist, Come Along & Slings
136681 | THR-MCS-LD-0910 | Davit Arm with Hoist, Manual, Mixer-0910 | THR-LD-WA4 | Lifting Device,Hoist,Manual | Lifting Device |  | LD | http://www.toronto.ca/TWONTO#fall_arrest_Davit_arm |  | Lifting Devices, Chain Hoist, Come Along & Slings
136682 | THR-MCS-LD-0920 | Davit Arm with Hoist, Manual, Mixer-0920 | THR-LD-WA4 | Lifting Device,Hoist,Manual | Lifting Device |  | LD | http://www.toronto.ca/TWONTO#fall_arrest_Davit_arm |  | Lifting Devices, Chain Hoist, Come Along & Slings
76154 | THR-MCS-LD-0930 | Davit Arm with Hoist, Manual, Mixer-0930 | THR-LD-WA4 | Lifting Device,Hoist,Manual | Lifting Device |  | LD | http://www.toronto.ca/TWONTO#fall_arrest_Davit_arm |  | Lifting Devices, Chain Hoist, Come Along & Slings
136683 | THR-MCS-LD-0940 | Davit Arm with Hoist, Manual, Mixer-0940 | THR-LD-WA4 | Lifting Device,Hoist,Manual | Lifting Device |  | LD | http://www.toronto.ca/TWONTO#fall_arrest_Davit_arm |  | Lifting Devices, Chain Hoist, Come Along & Slings
76216 | THR-MCS-LD-9866 | Davit Arm with Hoist, Manual,Portable, Main Sub Station | THR-LD-WA3 | Lifting Device,Hoist,Manual | Lifting Device |  | LD | http://www.toronto.ca/TWONTO#fall_arrest_Davit_arm |  | Lifting Devices, Chain Hoist, Come Along & Slings
136755 | THR-MCS-LD-9867 | Davit Arm with Hoist, Manual,Portable, Main Sub Station | THR-LD-WA3 | Lifting Device,Hoist,Manual | Lifting Device |  | LD | http://www.toronto.ca/TWONTO#fall_arrest_Davit_arm |  | Lifting Devices, Chain Hoist, Come Along & Slings
29642 | FIS-MCS-LD-3000 | Davit arm, Portable, Pump-lifting, Transfer pump stations | FIS-MCS | Safety | Lifting Device |  | LD | http://www.toronto.ca/TWONTO#fall_arrest_Davit_arm |  | Mechanical Services
97354 | FIS-MCS-LD-0004 | Davit Arm, Stores | FIS-MCS | Lifting Device | Lifting Device |  | LD | http://www.toronto.ca/TWONTO#fall_arrest_Davit_arm |  | Mechanical Services
29649 | FIS-MCS-MEQ-3008 | Davit base, wall-mounted, pump-lifting, Transfer pump station 7 | FIS-MCS | Safety | Lifting Device |  | MEQ | davit_base |  | Mechanical Services
29646 | FIS-MCS-MEQ-3003 | Davit base, flush-mounted, man-entry, Access Building 5/7 | FIS-MCS | Safety | Lifting Device |  | MEQ | davit_base |  | Mechanical Services
97363 | FIS-MCS-MEQ-3004 | Davit base, flush-mounted, man-entry, Access Building 9/11 | FIS-MCS | Safety | Lifting Device |  | MEQ | davit_base |  | Mechanical Services
29644 | FIS-MCS-MEQ-3001 | Davit base, wall-mounted, man-entry, Control Chamber A | FIS-MCS | Safety | Lifting Device |  | MEQ | davit_base |  | Mechanical Services
29645 | FIS-MCS-MEQ-3002 | Davit base, wall-mounted, man-entry, Control Chamber B | FIS-MCS | Safety | Lifting Device |  | MEQ | davit_base |  | Mechanical Services
97364 | FIS-MCS-MEQ-3005 | Davit base, wall-mounted, man-entry, Transfer pump station 5 | FIS-MCS | Safety | Lifting Device |  | MEQ | davit_base |  | Mechanical Services
29648 | FIS-MCS-MEQ-3007 | Davit base, wall-mounted, man-entry, Transfer pump station 7 | FIS-MCS | Safety | Lifting Device |  | MEQ | davit_base |  | Mechanical Services
97365 | FIS-MCS-MEQ-3009 | Davit base, wall-mounted, man-entry, Transfer pump station 9 | FIS-MCS | Safety | Lifting Device |  | MEQ | davit_base |  | Mechanical Services
29647 | FIS-MCS-MEQ-3006 | Davit base, wall-mounted, pump-lifting, Transfer pump station 5 | FIS-MCS | Safety | Lifting Device |  | MEQ | davit_base |  | Mechanical Services
97366 | FIS-MCS-MEQ-3010 | Davit base, wall-mounted, pump-lifting, Transfer pump station 9 | FIS-MCS | Safety | Lifting Device |  | MEQ | davit_base |  | Mechanical Services
81436 | TNT-MCS-LD-4001 | Davit, Lifting, Drain Pumps, Dry Pit Pumping Station | TNT-MCS-LD | Lifting Device | Lifting Device |  | LD | http://www.toronto.ca/TWONTO#fall_arrest_Davit_arm |  | Lifting Devices , cranes/ Portable crane/hoists, come alongs, slings, wire rope, chains
55308 | TAB-WA1-LD-1235 | Devit Arm | TAB-WA1-SQ-1000 | Lifting Device | Lifting Device |  | LD | http://www.toronto.ca/TWONTO#fall_arrest_Davit_arm |  | WA1 Lifting Devices and Slings
55309 | TAB-WA1-LD-1236 | Devit Arm | TAB-WA1-SQ-1000 | Lifting Device | Lifting Device |  | LD | http://www.toronto.ca/TWONTO#fall_arrest_Davit_arm |  | WA1 Lifting Devices and Slings
119580 | TAB-WA1-LD-1237 | Devit Arm | TAB-WA1-SQ-1000 | Lifting Device | Lifting Device |  | LD | http://www.toronto.ca/TWONTO#fall_arrest_Davit_arm |  | WA1 Lifting Devices and Slings
119581 | TAB-WA1-LD-1238 | Devit Arm | TAB-WA1-SQ-1000 | Lifting Device | Lifting Device |  | LD | http://www.toronto.ca/TWONTO#fall_arrest_Davit_arm |  | WA1 Lifting Devices and Slings
119582 | TAB-WA1-LD-1239 | Devit Arm | TAB-WA1-SQ-1000 | Lifting Device | Lifting Device |  | LD | http://www.toronto.ca/TWONTO#fall_arrest_Davit_arm |  | WA1 Lifting Devices and Slings
119583 | TAB-WA1-LD-1240 | Devit Arm | TAB-WA1-SQ-1000 | Lifting Device | Lifting Device |  | LD | http://www.toronto.ca/TWONTO#fall_arrest_Davit_arm |  | WA1 Lifting Devices and Slings
119584 | TAB-WA1-LD-1241 | Devit Arm | TAB-WA1-SQ-1000 | Lifting Device | Lifting Device |  | LD | http://www.toronto.ca/TWONTO#fall_arrest_Davit_arm |  | WA1 Lifting Devices and Slings
62524 | THC-MCS-LD-0000000008 | DIE CART/PUMP CART (insp Liftsafe) | THC-MCS-LD | Lifting Device | Lifting Device |  | LD | lift_truck |  | Mechanical Services, Lifting Device
126412 | THC-MCS-LD-0000000009 | DIE CART/PUMP CART (insp Liftsafe) | THC-MCS-LD | Lifting Device | Lifting Device |  | LD | lift_truck |  | Mechanical Services, Lifting Device
126413 | THC-MCS-LD-0000000010 | DIE CART/PUMP CART (insp Liftsafe) | THC-MCS-LD | Lifting Device | Lifting Device |  | LD | lift_truck |  | Mechanical Services, Lifting Device
126414 | THC-MCS-LD-0000000011 | DIE CART/PUMP CART (insp Liftsafe) | THC-MCS-LD | Lifting Device | Lifting Device |  | LD | lift_truck |  | Mechanical Services, Lifting Device
126415 | THC-MCS-LD-0000000012 | DIE CART/PUMP CART (insp Liftsafe) | THC-MCS-LD | Lifting Device | Lifting Device |  | LD | lift_truck |  | Mechanical Services, Lifting Device
126471 | THC-MCS-LD-781 | DIE CART/PUMP CART (insp Liftsafe) | THC-MCS-LD | Lifting Device | Lifting Device |  | LD | lift_truck |  | Mechanical Services, Lifting Device
126482 | THC-MCS-LD-L-10097 | DIE CART/PUMP CART (insp Liftsafe) | THC-MCS-LD | Lifting Device | Lifting Device |  | L | lift_truck |  | Mechanical Services, Lifting Device
119810 | TAB-WA2-SQ-1257 | DOS - Type Chain Sling - 2 - Leg | TAB-SES-LD | Lifting Device,Sling | Lifting Device |  | SQ | chain_sling |  | WA2 Lifting devices
139540 | THR-WA3-LD-0117S | Drum Sling, Nylon, 1000 LBS - SEMAP -Work Area 3 | THR-LD-NYLN-WA3 | Lifting Device,Sling | Lifting Device | 40285 | LD | synthetic_web_sling |  | Slings, Nylon, Work Area 3
80025 | THR-WA3-LD-0062 | Drum Sling, Nylon, 1000 LBS - SEMAP -Work Area 3 ( 2" X 4') | THR-LD-NYLN-WA3 | Lifting Device,Sling | Lifting Device |  | LD | synthetic_web_sling |  | Slings, Nylon, Work Area 3
119811 | TAB-WA2-SQ-1258 | EE - 902 1/2" Steel Cable | TAB-SES-LD | Lifting Device,Sling | Lifting Device |  | SQ | lifting_device_cable |  | WA2 Lifting devices
55581 | TAB-WA2-SQ-1259 | EE1 - 601 D 1/2" Steel Cable | TAB-SES-LD | Lifting Device,Sling | Lifting Device |  | SQ | lifting_device_cable |  | WA2 Lifting devices
119812 | TAB-WA2-SQ-1260 | EE1 - 602D T3 1/2" Steel Cable | TAB-SES-LD | Lifting Device,Sling | Lifting Device |  | SQ | lifting_device_cable |  | WA2 Lifting devices
119813 | TAB-WA2-SQ-1261 | EE1 - 801 DNylon Sling | TAB-SES-LD | Lifting Device,Sling | Lifting Device |  | SQ | synthetic_web_sling |  | WA2 Lifting devices
119814 | TAB-WA2-SQ-1262 | EE1 - 801 DNylon Sling | TAB-SES-LD | Lifting Device,Sling | Lifting Device |  | SQ | synthetic_web_sling |  | WA2 Lifting devices
119815 | TAB-WA2-SQ-1263 | EE1 - 801D T3 1/2" Steel Cable | TAB-SES-LD | Lifting Device,Sling | Lifting Device |  | SQ | lifting_device_cable |  | WA2 Lifting devices
119816 | TAB-WA2-SQ-1264 | EE1 - 802 D1/2" Steel Cable | TAB-SES-LD | Lifting Device,Sling | Lifting Device |  | SQ | lifting_device_cable |  | WA2 Lifting devices
119817 | TAB-WA2-SQ-1265 | EE1 - 802 D1/2" Steel Cable | TAB-SES-LD | Lifting Device,Sling | Lifting Device |  | SQ | lifting_device_cable |  | WA2 Lifting devices
55582 | TAB-WA2-SQ-1266 | EE1 - 901 1/2" Steel Cable | TAB-SES-LD | Lifting Device,Sling | Lifting Device |  | SQ | lifting_device_cable |  | WA2 Lifting devices
55583 | TAB-WA2-SQ-1267 | EE1 - 901 1/2" Steel Cable | TAB-SES-LD | Lifting Device,Sling | Lifting Device |  | SQ | lifting_device_cable |  | WA2 Lifting devices
55584 | TAB-WA2-SQ-1268 | EE1 - 901 1/2" Steel Cable | TAB-SES-LD | Lifting Device,Sling | Lifting Device |  | SQ | lifting_device_cable |  | WA2 Lifting devices
55585 | TAB-WA2-SQ-1269 | EE1 - 901 T3 1/2" Steel Cable | TAB-SES-LD | Lifting Device,Sling | Lifting Device |  | SQ | lifting_device_cable |  | WA2 Lifting devices
119818 | TAB-WA2-SQ-1270 | EE1 - 902 1/2" Steel Cable | TAB-SES-LD | Lifting Device,Sling | Lifting Device |  | SQ | lifting_device_cable |  | WA2 Lifting devices
119819 | TAB-WA2-SQ-1271 | EE2 - 801 T4 1/2" Steel Cable | TAB-SES-LD | Lifting Device,Sling | Lifting Device |  | SQ | lifting_device_cable |  | WA2 Lifting devices
55586 | TAB-WA2-SQ-1272 | EE2 - 802 1/2" Steel Cable | TAB-SES-LD | Lifting Device,Sling | Lifting Device |  | SQ | lifting_device_cable |  | WA2 Lifting devices
55587 | TAB-WA2-SQ-1273 | EE2 - 802 1/2" Steel Cable | TAB-SES-LD | Lifting Device,Sling | Lifting Device |  | SQ | lifting_device_cable |  | WA2 Lifting devices
55550 | TAB-WA2-SQ-1201 | EE2 - 802 D Nylon Sling | TAB-SES-LD | Lifting Device,Sling | Lifting Device |  | SQ | synthetic_web_sling |  | WA2 Lifting devices
119820 | TAB-WA2-SQ-1274 | EE2 - 802 T3 1/2" Steel Cable | TAB-SES-LD | Lifting Device,Sling | Lifting Device |  | SQ | lifting_device_cable |  | WA2 Lifting devices
119785 | TAB-WA2-SQ-1202 | EE2 - 802D Nylon Sling | TAB-SES-LD | Lifting Device,Sling | Lifting Device |  | SQ | synthetic_web_sling |  | WA2 Lifting devices
55551 | TAB-WA2-SQ-1203 | EE2 - 901 T4 Nylon Sling | TAB-SES-LD | Lifting Device,Sling | Lifting Device |  | SQ | synthetic_web_sling |  | WA2 Lifting devices
55552 | TAB-WA2-SQ-1205 | EE2 - 901 T4 Nylon Sling | TAB-SES-LD | Lifting Device,Sling | Lifting Device |  | SQ | synthetic_web_sling |  | WA2 Lifting devices
119786 | TAB-WA2-SQ-1204 | EE2 - 901 T4 Nylon Sling | TAB-SES-LD | Lifting Device,Sling | Lifting Device |  | SQ | synthetic_web_sling |  | WA2 Lifting devices
119787 | TAB-WA2-SQ-1206 | EE2 - 901 T4 Nylon Sling | TAB-SES-LD | Lifting Device,Sling | Lifting Device |  | SQ | synthetic_web_sling |  | WA2 Lifting devices
119788 | TAB-WA2-SQ-1207 | EE2 - 901 T4 Nylon Sling | TAB-SES-LD | Lifting Device,Sling | Lifting Device |  | SQ | synthetic_web_sling |  | WA2 Lifting devices
119789 | TAB-WA2-SQ-1208 | EE2 - 901 T4 Nylon Sling | TAB-SES-LD | Lifting Device,Sling | Lifting Device |  | SQ | synthetic_web_sling |  | WA2 Lifting devices
55553 | TAB-WA2-SQ-1209 | EE2 - 902 Nylon Sling | TAB-SES-LD | Lifting Device,Sling | Lifting Device |  | SQ | synthetic_web_sling |  | WA2 Lifting devices
55554 | TAB-WA2-SQ-1210 | EE2 - 902 T3 Nylon Sling | TAB-SES-LD | Lifting Device,Sling | Lifting Device |  | SQ | synthetic_web_sling |  | WA2 Lifting devices
55555 | TAB-WA2-SQ-1211 | EE2 - 902 T3 Nylon Sling | TAB-SES-LD | Lifting Device,Sling | Lifting Device |  | SQ | synthetic_web_sling |  | WA2 Lifting devices
55556 | TAB-WA2-SQ-1213 | EE2 - 902 T3 Nylon Sling | TAB-SES-LD | Lifting Device,Sling | Lifting Device |  | SQ | synthetic_web_sling |  | WA2 Lifting devices
55557 | TAB-WA2-SQ-1216 | EE2 - 902 T3 Nylon Sling | TAB-SES-LD | Lifting Device,Sling | Lifting Device |  | SQ | synthetic_web_sling |  | WA2 Lifting devices
55558 | TAB-WA2-SQ-1218 | EE2 - 902 T3 Nylon Sling | TAB-SES-LD | Lifting Device,Sling | Lifting Device |  | SQ | synthetic_web_sling |  | WA2 Lifting devices
55559 | TAB-WA2-SQ-1219 | EE2 - 902 T3 Nylon Sling | TAB-SES-LD | Lifting Device,Sling | Lifting Device |  | SQ | synthetic_web_sling |  | WA2 Lifting devices
55560 | TAB-WA2-SQ-1220 | EE2 - 902 T3 Nylon Sling | TAB-SES-LD | Lifting Device,Sling | Lifting Device |  | SQ | synthetic_web_sling |  | WA2 Lifting devices
55561 | TAB-WA2-SQ-1221 | EE2 - 902 T3 Nylon Sling | TAB-SES-LD | Lifting Device,Sling | Lifting Device |  | SQ | synthetic_web_sling |  | WA2 Lifting devices
55562 | TAB-WA2-SQ-1222 | EE2 - 902 T3 Nylon Sling | TAB-SES-LD | Lifting Device,Sling | Lifting Device |  | SQ | synthetic_web_sling |  | WA2 Lifting devices
55563 | TAB-WA2-SQ-1223 | EE2 - 902 T3 Nylon Sling | TAB-SES-LD | Lifting Device,Sling | Lifting Device |  | SQ | synthetic_web_sling |  | WA2 Lifting devices
119790 | TAB-WA2-SQ-1212 | EE2 - 902 T3 Nylon Sling | TAB-SES-LD | Lifting Device,Sling | Lifting Device |  | SQ | synthetic_web_sling |  | WA2 Lifting devices
119791 | TAB-WA2-SQ-1214 | EE2 - 902 T3 Nylon Sling | TAB-SES-LD | Lifting Device,Sling | Lifting Device |  | SQ | synthetic_web_sling |  | WA2 Lifting devices
119792 | TAB-WA2-SQ-1215 | EE2 - 902 T3 Nylon Sling | TAB-SES-LD | Lifting Device,Sling | Lifting Device |  | SQ | synthetic_web_sling |  | WA2 Lifting devices
119793 | TAB-WA2-SQ-1217 | EE2 - 902 T3 Nylon Sling | TAB-SES-LD | Lifting Device,Sling | Lifting Device |  | SQ | synthetic_web_sling |  | WA2 Lifting devices
119794 | TAB-WA2-SQ-1224 | EE2 - 902 T3 Nylon Sling | TAB-SES-LD | Lifting Device,Sling | Lifting Device |  | SQ | synthetic_web_sling |  | WA2 Lifting devices
119795 | TAB-WA2-SQ-1225 | EE2 - 902 T3 Nylon Sling | TAB-SES-LD | Lifting Device,Sling | Lifting Device |  | SQ | synthetic_web_sling |  | WA2 Lifting devices
119796 | TAB-WA2-SQ-1226 | EE2 - 902 T3 Nylon Sling | TAB-SES-LD | Lifting Device,Sling | Lifting Device |  | SQ | synthetic_web_sling |  | WA2 Lifting devices
55564 | TAB-WA2-SQ-1228 | EE2 - 903 Nylon Sling | TAB-SES-LD | Lifting Device,Sling | Lifting Device |  | SQ | synthetic_web_sling |  | WA2 Lifting devices
55565 | TAB-WA2-SQ-1229 | EE2 - 903 Nylon Sling | TAB-SES-LD | Lifting Device,Sling | Lifting Device |  | SQ | synthetic_web_sling |  | WA2 Lifting devices
55566 | TAB-WA2-SQ-1231 | EE2 - 903 Nylon Sling | TAB-SES-LD | Lifting Device,Sling | Lifting Device |  | SQ | synthetic_web_sling |  | WA2 Lifting devices
55567 | TAB-WA2-SQ-1232 | EE2 - 903 Nylon Sling | TAB-SES-LD | Lifting Device,Sling | Lifting Device |  | SQ | synthetic_web_sling |  | WA2 Lifting devices
55568 | TAB-WA2-SQ-1233 | EE2 - 903 Nylon Sling | TAB-SES-LD | Lifting Device,Sling | Lifting Device |  | SQ | synthetic_web_sling |  | WA2 Lifting devices
119797 | TAB-WA2-SQ-1227 | EE2 - 903 Nylon Sling | TAB-SES-LD | Lifting Device,Sling | Lifting Device |  | SQ | synthetic_web_sling |  | WA2 Lifting devices
119798 | TAB-WA2-SQ-1230 | EE2 - 903 Nylon Sling | TAB-SES-LD | Lifting Device,Sling | Lifting Device |  | SQ | synthetic_web_sling |  | WA2 Lifting devices
55569 | TAB-WA2-SQ-1235 | EF2 - 901 T4 Nylon Sling | TAB-SES-LD | Lifting Device,Sling | Lifting Device |  | SQ | synthetic_web_sling |  | WA2 Lifting devices
55570 | TAB-WA2-SQ-1236 | EF2 - 901 T4 Nylon Sling | TAB-SES-LD | Lifting Device,Sling | Lifting Device |  | SQ | synthetic_web_sling |  | WA2 Lifting devices
55571 | TAB-WA2-SQ-1237 | EF2 - 901 T4 Nylon Sling | TAB-SES-LD | Lifting Device,Sling | Lifting Device |  | SQ | synthetic_web_sling |  | WA2 Lifting devices
55572 | TAB-WA2-SQ-1238 | EF2 - 901 T4 Nylon Sling | TAB-SES-LD | Lifting Device,Sling | Lifting Device |  | SQ | synthetic_web_sling |  | WA2 Lifting devices
55573 | TAB-WA2-SQ-1240 | EF2 - 901 T4 Nylon Sling | TAB-SES-LD | Lifting Device,Sling | Lifting Device |  | SQ | synthetic_web_sling |  | WA2 Lifting devices
55574 | TAB-WA2-SQ-1245 | EF2 - 901 T4 Nylon Sling | TAB-SES-LD | Lifting Device,Sling | Lifting Device |  | SQ | synthetic_web_sling |  | WA2 Lifting devices
55575 | TAB-WA2-SQ-1246 | EF2 - 901 T4 Nylon Sling | TAB-SES-LD | Lifting Device,Sling | Lifting Device |  | SQ | synthetic_web_sling |  | WA2 Lifting devices
55576 | TAB-WA2-SQ-1248 | EF2 - 901 T4 Nylon Sling | TAB-SES-LD | Lifting Device,Sling | Lifting Device |  | SQ | synthetic_web_sling |  | WA2 Lifting devices
119799 | TAB-WA2-SQ-1234 | EF2 - 901 T4 Nylon Sling | TAB-SES-LD | Lifting Device,Sling | Lifting Device |  | SQ | synthetic_web_sling |  | WA2 Lifting devices
119800 | TAB-WA2-SQ-1239 | EF2 - 901 T4 Nylon Sling | TAB-SES-LD | Lifting Device,Sling | Lifting Device |  | SQ | synthetic_web_sling |  | WA2 Lifting devices
119801 | TAB-WA2-SQ-1241 | EF2 - 901 T4 Nylon Sling | TAB-SES-LD | Lifting Device,Sling | Lifting Device |  | SQ | synthetic_web_sling |  | WA2 Lifting devices
119802 | TAB-WA2-SQ-1242 | EF2 - 901 T4 Nylon Sling | TAB-SES-LD | Lifting Device,Sling | Lifting Device |  | SQ | synthetic_web_sling |  | WA2 Lifting devices
119803 | TAB-WA2-SQ-1243 | EF2 - 901 T4 Nylon Sling | TAB-SES-LD | Lifting Device,Sling | Lifting Device |  | SQ | synthetic_web_sling |  | WA2 Lifting devices
119804 | TAB-WA2-SQ-1244 | EF2 - 901 T4 Nylon Sling | TAB-SES-LD | Lifting Device,Sling | Lifting Device |  | SQ | synthetic_web_sling |  | WA2 Lifting devices
119805 | TAB-WA2-SQ-1247 | EF2 - 901 T4 Nylon Sling | TAB-SES-LD | Lifting Device,Sling | Lifting Device |  | SQ | synthetic_web_sling |  | WA2 Lifting devices
119806 | TAB-WA2-SQ-1249 | EF2 - 901 T4 Nylon Sling | TAB-SES-LD | Lifting Device,Sling | Lifting Device |  | SQ | synthetic_web_sling |  | WA2 Lifting devices
24310 | FHO-MCS-LD-0117 | Electric Chain Hoist | FHO-MCS-LD | Lifting Device,Hoist,Manual | Lifting Device |  | LD | http://www.toronto.ca/TWONTO#lifting_equipment_hoist |  | Lifting Devices & Elevators
55515 | TAB-WA2-LD-1003 | Electric Chain Hoist | TAB-SES-LD | Lifting Device,Hoist,Electrical | Lifting Device |  | LD | http://www.toronto.ca/TWONTO#lifting_equipment_hoist |  | WA2 Lifting devices
81428 | TNT-MCS-LD-0038 | Electric Chain Hoist | TNT-MCS-LD | Lifting Device,Hoist,Electrical | Lifting Device |  | LD | http://www.toronto.ca/TWONTO#lifting_equipment_hoist |  | Lifting Devices , cranes/ Portable crane/hoists, come alongs, slings, wire rope, chains
81429 | TNT-MCS-LD-0039 | Electric Chain Hoist | TNT-MCS-LD | Lifting Device,Hoist,Electrical | Lifting Device |  | LD | http://www.toronto.ca/TWONTO#lifting_equipment_hoist |  | Lifting Devices , cranes/ Portable crane/hoists, come alongs, slings, wire rope, chains
81430 | TNT-MCS-LD-0040 | Electric Chain Hoist | TNT-MCS-LD | Lifting Device,Hoist,Electrical | Lifting Device |  | LD | http://www.toronto.ca/TWONTO#lifting_equipment_hoist |  | Lifting Devices , cranes/ Portable crane/hoists, come alongs, slings, wire rope, chains
24307 | FHO-MCS-LD-0112 | Electric Chain Hoist, PAC Tent | FHO-MCS-LD | Lifting Device,Hoist,Manual | Lifting Device |  | LD | http://www.toronto.ca/TWONTO#lifting_equipment_hoist |  | Lifting Devices & Elevators
93458 | FHO-MCS-LD-0113 | Electric Chain Hoist, PAC Tent | FHO-MCS-LD | Lifting Device,Hoist,Manual | Lifting Device |  | LD | http://www.toronto.ca/TWONTO#lifting_equipment_hoist |  | Lifting Devices & Elevators
93459 | FHO-MCS-LD-0114 | Electric Chain Hoist, PAC Tent | FHO-MCS-LD | Lifting Device,Hoist,Manual | Lifting Device |  | LD | http://www.toronto.ca/TWONTO#lifting_equipment_hoist |  | Lifting Devices & Elevators
62557 | THC-MCS-LD-10041452 | ELECTRIC HOIST (insp Liftsafe) | THC-MCS-LD | Lifting Device | Lifting Device |  | LD | http://www.toronto.ca/TWONTO#lifting_equipment_hoist |  | Mechanical Services, Lifting Device
62598 | THC-MCS-LD-1312302753 | ELECTRIC HOIST (insp Liftsafe) | THC-MCS-LD | Lifting Device | Lifting Device |  | LD | http://www.toronto.ca/TWONTO#lifting_equipment_hoist |  | Mechanical Services, Lifting Device
62609 | THC-MCS-LD-494100 | ELECTRIC HOIST (insp Liftsafe) | THC-MCS-LD | Lifting Device | Lifting Device |  | LD | http://www.toronto.ca/TWONTO#lifting_equipment_hoist |  | Mechanical Services, Lifting Device
62610 | THC-MCS-LD-5123985 | ELECTRIC HOIST (insp Liftsafe) | THC-MCS-LD | Lifting Device | Lifting Device |  | LD | http://www.toronto.ca/TWONTO#lifting_equipment_hoist |  | Mechanical Services, Lifting Device
62612 | THC-MCS-LD-61215972 | ELECTRIC HOIST (insp Liftsafe) | THC-MCS-LD | Lifting Device | Lifting Device |  | LD | http://www.toronto.ca/TWONTO#lifting_equipment_hoist |  | Mechanical Services, Lifting Device
62613 | THC-MCS-LD-61817106 | ELECTRIC HOIST (insp Liftsafe) | THC-MCS-LD | Lifting Device | Lifting Device |  | LD | http://www.toronto.ca/TWONTO#lifting_equipment_hoist |  | Mechanical Services, Lifting Device
62621 | THC-MCS-LD-EC1E3710VX | ELECTRIC HOIST (insp Liftsafe) | THC-MCS-LD | Lifting Device | Lifting Device |  |  | http://www.toronto.ca/TWONTO#lifting_equipment_hoist |  | Mechanical Services, Lifting Device
62623 | THC-MCS-LD-GJMA0102AF | ELECTRIC HOIST (insp Liftsafe) | THC-MCS-LD | Lifting Device | Lifting Device |  |  | http://www.toronto.ca/TWONTO#lifting_equipment_hoist |  | Mechanical Services, Lifting Device
62626 | THC-MCS-LD-JMA3846WB | ELECTRIC HOIST (insp Liftsafe) | THC-MCS-LD | Lifting Device | Lifting Device |  |  | http://www.toronto.ca/TWONTO#lifting_equipment_hoist |  | Mechanical Services, Lifting Device
126416 | THC-MCS-LD-0000000013 | ELECTRIC HOIST (insp Liftsafe) | THC-MCS-LD | Lifting Device | Lifting Device |  | LD | http://www.toronto.ca/TWONTO#lifting_equipment_hoist |  | Mechanical Services, Lifting Device
126464 | THC-MCS-LD-173869 | ELECTRIC HOIST (insp Liftsafe) | THC-MCS-LD | Lifting Device | Lifting Device |  | LD | http://www.toronto.ca/TWONTO#lifting_equipment_hoist |  | Mechanical Services, Lifting Device
126465 | THC-MCS-LD-206218 | ELECTRIC HOIST (insp Liftsafe) | THC-MCS-LD | Lifting Device | Lifting Device |  | LD | http://www.toronto.ca/TWONTO#lifting_equipment_hoist |  | Mechanical Services, Lifting Device
126466 | THC-MCS-LD-21153 | ELECTRIC HOIST (insp Liftsafe) | THC-MCS-LD | Lifting Device | Lifting Device |  | LD | http://www.toronto.ca/TWONTO#lifting_equipment_hoist |  | Mechanical Services, Lifting Device
126469 | THC-MCS-LD-61510249 | ELECTRIC HOIST (insp Liftsafe) | THC-MCS-LD | Lifting Device | Lifting Device |  | LD | http://www.toronto.ca/TWONTO#lifting_equipment_hoist |  | Mechanical Services, Lifting Device
126470 | THC-MCS-LD-61803715 | ELECTRIC HOIST (insp Liftsafe) | THC-MCS-LD | Lifting Device | Lifting Device |  | LD | http://www.toronto.ca/TWONTO#lifting_equipment_hoist |  | Mechanical Services, Lifting Device
126481 | THC-MCS-LD-JMA3845WB | ELECTRIC HOIST (insp Liftsafe) | THC-MCS-LD | Lifting Device | Lifting Device |  |  | http://www.toronto.ca/TWONTO#lifting_equipment_hoist |  | Mechanical Services, Lifting Device
126483 | THC-MCS-LD-L6L95SJ | ELECTRIC HOIST (insp Liftsafe) | THC-MCS-LD | Lifting Device | Lifting Device |  |  | http://www.toronto.ca/TWONTO#lifting_equipment_hoist |  | Mechanical Services, Lifting Device
126484 | THC-MCS-LD-LC-001EB | ELECTRIC HOIST (insp Liftsafe) | THC-MCS-LD | Lifting Device | Lifting Device |  |  | http://www.toronto.ca/TWONTO#lifting_equipment_hoist |  | Mechanical Services, Lifting Device
29631 | FIS-MCS-LD-0010 | Electric hoist 800 lbs | FIS-MCS | Lifting Device | Lifting Device |  | LD | http://www.toronto.ca/TWONTO#lifting_equipment_hoist |  | Mechanical Services
29632 | FIS-MCS-LD-0011 | Electric hoist 800 lbs | FIS-MCS | Lifting Device | Lifting Device |  | LD | http://www.toronto.ca/TWONTO#lifting_equipment_hoist |  | Mechanical Services
85646 | WTR-PHL-LD-0001 | Electric Pallet Truck (EFET33N) | WTR-CENTRAL-SES | Lifting Device,Electric Pallet Truck | Lifting Device |  | LD | lift_truck |  | Safety & Lifting Devices
62525 | THC-MCS-LD-0000000014 | ENGINE HOIST (insp Liftsafe) | THC-MCS-LD | Lifting Device | Lifting Device |  | LD | http://www.toronto.ca/TWONTO#lifting_equipment_hoist |  | Mechanical Services, Lifting Device
76212 | THR-MCS-LD-9858 | Engine Hoist.,2T,Head House, Work Area 2 | THR-LD-WA2 | Lifting Device,Hoist,Manual | Lifting Device |  | LD | http://www.toronto.ca/TWONTO#lifting_equipment_hoist |  | Lifting Devices, Chain Hoist, Come Along & Slings
81431 | TNT-MCS-LD-0041 | Engine lift | TNT-MCS-LD | Lifting Device | Lifting Device |  | LD | http://www.toronto.ca/TWONTO#lifting_equipment_hoist |  | Lifting Devices , cranes/ Portable crane/hoists, come alongs, slings, wire rope, chains
13675 | FCL-MCS-LD-0006 | Engine Lift 2 Ton | FCL-MCS-7 | Lifting Device | Lifting Device |  | LD | http://www.toronto.ca/TWONTO#lifting_equipment_hoist |  | Vehicles
63406 | FCL-MCS-LD-0006 | Engine Lift 2 Ton | FCL-MCS-LD | Lifting Device | Lifting Device |  | LD | http://www.toronto.ca/TWONTO#lifting_equipment_hoist |  | Lifting Devices
76074 | THR-MCS-LD-0270 | Engine Lifter, Digeter 9-10 Lower Level | THR-LD-WA1 | Lifting Device | Lifting Device |  | LD | http://www.toronto.ca/TWONTO#lifting_equipment_hoist |  | Lifting Devices, Chain Hoist, Come Along & Slings
136732 | THR-MCS-LD-7866 | Engine Lifter, Digeter 9-10 Lower Level | THR-LD-WA1 | Lifting Device | Lifting Device |  | LD | http://www.toronto.ca/TWONTO#lifting_equipment_hoist |  | Lifting Devices, Chain Hoist, Come Along & Slings
136659 | THR-MCS-LD-0404 | Engine Lifter, EMS, (ZP404) Work Area 4 | THR-LD-WA4 | Lifting Device,Hoist,Manual | Lifting Device |  | LD | http://www.toronto.ca/TWONTO#lifting_equipment_hoist |  | Lifting Devices, Chain Hoist, Come Along & Slings
76168 | THR-MCS-LD-2000 | Engine Lifter, Mobile, Work Area 1 | THR-LD-WA1 | Lifting Device,Hoist,Electrical | Lifting Device |  | LD | http://www.toronto.ca/TWONTO#lifting_equipment_hoist |  | Lifting Devices, Chain Hoist, Come Along & Slings
66346 | THC-SES-MEQ-8005 | FALL ARREST- BEAM STRAP (insp Liftsafe) | THC-MCS-LD | PPE | Lifting Device |  | MEQ | lifting_device_support |  | Mechanical Services, Lifting Device
66336 | THC-SES-MEQ-123927 | FALL ARREST- HARNESS (insp Liftsafe) | THC-MCS-LD | PPE | Lifting Device |  | MEQ | http://www.toronto.ca/TWONTO#fall_arrest_harness |  | Mechanical Services, Lifting Device
66337 | THC-SES-MEQ-127852 | FALL ARREST- HARNESS (insp Liftsafe) | THC-MCS-LD | PPE | Lifting Device |  | MEQ | http://www.toronto.ca/TWONTO#fall_arrest_harness |  | Mechanical Services, Lifting Device
66338 | THC-SES-MEQ-23D9B0 | FALL ARREST- HARNESS (insp Liftsafe) | THC-MCS-LD | PPE | Lifting Device |  | MEQ | http://www.toronto.ca/TWONTO#fall_arrest_harness |  | Mechanical Services, Lifting Device
66339 | THC-SES-MEQ-553225 | FALL ARREST- HARNESS (insp Liftsafe) | THC-MCS-LD | PPE | Lifting Device |  | MEQ | http://www.toronto.ca/TWONTO#fall_arrest_harness |  | Mechanical Services, Lifting Device
66348 | THC-SES-MEQ-957990 | FALL ARREST- HARNESS (insp Liftsafe) | THC-MCS-LD | PPE | Lifting Device |  | MEQ | http://www.toronto.ca/TWONTO#fall_arrest_harness |  | Mechanical Services, Lifting Device
66350 | THC-SES-MEQ-B3AB8E | FALL ARREST- HARNESS (insp Liftsafe) | THC-MCS-LD | PPE | Lifting Device |  |  | http://www.toronto.ca/TWONTO#fall_arrest_harness |  | Mechanical Services, Lifting Device
66351 | THC-SES-MEQ-B7E368 | FALL ARREST- HARNESS (insp Liftsafe) | THC-MCS-LD | PPE | Lifting Device |  |  | http://www.toronto.ca/TWONTO#fall_arrest_harness |  | Mechanical Services, Lifting Device
66353 | THC-SES-MEQ-F9B860 | FALL ARREST- HARNESS (insp Liftsafe) | THC-MCS-LD | PPE | Lifting Device |  |  | http://www.toronto.ca/TWONTO#fall_arrest_harness |  | Mechanical Services, Lifting Device
66355 | THC-SES-MEQ-H359276 | FALL ARREST- HARNESS (insp Liftsafe) | THC-MCS-LD | PPE | Lifting Device |  |  | http://www.toronto.ca/TWONTO#fall_arrest_harness |  | Mechanical Services, Lifting Device
128754 | THC-SES-MEQ-442225 | FALL ARREST- HARNESS (insp Liftsafe) | THC-MCS-LD | PPE | Lifting Device |  | MEQ | http://www.toronto.ca/TWONTO#fall_arrest_harness |  | Mechanical Services, Lifting Device
128757 | THC-SES-MEQ-805655 | FALL ARREST- HARNESS (insp Liftsafe) | THC-MCS-LD | PPE | Lifting Device |  | MEQ | http://www.toronto.ca/TWONTO#fall_arrest_harness |  | Mechanical Services, Lifting Device
128758 | THC-SES-MEQ-81EB102 | FALL ARREST- HARNESS (insp Liftsafe) | THC-MCS-LD | PPE | Lifting Device |  | MEQ | http://www.toronto.ca/TWONTO#fall_arrest_harness |  | Mechanical Services, Lifting Device
66345 | THC-SES-MEQ-702723 | FALL ARREST- HARNESS (insp Liftsafe) - B.S | THC-MCS-LD | PPE | Lifting Device |  | MEQ | http://www.toronto.ca/TWONTO#fall_arrest_harness |  | Mechanical Services, Lifting Device
128763 | THC-SES-MEQ-B8C69F | FALL ARREST- HARNESS (insp Liftsafe) - Ben H | THC-MCS-LD | PPE | Lifting Device |  |  | http://www.toronto.ca/TWONTO#fall_arrest_harness |  | Mechanical Services, Lifting Device
128762 | THC-SES-MEQ-ACBB51 | FALL ARREST- HARNESS (insp Liftsafe) - BRUNO M | THC-MCS-LD | PPE | Lifting Device |  |  | http://www.toronto.ca/TWONTO#fall_arrest_harness |  | Mechanical Services, Lifting Device
128764 | THC-SES-MEQ-BEE502E | FALL ARREST- HARNESS (insp Liftsafe) - Joe L | THC-MCS-LD | PPE | Lifting Device |  |  | http://www.toronto.ca/TWONTO#fall_arrest_harness |  | Mechanical Services, Lifting Device
128752 | THC-SES-MEQ-308B7F | FALL ARREST- HARNESS (insp Liftsafe) - Khristopher M | THC-MCS-LD | PPE | Lifting Device |  | MEQ | http://www.toronto.ca/TWONTO#fall_arrest_harness |  | Mechanical Services, Lifting Device
66347 | THC-SES-MEQ-8B4942 | FALL ARREST- HARNESS (insp Liftsafe) - PAUL B | THC-MCS-LD | PPE | Lifting Device |  | MEQ | http://www.toronto.ca/TWONTO#fall_arrest_harness |  | Mechanical Services, Lifting Device
128765 | THC-SES-MEQ-EDD866 | FALL ARREST- HARNESS (insp Liftsafe) - Pedro C | THC-MCS-LD | PPE | Lifting Device |  |  | http://www.toronto.ca/TWONTO#fall_arrest_harness |  | Mechanical Services, Lifting Device
66357 | THC-SES-MEQ-Q1090800 | FALL ARREST- HARNESS (insp Liftsafe) - RAUL P | THC-MCS-LD | PPE | Lifting Device |  |  | http://www.toronto.ca/TWONTO#fall_arrest_harness |  | Mechanical Services, Lifting Device
128753 | THC-SES-MEQ-3108DD | FALL ARREST- HARNESS (insp Liftsafe) - SAM KESWICK | THC-MCS-LD | PPE | Lifting Device |  | MEQ | http://www.toronto.ca/TWONTO#fall_arrest_harness |  | Mechanical Services, Lifting Device
128769 | THC-SES-MEQ-Q1191557 | FALL ARREST- HARNESS (insp Liftsafe) - SCOTT KIRKTON | THC-MCS-LD | PPE | Lifting Device |  |  | http://www.toronto.ca/TWONTO#fall_arrest_harness |  | Mechanical Services, Lifting Device
66352 | THC-SES-MEQ-BD6F1F | FALL ARREST- HARNESS (insp Liftsafe) - SHAWN | THC-MCS-LD | PPE | Lifting Device |  |  | http://www.toronto.ca/TWONTO#fall_arrest_harness |  | Mechanical Services, Lifting Device
128768 | THC-SES-MEQ-H683023 | FALL ARREST- HARNESS (insp Liftsafe) - SONYA | THC-MCS-LD | PPE | Lifting Device |  |  | http://www.toronto.ca/TWONTO#fall_arrest_harness |  | Mechanical Services, Lifting Device
128766 | THC-SES-MEQ-EE52B4 | FALL ARREST- HARNESS (insp Liftsafe) - STEVE P. | THC-MCS-LD | PPE | Lifting Device |  |  | http://www.toronto.ca/TWONTO#fall_arrest_harness |  | Mechanical Services, Lifting Device
66356 | THC-SES-MEQ-H705144 | FALL ARREST- HARNESS (insp Liftsafe)- John Guy | THC-MCS-LD | PPE | Lifting Device |  |  | http://www.toronto.ca/TWONTO#fall_arrest_harness |  | Mechanical Services, Lifting Device
66358 | THC-SES-MEQ-Q1168827 | FALL ARREST- HARNESS (insp Liftsafe)- Not assigned | THC-MCS-LD | PPE | Lifting Device |  |  | http://www.toronto.ca/TWONTO#fall_arrest_harness |  | Mechanical Services, Lifting Device
66359 | THC-SES-MEQ-Q1191588 | FALL ARREST- HARNESS (insp Liftsafe)-Brad S | THC-MCS-LD | PPE | Lifting Device |  |  | http://www.toronto.ca/TWONTO#fall_arrest_harness |  | Mechanical Services, Lifting Device
128759 | THC-SES-MEQ-905710 | FALL ARREST- HARNESS (insp Liftsafe)-LEO | THC-MCS-LD | PPE | Lifting Device |  | MEQ | http://www.toronto.ca/TWONTO#fall_arrest_harness |  | Mechanical Services, Lifting Device
66354 | THC-SES-MEQ-H177984 | FALL ARREST- HARNESS+LANYARD (insp Liftsafe) | THC-MCS-LD | PPE | Lifting Device |  |  | http://www.toronto.ca/TWONTO#fall_arrest_harness |  | Mechanical Services, Lifting Device
66349 | THC-SES-MEQ-95895 | FALL ARREST- LANYARD (insp Liftsafe) | THC-MCS-LD | PPE | Lifting Device |  | MEQ | fall_arrest_lanyard |  | Mechanical Services, Lifting Device
128756 | THC-SES-MEQ-748F3991 | FALL ARREST- LANYARD (insp Liftsafe) | THC-MCS-LD | PPE | Lifting Device |  | MEQ | fall_arrest_lanyard |  | Mechanical Services, Lifting Device
128761 | THC-SES-MEQ-95829 | FALL ARREST- LANYARD (insp Liftsafe) | THC-MCS-LD | PPE | Lifting Device |  | MEQ | fall_arrest_lanyard |  | Mechanical Services, Lifting Device
128767 | THC-SES-MEQ-FPD20819\4 | FALL ARREST- LANYARD (insp Liftsafe) | THC-MCS-LD | PPE | Lifting Device |  |  | fall_arrest_lanyard |  | Mechanical Services, Lifting Device
128770 | THC-SES-MEQ-Q19092319 | FALL ARREST- LANYARD (insp Liftsafe) - BRAD S | THC-MCS-LD | PPE | Lifting Device |  |  | fall_arrest_lanyard |  | Mechanical Services, Lifting Device
66344 | THC-SES-MEQ-5B2950 | FALL ARREST- LANYARD (insp Liftsafe) - BRAD S. | THC-MCS-LD | PPE | Lifting Device |  | MEQ | fall_arrest_lanyard |  | Mechanical Services, Lifting Device
128760 | THC-SES-MEQ-95497 | FALL ARREST- LANYARD (insp Liftsafe) - VITALY | THC-MCS-LD | PPE | Lifting Device |  | MEQ | fall_arrest_lanyard |  | Mechanical Services, Lifting Device
24335 | FHO-MCS-LD-0401 | Fork Lift, Electric Model 2 FB CA20 | FHO-MCS | Forklift,Electric | Lifting Device |  | LD | http://www.toronto.ca/TWONTO#forklift |  | Mechanical Services
93482 | FHO-MCS-LD-0401 | Fork Lift, Electric Model 2 FB CA20 | FHO-MCS-LD | Forklift,Electric | Lifting Device |  | LD | http://www.toronto.ca/TWONTO#forklift |  | Lifting Devices & Elevators
140614 | TNT-MCS-LD-0042 | Gantry Beam | TNT-MCS-LD | Lifting Device,Spreader Beam | Lifting Device |  | LD | lifting_device_support |  | Lifting Devices , cranes/ Portable crane/hoists, come alongs, slings, wire rope, chains
120037 | TAB-WA6-LD-1001 | GANTRY CRANE | TAB-WA6-LD-1000 | Lifting Device,Spreader Beam | Lifting Device |  | LD | http://www.toronto.ca/TWONTO#crane |  | WA6 portable cranes/hoists, come alongs, slings, wire rope, chains, etc.,
13674 | FCL-MCS-LD-0005 | Gantry Crane w/ Trolley 2 Ton | FCL-MCS-LD | Lifting Device | Lifting Device |  | LD | http://www.toronto.ca/TWONTO#crane |  | Lifting Devices
63405 | FCL-MCS-LD-0005 | Gantry Crane w/ Trolley 2 Ton | FCL-MCS-7 | Lifting Device | Lifting Device |  | LD | http://www.toronto.ca/TWONTO#crane |  | Vehicles
76214 | THR-MCS-LD-9862 | Gantry Crane(make;eme) ,2200lbs,, top of South Aeration Tanks(this is a Fall Arrest Davit and not to be load tested) | THR-LD-WA4 | Lifting Device,Hoist,Manual | Lifting Device |  | LD | http://www.toronto.ca/TWONTO#crane |  | Lifting Devices, Chain Hoist, Come Along & Slings
136753 | THR-MCS-LD-9863 | Gantry Crane(make;eme),,2200lbs,, top of South Aeration Tanks(this is a Fall Arrest Davit and not to be load tested) | THR-LD-WA4 | Lifting Device,Hoist,Manual | Lifting Device |  | LD | http://www.toronto.ca/TWONTO#crane |  | Lifting Devices, Chain Hoist, Come Along & Slings
76199 | THR-MCS-LD-8661 | Gantry, 4400LB/2000 KG, Grit Building, Work Area 2 | THR-LD-WA2 | Lifting Device,Hoist | Lifting Device |  | LD | lifting_device_support |  | Lifting Devices, Chain Hoist, Come Along & Slings
136743 | THR-MCS-LD-8661 | Gantry, 4400LB/2000 KG, Grit Building, Work Area 2 | THR-SES-LD | Lifting Device,Hoist | Lifting Device |  | LD | lifting_device_support |  | Lifting Device, Safety Equipment
76151 | THR-MCS-LD-0678 | Gantry, A-Frame for Chain Hoist | THR-LD-WA3 | Lifting Device | Lifting Device |  | LD | lifting_device_support |  | Lifting Devices, Chain Hoist, Come Along & Slings
76137 | THR-MCS-LD-0534 | Gantry, Fixed, Primary Tank, Work Area (REMOVED FROM SERVICE) | THR-S-E | Lifting Device | Lifting Device | 34751 | LD | lifting_device_support |  | SUSPENDED ENTITY
136667 | THR-MCS-LD-0534 | Gantry, Fixed, Primary Tank, Work Area (REMOVED FROM SERVICE) | THR-LD-WA2 | Lifting Device | Lifting Device | 34751 | LD | lifting_device_support |  | Lifting Devices, Chain Hoist, Come Along & Slings
136668 | THR-MCS-LD-0534 | Gantry, Fixed, Primary Tank, Work Area (REMOVED FROM SERVICE) | THR-LD-WA3 | Lifting Device | Lifting Device | 34751 | LD | lifting_device_support |  | Lifting Devices, Chain Hoist, Come Along & Slings
76198 | THR-MCS-LD-8659 | Gantry, Portable, 2000LB/907KG Work Area 2 | THR-SES-LD | Lifting Device,Hoist | Lifting Device |  | LD | lifting_device_support |  | Lifting Device, Safety Equipment
136740 | THR-MCS-LD-8659 | Gantry, Portable, 2000LB/907KG Work Area 2 | THR-LD-WA2 | Lifting Device,Hoist | Lifting Device |  | LD | lifting_device_support |  | Lifting Devices, Chain Hoist, Come Along & Slings
136741 | THR-MCS-LD-8660 | Gantry, Portable, 2200LB/1000 KG, Grit Tank Basement, Work Area 2 | THR-LD-WA2 | Lifting Device,Hoist | Lifting Device |  | LD | lifting_device_support |  | Lifting Devices, Chain Hoist, Come Along & Slings
136742 | THR-MCS-LD-8660 | Gantry, Portable, 2200LB/1000 KG, Grit Tank Basement, Work Area 2 | THR-SES-LD | Lifting Device,Hoist | Lifting Device |  | LD | lifting_device_support |  | Lifting Device, Safety Equipment
136673 | THR-MCS-LD-0550 | Gantry, Portable, Digester 9-10, Work Area 1 | THR-LD-WA1 | Lifting Device,Hoist,Electrical | Lifting Device |  | LD | lifting_device_support |  | Lifting Devices, Chain Hoist, Come Along & Slings
76142 | THR-MCS-LD-0553 | Gantry, Portable, East Maintenance Shop, Work Area 4 | THR-LD-WA4 | Lifting Device,Hoist,Electrical | Lifting Device |  | LD | lifting_device_support |  | Lifting Devices, Chain Hoist, Come Along & Slings
76200 | THR-MCS-LD-8662 | Gantry, Portable, EME-1100LB/1000 KG, Bar Screen Area- HH | THR-LD-WA2 | Lifting Device,Hoist | Lifting Device |  | LD | lifting_device_support |  | Lifting Devices, Chain Hoist, Come Along & Slings
76201 | THR-MCS-LD-8662 | Gantry, Portable, EME-1100LB/1000 KG, Bar Screen Area- HH | THR-SES-LD | Lifting Device,Hoist | Lifting Device |  | LD | lifting_device_support |  | Lifting Device, Safety Equipment
76141 | THR-MCS-LD-0548 | Gantry, Portable,1500Lbs, Digester, Work Area 1 | THR-LD-WA1 | Lifting Device,Hoist,Electrical | Lifting Device |  | LD | lifting_device_support |  | Lifting Devices, Chain Hoist, Come Along & Slings
136672 | THR-MCS-LD-0549 | Gantry, Portable,1T, Digester, Work Area 1 | THR-LD-WA1 | Lifting Device,Hoist,Electrical | Lifting Device |  | LD | lifting_device_support |  | Lifting Devices, Chain Hoist, Come Along & Slings
126423 | THC-MCS-LD-0000000030 | GENERAL EQUIPMENT - GANTRY (insp Liftsafe) | THC-MCS-LD | Lifting Device | Lifting Device |  | LD | http://www.toronto.ca/TWONTO#collection_of_assets |  | Mechanical Services, Lifting Device
62532 | THC-MCS-LD-0000000028 | GENERAL EQUIPMENT - LIFT TABLE WITH MANUAL WINCH (insp Liftsafe) | THC-MCS-LD | Lifting Device | Lifting Device |  | LD | http://www.toronto.ca/TWONTO#collection_of_assets |  | Mechanical Services, Lifting Device
62617 | THC-MCS-LD-A7530 | GENERAL EQUIPMENT - WIRE ROPE (insp Liftsafe) | THC-MCS-LD | Lifting Device | Lifting Device |  |  | http://www.toronto.ca/TWONTO#collection_of_assets |  | Mechanical Services, Lifting Device
126472 | THC-MCS-LD-9101539633 | GENERAL EQUIPMENT (insp Liftsafe) | THC-MCS-LD | Lifting Device | Lifting Device |  | LD | http://www.toronto.ca/TWONTO#collection_of_assets |  | Mechanical Services, Lifting Device
55297 | TAB-WA1-LD-1213 | Hoist | TAB-WA1-SQ-1000 | Lifting Device,Hoist | Lifting Device |  | LD | http://www.toronto.ca/TWONTO#lifting_equipment_hoist |  | WA1 Lifting Devices and Slings
55298 | TAB-WA1-LD-1214 | Hoist | TAB-WA1-SQ-1000 | Lifting Device,Hoist | Lifting Device |  | LD | http://www.toronto.ca/TWONTO#lifting_equipment_hoist |  | WA1 Lifting Devices and Slings
55299 | TAB-WA1-LD-1215 | Hoist | TAB-WA1-SQ-1000 | Lifting Device,Hoist | Lifting Device |  | LD | http://www.toronto.ca/TWONTO#lifting_equipment_hoist |  | WA1 Lifting Devices and Slings
55300 | TAB-WA1-LD-1216 | Hoist | TAB-WA1-SQ-1000 | Lifting Device,Hoist | Lifting Device |  | LD | http://www.toronto.ca/TWONTO#lifting_equipment_hoist |  | WA1 Lifting Devices and Slings
55301 | TAB-WA1-LD-1222 | Hoist | TAB-WA1-SQ-1000 | Lifting Device,Hoist | Lifting Device |  | LD | http://www.toronto.ca/TWONTO#lifting_equipment_hoist |  | WA1 Lifting Devices and Slings
119562 | TAB-WA1-LD-1201 | Hoist | TAB-WA1-SQ-1000 | Lifting Device,Hoist | Lifting Device |  | LD | http://www.toronto.ca/TWONTO#lifting_equipment_hoist |  | WA1 Lifting Devices and Slings
119568 | TAB-WA1-LD-1212 | Hoist | TAB-WA1-SQ-1000 | Lifting Device,Hoist | Lifting Device |  | LD | http://www.toronto.ca/TWONTO#lifting_equipment_hoist |  | WA1 Lifting Devices and Slings
119569 | TAB-WA1-LD-1217 | Hoist | TAB-WA1-SQ-1000 | Lifting Device,Hoist | Lifting Device |  | LD | http://www.toronto.ca/TWONTO#lifting_equipment_hoist |  | WA1 Lifting Devices and Slings
119570 | TAB-WA1-LD-1218 | Hoist | TAB-WA1-SQ-1000 | Lifting Device,Hoist | Lifting Device |  | LD | http://www.toronto.ca/TWONTO#lifting_equipment_hoist |  | WA1 Lifting Devices and Slings
119571 | TAB-WA1-LD-1219 | Hoist | TAB-WA1-SQ-1000 | Lifting Device,Hoist | Lifting Device |  | LD | http://www.toronto.ca/TWONTO#lifting_equipment_hoist |  | WA1 Lifting Devices and Slings
119572 | TAB-WA1-LD-1220 | Hoist | TAB-WA1-SQ-1000 | Lifting Device,Hoist | Lifting Device |  | LD | http://www.toronto.ca/TWONTO#lifting_equipment_hoist |  | WA1 Lifting Devices and Slings
119573 | TAB-WA1-LD-1221 | Hoist | TAB-WA1-SQ-1000 | Lifting Device,Hoist | Lifting Device |  | LD | http://www.toronto.ca/TWONTO#lifting_equipment_hoist |  | WA1 Lifting Devices and Slings
17588 | FHA-MCS-LD-1201 | Hoist Chain - CAP.: 1Ton | FHA-MCS-LD | Lifting Device,Hoist,Manual | Lifting Device | 34060 | LD | http://www.toronto.ca/TWONTO#lifting_equipment_hoist |  | Lifting Devices
78728 | FHA-MCS-LD-1101 | Hoist Chain Type - CAP.: 1/2 Ton - 15 ft. Lift | FHA-MCS-LD | Lifting Device,Hoist,Manual | Lifting Device | 34059 | LD | http://www.toronto.ca/TWONTO#lifting_equipment_hoist |  | Lifting Devices
78724 | FHA-MCS-LD-0101 | Hoist Chain Type - CAP: 1/2 TON - 8 FT Lift | FHA-MCS-LD | Lifting Device,Hoist,Manual | Lifting Device | 34057 | LD | http://www.toronto.ca/TWONTO#lifting_equipment_hoist |  | Lifting Devices
78725 | FHA-MCS-LD-0301 | Hoist Chain Type - CAP: 3 Ton - 10 ft Lift | FHA-MCS-LD | Lifting Device,Hoist,Manual | Lifting Device | 34058 | LD | http://www.toronto.ca/TWONTO#lifting_equipment_hoist |  | Lifting Devices
119909 | TAB-WA4-LD-0007 | Hoist, Come-Along 1/2 Ton S/N 000007 | TAB-WA4-SQ-0010 | Lifting Device | Lifting Device |  | LD | http://www.toronto.ca/TWONTO#lifting_equipment_hoist |  | WA4 Fall arrest systems
119911 | TAB-WA4-LD-2503 | Hoist, Come-Along 1/2 Ton S/N 0002503 | TAB-WA4-SQ-0010 | Lifting Device | Lifting Device |  | LD | http://www.toronto.ca/TWONTO#lifting_equipment_hoist |  | WA4 Fall arrest systems
119912 | TAB-WA4-LD-3616 | Hoist, Come-Along 1/2 Ton S/N 0003616 | TAB-WA4-SQ-0010 | Lifting Device | Lifting Device |  | LD | http://www.toronto.ca/TWONTO#lifting_equipment_hoist |  | WA4 Fall arrest systems
119917 | TAB-WA4-LD-7012 | Hoist, Come-Along 3/4 Ton S/N 1207012 | TAB-WA4-SQ-0010 | Lifting Device | Lifting Device |  | LD | http://www.toronto.ca/TWONTO#lifting_equipment_hoist |  | WA4 Fall arrest systems
119994 | TAB-WA5-LD-005L | Hoist, Kito | TAB-WA5-SQ | PPE | Lifting Device |  | LD | http://www.toronto.ca/TWONTO#lifting_equipment_hoist |  | WA5 Safety Equipment
55756 | TAB-WA5-LD-8069 | Hoist, Kone | TAB-WA5-SQ | PPE | Lifting Device |  | LD | http://www.toronto.ca/TWONTO#lifting_equipment_hoist |  | WA5 Safety Equipment
119594 | TAB-WA1-LD-1260 | Hydraulic Lifter | TAB-WA1-SQ-1000 | Lifting Device | Lifting Device |  | LD | lift_truck |  | WA1 Lifting Devices and Slings
119595 | TAB-WA1-LD-1261 | Hydraulic Lifter | TAB-WA1-SQ-1000 | Lifting Device | Lifting Device |  | LD | lift_truck |  | WA1 Lifting Devices and Slings
55354 | TAB-WA1-LD-1258 | Hydraulic Pallet Truck | TAB-WA1-SQ-1000 | Lifting Device | Lifting Device |  | LD | lift_truck |  | WA1 Lifting Devices and Slings
119590 | TAB-WA1-LD-1255 | Hydraulic Pallet Truck | TAB-WA1-SQ-1000 | Lifting Device | Lifting Device |  | LD | lift_truck |  | WA1 Lifting Devices and Slings
119591 | TAB-WA1-LD-1256 | Hydraulic Pallet Truck | TAB-WA1-SQ-1000 | Lifting Device | Lifting Device |  | LD | lift_truck |  | WA1 Lifting Devices and Slings
119592 | TAB-WA1-LD-1257 | Hydraulic Pallet Truck | TAB-WA1-SQ-1000 | Lifting Device | Lifting Device |  | LD | lift_truck |  | WA1 Lifting Devices and Slings
119593 | TAB-WA1-LD-1259 | Hydraulic Pallet Truck | TAB-WA1-SQ-1000 | Lifting Device | Lifting Device |  | LD | lift_truck |  | WA1 Lifting Devices and Slings
136688 | THR-MCS-LD-1083 | IP Clamp, Work Area 2 | THR-LD-WA2 | Lifting Device | Lifting Device |  | LD | lifting_device_support |  | Lifting Devices, Chain Hoist, Come Along & Slings
136723 | THR-MCS-LD-4750 | IP Clamp, Work Area 2 | THR-LD-WA2 | Lifting Device,Chain | Lifting Device |  | LD | lifting_device_support |  | Lifting Devices, Chain Hoist, Come Along & Slings
55514 | TAB-WA2-LD-1002 | JET Model FA1 - 25 Electric Chain Hoist | TAB-SES-LD | Lifting Device,Hoist,Electrical | Lifting Device |  | LD | http://www.toronto.ca/TWONTO#lifting_equipment_hoist |  | WA2 Lifting devices
76134 | THR-MCS-LD-0528A | Jib Crane, 0.5 T, ,for Chain Hoist LD-528 | THR-CRN-WA3 | Lifting Device,Hoist,Manual | Lifting Device |  | LD | http://www.toronto.ca/TWONTO#crane |  | Cranes, Overhead Lifting Devices,WA3
76135 | THR-MCS-LD-0528A | Jib Crane, 0.5 T, ,for Chain Hoist LD-528 | THR-LD-WA3 | Lifting Device,Hoist,Manual | Lifting Device |  | LD | http://www.toronto.ca/TWONTO#crane |  | Lifting Devices, Chain Hoist, Come Along & Slings
76184 | THR-MCS-LD-6069 | Jib Crane, Chlorine Bldg. Workshop, Work Area 4 | THR-LD-WA4 | Lifting Device,Hoist,Manual | Lifting Device |  | LD | http://www.toronto.ca/TWONTO#crane |  | Lifting Devices, Chain Hoist, Come Along & Slings
136663 | THR-MCS-LD-0525S | Jib Crane, for Chain Hoist | THR-LD-WA3 | Lifting Device,Hoist,Manual | Lifting Device | 35769 | LD | http://www.toronto.ca/TWONTO#crane |  | Lifting Devices, Chain Hoist, Come Along & Slings
140615 | TNT-MCS-LD-0043 | Kinshofer Lifting Device | TNT-MCS-LD | Lifting Device,Spreader Beam | Lifting Device |  | LD | ? |  | Lifting Devices , cranes/ Portable crane/hoists, come alongs, slings, wire rope, chains
55518 | TAB-WA2-LD-1009 | KITO 0623 Come Along | TAB-SES-LD | Lifting Device | Lifting Device |  | LD | winch |  | WA2 Lifting devices
55513 | TAB-WA2-LD-1001 | KITO Chain Hoist | TAB-SES-LD | Lifting Device,Hoist,Manual | Lifting Device |  | LD | http://www.toronto.ca/TWONTO#lifting_equipment_hoist |  | WA2 Lifting devices
119758 | TAB-WA2-LD-1004 | KITO Electric Chain Hoist | TAB-SES-LD | Lifting Device,Hoist,Electrical | Lifting Device |  | LD | http://www.toronto.ca/TWONTO#lifting_equipment_hoist |  | WA2 Lifting devices
119997 | TAB-WA5-LDR-0210 | Ladder, Nylon, Featherlite | TAB-WA5-SQ | PPE | Lifting Device |  | LDR | http://www.toronto.ca/TWONTO#portable_ladder |  | WA5 Safety Equipment
120003 | TAB-WA5-LDR-6410 | Ladder, Nylon, Featherlite | TAB-WA5-SQ | PPE | Lifting Device |  | LDR | http://www.toronto.ca/TWONTO#portable_ladder |  | WA5 Safety Equipment
55757 | TAB-WA5-LDR-6606 | Ladder,Nylon, Featherlite | TAB-WA5-SQ | PPE | Lifting Device |  | LDR | http://www.toronto.ca/TWONTO#portable_ladder |  | WA5 Safety Equipment
119998 | TAB-WA5-LDR-4412 | Ladder,Nylon, Featherlite | TAB-WA5-SQ | PPE | Lifting Device |  | LDR | http://www.toronto.ca/TWONTO#portable_ladder |  | WA5 Safety Equipment
119999 | TAB-WA5-LDR-4608 | Ladder,Nylon, Featherlite | TAB-WA5-SQ | PPE | Lifting Device |  | LDR | http://www.toronto.ca/TWONTO#portable_ladder |  | WA5 Safety Equipment
120002 | TAB-WA5-LDR-6406 | Ladder,Nylon, Featherlite | TAB-WA5-SQ | PPE | Lifting Device |  | LDR | http://www.toronto.ca/TWONTO#portable_ladder |  | WA5 Safety Equipment
120004 | TAB-WA5-LDR-6812 | Ladder,Nylon, Featherlite | TAB-WA5-SQ | PPE | Lifting Device |  | LDR | http://www.toronto.ca/TWONTO#portable_ladder |  | WA5 Safety Equipment
120005 | TAB-WA5-LDR-8340 | Ladder,Nylon, Featherlite | TAB-WA5-SQ | PPE | Lifting Device |  | LDR | http://www.toronto.ca/TWONTO#portable_ladder |  | WA5 Safety Equipment
120006 | TAB-WA5-LFR-6812 | Ladder,Nylon, Featherlite | TAB-WA5-SQ | PPE | Lifting Device |  | LFR | http://www.toronto.ca/TWONTO#portable_ladder |  | WA5 Safety Equipment
120000 | TAB-WA5-LDR-6208 | Ladder,Nylon, Werner | TAB-WA5-SQ | PPE | Lifting Device |  | LDR | http://www.toronto.ca/TWONTO#portable_ladder |  | WA5 Safety Equipment
120001 | TAB-WA5-LDR-6258 | Ladder,Nylon, Werner | TAB-WA5-SQ | PPE | Lifting Device |  | LDR | http://www.toronto.ca/TWONTO#portable_ladder |  | WA5 Safety Equipment
56921 | THC-ACC-LD-0311 | Leveller,SE Truck Dock,Incineration Building M | THC-MCS-LD-M | Lifting Device,Dock | Lifting Device |  | LD | lifting_device_support |  | Lifting Devices & Elevators, Building M
78726 | FHA-MCS-LD-0501 SU | Lever Puller - Link Hoist Chain Type - CAP: 3 Ton - 5 FT Lift | FHA-MCS-LD | Lifting Device,Hoist,Manual | Lifting Device | 34052 | LD | http://www.toronto.ca/TWONTO#lifting_equipment_hoist |  | Lifting Devices
29630 | FIS-MCS-LD-0006 | Lift 1500 lbs | FIS-MCS | Lifting Device | Lifting Device |  | LD | lift_truck |  | Mechanical Services
126449 | THC-MCS-LD-0030 | Lift table, for MCC breaker removal | THC-MCS-LD-T | Lifting Device,Hoist,Electrical | Lifting Device |  | LD | lift_truck |  | Lifting Devices, Building T
126450 | THC-MCS-LD-0031 | Lift table, for MCC breaker removal, Bldg. S | THC-MCS-LD-T | Lifting Device,Hoist,Electrical | Lifting Device |  | LD | lift_truck |  | Lifting Devices, Building T
136675 | THR-MCS-LD-0557 | Lift Table, Machine Shop | THR-LD-WA3 | Lifting Device | Lifting Device |  | LD | lift_truck |  | Lifting Devices, Chain Hoist, Come Along & Slings
8539 | COL-RBB-LD-0002 | Lifting Device | COL-RBB-MISC |  | Lifting Device |  | LD | http://www.toronto.ca/TWONTO#collection_of_assets |  | Miscellaneous Equipment
8693 | COL-RBC-LD-0001 | Lifting Device | COL-RBC-MISC |  | Lifting Device |  | LD | http://www.toronto.ca/TWONTO#collection_of_assets |  | Miscellaneous Equipment
8722 | COL-RBG-LD-0001 | Lifting Device | COL-RBG-MISC |  | Lifting Device |  | LD | http://www.toronto.ca/TWONTO#collection_of_assets |  | Miscellaneous Equipment
31431 | COL-RBB-LD-0001 | Lifting Device | COL-RBB-MISC |  | Lifting Device |  | LD | http://www.toronto.ca/TWONTO#collection_of_assets |  | Miscellaneous Equipment
63403 | FCL-MCS-LD-0004 | Lifting Device, 2 Wheel Cart | FCL-MCS-7 | Lifting Device | Lifting Device |  | LD | lift_truck |  | Vehicles
63404 | FCL-MCS-LD-0004 | Lifting Device, 2 Wheel Cart | FCL-MCS-LD | Lifting Device | Lifting Device |  | LD | lift_truck |  | Lifting Devices
17591 | FHA-MCS-LD-1701 | Lifting Device, Hoist, Chain Type, 0.5 Ton, Stores | FHA-MCS-LD | Lifting Device,Hoist,Manual | Lifting Device |  | LD | http://www.toronto.ca/TWONTO#lifting_equipment_hoist |  | Lifting Devices
17596 | FHA-MCS-LD-2401 | Lifting Device, Hoist, Chain Type, 0.5 Ton, Stores | FHA-MCS-LD | Lifting Device,Hoist,Manual | Lifting Device |  | LD | http://www.toronto.ca/TWONTO#lifting_equipment_hoist |  | Lifting Devices
17597 | FHA-MCS-LD-2501 | Lifting Device, Hoist, Chain Type, 0.5 Ton, Stores | FHA-MCS-LD | Lifting Device,Hoist,Manual | Lifting Device |  | LD | http://www.toronto.ca/TWONTO#lifting_equipment_hoist |  | Lifting Devices
78730 | FHA-MCS-LD-1601 | Lifting Device, Hoist, Chain Type, 0.5 Ton, Stores | FHA-MCS-LD | Lifting Device,Hoist,Manual | Lifting Device |  | LD | http://www.toronto.ca/TWONTO#lifting_equipment_hoist |  | Lifting Devices
17592 | FHA-MCS-LD-1801 | Lifting Device, Hoist, Chain Type, 1 Ton, Filter Building, Pipe Gallery Middle, West Side | FHA-MCS-LD | Lifting Device,Hoist,Manual | Lifting Device |  | LD | http://www.toronto.ca/TWONTO#lifting_equipment_hoist |  | Lifting Devices
17598 | FHA-MCS-LD-2701 | Lifting Device, Hoist, Chain Type, 1 Ton, Stores | FHA-MCS-LD | Lifting Device,Hoist,Manual | Lifting Device |  | LD | http://www.toronto.ca/TWONTO#lifting_equipment_hoist |  | Lifting Devices
17590 | FHA-MCS-LD-1401 | Lifting Device, Hoist, Chain Type, 1.5 Ton, RMF, Central Thickening Gallery | FHA-MCS-LD | Lifting Device,Hoist,Manual | Lifting Device |  | LD | http://www.toronto.ca/TWONTO#lifting_equipment_hoist |  | Lifting Devices
17586 | FHA-MCS-LD-0201 | Lifting Device, Hoist, Chain Type, 1.5 Ton, Stores | FHA-MCS-LD | Lifting Device,Chain | Lifting Device |  | LD | http://www.toronto.ca/TWONTO#lifting_equipment_hoist |  | Lifting Devices
17595 | FHA-MCS-LD-2201 | Lifting Device, Hoist, Chain Type, 1.8 Ton, RMF, 4th Floor, Pipe Gallery | FHA-MCS-LD | Lifting Device,Hoist,Manual | Lifting Device |  | LD | http://www.toronto.ca/TWONTO#lifting_equipment_hoist |  | Lifting Devices
78729 | FHA-MCS-LD-1501 | Lifting Device, Hoist, Chain Type, 1.8 Ton, RMF, Decant Tank Gallery | FHA-MCS-LD | Lifting Device,Hoist,Manual | Lifting Device |  | LD | http://www.toronto.ca/TWONTO#lifting_equipment_hoist |  | Lifting Devices
17587 | FHA-MCS-LD-1001 | Lifting Device, Hoist, Chain Type, Stores | FHA-MCS-LD | Lifting Device,Hoist,Manual | Lifting Device |  | LD | http://www.toronto.ca/TWONTO#lifting_equipment_hoist |  | Lifting Devices
78727 | FHA-MCS-LD-0901 | Lifting Device, Hoist, Chain Type, Stores | FHA-MCS-LD | Lifting Device,Hoist,Manual | Lifting Device |  | LD | http://www.toronto.ca/TWONTO#lifting_equipment_hoist |  | Lifting Devices
93481 | FHO-MCS-LD-0304 | Lifting device, Jack pallet hydraulic Model # PTW 80 | FHO-MCS-LD | Lifting Device | Lifting Device |  | LD | lift_truck |  | Lifting Devices & Elevators
93480 | FHO-MCS-LD-0303 | Lifting Device, JLG Manlift JLG 20 DUL -Sr# 013000 7854 | FHO-MCS-LD | Lifting Device | Lifting Device |  | LD | http://www.toronto.ca/TWONTO#man_lift |  | Lifting Devices & Elevators
17600 | FHA-MCS-LD-2901 | Lifting Device, Puller, 1.5 Ton, Service Building, Stores | FHA-MCS-LD | Lifting Device,Hoist,Manual | Lifting Device |  | LD | winch |  | Lifting Devices
17594 | FHA-MCS-LD-2101 | Lifting Device, Puller, 1.5 Ton, Stores | FHA-MCS-LD | Lifting Device,Hoist,Manual | Lifting Device |  | LD | winch |  | Lifting Devices
78731 | FHA-MCS-LD-1901 | Lifting Device, Puller, 3 Ton, Filter Building, Pipe Gallery, West | FHA-MCS-LD | Lifting Device,Hoist,Manual | Lifting Device |  | LD | winch |  | Lifting Devices
17601 | FHA-MCS-LD-3001 | Lifting Device, Puller, 3 Ton, Service Building, Stores | FHA-MCS-LD | Lifting Device,Hoist,Manual | Lifting Device |  | LD | winch |  | Lifting Devices
17593 | FHA-MCS-LD-2001 | Lifting Device, Puller, 3 Ton, Stores | FHA-MCS-LD | Lifting Device,Hoist,Manual | Lifting Device |  | LD | winch |  | Lifting Devices
93479 | FHO-MCS-LD-0302 | Lifting device, Scissor Lift - Skyjack Model SJ3226 -Sr # 275042 | FHO-MCS-LD | Lifting Device,Scissor Lift | Lifting Device |  | LD | http://www.toronto.ca/TWONTO#man_lift |  | Lifting Devices & Elevators
24333 | FHO-MCS-LD-0301 | Lifting Device, Scissor Lift, Hefty Herman Model 2034 HT- Sr # 8100491 | FHO-MCS-LD | Lifting Device,Scissor Lift | Lifting Device |  | LD | http://www.toronto.ca/TWONTO#man_lift |  | Lifting Devices & Elevators
93477 | FHO-MCS-LD-0301 | Lifting Device, Scissor Lift, Hefty Herman Model 2034 HT- Sr # 8100491 | FHO-MCS | Lifting Device,Scissor Lift | Lifting Device |  | LD | http://www.toronto.ca/TWONTO#man_lift |  | Mechanical Services
93478 | FHO-MCS-LD-0301 | Lifting Device, Scissor Lift, Hefty Herman Model 2034 HT- Sr # 8100491 | FHO-MCS-MEQ | Lifting Device,Scissor Lift | Lifting Device |  | LD | http://www.toronto.ca/TWONTO#man_lift |  | Machine Shop & Equipment
17589 | FHA-MCS-LD-1301 | Lifting Device, Trolley, 1.5 Ton, RMF, Central Thickening Gallery on Gantry | FHA-MCS-LD | Lifting Device,Hoist,Manual | Lifting Device |  | LD | lifting_device_support |  | Lifting Devices
78733 | FHA-MCS-LD-2601 | Lifting Device, Trolley, 3 Ton, Stores | FHA-MCS-LD | Lifting Device,Hoist,Manual | Lifting Device |  | LD | lifting_device_support |  | Lifting Devices
48656 | TAB-MCS-LD-5803 | Lifting Device, Trolley, Gear type, 2 Ton, Truck Loading, 2nd Floor | TAB-MCS-CRN | Lifting Device,Hoist,Electrical | Lifting Device |  | LD | lifting_device_support |  | TAB Cranes and Lifting Devices
48657 | TAB-MCS-LD-5805 | Lifting Device, Trolley, Gear type, 2 Ton, Truck Loading, 2nd Floor | TAB-MCS-CRN | Lifting Device,Hoist,Electrical | Lifting Device |  | LD | lifting_device_support |  | TAB Cranes and Lifting Devices
48697 | TAB-MCS-LD-5806 | Lifting Device, Trolley, Gear type, 2 Ton, Truck Loading, 2nd Floor | TAB-MCS-CRN | Lifting Device,Hoist,Electrical | Lifting Device |  | LD | lifting_device_support |  | TAB Cranes and Lifting Devices
113771 | TAB-MCS-LD-5801 | Lifting Device, Trolley, Gear type, 2 Ton, Truck Loading, 2nd Floor | TAB-MCS-CRN | Lifting Device,Hoist,Electrical | Lifting Device |  | LD | lifting_device_support |  | TAB Cranes and Lifting Devices
113772 | TAB-MCS-LD-5802 | Lifting Device, Trolley, Gear type, 2 Ton, Truck Loading, 2nd Floor | TAB-MCS-CRN | Lifting Device,Hoist,Electrical | Lifting Device |  | LD | lifting_device_support |  | TAB Cranes and Lifting Devices
113773 | TAB-MCS-LD-5804 | Lifting Device, Trolley, Gear type, 2 Ton, Truck Loading, 2nd Floor | TAB-MCS-CRN | Lifting Device,Hoist,Electrical | Lifting Device |  | LD | lifting_device_support |  | TAB Cranes and Lifting Devices
81368 | TNT-MCS-LD | Lifting Devices , cranes/ Portable crane/hoists, come alongs, slings, wire rope, chains | TNT-MCS | Lifting Device | Lifting Device |  |  | http://www.toronto.ca/TWONTO#collection_of_assets |  | Miscellaneous, including Storm Water Tanks
76045 | THR-LD-WA1 | Lifting Devices, Chain Hoist, Come Along & Slings | THR-MCS-WA1 | Lifting Device,Sling | Lifting Device |  |  | http://www.toronto.ca/TWONTO#collection_of_assets |  | Cranes, Lifting Devices, Machine Tools, Overhead Doors
76046 | THR-LD-WA2 | Lifting Devices, Chain Hoist, Come Along & Slings | THR-MCS-WA2 | Lifting Device,Sling | Lifting Device |  |  | http://www.toronto.ca/TWONTO#collection_of_assets |  | Cranes, Lifting Devices, Machine Tools, Overhead Doors
76047 | THR-LD-WA3 | Lifting Devices, Chain Hoist, Come Along & Slings | THR-MCS-WA3 | Lifting Device,Sling | Lifting Device |  |  | http://www.toronto.ca/TWONTO#collection_of_assets |  | Cranes, Lifting Devices, Machine Tools, Overhead doors, Welding Shops
76048 | THR-LD-WA4 | Lifting Devices, Chain Hoist, Come Along & Slings | THR-GRK-WA4 | Lifting Device,Sling | Lifting Device |  |  | http://www.toronto.ca/TWONTO#collection_of_assets |  | Building & Grounds Work Area 4
136621 | THR-LD-WA1 | Lifting Devices, Chain Hoist, Come Along & Slings | THR-GRK-WA1 | Lifting Device,Sling | Lifting Device |  |  | http://www.toronto.ca/TWONTO#collection_of_assets |  | Building & Grounds Work Area 1
136622 | THR-LD-WA2 | Lifting Devices, Chain Hoist, Come Along & Slings | THR-GRK-WA2 | Lifting Device,Sling | Lifting Device |  |  | http://www.toronto.ca/TWONTO#collection_of_assets |  | Building & Grounds Work Area 2
136623 | THR-LD-WA4 | Lifting Devices, Chain Hoist, Come Along & Slings | THR-MCS-WA4 | Lifting Device,Sling | Lifting Device |  |  | http://www.toronto.ca/TWONTO#collection_of_assets |  | Cranes, Lifting Devices, Machine Tools, Mechanical/Welding Shops
62529 | THC-MCS-LD-0000000022 | LIFTING SUPPORT STRUCTURE - A FRAME (insp Liftsafe) | THC-MCS-LD | Lifting Device | Lifting Device |  | LD | lifting_device_support |  | Mechanical Services, Lifting Device
126420 | THC-MCS-LD-0000000025 | LIFTING SUPPORT STRUCTURE - CMJ (insp Liftsafe) | THC-MCS-LD | Lifting Device | Lifting Device |  | LD | lifting_device_support |  | Mechanical Services, Lifting Device
126421 | THC-MCS-LD-0000000026 | LIFTING SUPPORT STRUCTURE - COLUMN MOUNTED JIB (insp Liftsafe) | THC-MCS-LD | Lifting Device | Lifting Device |  | LD | lifting_device_support |  | Mechanical Services, Lifting Device
62530 | THC-MCS-LD-0000000023 | LIFTING SUPPORT STRUCTURE - FLOOR JIB (insp Liftsafe) | THC-MCS-LD | Lifting Device | Lifting Device |  | LD | lifting_device_support |  | Mechanical Services, Lifting Device
62533 | THC-MCS-LD-0000000029 | LIFTING SUPPORT STRUCTURE - GANTRY (insp Liftsafe) | THC-MCS-LD | Lifting Device | Lifting Device |  | LD | lifting_device_support |  | Mechanical Services, Lifting Device
62630 | THC-MCS-LD-SO-S55845 | LIFTING SUPPORT STRUCTURE - GANTRY (insp Liftsafe) | THC-MCS-LD | Lifting Device | Lifting Device |  |  | lifting_device_support |  | Mechanical Services, Lifting Device
126419 | THC-MCS-LD-0000000020 | LIFTING SUPPORT STRUCTURE - GANTRY (insp Liftsafe) | THC-MCS-LD | Lifting Device | Lifting Device |  | LD | lifting_device_support |  | Mechanical Services, Lifting Device
126422 | THC-MCS-LD-0000000027 | LIFTING SUPPORT STRUCTURE - JIB WITH KBK 2 RAIL (insp Liftsafe) | THC-MCS-LD | Lifting Device | Lifting Device |  | LD | lifting_device_support |  | Mechanical Services, Lifting Device
62526 | THC-MCS-LD-0000000016 | LIFTING SUPPORT STRUCTURE - MONORAIL (insp Liftsafe) | THC-MCS-LD | Lifting Device | Lifting Device |  | LD | lifting_device_support |  | Mechanical Services, Lifting Device
62527 | THC-MCS-LD-0000000017 | LIFTING SUPPORT STRUCTURE - MONORAIL (insp Liftsafe) | THC-MCS-LD | Lifting Device | Lifting Device |  | LD | lifting_device_support |  | Mechanical Services, Lifting Device
62528 | THC-MCS-LD-0000000021 | LIFTING SUPPORT STRUCTURE - MONORAIL (insp Liftsafe) | THC-MCS-LD | Lifting Device | Lifting Device |  | LD | lifting_device_support |  | Mechanical Services, Lifting Device
62531 | THC-MCS-LD-0000000024 | LIFTING SUPPORT STRUCTURE - MONORAIL (insp Liftsafe) | THC-MCS-LD | Lifting Device | Lifting Device |  | LD | lifting_device_support |  | Mechanical Services, Lifting Device
126417 | THC-MCS-LD-0000000018 | LIFTING SUPPORT STRUCTURE - MONORAIL (insp Liftsafe) | THC-MCS-LD | Lifting Device | Lifting Device |  | LD | lifting_device_support |  | Mechanical Services, Lifting Device
126418 | THC-MCS-LD-0000000019 | LIFTING SUPPORT STRUCTURE - MONORAIL (insp Liftsafe) | THC-MCS-LD | Lifting Device | Lifting Device |  | LD | lifting_device_support |  | Mechanical Services, Lifting Device
129200 | THC-THK-M-1100 | LIFTING SUPPORT STRUCTURE - MONORAIL (insp Liftsafe) Motor,Polymer Bag Hoist,Polymer Makeup System 1,Thickening Building | THC-THK-T-1100 | Lifting Device | Lifting Device |  | M | lifting_device_support |  | Tank,Make-up,Polymer Make-up System-1100,Thickening Building
125391 | THC-ELS-WR-2405 | LIFTING SUPPORT STRUCTURE MONORAIL and ELECTRIC HOIST427682 (insp Liftsafe) | THC-MCS-LD | Lifting Device | Lifting Device |  | WR | lifting_device_support |  | Mechanical Services, Lifting Device
29629 | FIS-MCS-LD-0005 | Long Ram Jack 1 Ton | FIS-MCS | Lifting Device | Lifting Device |  | LD | hydraulic_jack |  | Mechanical Services
24308 | FHO-MCS-LD-0115 | Manual Chain Hoist | FHO-MCS-LD | Lifting Device,Hoist,Manual | Lifting Device |  | LD | http://www.toronto.ca/TWONTO#lifting_equipment_hoist |  | Lifting Devices & Elevators
24309 | FHO-MCS-LD-0116 | Manual Chain Hoist | FHO-MCS-LD | Lifting Device,Hoist,Manual | Lifting Device |  | LD | http://www.toronto.ca/TWONTO#lifting_equipment_hoist |  | Lifting Devices & Elevators
24311 | FHO-MCS-LD-0118 | Manual Chain Hoist | FHO-MCS-LD | Lifting Device,Hoist,Manual | Lifting Device |  | LD | http://www.toronto.ca/TWONTO#lifting_equipment_hoist |  | Lifting Devices & Elevators
24313 | FHO-MCS-LD-0120 | Manual Chain Hoist | FHO-MCS-LD | Lifting Device,Hoist,Manual | Lifting Device |  | LD | http://www.toronto.ca/TWONTO#lifting_equipment_hoist |  | Lifting Devices & Elevators
24314 | FHO-MCS-LD-0121 | Manual Chain Hoist | FHO-MCS-LD | Lifting Device,Hoist,Manual | Lifting Device |  | LD | http://www.toronto.ca/TWONTO#lifting_equipment_hoist |  | Lifting Devices & Elevators
93463 | FHO-MCS-LD-0119 | Manual Chain Hoist | FHO-MCS-LD | Lifting Device,Hoist,Manual | Lifting Device |  | LD | http://www.toronto.ca/TWONTO#lifting_equipment_hoist |  | Lifting Devices & Elevators
76209 | THR-MCS-LD-9853 | Manual Chain Host,Engine Room, North Wall | THR-LD-WA3 | Lifting Device,Hoist,Manual | Lifting Device |  | LD | http://www.toronto.ca/TWONTO#lifting_equipment_hoist |  | Lifting Devices, Chain Hoist, Come Along & Slings
97361 | FIS-MCS-LD-0022 | Manual hoist -Chain fall 0.5 Ton | FIS-MCS | Lifting Device | Lifting Device |  | LD | http://www.toronto.ca/TWONTO#lifting_equipment_hoist |  | Mechanical Services
29639 | FIS-MCS-LD-0021 | Manual hoist -Chain fall 0.75 Ton | FIS-MCS | Lifting Device | Lifting Device |  | LD | http://www.toronto.ca/TWONTO#lifting_equipment_hoist |  | Mechanical Services
29634 | FIS-MCS-LD-0016 | Manual hoist -Chain fall 1 Ton | FIS-MCS | Lifting Device | Lifting Device |  | LD | http://www.toronto.ca/TWONTO#lifting_equipment_hoist |  | Mechanical Services
29635 | FIS-MCS-LD-0017 | Manual hoist -Chain fall 1 Ton | FIS-MCS | Lifting Device | Lifting Device |  | LD | http://www.toronto.ca/TWONTO#lifting_equipment_hoist |  | Mechanical Services
29636 | FIS-MCS-LD-0018 | Manual hoist -Chain fall 1 Ton | FIS-MCS | Lifting Device | Lifting Device |  | LD | http://www.toronto.ca/TWONTO#lifting_equipment_hoist |  | Mechanical Services
29637 | FIS-MCS-LD-0019 | Manual hoist -Chain fall 1 Ton | FIS-MCS | Lifting Device | Lifting Device |  | LD | http://www.toronto.ca/TWONTO#lifting_equipment_hoist |  | Mechanical Services
29638 | FIS-MCS-LD-0020 | Manual hoist -Chain fall 1 Ton | FIS-MCS | Lifting Device | Lifting Device |  | LD | http://www.toronto.ca/TWONTO#lifting_equipment_hoist |  | Mechanical Services
29633 | FIS-MCS-LD-0015 | Manual hoist -Chain fall 2 Ton | FIS-MCS | Lifting Device | Lifting Device |  | LD | http://www.toronto.ca/TWONTO#lifting_equipment_hoist |  | Mechanical Services
97359 | FIS-MCS-LD-0013 | Manual hoist -Chain fall 2 Ton | FIS-MCS | Lifting Device | Lifting Device |  | LD | http://www.toronto.ca/TWONTO#lifting_equipment_hoist |  | Mechanical Services
97360 | FIS-MCS-LD-0014 | Manual hoist -Chain fall 2 Ton | FIS-MCS | Lifting Device | Lifting Device |  | LD | http://www.toronto.ca/TWONTO#lifting_equipment_hoist |  | Mechanical Services
97358 | FIS-MCS-LD-0012 | Manual hoist -Chain fall 3 Ton | FIS-MCS | Lifting Device | Lifting Device |  | LD | http://www.toronto.ca/TWONTO#lifting_equipment_hoist |  | Mechanical Services
76208 | THR-MCS-LD-9852 | Mono Rail Push Trolley, Work Area 2 | THR-LD-WA2 | Lifting Device,Hoist,Manual | Lifting Device |  | LD | lifting_device_support |  | Lifting Devices, Chain Hoist, Come Along & Slings
136748 | THR-MCS-LD-9849 | Mono Rail Push Trolley, Work Area 2 | THR-LD-WA2 | Lifting Device,Hoist,Manual | Lifting Device |  | LD | lifting_device_support |  | Lifting Devices, Chain Hoist, Come Along & Slings
24297 | FHO-MCS-CRN-1001 | Monorail, Electric Hoist, 2 T, Ozone Building, L1, Loading Room 1 | FHO-MCS-LD | Crane,Overhead | Lifting Device |  | CRN | http://www.toronto.ca/TWONTO#lifting_equipment_hoist |  | Lifting Devices & Elevators
24298 | FHO-MCS-CRN-1101 | Monorail, Electric Hoist, 2 T, Ozone Building, L1, Loading Room 2 | FHO-MCS-LD | Crane,Overhead | Lifting Device |  | CRN | http://www.toronto.ca/TWONTO#lifting_equipment_hoist |  | Lifting Devices & Elevators
93443 | FHO-MCS-CRN-0901 | Monorail, Electric Hoist, 2 T, Ozone Building, S2. Service Platform# 4 | FHO-MCS-LD | Crane,Overhead | Lifting Device |  | CRN | http://www.toronto.ca/TWONTO#lifting_equipment_hoist |  | Lifting Devices & Elevators
81432 | TNT-MCS-LD-0044 | Over Head Crane | TNT-MCS-LD | Lifting Device | Lifting Device |  | LD | http://www.toronto.ca/TWONTO#crane |  | Lifting Devices , cranes/ Portable crane/hoists, come alongs, slings, wire rope, chains
81433 | TNT-MCS-LD-0045 | Over Head Crane | TNT-MCS-LD | Lifting Device | Lifting Device |  | LD | http://www.toronto.ca/TWONTO#crane |  | Lifting Devices , cranes/ Portable crane/hoists, come alongs, slings, wire rope, chains
76136 | THR-MCS-LD-0532 | Overhead on Pole and Swing I-Beam With Electric Hoist, OCS | THR-CRN-WA1 | Crane,Overhead,Travelling | Lifting Device |  | LD | http://www.toronto.ca/TWONTO#lifting_equipment_hoist |  | Cranes, Overhead Lifting Devices,WA1
136665 | THR-MCS-LD-0532 | Overhead on Pole and Swing I-Beam With Electric Hoist, OCS | THR-DR-WA3 | Crane,Overhead,Travelling | Lifting Device |  | LD | http://www.toronto.ca/TWONTO#lifting_equipment_hoist |  | Overhead Doors, Work Area3
136666 | THR-MCS-LD-0532 | Overhead on Pole and Swing I-Beam With Electric Hoist, OCS | THR-LD-WA1 | Crane,Overhead,Travelling | Lifting Device |  | LD | http://www.toronto.ca/TWONTO#lifting_equipment_hoist |  | Lifting Devices, Chain Hoist, Come Along & Slings
55789 | TAB-WA6-LD-1003 | PALLET JACK TRUCK | TAB-WA6-LD-1000 | Lifting Device,Electric Pallet Truck | Lifting Device |  | LD | lift_truck |  | WA6 portable cranes/hoists, come alongs, slings, wire rope, chains, etc.,
120038 | TAB-WA6-LD-1002 | PALLET JACK TRUCK | TAB-WA6-LD-1000 | Lifting Device,Electric Pallet Truck | Lifting Device |  | LD | lift_truck |  | WA6 portable cranes/hoists, come alongs, slings, wire rope, chains, etc.,
24318 | FHO-MCS-LD-0215 | Pallet Pump Truck, Mobile Elevating Device | FHO-MCS-LD | Lifting Device,Hoist,Manual | Lifting Device |  | LD | lift_truck |  | Lifting Devices & Elevators
93468 | FHO-MCS-LD-0214 | Pallet Pump Truck, Mobile Elevating Device | FHO-MCS-LD | Lifting Device,Hoist,Manual | Lifting Device |  | LD | lift_truck |  | Lifting Devices & Elevators
93449 | FHO-MCS-FLT | Plant wide -Mobile Elevating devices | FHO-MCS |  | Lifting Device |  |  | http://www.toronto.ca/TWONTO#collection_of_assets |  | Mechanical Services
81732 | TNT-WA9-LD-1000? | portable cranes/hoists, come alongs, slings, wire rope, chains | TAB-SUSPENDED ENTITY | Lifting Device | Lifting Device |  | LD | http://www.toronto.ca/TWONTO#collection_of_assets |  | Suspended entities
81733 | TNT-WA9-LD-1000? | portable cranes/hoists, come alongs, slings, wire rope, chains | TNT-GRK | Lifting Device | Lifting Device |  | LD | http://www.toronto.ca/TWONTO#collection_of_assets |  | Groundskeeping, Building services, Safety Equipment
78732 | FHA-MCS-LD-2301 | Puller - CAP: .25 TON | FHA-MCS-LD | Lifting Device,Hoist,Manual | Lifting Device | 34054 | LD | winch |  | Lifting Devices
17599 | FHA-MCS-LD-2801 | Puller - CAP: 1.5 TON | FHA-MCS-LD | Lifting Device,Hoist,Manual | Lifting Device | 34055 | LD | winch |  | Lifting Devices
62559 | THC-MCS-LD-11157199 | PULLER/LEVER HOIST - STEEL BODY (insp Liftsafe) | THC-MCS-LD | Lifting Device | Lifting Device |  | LD | http://www.toronto.ca/TWONTO#lifting_equipment_hoist |  | Mechanical Services, Lifting Device
62599 | THC-MCS-LD-14040247 | PULLER/LEVER HOIST - STEEL BODY (insp Liftsafe) | THC-MCS-LD | Lifting Device | Lifting Device |  | LD | http://www.toronto.ca/TWONTO#lifting_equipment_hoist |  | Mechanical Services, Lifting Device
62607 | THC-MCS-LD-36650015 | PULLER/LEVER HOIST - STEEL BODY (insp Liftsafe) | THC-MCS-LD | Lifting Device | Lifting Device |  | LD | http://www.toronto.ca/TWONTO#lifting_equipment_hoist |  | Mechanical Services, Lifting Device
62628 | THC-MCS-LD-P2675 | PULLER/LEVER HOIST - STEEL BODY (insp Liftsafe) | THC-MCS-LD | Lifting Device | Lifting Device |  |  | http://www.toronto.ca/TWONTO#lifting_equipment_hoist |  | Mechanical Services, Lifting Device
81434 | TNT-MCS-LD-0046 | Pump Truck | TNT-MCS-LD | Lifting Device,Electric Pallet Truck | Lifting Device |  | LD | lift_truck |  | Lifting Devices , cranes/ Portable crane/hoists, come alongs, slings, wire rope, chains
81435 | TNT-MCS-LD-0047 | Pump Truck | TNT-MCS-LD | Lifting Device,Electric Pallet Truck | Lifting Device |  | LD | lift_truck |  | Lifting Devices , cranes/ Portable crane/hoists, come alongs, slings, wire rope, chains
119567 | TAB-WA1-LD-1209 | Rescue Tripod | TAB-WA1-SQ-1000 | Lifting Device | Lifting Device |  | LD | http://www.toronto.ca/TWONTO#fall_arrest_Davit_arm |  | WA1 Lifting Devices and Slings
119566 | TAB-WA1-LD-1208 | Rescue Winch | TAB-WA1-SQ-1000 | Lifting Device,Hoist,Manual | Lifting Device |  | LD | winch |  | WA1 Lifting Devices and Slings
78691 | THR-SES-LD-RWD | Retractable Winches, Davit Arms, WA2 | THR-LD-WA2 | Lifting Device,Sling | Lifting Device |  |  | http://www.toronto.ca/TWONTO#collection_of_assets |  | Lifting Devices, Chain Hoist, Come Along & Slings
55577 | TAB-WA2-SQ-1250 | RIG - IT - RITE Nylon Sling | TAB-SES-LD | Lifting Device,Sling | Lifting Device |  | SQ | synthetic_web_sling |  | WA2 Lifting devices
55578 | TAB-WA2-SQ-1251 | RIG - IT - RITE Nylon Sling | TAB-SES-LD | Lifting Device,Sling | Lifting Device |  | SQ | synthetic_web_sling |  | WA2 Lifting devices
55579 | TAB-WA2-SQ-1252 | RIG - IT - RITE Nylon Sling | TAB-SES-LD | Lifting Device,Sling | Lifting Device |  | SQ | synthetic_web_sling |  | WA2 Lifting devices
97355 | FIS-MCS-LD-0007 | Self retracting line with winch 900 lbs | FIS-MCS | Lifting Device | Lifting Device |  | LD | self_retracting_line |  | Mechanical Services
97356 | FIS-MCS-LD-0008 | Self retracting line with winch 900 lbs | FIS-MCS | Lifting Device | Lifting Device |  | LD | self_retracting_line |  | Mechanical Services
97357 | FIS-MCS-LD-0009 | Self retracting line with winch 900 lbs | FIS-MCS | Lifting Device | Lifting Device |  | LD | self_retracting_line |  | Mechanical Services
55381 | TAB-WA1-SQ-1001 | Sling | TAB-WA1-SQ-1000 | Lifting Device,Sling | Lifting Device |  | SQ | http://www.toronto.ca/TWONTO#fall_protection_sling |  | WA1 Lifting Devices and Slings
55382 | TAB-WA1-SQ-1002 | Sling | TAB-WA1-SQ | Lifting Device,Sling | Lifting Device |  | SQ | http://www.toronto.ca/TWONTO#fall_protection_sling |  | Safety Equipment & Supplies Common to WA1
55383 | TAB-WA1-SQ-1003 | Sling | TAB-WA1-SQ-1000 | Lifting Device,Sling | Lifting Device |  | SQ | http://www.toronto.ca/TWONTO#fall_protection_sling |  | WA1 Lifting Devices and Slings
55384 | TAB-WA1-SQ-1004 | Sling | TAB-WA1-SQ | Lifting Device,Sling | Lifting Device |  | SQ | http://www.toronto.ca/TWONTO#fall_protection_sling |  | Safety Equipment & Supplies Common to WA1
55385 | TAB-WA1-SQ-1005 | Sling | TAB-WA1-SQ | Lifting Device,Sling | Lifting Device |  | SQ | http://www.toronto.ca/TWONTO#fall_protection_sling |  | Safety Equipment & Supplies Common to WA1
55386 | TAB-WA1-SQ-1006 | Sling | TAB-WA1-SQ-1000 | Lifting Device,Sling | Lifting Device |  | SQ | http://www.toronto.ca/TWONTO#fall_protection_sling |  | WA1 Lifting Devices and Slings
55387 | TAB-WA1-SQ-1007 | Sling | TAB-WA1-SQ | Lifting Device,Sling | Lifting Device |  | SQ | http://www.toronto.ca/TWONTO#fall_protection_sling |  | Safety Equipment & Supplies Common to WA1
55388 | TAB-WA1-SQ-1008 | Sling | TAB-WA1-SQ-1000 | Lifting Device,Sling | Lifting Device |  | SQ | http://www.toronto.ca/TWONTO#fall_protection_sling |  | WA1 Lifting Devices and Slings
55389 | TAB-WA1-SQ-1009 | Sling | TAB-WA1-SQ-1000 | Lifting Device,Sling | Lifting Device |  | SQ | http://www.toronto.ca/TWONTO#fall_protection_sling |  | WA1 Lifting Devices and Slings
55390 | TAB-WA1-SQ-1010 | Sling | TAB-WA1-SQ-1000 | Lifting Device,Sling | Lifting Device |  | SQ | http://www.toronto.ca/TWONTO#fall_protection_sling |  | WA1 Lifting Devices and Slings
55391 | TAB-WA1-SQ-1011 | Sling | TAB-WA1-SQ-1000 | Lifting Device,Sling | Lifting Device |  | SQ | http://www.toronto.ca/TWONTO#fall_protection_sling |  | WA1 Lifting Devices and Slings
55392 | TAB-WA1-SQ-1012 | Sling | TAB-WA1-SQ-1000 | Lifting Device,Sling | Lifting Device |  | SQ | http://www.toronto.ca/TWONTO#fall_protection_sling |  | WA1 Lifting Devices and Slings
55393 | TAB-WA1-SQ-1013 | Sling | TAB-WA1-SQ-1000 | Lifting Device,Sling | Lifting Device |  | SQ | http://www.toronto.ca/TWONTO#fall_protection_sling |  | WA1 Lifting Devices and Slings
55394 | TAB-WA1-SQ-1018 | Sling | TAB-WA1-SQ-1000 | Lifting Device,Sling | Lifting Device |  | SQ | http://www.toronto.ca/TWONTO#fall_protection_sling |  | WA1 Lifting Devices and Slings
55395 | TAB-WA1-SQ-1019 | Sling | TAB-WA1-SQ-1000 | Lifting Device,Sling | Lifting Device |  | SQ | http://www.toronto.ca/TWONTO#fall_protection_sling |  | WA1 Lifting Devices and Slings
55396 | TAB-WA1-SQ-1020 | Sling | TAB-WA1-SQ-1000 | Lifting Device,Sling | Lifting Device |  | SQ | http://www.toronto.ca/TWONTO#fall_protection_sling |  | WA1 Lifting Devices and Slings
55397 | TAB-WA1-SQ-1021 | Sling | TAB-WA1-SQ-1000 | Lifting Device,Sling | Lifting Device |  | SQ | http://www.toronto.ca/TWONTO#fall_protection_sling |  | WA1 Lifting Devices and Slings
55398 | TAB-WA1-SQ-1026 | Sling | TAB-WA1-SQ-1000 | Lifting Device,Sling | Lifting Device |  | SQ | http://www.toronto.ca/TWONTO#fall_protection_sling |  | WA1 Lifting Devices and Slings
55399 | TAB-WA1-SQ-1027 | Sling | TAB-WA1-SQ-1000 | Lifting Device,Sling | Lifting Device |  | SQ | http://www.toronto.ca/TWONTO#fall_protection_sling |  | WA1 Lifting Devices and Slings
55400 | TAB-WA1-SQ-1028 | Sling | TAB-WA1-SQ-1000 | Lifting Device,Sling | Lifting Device |  | SQ | http://www.toronto.ca/TWONTO#fall_protection_sling |  | WA1 Lifting Devices and Slings
55401 | TAB-WA1-SQ-1030 | Sling | TAB-WA1-SQ-1000 | Lifting Device,Sling | Lifting Device |  | SQ | http://www.toronto.ca/TWONTO#fall_protection_sling |  | WA1 Lifting Devices and Slings
55402 | TAB-WA1-SQ-1035 | Sling | TAB-WA1-SQ-1000 | Lifting Device,Sling | Lifting Device |  | SQ | http://www.toronto.ca/TWONTO#fall_protection_sling |  | WA1 Lifting Devices and Slings
55403 | TAB-WA1-SQ-1036 | Sling | TAB-WA1-SQ-1000 | Lifting Device,Sling | Lifting Device |  | SQ | http://www.toronto.ca/TWONTO#fall_protection_sling |  | WA1 Lifting Devices and Slings
55404 | TAB-WA1-SQ-1038 | Sling | TAB-WA1-SQ-1000 | Lifting Device,Sling | Lifting Device |  | SQ | http://www.toronto.ca/TWONTO#fall_protection_sling |  | WA1 Lifting Devices and Slings
55405 | TAB-WA1-SQ-1041 | Sling | TAB-WA1-SQ-1000 | Lifting Device,Sling | Lifting Device |  | SQ | http://www.toronto.ca/TWONTO#fall_protection_sling |  | WA1 Lifting Devices and Slings
55406 | TAB-WA1-SQ-1043 | Sling | TAB-WA1-SQ-1000 | Lifting Device,Sling | Lifting Device |  | SQ | http://www.toronto.ca/TWONTO#fall_protection_sling |  | WA1 Lifting Devices and Slings
55407 | TAB-WA1-SQ-1044 | Sling | TAB-WA1-SQ-1000 | Lifting Device,Sling | Lifting Device |  | SQ | http://www.toronto.ca/TWONTO#fall_protection_sling |  | WA1 Lifting Devices and Slings
55408 | TAB-WA1-SQ-1046 | Sling | TAB-WA1-SQ-1000 | Lifting Device,Sling | Lifting Device |  | SQ | http://www.toronto.ca/TWONTO#fall_protection_sling |  | WA1 Lifting Devices and Slings
55409 | TAB-WA1-SQ-1049 | Sling | TAB-WA1-SQ-1000 | Lifting Device,Sling | Lifting Device |  | SQ | http://www.toronto.ca/TWONTO#fall_protection_sling |  | WA1 Lifting Devices and Slings
55410 | TAB-WA1-SQ-1053 | Sling | TAB-WA1-SQ-1000 | Lifting Device,Sling | Lifting Device |  | SQ | http://www.toronto.ca/TWONTO#fall_protection_sling |  | WA1 Lifting Devices and Slings
55411 | TAB-WA1-SQ-1054 | Sling | TAB-WA1-SQ-1000 | Lifting Device,Sling | Lifting Device |  | SQ | http://www.toronto.ca/TWONTO#fall_protection_sling |  | WA1 Lifting Devices and Slings
55412 | TAB-WA1-SQ-1055 | Sling | TAB-WA1-SQ-1000 | Lifting Device,Sling | Lifting Device |  | SQ | http://www.toronto.ca/TWONTO#fall_protection_sling |  | WA1 Lifting Devices and Slings
55413 | TAB-WA1-SQ-1060 | Sling | TAB-WA1-SQ-1000 | Lifting Device,Sling | Lifting Device |  | SQ | http://www.toronto.ca/TWONTO#fall_protection_sling |  | WA1 Lifting Devices and Slings
55414 | TAB-WA1-SQ-1061 | Sling | TAB-WA1-SQ-1000 | Lifting Device,Sling | Lifting Device |  | SQ | http://www.toronto.ca/TWONTO#fall_protection_sling |  | WA1 Lifting Devices and Slings
55415 | TAB-WA1-SQ-1062 | Sling | TAB-WA1-SQ-1000 | Lifting Device,Sling | Lifting Device |  | SQ | http://www.toronto.ca/TWONTO#fall_protection_sling |  | WA1 Lifting Devices and Slings
55416 | TAB-WA1-SQ-1067 | Sling | TAB-WA1-SQ-1000 | Lifting Device,Sling | Lifting Device |  | SQ | http://www.toronto.ca/TWONTO#fall_protection_sling |  | WA1 Lifting Devices and Slings
55417 | TAB-WA1-SQ-1068 | Sling | TAB-WA1-SQ-1000 | Lifting Device,Sling | Lifting Device |  | SQ | http://www.toronto.ca/TWONTO#fall_protection_sling |  | WA1 Lifting Devices and Slings
55418 | TAB-WA1-SQ-1069 | Sling | TAB-WA1-SQ-1000 | Lifting Device,Sling | Lifting Device |  | SQ | http://www.toronto.ca/TWONTO#fall_protection_sling |  | WA1 Lifting Devices and Slings
55419 | TAB-WA1-SQ-1074 | Sling | TAB-WA1-SQ-1000 | Lifting Device,Sling | Lifting Device |  | SQ | http://www.toronto.ca/TWONTO#fall_protection_sling |  | WA1 Lifting Devices and Slings
55420 | TAB-WA1-SQ-1075 | Sling | TAB-WA1-SQ-1000 | Lifting Device,Sling | Lifting Device |  | SQ | http://www.toronto.ca/TWONTO#fall_protection_sling |  | WA1 Lifting Devices and Slings
55421 | TAB-WA1-SQ-1076 | Sling | TAB-WA1-SQ-1000 | Lifting Device,Sling | Lifting Device |  | SQ | http://www.toronto.ca/TWONTO#fall_protection_sling |  | WA1 Lifting Devices and Slings
55422 | TAB-WA1-SQ-1077 | Sling | TAB-WA1-SQ-1000 | Lifting Device,Sling | Lifting Device |  | SQ | http://www.toronto.ca/TWONTO#fall_protection_sling |  | WA1 Lifting Devices and Slings
55423 | TAB-WA1-SQ-1082 | Sling | TAB-WA1-SQ-1000 | Lifting Device,Sling | Lifting Device |  | SQ | http://www.toronto.ca/TWONTO#fall_protection_sling |  | WA1 Lifting Devices and Slings
55424 | TAB-WA1-SQ-1083 | Sling | TAB-WA1-SQ-1000 | Lifting Device,Sling | Lifting Device |  | SQ | http://www.toronto.ca/TWONTO#fall_protection_sling |  | WA1 Lifting Devices and Slings
55425 | TAB-WA1-SQ-1085 | Sling | TAB-WA1-SQ-1000 | Lifting Device,Sling | Lifting Device |  | SQ | http://www.toronto.ca/TWONTO#fall_protection_sling |  | WA1 Lifting Devices and Slings
55426 | TAB-WA1-SQ-1088 | Sling | TAB-WA1-SQ-1000 | Lifting Device,Sling | Lifting Device |  | SQ | http://www.toronto.ca/TWONTO#fall_protection_sling |  | WA1 Lifting Devices and Slings
55427 | TAB-WA1-SQ-1092 | Sling | TAB-WA1-SQ-1000 | Lifting Device,Sling | Lifting Device |  | SQ | http://www.toronto.ca/TWONTO#fall_protection_sling |  | WA1 Lifting Devices and Slings
55428 | TAB-WA1-SQ-1093 | Sling | TAB-WA1-SQ-1000 | Lifting Device,Sling | Lifting Device |  | SQ | http://www.toronto.ca/TWONTO#fall_protection_sling |  | WA1 Lifting Devices and Slings
55429 | TAB-WA1-SQ-1094 | Sling | TAB-WA1-SQ-1000 | Lifting Device,Sling | Lifting Device |  | SQ | http://www.toronto.ca/TWONTO#fall_protection_sling |  | WA1 Lifting Devices and Slings
55430 | TAB-WA1-SQ-1095 | Sling | TAB-WA1-SQ-1000 | Lifting Device,Sling | Lifting Device |  | SQ | http://www.toronto.ca/TWONTO#fall_protection_sling |  | WA1 Lifting Devices and Slings
55431 | TAB-WA1-SQ-1100 | Sling | TAB-WA1-SQ-1000 | Lifting Device,Sling | Lifting Device |  | SQ | http://www.toronto.ca/TWONTO#fall_protection_sling |  | WA1 Lifting Devices and Slings
55432 | TAB-WA1-SQ-1101 | Sling | TAB-WA1-SQ-1000 | Lifting Device,Sling | Lifting Device |  | SQ | http://www.toronto.ca/TWONTO#fall_protection_sling |  | WA1 Lifting Devices and Slings
55433 | TAB-WA1-SQ-1106 | Sling | TAB-WA1-SQ-1000 | Lifting Device,Sling | Lifting Device |  | SQ | http://www.toronto.ca/TWONTO#fall_protection_sling |  | WA1 Lifting Devices and Slings
55434 | TAB-WA1-SQ-1107 | Sling | TAB-WA1-SQ-1000 | Lifting Device,Sling | Lifting Device |  | SQ | http://www.toronto.ca/TWONTO#fall_protection_sling |  | WA1 Lifting Devices and Slings
55435 | TAB-WA1-SQ-1114 | Sling | TAB-WA1-SQ-1000 | Lifting Device,Sling | Lifting Device |  | SQ | http://www.toronto.ca/TWONTO#fall_protection_sling |  | WA1 Lifting Devices and Slings
55436 | TAB-WA1-SQ-1115 | Sling | TAB-WA1-SQ-1000 | Lifting Device,Sling | Lifting Device |  | SQ | http://www.toronto.ca/TWONTO#fall_protection_sling |  | WA1 Lifting Devices and Slings
55437 | TAB-WA1-SQ-1116 | Sling | TAB-WA1-SQ-1000 | Lifting Device,Sling | Lifting Device |  | SQ | http://www.toronto.ca/TWONTO#fall_protection_sling |  | WA1 Lifting Devices and Slings
55438 | TAB-WA1-SQ-1117 | Sling | TAB-WA1-SQ-1000 | Lifting Device,Sling | Lifting Device |  | SQ | http://www.toronto.ca/TWONTO#fall_protection_sling |  | WA1 Lifting Devices and Slings
55439 | TAB-WA1-SQ-1119 | Sling | TAB-WA1-SQ-1000 | Lifting Device,Sling | Lifting Device |  | SQ | http://www.toronto.ca/TWONTO#fall_protection_sling |  | WA1 Lifting Devices and Slings
55440 | TAB-WA1-SQ-1120 | Sling | TAB-WA1-SQ-1000 | Lifting Device,Sling | Lifting Device |  | SQ | http://www.toronto.ca/TWONTO#fall_protection_sling |  | WA1 Lifting Devices and Slings
55441 | TAB-WA1-SQ-1121 | Sling | TAB-WA1-SQ-1000 | Lifting Device,Sling | Lifting Device |  | SQ | http://www.toronto.ca/TWONTO#fall_protection_sling |  | WA1 Lifting Devices and Slings
55442 | TAB-WA1-SQ-1122 | Sling | TAB-WA1-SQ-1000 | Lifting Device,Sling | Lifting Device |  | SQ | http://www.toronto.ca/TWONTO#fall_protection_sling |  | WA1 Lifting Devices and Slings
55443 | TAB-WA1-SQ-1129 | Sling | TAB-WA1-SQ-1000 | Lifting Device,Sling | Lifting Device |  | SQ | http://www.toronto.ca/TWONTO#fall_protection_sling |  | WA1 Lifting Devices and Slings
55444 | TAB-WA1-SQ-1131 | Sling | TAB-WA1-SQ-1000 | Lifting Device,Sling | Lifting Device |  | SQ | http://www.toronto.ca/TWONTO#fall_protection_sling |  | WA1 Lifting Devices and Slings
55445 | TAB-WA1-SQ-1132 | Sling | TAB-WA1-SQ-1000 | Lifting Device,Sling | Lifting Device |  | SQ | http://www.toronto.ca/TWONTO#fall_protection_sling |  | WA1 Lifting Devices and Slings
55446 | TAB-WA1-SQ-1133 | Sling | TAB-WA1-SQ-1000 | Lifting Device,Sling | Lifting Device |  | SQ | http://www.toronto.ca/TWONTO#fall_protection_sling |  | WA1 Lifting Devices and Slings
55447 | TAB-WA1-SQ-1134 | Sling | TAB-WA1-SQ-1000 | Lifting Device,Sling | Lifting Device |  | SQ | http://www.toronto.ca/TWONTO#fall_protection_sling |  | WA1 Lifting Devices and Slings
55448 | TAB-WA1-SQ-1137 | Sling | TAB-WA1-SQ-1000 | Lifting Device,Sling | Lifting Device |  | SQ | http://www.toronto.ca/TWONTO#fall_protection_sling |  | WA1 Lifting Devices and Slings
55449 | TAB-WA1-SQ-1138 | Sling | TAB-WA1-SQ-1000 | Lifting Device,Sling | Lifting Device |  | SQ | http://www.toronto.ca/TWONTO#fall_protection_sling |  | WA1 Lifting Devices and Slings
55450 | TAB-WA1-SQ-1139 | Sling | TAB-WA1-SQ-1000 | Lifting Device,Sling | Lifting Device |  | SQ | http://www.toronto.ca/TWONTO#fall_protection_sling |  | WA1 Lifting Devices and Slings
55451 | TAB-WA1-SQ-1141 | Sling | TAB-WA1-SQ-1000 | Lifting Device,Sling | Lifting Device |  | SQ | http://www.toronto.ca/TWONTO#fall_protection_sling |  | WA1 Lifting Devices and Slings
55452 | TAB-WA1-SQ-1142 | Sling | TAB-WA1-SQ-1000 | Lifting Device,Sling | Lifting Device |  | SQ | http://www.toronto.ca/TWONTO#fall_protection_sling |  | WA1 Lifting Devices and Slings
55453 | TAB-WA1-SQ-1143 | Sling | TAB-WA1-SQ-1000 | Lifting Device,Sling | Lifting Device |  | SQ | http://www.toronto.ca/TWONTO#fall_protection_sling |  | WA1 Lifting Devices and Slings
55454 | TAB-WA1-SQ-1144 | Sling | TAB-WA1-SQ-1000 | Lifting Device,Sling | Lifting Device |  | SQ | http://www.toronto.ca/TWONTO#fall_protection_sling |  | WA1 Lifting Devices and Slings
55455 | TAB-WA1-SQ-1147 | Sling | TAB-WA1-SQ-1000 | Lifting Device,Sling | Lifting Device |  | SQ | http://www.toronto.ca/TWONTO#fall_protection_sling |  | WA1 Lifting Devices and Slings
55456 | TAB-WA1-SQ-1148 | Sling | TAB-WA1-SQ-1000 | Lifting Device,Sling | Lifting Device |  | SQ | http://www.toronto.ca/TWONTO#fall_protection_sling |  | WA1 Lifting Devices and Slings
55457 | TAB-WA1-SQ-1150 | Sling | TAB-WA1-SQ-1000 | Lifting Device,Sling | Lifting Device |  | SQ | http://www.toronto.ca/TWONTO#fall_protection_sling |  | WA1 Lifting Devices and Slings
55458 | TAB-WA1-SQ-1151 | Sling | TAB-WA1-SQ-1000 | Lifting Device,Sling | Lifting Device |  | SQ | http://www.toronto.ca/TWONTO#fall_protection_sling |  | WA1 Lifting Devices and Slings
55459 | TAB-WA1-SQ-1152 | Sling | TAB-WA1-SQ-1000 | Lifting Device,Sling | Lifting Device |  | SQ | http://www.toronto.ca/TWONTO#fall_protection_sling |  | WA1 Lifting Devices and Slings
55460 | TAB-WA1-SQ-1157 | Sling | TAB-WA1-SQ-1000 | Lifting Device,Sling | Lifting Device |  | SQ | http://www.toronto.ca/TWONTO#fall_protection_sling |  | WA1 Lifting Devices and Slings
55461 | TAB-WA1-SQ-1159 | Sling | TAB-WA1-SQ-1000 | Lifting Device,Sling | Lifting Device |  | SQ | http://www.toronto.ca/TWONTO#fall_protection_sling |  | WA1 Lifting Devices and Slings
55462 | TAB-WA1-SQ-1162 | Sling | TAB-WA1-SQ-1000 | Lifting Device,Sling | Lifting Device |  | SQ | http://www.toronto.ca/TWONTO#fall_protection_sling |  | WA1 Lifting Devices and Slings
55463 | TAB-WA1-SQ-1164 | Sling | TAB-WA1-SQ-1000 | Lifting Device,Sling | Lifting Device |  | SQ | http://www.toronto.ca/TWONTO#fall_protection_sling |  | WA1 Lifting Devices and Slings
55464 | TAB-WA1-SQ-1165 | Sling | TAB-WA1-SQ-1000 | Lifting Device,Sling | Lifting Device |  | SQ | http://www.toronto.ca/TWONTO#fall_protection_sling |  | WA1 Lifting Devices and Slings
55465 | TAB-WA1-SQ-1167 | Sling | TAB-WA1-SQ-1000 | Lifting Device,Sling | Lifting Device |  | SQ | http://www.toronto.ca/TWONTO#fall_protection_sling |  | WA1 Lifting Devices and Slings
55466 | TAB-WA1-SQ-1170 | Sling | TAB-WA1-SQ-1000 | Lifting Device,Sling | Lifting Device |  | SQ | http://www.toronto.ca/TWONTO#fall_protection_sling |  | WA1 Lifting Devices and Slings
55467 | TAB-WA1-SQ-1171 | Sling | TAB-WA1-SQ-1000 | Lifting Device,Sling | Lifting Device |  | SQ | http://www.toronto.ca/TWONTO#fall_protection_sling |  | WA1 Lifting Devices and Slings
55468 | TAB-WA1-SQ-1172 | Sling | TAB-WA1-SQ-1000 | Lifting Device,Sling | Lifting Device |  | SQ | http://www.toronto.ca/TWONTO#fall_protection_sling |  | WA1 Lifting Devices and Slings
81442 | TNT-MCS-SQ-1004 | Sling | TNT-MCS-LD | Lifting Device,Sling | Lifting Device |  | SQ | http://www.toronto.ca/TWONTO#fall_protection_sling |  | Lifting Devices , cranes/ Portable crane/hoists, come alongs, slings, wire rope, chains
81443 | TNT-MCS-SQ-1005 | Sling | TNT-MCS-LD | Lifting Device,Sling | Lifting Device |  | SQ | http://www.toronto.ca/TWONTO#fall_protection_sling |  | Lifting Devices , cranes/ Portable crane/hoists, come alongs, slings, wire rope, chains
81444 | TNT-MCS-SQ-1006 | Sling | TNT-MCS-LD | Lifting Device,Sling | Lifting Device |  | SQ | http://www.toronto.ca/TWONTO#fall_protection_sling |  | Lifting Devices , cranes/ Portable crane/hoists, come alongs, slings, wire rope, chains
81445 | TNT-MCS-SQ-1007 | Sling | TNT-MCS-LD | Lifting Device,Sling | Lifting Device |  | SQ | http://www.toronto.ca/TWONTO#fall_protection_sling |  | Lifting Devices , cranes/ Portable crane/hoists, come alongs, slings, wire rope, chains
81446 | TNT-MCS-SQ-1011 | Sling | TNT-MCS-LD | Lifting Device,Sling | Lifting Device |  | SQ | http://www.toronto.ca/TWONTO#fall_protection_sling |  | Lifting Devices , cranes/ Portable crane/hoists, come alongs, slings, wire rope, chains
81447 | TNT-MCS-SQ-1012 | Sling | TNT-MCS-LD | Lifting Device,Sling | Lifting Device |  | SQ | http://www.toronto.ca/TWONTO#fall_protection_sling |  | Lifting Devices , cranes/ Portable crane/hoists, come alongs, slings, wire rope, chains
81448 | TNT-MCS-SQ-1013 | Sling | TNT-MCS-LD | Lifting Device,Sling | Lifting Device |  | SQ | http://www.toronto.ca/TWONTO#fall_protection_sling |  | Lifting Devices , cranes/ Portable crane/hoists, come alongs, slings, wire rope, chains
81449 | TNT-MCS-SQ-1014 | Sling | TNT-MCS-LD | Lifting Device,Sling | Lifting Device |  | SQ | http://www.toronto.ca/TWONTO#fall_protection_sling |  | Lifting Devices , cranes/ Portable crane/hoists, come alongs, slings, wire rope, chains
81450 | TNT-MCS-SQ-1018 | Sling | TNT-MCS-LD | Lifting Device,Sling | Lifting Device |  | SQ | http://www.toronto.ca/TWONTO#fall_protection_sling |  | Lifting Devices , cranes/ Portable crane/hoists, come alongs, slings, wire rope, chains
81451 | TNT-MCS-SQ-1019 | Sling | TNT-MCS-LD | Lifting Device,Sling | Lifting Device |  | SQ | http://www.toronto.ca/TWONTO#fall_protection_sling |  | Lifting Devices , cranes/ Portable crane/hoists, come alongs, slings, wire rope, chains
81452 | TNT-MCS-SQ-1023 | Sling | TNT-MCS-LD | Lifting Device,Sling | Lifting Device |  | SQ | http://www.toronto.ca/TWONTO#fall_protection_sling |  | Lifting Devices , cranes/ Portable crane/hoists, come alongs, slings, wire rope, chains
81453 | TNT-MCS-SQ-1024 | Sling | TNT-MCS-LD | Lifting Device,Sling | Lifting Device |  | SQ | http://www.toronto.ca/TWONTO#fall_protection_sling |  | Lifting Devices , cranes/ Portable crane/hoists, come alongs, slings, wire rope, chains
81454 | TNT-MCS-SQ-1025 | Sling | TNT-MCS-LD | Lifting Device,Sling | Lifting Device |  | SQ | http://www.toronto.ca/TWONTO#fall_protection_sling |  | Lifting Devices , cranes/ Portable crane/hoists, come alongs, slings, wire rope, chains
81455 | TNT-MCS-SQ-1026 | Sling | TNT-MCS-LD | Lifting Device,Sling | Lifting Device |  | SQ | http://www.toronto.ca/TWONTO#fall_protection_sling |  | Lifting Devices , cranes/ Portable crane/hoists, come alongs, slings, wire rope, chains
81456 | TNT-MCS-SQ-1027 | Sling | TNT-MCS-LD | Lifting Device,Sling | Lifting Device |  | SQ | http://www.toronto.ca/TWONTO#fall_protection_sling |  | Lifting Devices , cranes/ Portable crane/hoists, come alongs, slings, wire rope, chains
81502 | TNT-MCS-SQ-1030 | Sling | TNT-MCS-LD | Lifting Device,Sling | Lifting Device |  | SQ | http://www.toronto.ca/TWONTO#fall_protection_sling |  | Lifting Devices , cranes/ Portable crane/hoists, come alongs, slings, wire rope, chains
81503 | TNT-MCS-SQ-1033 | Sling | TNT-MCS-LD | Lifting Device,Sling | Lifting Device |  | SQ | http://www.toronto.ca/TWONTO#fall_protection_sling |  | Lifting Devices , cranes/ Portable crane/hoists, come alongs, slings, wire rope, chains
81504 | TNT-MCS-SQ-1035 | Sling | TNT-MCS-LD | Lifting Device,Sling | Lifting Device |  | SQ | http://www.toronto.ca/TWONTO#fall_protection_sling |  | Lifting Devices , cranes/ Portable crane/hoists, come alongs, slings, wire rope, chains
81505 | TNT-MCS-SQ-1036 | Sling | TNT-MCS-LD | Lifting Device,Sling | Lifting Device |  | SQ | http://www.toronto.ca/TWONTO#fall_protection_sling |  | Lifting Devices , cranes/ Portable crane/hoists, come alongs, slings, wire rope, chains
81506 | TNT-MCS-SQ-1038 | Sling | TNT-MCS-LD | Lifting Device,Sling | Lifting Device |  | SQ | http://www.toronto.ca/TWONTO#fall_protection_sling |  | Lifting Devices , cranes/ Portable crane/hoists, come alongs, slings, wire rope, chains
81507 | TNT-MCS-SQ-1040 | Sling | TNT-MCS-LD | Lifting Device,Sling | Lifting Device |  | SQ | http://www.toronto.ca/TWONTO#fall_protection_sling |  | Lifting Devices , cranes/ Portable crane/hoists, come alongs, slings, wire rope, chains
81508 | TNT-MCS-SQ-1043 | Sling | TNT-MCS-LD | Lifting Device,Sling | Lifting Device |  | SQ | http://www.toronto.ca/TWONTO#fall_protection_sling |  | Lifting Devices , cranes/ Portable crane/hoists, come alongs, slings, wire rope, chains
119614 | TAB-WA1-SQ-1001 | Sling | TAB-WA1-SQ | Lifting Device,Sling | Lifting Device |  | SQ | http://www.toronto.ca/TWONTO#fall_protection_sling |  | Safety Equipment & Supplies Common to WA1
119615 | TAB-WA1-SQ-1002 | Sling | TAB-WA1-SQ-1000 | Lifting Device,Sling | Lifting Device |  | SQ | http://www.toronto.ca/TWONTO#fall_protection_sling |  | WA1 Lifting Devices and Slings
119616 | TAB-WA1-SQ-1003 | Sling | TAB-WA1-SQ | Lifting Device,Sling | Lifting Device |  | SQ | http://www.toronto.ca/TWONTO#fall_protection_sling |  | Safety Equipment & Supplies Common to WA1
119617 | TAB-WA1-SQ-1004 | Sling | TAB-WA1-SQ-1000 | Lifting Device,Sling | Lifting Device |  | SQ | http://www.toronto.ca/TWONTO#fall_protection_sling |  | WA1 Lifting Devices and Slings
119618 | TAB-WA1-SQ-1005 | Sling | TAB-WA1-SQ-1000 | Lifting Device,Sling | Lifting Device |  | SQ | http://www.toronto.ca/TWONTO#fall_protection_sling |  | WA1 Lifting Devices and Slings
119619 | TAB-WA1-SQ-1006 | Sling | TAB-WA1-SQ | Lifting Device,Sling | Lifting Device |  | SQ | http://www.toronto.ca/TWONTO#fall_protection_sling |  | Safety Equipment & Supplies Common to WA1
119620 | TAB-WA1-SQ-1007 | Sling | TAB-WA1-SQ-1000 | Lifting Device,Sling | Lifting Device |  | SQ | http://www.toronto.ca/TWONTO#fall_protection_sling |  | WA1 Lifting Devices and Slings
119621 | TAB-WA1-SQ-1008 | Sling | TAB-WA1-SQ | Lifting Device,Sling | Lifting Device |  | SQ | http://www.toronto.ca/TWONTO#fall_protection_sling |  | Safety Equipment & Supplies Common to WA1
119622 | TAB-WA1-SQ-1009 | Sling | TAB-WA1-SQ | Lifting Device,Sling | Lifting Device |  | SQ | http://www.toronto.ca/TWONTO#fall_protection_sling |  | Safety Equipment & Supplies Common to WA1
119623 | TAB-WA1-SQ-1010 | Sling | TAB-WA1-SQ | Lifting Device,Sling | Lifting Device |  | SQ | http://www.toronto.ca/TWONTO#fall_protection_sling |  | Safety Equipment & Supplies Common to WA1
119624 | TAB-WA1-SQ-1014 | Sling | TAB-WA1-SQ-1000 | Lifting Device,Sling | Lifting Device |  | SQ | http://www.toronto.ca/TWONTO#fall_protection_sling |  | WA1 Lifting Devices and Slings
119625 | TAB-WA1-SQ-1015 | Sling | TAB-WA1-SQ-1000 | Lifting Device,Sling | Lifting Device |  | SQ | http://www.toronto.ca/TWONTO#fall_protection_sling |  | WA1 Lifting Devices and Slings
119626 | TAB-WA1-SQ-1016 | Sling | TAB-WA1-SQ-1000 | Lifting Device,Sling | Lifting Device |  | SQ | http://www.toronto.ca/TWONTO#fall_protection_sling |  | WA1 Lifting Devices and Slings
119627 | TAB-WA1-SQ-1017 | Sling | TAB-WA1-SQ-1000 | Lifting Device,Sling | Lifting Device |  | SQ | http://www.toronto.ca/TWONTO#fall_protection_sling |  | WA1 Lifting Devices and Slings
119628 | TAB-WA1-SQ-1022 | Sling | TAB-WA1-SQ-1000 | Lifting Device,Sling | Lifting Device |  | SQ | http://www.toronto.ca/TWONTO#fall_protection_sling |  | WA1 Lifting Devices and Slings
119629 | TAB-WA1-SQ-1023 | Sling | TAB-WA1-SQ-1000 | Lifting Device,Sling | Lifting Device |  | SQ | http://www.toronto.ca/TWONTO#fall_protection_sling |  | WA1 Lifting Devices and Slings
119630 | TAB-WA1-SQ-1024 | Sling | TAB-WA1-SQ-1000 | Lifting Device,Sling | Lifting Device |  | SQ | http://www.toronto.ca/TWONTO#fall_protection_sling |  | WA1 Lifting Devices and Slings
119631 | TAB-WA1-SQ-1025 | Sling | TAB-WA1-SQ-1000 | Lifting Device,Sling | Lifting Device |  | SQ | http://www.toronto.ca/TWONTO#fall_protection_sling |  | WA1 Lifting Devices and Slings
119632 | TAB-WA1-SQ-1029 | Sling | TAB-WA1-SQ-1000 | Lifting Device,Sling | Lifting Device |  | SQ | http://www.toronto.ca/TWONTO#fall_protection_sling |  | WA1 Lifting Devices and Slings
119633 | TAB-WA1-SQ-1031 | Sling | TAB-WA1-SQ-1000 | Lifting Device,Sling | Lifting Device |  | SQ | http://www.toronto.ca/TWONTO#fall_protection_sling |  | WA1 Lifting Devices and Slings
119634 | TAB-WA1-SQ-1032 | Sling | TAB-WA1-SQ-1000 | Lifting Device,Sling | Lifting Device |  | SQ | http://www.toronto.ca/TWONTO#fall_protection_sling |  | WA1 Lifting Devices and Slings
119635 | TAB-WA1-SQ-1033 | Sling | TAB-WA1-SQ-1000 | Lifting Device,Sling | Lifting Device |  | SQ | http://www.toronto.ca/TWONTO#fall_protection_sling |  | WA1 Lifting Devices and Slings
119636 | TAB-WA1-SQ-1034 | Sling | TAB-WA1-SQ-1000 | Lifting Device,Sling | Lifting Device |  | SQ | http://www.toronto.ca/TWONTO#fall_protection_sling |  | WA1 Lifting Devices and Slings
119637 | TAB-WA1-SQ-1037 | Sling | TAB-WA1-SQ-1000 | Lifting Device,Sling | Lifting Device |  | SQ | http://www.toronto.ca/TWONTO#fall_protection_sling |  | WA1 Lifting Devices and Slings
119638 | TAB-WA1-SQ-1039 | Sling | TAB-WA1-SQ-1000 | Lifting Device,Sling | Lifting Device |  | SQ | http://www.toronto.ca/TWONTO#fall_protection_sling |  | WA1 Lifting Devices and Slings
119639 | TAB-WA1-SQ-1040 | Sling | TAB-WA1-SQ-1000 | Lifting Device,Sling | Lifting Device |  | SQ | http://www.toronto.ca/TWONTO#fall_protection_sling |  | WA1 Lifting Devices and Slings
119640 | TAB-WA1-SQ-1042 | Sling | TAB-WA1-SQ-1000 | Lifting Device,Sling | Lifting Device |  | SQ | http://www.toronto.ca/TWONTO#fall_protection_sling |  | WA1 Lifting Devices and Slings
119641 | TAB-WA1-SQ-1045 | Sling | TAB-WA1-SQ-1000 | Lifting Device,Sling | Lifting Device |  | SQ | http://www.toronto.ca/TWONTO#fall_protection_sling |  | WA1 Lifting Devices and Slings
119642 | TAB-WA1-SQ-1047 | Sling | TAB-WA1-SQ-1000 | Lifting Device,Sling | Lifting Device |  | SQ | http://www.toronto.ca/TWONTO#fall_protection_sling |  | WA1 Lifting Devices and Slings
119643 | TAB-WA1-SQ-1048 | Sling | TAB-WA1-SQ-1000 | Lifting Device,Sling | Lifting Device |  | SQ | http://www.toronto.ca/TWONTO#fall_protection_sling |  | WA1 Lifting Devices and Slings
119644 | TAB-WA1-SQ-1050 | Sling | TAB-WA1-SQ-1000 | Lifting Device,Sling | Lifting Device |  | SQ | http://www.toronto.ca/TWONTO#fall_protection_sling |  | WA1 Lifting Devices and Slings
119645 | TAB-WA1-SQ-1051 | Sling | TAB-WA1-SQ-1000 | Lifting Device,Sling | Lifting Device |  | SQ | http://www.toronto.ca/TWONTO#fall_protection_sling |  | WA1 Lifting Devices and Slings
119646 | TAB-WA1-SQ-1052 | Sling | TAB-WA1-SQ-1000 | Lifting Device,Sling | Lifting Device |  | SQ | http://www.toronto.ca/TWONTO#fall_protection_sling |  | WA1 Lifting Devices and Slings
119647 | TAB-WA1-SQ-1056 | Sling | TAB-WA1-SQ-1000 | Lifting Device,Sling | Lifting Device |  | SQ | http://www.toronto.ca/TWONTO#fall_protection_sling |  | WA1 Lifting Devices and Slings
119648 | TAB-WA1-SQ-1057 | Sling | TAB-WA1-SQ-1000 | Lifting Device,Sling | Lifting Device |  | SQ | http://www.toronto.ca/TWONTO#fall_protection_sling |  | WA1 Lifting Devices and Slings
119649 | TAB-WA1-SQ-1058 | Sling | TAB-WA1-SQ-1000 | Lifting Device,Sling | Lifting Device |  | SQ | http://www.toronto.ca/TWONTO#fall_protection_sling |  | WA1 Lifting Devices and Slings
119650 | TAB-WA1-SQ-1059 | Sling | TAB-WA1-SQ-1000 | Lifting Device,Sling | Lifting Device |  | SQ | http://www.toronto.ca/TWONTO#fall_protection_sling |  | WA1 Lifting Devices and Slings
119651 | TAB-WA1-SQ-1063 | Sling | TAB-WA1-SQ-1000 | Lifting Device,Sling | Lifting Device |  | SQ | http://www.toronto.ca/TWONTO#fall_protection_sling |  | WA1 Lifting Devices and Slings
119652 | TAB-WA1-SQ-1064 | Sling | TAB-WA1-SQ-1000 | Lifting Device,Sling | Lifting Device |  | SQ | http://www.toronto.ca/TWONTO#fall_protection_sling |  | WA1 Lifting Devices and Slings
119653 | TAB-WA1-SQ-1065 | Sling | TAB-WA1-SQ-1000 | Lifting Device,Sling | Lifting Device |  | SQ | http://www.toronto.ca/TWONTO#fall_protection_sling |  | WA1 Lifting Devices and Slings
119654 | TAB-WA1-SQ-1066 | Sling | TAB-WA1-SQ-1000 | Lifting Device,Sling | Lifting Device |  | SQ | http://www.toronto.ca/TWONTO#fall_protection_sling |  | WA1 Lifting Devices and Slings
119655 | TAB-WA1-SQ-1070 | Sling | TAB-WA1-SQ-1000 | Lifting Device,Sling | Lifting Device |  | SQ | http://www.toronto.ca/TWONTO#fall_protection_sling |  | WA1 Lifting Devices and Slings
119656 | TAB-WA1-SQ-1071 | Sling | TAB-WA1-SQ-1000 | Lifting Device,Sling | Lifting Device |  | SQ | http://www.toronto.ca/TWONTO#fall_protection_sling |  | WA1 Lifting Devices and Slings
119657 | TAB-WA1-SQ-1072 | Sling | TAB-WA1-SQ-1000 | Lifting Device,Sling | Lifting Device |  | SQ | http://www.toronto.ca/TWONTO#fall_protection_sling |  | WA1 Lifting Devices and Slings
119658 | TAB-WA1-SQ-1073 | Sling | TAB-WA1-SQ-1000 | Lifting Device,Sling | Lifting Device |  | SQ | http://www.toronto.ca/TWONTO#fall_protection_sling |  | WA1 Lifting Devices and Slings
119659 | TAB-WA1-SQ-1078 | Sling | TAB-WA1-SQ-1000 | Lifting Device,Sling | Lifting Device |  | SQ | http://www.toronto.ca/TWONTO#fall_protection_sling |  | WA1 Lifting Devices and Slings
119660 | TAB-WA1-SQ-1079 | Sling | TAB-WA1-SQ-1000 | Lifting Device,Sling | Lifting Device |  | SQ | http://www.toronto.ca/TWONTO#fall_protection_sling |  | WA1 Lifting Devices and Slings
119661 | TAB-WA1-SQ-1080 | Sling | TAB-WA1-SQ-1000 | Lifting Device,Sling | Lifting Device |  | SQ | http://www.toronto.ca/TWONTO#fall_protection_sling |  | WA1 Lifting Devices and Slings
119662 | TAB-WA1-SQ-1081 | Sling | TAB-WA1-SQ-1000 | Lifting Device,Sling | Lifting Device |  | SQ | http://www.toronto.ca/TWONTO#fall_protection_sling |  | WA1 Lifting Devices and Slings
119663 | TAB-WA1-SQ-1084 | Sling | TAB-WA1-SQ-1000 | Lifting Device,Sling | Lifting Device |  | SQ | http://www.toronto.ca/TWONTO#fall_protection_sling |  | WA1 Lifting Devices and Slings
119664 | TAB-WA1-SQ-1086 | Sling | TAB-WA1-SQ-1000 | Lifting Device,Sling | Lifting Device |  | SQ | http://www.toronto.ca/TWONTO#fall_protection_sling |  | WA1 Lifting Devices and Slings
119665 | TAB-WA1-SQ-1087 | Sling | TAB-WA1-SQ-1000 | Lifting Device,Sling | Lifting Device |  | SQ | http://www.toronto.ca/TWONTO#fall_protection_sling |  | WA1 Lifting Devices and Slings
119666 | TAB-WA1-SQ-1089 | Sling | TAB-WA1-SQ-1000 | Lifting Device,Sling | Lifting Device |  | SQ | http://www.toronto.ca/TWONTO#fall_protection_sling |  | WA1 Lifting Devices and Slings
119667 | TAB-WA1-SQ-1090 | Sling | TAB-WA1-SQ-1000 | Lifting Device,Sling | Lifting Device |  | SQ | http://www.toronto.ca/TWONTO#fall_protection_sling |  | WA1 Lifting Devices and Slings
119668 | TAB-WA1-SQ-1091 | Sling | TAB-WA1-SQ-1000 | Lifting Device,Sling | Lifting Device |  | SQ | http://www.toronto.ca/TWONTO#fall_protection_sling |  | WA1 Lifting Devices and Slings
119669 | TAB-WA1-SQ-1096 | Sling | TAB-WA1-SQ-1000 | Lifting Device,Sling | Lifting Device |  | SQ | http://www.toronto.ca/TWONTO#fall_protection_sling |  | WA1 Lifting Devices and Slings
119670 | TAB-WA1-SQ-1097 | Sling | TAB-WA1-SQ-1000 | Lifting Device,Sling | Lifting Device |  | SQ | http://www.toronto.ca/TWONTO#fall_protection_sling |  | WA1 Lifting Devices and Slings
119671 | TAB-WA1-SQ-1098 | Sling | TAB-WA1-SQ-1000 | Lifting Device,Sling | Lifting Device |  | SQ | http://www.toronto.ca/TWONTO#fall_protection_sling |  | WA1 Lifting Devices and Slings
119672 | TAB-WA1-SQ-1099 | Sling | TAB-WA1-SQ-1000 | Lifting Device,Sling | Lifting Device |  | SQ | http://www.toronto.ca/TWONTO#fall_protection_sling |  | WA1 Lifting Devices and Slings
119673 | TAB-WA1-SQ-1102 | Sling | TAB-WA1-SQ-1000 | Lifting Device,Sling | Lifting Device |  | SQ | http://www.toronto.ca/TWONTO#fall_protection_sling |  | WA1 Lifting Devices and Slings
119674 | TAB-WA1-SQ-1103 | Sling | TAB-WA1-SQ-1000 | Lifting Device,Sling | Lifting Device |  | SQ | http://www.toronto.ca/TWONTO#fall_protection_sling |  | WA1 Lifting Devices and Slings
119675 | TAB-WA1-SQ-1104 | Sling | TAB-WA1-SQ-1000 | Lifting Device,Sling | Lifting Device |  | SQ | http://www.toronto.ca/TWONTO#fall_protection_sling |  | WA1 Lifting Devices and Slings
119676 | TAB-WA1-SQ-1105 | Sling | TAB-WA1-SQ-1000 | Lifting Device,Sling | Lifting Device |  | SQ | http://www.toronto.ca/TWONTO#fall_protection_sling |  | WA1 Lifting Devices and Slings
119677 | TAB-WA1-SQ-1108 | Sling | TAB-WA1-SQ-1000 | Lifting Device,Sling | Lifting Device |  | SQ | http://www.toronto.ca/TWONTO#fall_protection_sling |  | WA1 Lifting Devices and Slings
119678 | TAB-WA1-SQ-1109 | Sling | TAB-WA1-SQ-1000 | Lifting Device,Sling | Lifting Device |  | SQ | http://www.toronto.ca/TWONTO#fall_protection_sling |  | WA1 Lifting Devices and Slings
119679 | TAB-WA1-SQ-1110 | Sling | TAB-WA1-SQ-1000 | Lifting Device,Sling | Lifting Device |  | SQ | http://www.toronto.ca/TWONTO#fall_protection_sling |  | WA1 Lifting Devices and Slings
119680 | TAB-WA1-SQ-1111 | Sling | TAB-WA1-SQ-1000 | Lifting Device,Sling | Lifting Device |  | SQ | http://www.toronto.ca/TWONTO#fall_protection_sling |  | WA1 Lifting Devices and Slings
119681 | TAB-WA1-SQ-1112 | Sling | TAB-WA1-SQ-1000 | Lifting Device,Sling | Lifting Device |  | SQ | http://www.toronto.ca/TWONTO#fall_protection_sling |  | WA1 Lifting Devices and Slings
119682 | TAB-WA1-SQ-1113 | Sling | TAB-WA1-SQ-1000 | Lifting Device,Sling | Lifting Device |  | SQ | http://www.toronto.ca/TWONTO#fall_protection_sling |  | WA1 Lifting Devices and Slings
119683 | TAB-WA1-SQ-1118 | Sling | TAB-WA1-SQ-1000 | Lifting Device,Sling | Lifting Device |  | SQ | http://www.toronto.ca/TWONTO#fall_protection_sling |  | WA1 Lifting Devices and Slings
119684 | TAB-WA1-SQ-1123 | Sling | TAB-WA1-SQ-1000 | Lifting Device,Sling | Lifting Device |  | SQ | http://www.toronto.ca/TWONTO#fall_protection_sling |  | WA1 Lifting Devices and Slings
119685 | TAB-WA1-SQ-1124 | Sling | TAB-WA1-SQ-1000 | Lifting Device,Sling | Lifting Device |  | SQ | http://www.toronto.ca/TWONTO#fall_protection_sling |  | WA1 Lifting Devices and Slings
119686 | TAB-WA1-SQ-1125 | Sling | TAB-WA1-SQ-1000 | Lifting Device,Sling | Lifting Device |  | SQ | http://www.toronto.ca/TWONTO#fall_protection_sling |  | WA1 Lifting Devices and Slings
119687 | TAB-WA1-SQ-1126 | Sling | TAB-WA1-SQ-1000 | Lifting Device,Sling | Lifting Device |  | SQ | http://www.toronto.ca/TWONTO#fall_protection_sling |  | WA1 Lifting Devices and Slings
119688 | TAB-WA1-SQ-1127 | Sling | TAB-WA1-SQ-1000 | Lifting Device,Sling | Lifting Device |  | SQ | http://www.toronto.ca/TWONTO#fall_protection_sling |  | WA1 Lifting Devices and Slings
119689 | TAB-WA1-SQ-1128 | Sling | TAB-WA1-SQ-1000 | Lifting Device,Sling | Lifting Device |  | SQ | http://www.toronto.ca/TWONTO#fall_protection_sling |  | WA1 Lifting Devices and Slings
119690 | TAB-WA1-SQ-1130 | Sling | TAB-WA1-SQ-1000 | Lifting Device,Sling | Lifting Device |  | SQ | http://www.toronto.ca/TWONTO#fall_protection_sling |  | WA1 Lifting Devices and Slings
119691 | TAB-WA1-SQ-1135 | Sling | TAB-WA1-SQ-1000 | Lifting Device,Sling | Lifting Device |  | SQ | http://www.toronto.ca/TWONTO#fall_protection_sling |  | WA1 Lifting Devices and Slings
119692 | TAB-WA1-SQ-1136 | Sling | TAB-WA1-SQ-1000 | Lifting Device,Sling | Lifting Device |  | SQ | http://www.toronto.ca/TWONTO#fall_protection_sling |  | WA1 Lifting Devices and Slings
119693 | TAB-WA1-SQ-1140 | Sling | TAB-WA1-SQ-1000 | Lifting Device,Sling | Lifting Device |  | SQ | http://www.toronto.ca/TWONTO#fall_protection_sling |  | WA1 Lifting Devices and Slings
119694 | TAB-WA1-SQ-1145 | Sling | TAB-WA1-SQ-1000 | Lifting Device,Sling | Lifting Device |  | SQ | http://www.toronto.ca/TWONTO#fall_protection_sling |  | WA1 Lifting Devices and Slings
119695 | TAB-WA1-SQ-1146 | Sling | TAB-WA1-SQ-1000 | Lifting Device,Sling | Lifting Device |  | SQ | http://www.toronto.ca/TWONTO#fall_protection_sling |  | WA1 Lifting Devices and Slings
119696 | TAB-WA1-SQ-1149 | Sling | TAB-WA1-SQ-1000 | Lifting Device,Sling | Lifting Device |  | SQ | http://www.toronto.ca/TWONTO#fall_protection_sling |  | WA1 Lifting Devices and Slings
119697 | TAB-WA1-SQ-1153 | Sling | TAB-WA1-SQ-1000 | Lifting Device,Sling | Lifting Device |  | SQ | http://www.toronto.ca/TWONTO#fall_protection_sling |  | WA1 Lifting Devices and Slings
119698 | TAB-WA1-SQ-1154 | Sling | TAB-WA1-SQ-1000 | Lifting Device,Sling | Lifting Device |  | SQ | http://www.toronto.ca/TWONTO#fall_protection_sling |  | WA1 Lifting Devices and Slings
119699 | TAB-WA1-SQ-1155 | Sling | TAB-WA1-SQ-1000 | Lifting Device,Sling | Lifting Device |  | SQ | http://www.toronto.ca/TWONTO#fall_protection_sling |  | WA1 Lifting Devices and Slings
119700 | TAB-WA1-SQ-1156 | Sling | TAB-WA1-SQ-1000 | Lifting Device,Sling | Lifting Device |  | SQ | http://www.toronto.ca/TWONTO#fall_protection_sling |  | WA1 Lifting Devices and Slings
119701 | TAB-WA1-SQ-1158 | Sling | TAB-WA1-SQ-1000 | Lifting Device,Sling | Lifting Device |  | SQ | http://www.toronto.ca/TWONTO#fall_protection_sling |  | WA1 Lifting Devices and Slings
119702 | TAB-WA1-SQ-1160 | Sling | TAB-WA1-SQ-1000 | Lifting Device,Sling | Lifting Device |  | SQ | http://www.toronto.ca/TWONTO#fall_protection_sling |  | WA1 Lifting Devices and Slings
119703 | TAB-WA1-SQ-1161 | Sling | TAB-WA1-SQ-1000 | Lifting Device,Sling | Lifting Device |  | SQ | http://www.toronto.ca/TWONTO#fall_protection_sling |  | WA1 Lifting Devices and Slings
119704 | TAB-WA1-SQ-1163 | Sling | TAB-WA1-SQ-1000 | Lifting Device,Sling | Lifting Device |  | SQ | http://www.toronto.ca/TWONTO#fall_protection_sling |  | WA1 Lifting Devices and Slings
119705 | TAB-WA1-SQ-1166 | Sling | TAB-WA1-SQ-1000 | Lifting Device,Sling | Lifting Device |  | SQ | http://www.toronto.ca/TWONTO#fall_protection_sling |  | WA1 Lifting Devices and Slings
119706 | TAB-WA1-SQ-1168 | Sling | TAB-WA1-SQ-1000 | Lifting Device,Sling | Lifting Device |  | SQ | http://www.toronto.ca/TWONTO#fall_protection_sling |  | WA1 Lifting Devices and Slings
119707 | TAB-WA1-SQ-1169 | Sling | TAB-WA1-SQ-1000 | Lifting Device,Sling | Lifting Device |  | SQ | http://www.toronto.ca/TWONTO#fall_protection_sling |  | WA1 Lifting Devices and Slings
140619 | TNT-MCS-SQ-1001 | Sling | TNT-MCS-LD | Lifting Device,Sling | Lifting Device |  | SQ | http://www.toronto.ca/TWONTO#fall_protection_sling |  | Lifting Devices , cranes/ Portable crane/hoists, come alongs, slings, wire rope, chains
140620 | TNT-MCS-SQ-1002 | Sling | TNT-MCS-LD | Lifting Device,Sling | Lifting Device |  | SQ | http://www.toronto.ca/TWONTO#fall_protection_sling |  | Lifting Devices , cranes/ Portable crane/hoists, come alongs, slings, wire rope, chains
140621 | TNT-MCS-SQ-1003 | Sling | TNT-MCS-LD | Lifting Device,Sling | Lifting Device |  | SQ | http://www.toronto.ca/TWONTO#fall_protection_sling |  | Lifting Devices , cranes/ Portable crane/hoists, come alongs, slings, wire rope, chains
140622 | TNT-MCS-SQ-1008 | Sling | TNT-MCS-LD | Lifting Device,Sling | Lifting Device |  | SQ | http://www.toronto.ca/TWONTO#fall_protection_sling |  | Lifting Devices , cranes/ Portable crane/hoists, come alongs, slings, wire rope, chains
140623 | TNT-MCS-SQ-1009 | Sling | TNT-MCS-LD | Lifting Device,Sling | Lifting Device |  | SQ | http://www.toronto.ca/TWONTO#fall_protection_sling |  | Lifting Devices , cranes/ Portable crane/hoists, come alongs, slings, wire rope, chains
140624 | TNT-MCS-SQ-1010 | Sling | TNT-MCS-LD | Lifting Device,Sling | Lifting Device |  | SQ | http://www.toronto.ca/TWONTO#fall_protection_sling |  | Lifting Devices , cranes/ Portable crane/hoists, come alongs, slings, wire rope, chains
140625 | TNT-MCS-SQ-1015 | Sling | TNT-MCS-LD | Lifting Device,Sling | Lifting Device |  | SQ | http://www.toronto.ca/TWONTO#fall_protection_sling |  | Lifting Devices , cranes/ Portable crane/hoists, come alongs, slings, wire rope, chains
140626 | TNT-MCS-SQ-1016 | Sling | TNT-MCS-LD | Lifting Device,Sling | Lifting Device |  | SQ | http://www.toronto.ca/TWONTO#fall_protection_sling |  | Lifting Devices , cranes/ Portable crane/hoists, come alongs, slings, wire rope, chains
140627 | TNT-MCS-SQ-1017 | Sling | TNT-MCS-LD | Lifting Device,Sling | Lifting Device |  | SQ | http://www.toronto.ca/TWONTO#fall_protection_sling |  | Lifting Devices , cranes/ Portable crane/hoists, come alongs, slings, wire rope, chains
140628 | TNT-MCS-SQ-1020 | Sling | TNT-MCS-LD | Lifting Device,Sling | Lifting Device |  | SQ | http://www.toronto.ca/TWONTO#fall_protection_sling |  | Lifting Devices , cranes/ Portable crane/hoists, come alongs, slings, wire rope, chains
140629 | TNT-MCS-SQ-1021 | Sling | TNT-MCS-LD | Lifting Device,Sling | Lifting Device |  | SQ | http://www.toronto.ca/TWONTO#fall_protection_sling |  | Lifting Devices , cranes/ Portable crane/hoists, come alongs, slings, wire rope, chains
140630 | TNT-MCS-SQ-1022 | Sling | TNT-MCS-LD | Lifting Device,Sling | Lifting Device |  | SQ | http://www.toronto.ca/TWONTO#fall_protection_sling |  | Lifting Devices , cranes/ Portable crane/hoists, come alongs, slings, wire rope, chains
140631 | TNT-MCS-SQ-1028 | Sling | TNT-MCS-LD | Lifting Device,Sling | Lifting Device |  | SQ | http://www.toronto.ca/TWONTO#fall_protection_sling |  | Lifting Devices , cranes/ Portable crane/hoists, come alongs, slings, wire rope, chains
140632 | TNT-MCS-SQ-1029 | Sling | TNT-MCS-LD | Lifting Device,Sling | Lifting Device |  | SQ | http://www.toronto.ca/TWONTO#fall_protection_sling |  | Lifting Devices , cranes/ Portable crane/hoists, come alongs, slings, wire rope, chains
140633 | TNT-MCS-SQ-1031 | Sling | TNT-MCS-LD | Lifting Device,Sling | Lifting Device |  | SQ | http://www.toronto.ca/TWONTO#fall_protection_sling |  | Lifting Devices , cranes/ Portable crane/hoists, come alongs, slings, wire rope, chains
140634 | TNT-MCS-SQ-1032 | Sling | TNT-MCS-LD | Lifting Device,Sling | Lifting Device |  | SQ | http://www.toronto.ca/TWONTO#fall_protection_sling |  | Lifting Devices , cranes/ Portable crane/hoists, come alongs, slings, wire rope, chains
140635 | TNT-MCS-SQ-1034 | Sling | TNT-MCS-LD | Lifting Device,Sling | Lifting Device |  | SQ | http://www.toronto.ca/TWONTO#fall_protection_sling |  | Lifting Devices , cranes/ Portable crane/hoists, come alongs, slings, wire rope, chains
140636 | TNT-MCS-SQ-1037 | Sling | TNT-MCS-LD | Lifting Device,Sling | Lifting Device |  | SQ | http://www.toronto.ca/TWONTO#fall_protection_sling |  | Lifting Devices , cranes/ Portable crane/hoists, come alongs, slings, wire rope, chains
140637 | TNT-MCS-SQ-1039 | Sling | TNT-MCS-LD | Lifting Device,Sling | Lifting Device |  | SQ | http://www.toronto.ca/TWONTO#fall_protection_sling |  | Lifting Devices , cranes/ Portable crane/hoists, come alongs, slings, wire rope, chains
140638 | TNT-MCS-SQ-1041 | Sling | TNT-MCS-LD | Lifting Device,Sling | Lifting Device |  | SQ | http://www.toronto.ca/TWONTO#fall_protection_sling |  | Lifting Devices , cranes/ Portable crane/hoists, come alongs, slings, wire rope, chains
140639 | TNT-MCS-SQ-1042 | Sling | TNT-MCS-LD | Lifting Device,Sling | Lifting Device |  | SQ | http://www.toronto.ca/TWONTO#fall_protection_sling |  | Lifting Devices , cranes/ Portable crane/hoists, come alongs, slings, wire rope, chains
79768 | THR-WA1-LD-0024 | Sling, Braided Wire Rope, Work Area 1 ( WIRE ROPE SLING SIZE; 3/8" X 6') | THR-LD-WIRE-WA1 | Lifting Device,Sling | Lifting Device |  | LD | wire-rope_sling |  | Slings, Wire Rope, Work Area 1
139380 | THR-WA1-LD-0025 | Sling, Braided Wire Rope, Work Area 1 ( WIRE ROPE SLING SIZE; 3/8" X 6') | THR-LD-WIRE-WA1 | Lifting Device,Sling | Lifting Device |  | LD | wire-rope_sling |  | Slings, Wire Rope, Work Area 1
79796 | THR-WA1-LD-799-2 | Sling, Braided Wire Rope, Work Area 1 (NYLON SLING SIZE; 2" X 4', CAPACITY 6400 LBS., SN 1045799-2) A | THR-LD-WIRE-WA1 | Lifting Device,Sling | Lifting Device |  | LD | wire-rope_sling |  | Slings, Wire Rope, Work Area 1
139376 | THR-WA1-LD-0015 | Sling, Braided Wire Rope, Work Area 1 (WIRE ROPE SLING SIZE; 3/8" X2') | THR-LD-WIRE-WA1 | Lifting Device,Sling | Lifting Device |  | LD | wire-rope_sling |  | Slings, Wire Rope, Work Area 1
79894 | THR-WA2-LD-0020 | Sling, Chain, Work Area 2 | THR-LD-WIRE-WA2 | Lifting Device,Sling | Lifting Device |  | LD | chain_sling |  | Slings, Wire Rope, Work Area 2
79896 | THR-WA2-LD-0021 | Sling, Chain, Work Area 2 | THR-LD-WIRE-WA2 | Lifting Device,Sling | Lifting Device |  | LD | chain_sling |  | Slings, Wire Rope, Work Area 2
79898 | THR-WA2-LD-0023 | Sling, Chain, Work Area 2 | THR-LD-NYLN-WA2 | Lifting Device,Sling | Lifting Device |  | LD | chain_sling |  | Slings, Nylon, Work Area 2
79900 | THR-WA2-LD-0024 | Sling, Chain, Work Area 2 | THR-LD-NYLN-WA2 | Lifting Device,Sling | Lifting Device |  | LD | chain_sling |  | Slings, Nylon, Work Area 2
79901 | THR-WA2-LD-0025 | Sling, Chain, Work Area 2 | THR-LD-NYLN-WA2 | Lifting Device,Sling | Lifting Device |  | LD | chain_sling |  | Slings, Nylon, Work Area 2
139432 | THR-WA2-LD-0022 | Sling, Chain, Work Area 2 | THR-LD-WIRE-WA2 | Lifting Device,Sling | Lifting Device |  | LD | chain_sling |  | Slings, Wire Rope, Work Area 2
79895 | THR-WA2-LD-0020S | Sling, Chain, Work Area 2 (SUSPENDED) | THR-S-E | Lifting Device,Sling | Lifting Device |  | LD | chain_sling |  | SUSPENDED ENTITY
79897 | THR-WA2-LD-0021S | Sling, Chain, Work Area 2 (SUSPENDED) | THR-S-E | Lifting Device,Sling | Lifting Device |  | LD | chain_sling |  | SUSPENDED ENTITY
79899 | THR-WA2-LD-0023S | Sling, Chain, Work Area 2 (SUSPENDED) | THR-LD-NYLN-WA2 | Lifting Device,Sling | Lifting Device |  | LD | chain_sling |  | Slings, Nylon, Work Area 2
79902 | THR-WA2-LD-0025S | Sling, Chain, Work Area 2 (SUSPENDED) | THR-LD-NYLN-WA2 | Lifting Device,Sling | Lifting Device |  | LD | chain_sling |  | Slings, Nylon, Work Area 2
79903 | THR-WA2-LD-0025S | Sling, Chain, Work Area 2 (SUSPENDED) | THR-S-E | Lifting Device,Sling | Lifting Device |  | LD | chain_sling |  | SUSPENDED ENTITY
139430 | THR-WA2-LD-0020S | Sling, Chain, Work Area 2 (SUSPENDED) | THR-LD-WIRE-WA2 | Lifting Device,Sling | Lifting Device |  | LD | chain_sling |  | Slings, Wire Rope, Work Area 2
139431 | THR-WA2-LD-0021S | Sling, Chain, Work Area 2 (SUSPENDED) | THR-LD-WIRE-WA2 | Lifting Device,Sling | Lifting Device |  | LD | chain_sling |  | Slings, Wire Rope, Work Area 2
139433 | THR-WA2-LD-0022S | Sling, Chain, Work Area 2 (SUSPENDED) | THR-LD-WIRE-WA2 | Lifting Device,Sling | Lifting Device |  | LD | chain_sling |  | Slings, Wire Rope, Work Area 2
139434 | THR-WA2-LD-0022S | Sling, Chain, Work Area 2 (SUSPENDED) | THR-S-E | Lifting Device,Sling | Lifting Device |  | LD | chain_sling |  | SUSPENDED ENTITY
139435 | THR-WA2-LD-0023S | Sling, Chain, Work Area 2 (SUSPENDED) | THR-S-E | Lifting Device,Sling | Lifting Device |  | LD | chain_sling |  | SUSPENDED ENTITY
80044 | THR-WA3-LD-0121 | Sling, Chain, Work Area 3 | THR-LD-WIRE-WA3 | Lifting Device,Sling | Lifting Device |  | LD | chain_sling |  | Slings, Wire Rope, Work Area 3
139526 | THR-WA3-LD-0073S | Sling, Grab Rope + Hooks 100', 1/2" DIA, Work Area 3 | THR-LD-WIRE-WA3 | Lifting Device,Sling | Lifting Device | 40277 | LD | http://www.toronto.ca/TWONTO#fall_protection_sling |  | Slings, Wire Rope, Work Area 3
80043 | THR-WA3-LD-0119 | Sling, Nylon(Anchor), Work Area 3 | THR-LD-NYLN-WA3 | Lifting Device,Sling | Lifting Device |  | LD | synthetic_web_sling |  | Slings, Nylon, Work Area 3
139541 | THR-WA3-LD-0118S | Sling, Nylon(Anchor), Work Area 3 | THR-LD-NYLN-WA3 | Lifting Device,Sling | Lifting Device | 40286 | LD | synthetic_web_sling |  | Slings, Nylon, Work Area 3
55620 | TAB-WA3-LD-2360 | Sling, Nylon, 10 FT | TAB-DEW-SAFETY | PPE | Lifting Device |  | LD | synthetic_web_sling |  | Safety Equipment
55621 | TAB-WA3-LD-2368 | Sling, Nylon, 10 FT | TAB-DEW-SAFETY | PPE | Lifting Device |  | LD | synthetic_web_sling |  | Safety Equipment
55622 | TAB-WA3-LD-2369 | Sling, Nylon, 10 FT | TAB-DEW-SAFETY | PPE | Lifting Device |  | LD | synthetic_web_sling |  | Safety Equipment
55640 | TAB-WA3-LD-8512 | Sling, Nylon, 10 FT | TAB-DEW-SAFETY | PPE | Lifting Device |  | LD | synthetic_web_sling |  | Safety Equipment
55615 | TAB-WA3-LD-1352 | Sling, Nylon, 12 FT | TAB-DEW-SAFETY | PPE | Lifting Device |  | LD | synthetic_web_sling |  | Safety Equipment
55616 | TAB-WA3-LD-1355 | Sling, Nylon, 12 FT | TAB-DEW-SAFETY | PPE | Lifting Device |  | LD | synthetic_web_sling |  | Safety Equipment
55619 | TAB-WA3-LD-2356 | Sling, Nylon, 12 FT | TAB-DEW-SAFETY | PPE | Lifting Device |  | LD | synthetic_web_sling |  | Safety Equipment
55653 | TAB-WA3-LF-2357 | Sling, Nylon, 12 FT | TAB-DEW-SAFETY | PPE | Lifting Device |  | LF | synthetic_web_sling |  | Safety Equipment
119852 | TAB-WA3-LD-1354 | Sling, Nylon, 12 FT | TAB-DEW-SAFETY | PPE | Lifting Device |  | LD | synthetic_web_sling |  | Safety Equipment
119853 | TAB-WA3-LD-1357 | Sling, Nylon, 12 FT | TAB-DEW-SAFETY | PPE | Lifting Device |  | LD | synthetic_web_sling |  | Safety Equipment
119855 | TAB-WA3-LD-2358 | Sling, Nylon, 12 FT | TAB-DEW-SAFETY | PPE | Lifting Device |  | LD | synthetic_web_sling |  | Safety Equipment
139525 | THR-WA3-LD-0072S | Sling, Nylon, 2'x1", 3100 LBS, Work Area 3 | THR-LD-NYLN-WA3 | Lifting Device,Sling | Lifting Device | 40276 | LD | synthetic_web_sling |  | Slings, Nylon, Work Area 3
55617 | TAB-WA3-LD-1902 | Sling, Nylon, 3 FT | TAB-DEW-SAFETY | PPE | Lifting Device |  | LD | synthetic_web_sling |  | Safety Equipment
119854 | TAB-WA3-LD-1416 | Sling, Nylon, 3 FT | TAB-DEW-SAFETY | PPE | Lifting Device |  | LD | synthetic_web_sling |  | Safety Equipment
80027 | THR-WA3-LD-0066 | Sling, Nylon, 3'L, W2"--6200 lbs-Work Area 3 ( 2" X 3') | THR-LD-NYLN-WA3 | Lifting Device,Sling | Lifting Device |  | LD | synthetic_web_sling |  | Slings, Nylon, Work Area 3
80028 | THR-WA3-LD-0067 | Sling, Nylon, 3'L, W2"--6200 lbs-Work Area 3 ( 2" X 3') | THR-LD-NYLN-WA3 | Lifting Device,Sling | Lifting Device |  | LD | synthetic_web_sling |  | Slings, Nylon, Work Area 3
80029 | THR-WA3-LD-0068 | Sling, Nylon, 3'L, W2"--6200 lbs-Work Area 3 ( 2" X 3') | THR-LD-NYLN-WA3 | Lifting Device,Sling | Lifting Device |  | LD | synthetic_web_sling |  | Slings, Nylon, Work Area 3
139522 | THR-WA3-LD-0065 | Sling, Nylon, 3'L, W2"--6200 lbs-Work Area 3 ( 2" X 3') | THR-LD-NYLN-WA3 | Lifting Device,Sling | Lifting Device |  | LD | synthetic_web_sling |  | Slings, Nylon, Work Area 3
55632 | TAB-WA3-LD-3247 | Sling, Nylon, 4 FT | TAB-DEW-SAFETY | PPE | Lifting Device |  | LD | synthetic_web_sling |  | Safety Equipment
55636 | TAB-WA3-LD-6616 | Sling, Nylon, 4 FT | TAB-DEW-SAFETY | PPE | Lifting Device |  | LD | synthetic_web_sling |  | Safety Equipment
119860 | TAB-WA3-LD-3252 | Sling, Nylon, 4 FT | TAB-DEW-SAFETY | PPE | Lifting Device |  | LD | synthetic_web_sling |  | Safety Equipment
80030 | THR-WA3-LD-0070 | Sling, Nylon, 4'x 2", 36000 lbs -Work Area 3 ( 2" X 4',) | THR-LD-NYLN-WA3 | Lifting Device,Sling | Lifting Device |  | LD | synthetic_web_sling |  | Slings, Nylon, Work Area 3
139524 | THR-WA3-LD-0071 | Sling, Nylon, 4'x2", 3200 LBS, Work Area 3 ( 2" X 4',) | THR-LD-NYLN-WA3 | Lifting Device,Sling | Lifting Device |  | LD | synthetic_web_sling |  | Slings, Nylon, Work Area 3
55618 | TAB-WA3-LD-2300 | Sling, Nylon, 6 FT | TAB-DEW-SAFETY | PPE | Lifting Device |  | LD | synthetic_web_sling |  | Safety Equipment
55627 | TAB-WA3-LD-2380 | Sling, Nylon, 6 FT | TAB-DEW-SAFETY | PPE | Lifting Device |  | LD | synthetic_web_sling |  | Safety Equipment
55628 | TAB-WA3-LD-2381 | Sling, Nylon, 6 FT | TAB-DEW-SAFETY | PPE | Lifting Device |  | LD | synthetic_web_sling |  | Safety Equipment
55629 | TAB-WA3-LD-2383 | Sling, Nylon, 6 FT | TAB-DEW-SAFETY | PPE | Lifting Device |  | LD | synthetic_web_sling |  | Safety Equipment
55630 | TAB-WA3-LD-2388 | Sling, Nylon, 6 FT | TAB-DEW-SAFETY | PPE | Lifting Device |  | LD | synthetic_web_sling |  | Safety Equipment
55631 | TAB-WA3-LD-3207 | Sling, Nylon, 6 FT | TAB-DEW-SAFETY | PPE | Lifting Device |  | LD | synthetic_web_sling |  | Safety Equipment
119859 | TAB-WA3-LD-2384 | Sling, Nylon, 6 FT | TAB-DEW-SAFETY | PPE | Lifting Device |  | LD | synthetic_web_sling |  | Safety Equipment
119862 | TAB-WA3-LD-9537 | Sling, Nylon, 6 FT | TAB-DEW-SAFETY | PPE | Lifting Device |  | LD | synthetic_web_sling |  | Safety Equipment
55623 | TAB-WA3-LD-2370 | Sling, Nylon, 8 FT | TAB-DEW-SAFETY | PPE | Lifting Device |  | LD | synthetic_web_sling |  | Safety Equipment
55624 | TAB-WA3-LD-2371 | Sling, Nylon, 8 FT | TAB-DEW-SAFETY | PPE | Lifting Device |  | LD | synthetic_web_sling |  | Safety Equipment
55625 | TAB-WA3-LD-2372 | Sling, Nylon, 8 FT | TAB-DEW-SAFETY | PPE | Lifting Device |  | LD | synthetic_web_sling |  | Safety Equipment
55626 | TAB-WA3-LD-2378 | Sling, Nylon, 8 FT | TAB-DEW-SAFETY | PPE | Lifting Device |  | LD | synthetic_web_sling |  | Safety Equipment
55633 | TAB-WA3-LD-4951 | Sling, Nylon, 8 FT | TAB-DEW-SAFETY | PPE | Lifting Device |  | LD | synthetic_web_sling |  | Safety Equipment
55634 | TAB-WA3-LD-4958 | Sling, Nylon, 8 FT | TAB-DEW-SAFETY | PPE | Lifting Device |  | LD | synthetic_web_sling |  | Safety Equipment
55635 | TAB-WA3-LD-5518 | Sling, Nylon, 8 FT | TAB-DEW-SAFETY | PPE | Lifting Device |  | LD | synthetic_web_sling |  | Safety Equipment
55637 | TAB-WA3-LD-7410 | Sling, Nylon, 8 FT | TAB-DEW-SAFETY | PPE | Lifting Device |  | LD | synthetic_web_sling |  | Safety Equipment
55638 | TAB-WA3-LD-7411 | Sling, Nylon, 8 FT | TAB-DEW-SAFETY | PPE | Lifting Device |  | LD | synthetic_web_sling |  | Safety Equipment
55639 | TAB-WA3-LD-8508 | Sling, Nylon, 8 FT | TAB-DEW-SAFETY | PPE | Lifting Device |  | LD | synthetic_web_sling |  | Safety Equipment
119856 | TAB-WA3-LD-2363 | Sling, Nylon, 8 FT | TAB-DEW-SAFETY | PPE | Lifting Device |  | LD | synthetic_web_sling |  | Safety Equipment
119857 | TAB-WA3-LD-2376 | Sling, Nylon, 8 FT | TAB-DEW-SAFETY | PPE | Lifting Device |  | LD | synthetic_web_sling |  | Safety Equipment
119858 | TAB-WA3-LD-2377 | Sling, Nylon, 8 FT | TAB-DEW-SAFETY | PPE | Lifting Device |  | LD | synthetic_web_sling |  | Safety Equipment
119940 | TAB-WA4-SQ-1222 | Sling, Nylon, Black & McDonald EE2-902, 10 Ft. (S/N 46725-134) | TAB-WA4-SQ-0010 |  | Lifting Device |  | SQ | synthetic_web_sling |  | WA4 Fall arrest systems
119934 | TAB-WA4-SQ-1212 | Sling, Nylon, Guillevin (S/N 90623-41) 3 Ft. | TAB-WA4-SQ-0010 |  | Lifting Device |  | SQ | synthetic_web_sling |  | WA4 Fall arrest systems
119941 | TAB-WA4-SQ-1224 | Sling, Nylon, Rig It Rite Ttpe 3, 12 Ft. (S/N NOV-12351) | TAB-WA4-SQ-0010 |  | Lifting Device |  | SQ | synthetic_web_sling |  | WA4 Fall arrest systems
55701 | TAB-WA4-SQ-1211 | Sling, Nylon, Sling Tech (S/N 28213) 3 Ft. | TAB-WA4-SQ-0010 |  | Lifting Device |  | SQ | synthetic_web_sling |  | WA4 Fall arrest systems
55699 | TAB-WA4-SQ-1204 | Sling, Nylon, Sling Tech (S/N 42630-01) 2 Ft. | TAB-WA4-SQ-0010 |  | Lifting Device |  | SQ | synthetic_web_sling |  | WA4 Fall arrest systems
119929 | TAB-WA4-SQ-1205 | Sling, Nylon, Sling Tech (S/N 74170-06) 2 Ft. | TAB-WA4-SQ-0010 |  | Lifting Device |  | SQ | synthetic_web_sling |  | WA4 Fall arrest systems
55698 | TAB-WA4-SQ-1201 | Sling, Nylon, Sling Tech (S/N 77812-05) 2 Ft. | TAB-WA4-SQ-0010 |  | Lifting Device |  | SQ | synthetic_web_sling |  | WA4 Fall arrest systems
119933 | TAB-WA4-SQ-1210 | Sling, Nylon, Sling Tech (S/N VCO 151412-01) 3 Ft. | TAB-WA4-SQ-0010 |  | Lifting Device |  | SQ | synthetic_web_sling |  | WA4 Fall arrest systems
119931 | TAB-WA4-SQ-1207 | Sling, Nylon, Sling Tech (S/N VCO 151412-03) 3 Ft. | TAB-WA4-SQ-0010 |  | Lifting Device |  | SQ | synthetic_web_sling |  | WA4 Fall arrest systems
55700 | TAB-WA4-SQ-1209 | Sling, Nylon, Sling Tech (S/N VCO 151412-04) 3 Ft. | TAB-WA4-SQ-0010 |  | Lifting Device |  | SQ | synthetic_web_sling |  | WA4 Fall arrest systems
119930 | TAB-WA4-SQ-1206 | Sling, Nylon, Sling Tech (S/N VCO 151412-05) 3 Ft. | TAB-WA4-SQ-0010 |  | Lifting Device |  | SQ | synthetic_web_sling |  | WA4 Fall arrest systems
119932 | TAB-WA4-SQ-1208 | Sling, Nylon, Sling Tech (S/N VCO 151412-06) 3 Ft. | TAB-WA4-SQ-0010 |  | Lifting Device |  | SQ | synthetic_web_sling |  | WA4 Fall arrest systems
119927 | TAB-WA4-SQ-1202 | Sling, Nylon, Sling Tech (S/N VCO-151412-13) 2 Ft. | TAB-WA4-SQ-0010 |  | Lifting Device |  | SQ | synthetic_web_sling |  | WA4 Fall arrest systems
119928 | TAB-WA4-SQ-1203 | Sling, Nylon, Sling Tech (S/N VCO-151412-14) 2 Ft. | TAB-WA4-SQ-0010 |  | Lifting Device |  | SQ | synthetic_web_sling |  | WA4 Fall arrest systems
55702 | TAB-WA4-SQ-1213 | Sling, Nylon, Sling Tech EE1-902-T3, 3 Ft. | TAB-WA4-SQ-0010 |  | Lifting Device |  | SQ | synthetic_web_sling |  | WA4 Fall arrest systems
55706 | TAB-WA4-SQ-1223 | Sling, Nylon, Sling Tech EE2-902-T3, 12 Ft. (S/N 59374-15) | TAB-WA4-SQ-0010 |  | Lifting Device |  | SQ | synthetic_web_sling |  | WA4 Fall arrest systems
55703 | TAB-WA4-SQ-1217 | Sling, Nylon, Sling Tech EE2-902-T3, 5 Ft. (S/N 84506-06 | TAB-WA4-SQ-0010 |  | Lifting Device |  | SQ | synthetic_web_sling |  | WA4 Fall arrest systems
55705 | TAB-WA4-SQ-1219 | Sling, Nylon, Sling Tech EE2-902-T3, 6 Ft. (S/N 59374-05) | TAB-WA4-SQ-0010 |  | Lifting Device |  | SQ | synthetic_web_sling |  | WA4 Fall arrest systems
55704 | TAB-WA4-SQ-1218 | Sling, Nylon, Sling Tech EE2-902-T3, 6 Ft. (S/N RE2-902 | TAB-WA4-SQ-0010 |  | Lifting Device |  | SQ | synthetic_web_sling |  | WA4 Fall arrest systems
119939 | TAB-WA4-SQ-1221 | Sling, Nylon, Sling Tech EE2-902-T3, 8 Ft. | TAB-WA4-SQ-0010 |  | Lifting Device |  | SQ | synthetic_web_sling |  | WA4 Fall arrest systems
119935 | TAB-WA4-SQ-1214 | Sling, Nylon, Sling Tech EE-902-T3, 3 Ft. | TAB-WA4-SQ-0010 |  | Lifting Device |  | SQ | synthetic_web_sling |  | WA4 Fall arrest systems
119936 | TAB-WA4-SQ-1215 | Sling, Nylon, Sling Tech EE-903-T3, 4 Ft. (S/N 25759) | TAB-WA4-SQ-0010 |  | Lifting Device |  | SQ | synthetic_web_sling |  | WA4 Fall arrest systems
119937 | TAB-WA4-SQ-1216 | Sling, Nylon, Tuff Edge Type 3 EE2-802T, 4 Ft. (S/N 936432-17) | TAB-WA4-SQ-0010 |  | Lifting Device |  | SQ | synthetic_web_sling |  | WA4 Fall arrest systems
80026 | THR-WA3-LD-0063S | Sling, Nylon, Uni Rope-4'-22000 LBS,Work Area 3 (Suspended) | THR-LD-NYLN-WA3 | Lifting Device,Sling | Lifting Device | 35925 | LD | synthetic_web_sling |  | Slings, Nylon, Work Area 3
139521 | THR-WA3-LD-0064 | Sling, Nylon, Uni Rope-4'-22000 LBS,Work Area 3 ( 2" X 4') | THR-LD-NYLN-WA3 | Lifting Device,Sling | Lifting Device |  | LD | synthetic_web_sling |  | Slings, Nylon, Work Area 3
119938 | TAB-WA4-SQ-1220 | Sling, Nylon, Uni-web EE1-902-T3, 6 Ft. | TAB-WA4-SQ-0010 |  | Lifting Device |  | SQ | synthetic_web_sling |  | WA4 Fall arrest systems
79892 | THR-WA1-LD-98-22 | Sling, Nylon, Work Area 1 (NYLON BELT SLING SIZE; 1' X 2', CAPACITY 3200 LBS, SN 1073598-22) A | THR-LD-NYLN-WA1 | Lifting Device,Sling | Lifting Device |  | LD | synthetic_web_sling |  | Slings, Nylon, Work Area 1
139422 | THR-WA1-LD-98-22 | Sling, Nylon, Work Area 1 (NYLON BELT SLING SIZE; 1' X 2', CAPACITY 3200 LBS, SN 1073598-22) A | THR-LD-WIRE-WA1 | Lifting Device,Sling | Lifting Device |  | LD | synthetic_web_sling |  | Slings, Wire Rope, Work Area 1
79792 | THR-WA1-LD-75-12 | Sling, Nylon, Work Area 1 (NYLON BELT SLING SIZE; 1' X 2', CAPACITY 3200 LBS, SN 895875-12) A | THR-LD-NYLN-WA1 | Lifting Device,Sling | Lifting Device |  | LD | synthetic_web_sling |  | Slings, Nylon, Work Area 1
79793 | THR-WA1-LD-75-14 | Sling, Nylon, Work Area 1 (NYLON BELT SLING SIZE; 1' X 2', CAPACITY 3200 LBS, SN 895875-14) A | THR-LD-NYLN-WA1 | Lifting Device,Sling | Lifting Device |  | LD | synthetic_web_sling |  | Slings, Nylon, Work Area 1
79802 | THR-WA1-LD-875-5 | Sling, Nylon, Work Area 1 (NYLON BELT SLING SIZE; 1' X 2', CAPACITY 3200 LBS, SN 895875-5) A | THR-LD-NYLN-WA1 | Lifting Device,Sling | Lifting Device |  | LD | synthetic_web_sling |  | Slings, Nylon, Work Area 1
79882 | THR-WA1-LD-875-9 | Sling, Nylon, Work Area 1 (NYLON BELT SLING SIZE; 1' X 2', CAPACITY 3200 LBS, SN 895875-9) A | THR-LD-NYLN-WA1 | Lifting Device,Sling | Lifting Device |  | LD | synthetic_web_sling |  | Slings, Nylon, Work Area 1
79790 | THR-WA1-LD-598-3 | Sling, Nylon, Work Area 1 (NYLON BELT SLING SIZE; 1" X 2`, CAPACITY 3200 LBS. SN 1073598-3) A | THR-LD-NYLN-WA1 | Lifting Device,Sling | Lifting Device |  | LD | synthetic_web_sling |  | Slings, Nylon, Work Area 1
139401 | THR-WA1-LD-329-19 | Sling, Nylon, Work Area 1 (NYLON BELT SLING SIZE; 1" X 3', CAPACITY 3200 LBS,SN 1453329-19) A | THR-LD-NYLN-WA1 | Lifting Device,Sling | Lifting Device |  | LD | synthetic_web_sling |  | Slings, Nylon, Work Area 1
139402 | THR-WA1-LD-329-2 | Sling, Nylon, Work Area 1 (NYLON BELT SLING SIZE; 1" X 3', CAPACITY 3200 LBS,SN 1453329-2) A | THR-LD-NYLN-WA1 | Lifting Device,Sling | Lifting Device |  | LD | synthetic_web_sling |  | Slings, Nylon, Work Area 1
139399 | THR-WA1-LD-29-22 | Sling, Nylon, Work Area 1 (NYLON BELT SLING SIZE; 1" X 3', CAPACITY 3200 LBS,SN 1453329-22) A | THR-LD-NYLN-WA1 | Lifting Device,Sling | Lifting Device |  | LD | synthetic_web_sling |  | Slings, Nylon, Work Area 1
139400 | THR-WA1-LD-29-28 | Sling, Nylon, Work Area 1 (NYLON BELT SLING SIZE; 1" X 3', CAPACITY 3200 LBS,SN 1453329-28) A | THR-LD-NYLN-WA1 | Lifting Device,Sling | Lifting Device |  | LD | synthetic_web_sling |  | Slings, Nylon, Work Area 1
79884 | THR-WA1-LD-92-10 | Sling, Nylon, Work Area 1 (NYLON BELT SLING SIZE; 1" X 3', CAPACITY 3200 LBS,SN 1497892-10) A | THR-LD-NYLN-WA1 | Lifting Device,Sling | Lifting Device |  | LD | synthetic_web_sling |  | Slings, Nylon, Work Area 1
79776 | THR-WA1-LD-0033 | Sling, Nylon, Work Area 1 (NYLON BELT SLING SIZE; 1" X 4', CAPACITY 1800 LBS,) A | THR-LD-NYLN-WA1 | Lifting Device,Sling | Lifting Device |  | LD | synthetic_web_sling |  | Slings, Nylon, Work Area 1
139384 | THR-WA1-LD-0033 | Sling, Nylon, Work Area 1 (NYLON BELT SLING SIZE; 1" X 4', CAPACITY 1800 LBS,) A | THR-LD-WIRE-WA1 | Lifting Device,Sling | Lifting Device |  | LD | synthetic_web_sling |  | Slings, Wire Rope, Work Area 1
139393 | THR-WA1-LD-03-20 | Sling, Nylon, Work Area 1 (NYLON BELT SLING SIZE; 1" X 4', CAPACITY 1800 LBS,SN 1156503-20) A | THR-LD-NYLN-WA1 | Lifting Device,Sling | Lifting Device |  | LD | synthetic_web_sling |  | Slings, Nylon, Work Area 1
79885 | THR-WA1-LD-92-17 | Sling, Nylon, Work Area 1 (NYLON BELT SLING SIZE; 1" X 4', CAPACITY 1800 LBS,SN 1497892-17) A | THR-LD-NYLN-WA1 | Lifting Device,Sling | Lifting Device |  | LD | synthetic_web_sling |  | Slings, Nylon, Work Area 1
79886 | THR-WA1-LD-92-24 | Sling, Nylon, Work Area 1 (NYLON BELT SLING SIZE; 1" X 4', CAPACITY 1800 LBS,SN 1497892-24) A | THR-LD-NYLN-WA1 | Lifting Device,Sling | Lifting Device |  | LD | synthetic_web_sling |  | Slings, Nylon, Work Area 1
79883 | THR-WA1-LD-892-4 | Sling, Nylon, Work Area 1 (NYLON BELT SLING SIZE; 1" X 4', CAPACITY 1800 LBS,SN 1497892-4) A | THR-LD-NYLN-WA1 | Lifting Device,Sling | Lifting Device |  | LD | synthetic_web_sling |  | Slings, Nylon, Work Area 1
79887 | THR-WA1-LD-92-52 | Sling, Nylon, Work Area 1 (NYLON BELT SLING SIZE; 1" X 4', CAPACITY 1800 LBS,SN 1497892-52) A | THR-LD-NYLN-WA1 | Lifting Device,Sling | Lifting Device |  | LD | synthetic_web_sling |  | Slings, Nylon, Work Area 1
139416 | THR-WA1-LD-90-13 | Sling, Nylon, Work Area 1 (NYLON BELT SLING SIZE; 1" X 4', CAPACITY 1800 LBS,SN 841990-13) A | THR-LD-NYLN-WA1 | Lifting Device,Sling | Lifting Device |  | LD | synthetic_web_sling |  | Slings, Nylon, Work Area 1
139423 | THR-WA1-LD-990-5 | Sling, Nylon, Work Area 1 (NYLON BELT SLING SIZE; 1" X 4', CAPACITY 1800 LBS,SN 841990-5) A | THR-LD-NYLN-WA1 | Lifting Device,Sling | Lifting Device |  | LD | synthetic_web_sling |  | Slings, Nylon, Work Area 1
139398 | THR-WA1-LD-281-2 | Sling, Nylon, Work Area 1 (NYLON BELT SLING SIZE; 1" X 6', CAPACITY 3200 LBS,SN 1115281-2) A | THR-LD-NYLN-WA1 | Lifting Device,Sling | Lifting Device |  | LD | synthetic_web_sling |  | Slings, Nylon, Work Area 1
79785 | THR-WA1-LD-492-1 | Sling, Nylon, Work Area 1 (NYLON BELT SLING SIZE; 1" X 6', CAPACITY 3200 LBS,SN 1382492-1) A | THR-LD-NYLN-WA1 | Lifting Device,Sling | Lifting Device |  | LD | synthetic_web_sling |  | Slings, Nylon, Work Area 1
139406 | THR-WA1-LD-56-19 | Sling, Nylon, Work Area 1 (NYLON BELT SLING SIZE; 2" X 10` 6400 LBS. CAPACITY, SN 413856-19) A | THR-LD-NYLN-WA1 | Lifting Device,Sling | Lifting Device |  | LD | synthetic_web_sling |  | Slings, Nylon, Work Area 1
79800 | THR-WA1-LD-86-58 | Sling, Nylon, Work Area 1 (NYLON BELT SLING SIZE; 2" X 12', CAPACITY 6400 LBS, SN 5033486-58) A | THR-LD-NYLN-WA1 | Lifting Device,Sling | Lifting Device |  | LD | synthetic_web_sling |  | Slings, Nylon, Work Area 1
139415 | THR-WA1-LD-86-58 | Sling, Nylon, Work Area 1 (NYLON BELT SLING SIZE; 2" X 12', CAPACITY 6400 LBS, SN 5033486-58) A | THR-LD-WIRE-WA1 | Lifting Device,Sling | Lifting Device |  | LD | synthetic_web_sling |  | Slings, Wire Rope, Work Area 1
139404 | THR-WA1-LD-457-1 | Sling, Nylon, Work Area 1 (NYLON BELT SLING SIZE; 2" X 12`, CAPACITY 6400 LBS, SN 1553457-1) A | THR-LD-NYLN-WA1 | Lifting Device,Sling | Lifting Device |  | LD | synthetic_web_sling |  | Slings, Nylon, Work Area 1
139407 | THR-WA1-LD-57-10 | Sling, Nylon, Work Area 1 (NYLON BELT SLING SIZE; 2" X 12`, CAPACITY 6400 LBS, SN 1553457-10) A | THR-LD-NYLN-WA1 | Lifting Device,Sling | Lifting Device |  | LD | synthetic_web_sling |  | Slings, Nylon, Work Area 1
79756 | THR-WA1-57-11 | Sling, Nylon, Work Area 1 (NYLON BELT SLING SIZE; 2" X 12`, CAPACITY 6400 LBS, SN 1553457-11) A | THR-LD-NYLN-WA1 | Lifting Device,Sling | Lifting Device |  |  | synthetic_web_sling |  | Slings, Nylon, Work Area 1
139366 | THR-WA1-57-15 | Sling, Nylon, Work Area 1 (NYLON BELT SLING SIZE; 2" X 12`, CAPACITY 6400 LBS, SN 1553457-15) A | THR-LD-NYLN-WA1 | Lifting Device,Sling | Lifting Device |  |  | synthetic_web_sling |  | Slings, Nylon, Work Area 1
139408 | THR-WA1-LD-57-18 | Sling, Nylon, Work Area 1 (NYLON BELT SLING SIZE; 2" X 12`, CAPACITY 6400 LBS, SN 1553457-18) A | THR-LD-NYLN-WA1 | Lifting Device,Sling | Lifting Device |  | LD | synthetic_web_sling |  | Slings, Nylon, Work Area 1
79789 | THR-WA1-LD-57-26 | Sling, Nylon, Work Area 1 (NYLON BELT SLING SIZE; 2" X 12`, CAPACITY 6400 LBS, SN 1553457-26) A | THR-LD-NYLN-WA1 | Lifting Device,Sling | Lifting Device |  | LD | synthetic_web_sling |  | Slings, Nylon, Work Area 1
139405 | THR-WA1-LD-457-3 | Sling, Nylon, Work Area 1 (NYLON BELT SLING SIZE; 2" X 12`, CAPACITY 6400 LBS, SN 1553457-3) A | THR-LD-NYLN-WA1 | Lifting Device,Sling | Lifting Device |  | LD | synthetic_web_sling |  | Slings, Nylon, Work Area 1
139365 | THR-WA1-457-7 | Sling, Nylon, Work Area 1 (NYLON BELT SLING SIZE; 2" X 12`, CAPACITY 6400 LBS, SN 1553457-7) A | THR-LD-NYLN-WA1 | Lifting Device,Sling | Lifting Device |  |  | synthetic_web_sling |  | Slings, Nylon, Work Area 1
79784 | THR-WA1-LD-486-5 | Sling, Nylon, Work Area 1 (NYLON BELT SLING SIZE; 2" X 12`, CAPACITY 6400 LBS, SN 5033486-5) A | THR-LD-NYLN-WA1 | Lifting Device,Sling | Lifting Device |  | LD | synthetic_web_sling |  | Slings, Nylon, Work Area 1
79788 | THR-WA1-LD-549-5 | Sling, Nylon, Work Area 1 (NYLON BELT SLING SIZE; 2" X 2', CAPACITY 6400 LBS, SN 1234549-5) A | THR-LD-NYLN-WA1 | Lifting Device,Sling | Lifting Device |  | LD | synthetic_web_sling |  | Slings, Nylon, Work Area 1
139395 | THR-WA1-LD-11-18 | Sling, Nylon, Work Area 1 (NYLON BELT SLING SIZE; 2" X 2', CAPACITY 6400 LBS, SN 1392011-18) A | THR-LD-NYLN-WA1 | Lifting Device,Sling | Lifting Device |  | LD | synthetic_web_sling |  | Slings, Nylon, Work Area 1
139388 | THR-WA1-LD-011-2 | Sling, Nylon, Work Area 1 (NYLON BELT SLING SIZE; 2" X 2', CAPACITY 6400 LBS, SN 1392011-2) A | THR-LD-NYLN-WA1 | Lifting Device,Sling | Lifting Device |  | LD | synthetic_web_sling |  | Slings, Nylon, Work Area 1
139389 | THR-WA1-LD-011-9 | Sling, Nylon, Work Area 1 (NYLON BELT SLING SIZE; 2" X 2', CAPACITY 6400 LBS, SN 1392011-9) A | THR-LD-NYLN-WA1 | Lifting Device,Sling | Lifting Device |  | LD | synthetic_web_sling |  | Slings, Nylon, Work Area 1
79786 | THR-WA1-LD-535-1 | Sling, Nylon, Work Area 1 (NYLON BELT SLING SIZE; 2" X 2', CAPACITY 6400 LBS, SN 1421535-1) A | THR-LD-NYLN-WA1 | Lifting Device,Sling | Lifting Device |  | LD | synthetic_web_sling |  | Slings, Nylon, Work Area 1
79787 | THR-WA1-LD-535-2 | Sling, Nylon, Work Area 1 (NYLON BELT SLING SIZE; 2" X 2', CAPACITY 6400 LBS, SN 1421535-2) A | THR-LD-NYLN-WA1 | Lifting Device,Sling | Lifting Device |  | LD | synthetic_web_sling |  | Slings, Nylon, Work Area 1
79797 | THR-WA1-LD-799-3 | Sling, Nylon, Work Area 1 (NYLON BELT SLING SIZE; 2" X 4', CAPACITY 6400 LBS, SN 1045799-3) A | THR-LD-NYLN-WA1 | Lifting Device,Sling | Lifting Device |  | LD | synthetic_web_sling |  | Slings, Nylon, Work Area 1
139413 | THR-WA1-LD-799-9 | Sling, Nylon, Work Area 1 (NYLON BELT SLING SIZE; 2" X 4', CAPACITY 6400 LBS, SN 1045799-9) A | THR-LD-NYLN-WA1 | Lifting Device,Sling | Lifting Device |  | LD | synthetic_web_sling |  | Slings, Nylon, Work Area 1
79791 | THR-WA1-LD-63-33 | Sling, Nylon, Work Area 1 (NYLON BELT SLING SIZE; 2" X 6' CAPACITY 6400LBS SN 010263-33) A | THR-LD-WIRE-WA1 | Lifting Device,Sling | Lifting Device |  | LD | synthetic_web_sling |  | Slings, Wire Rope, Work Area 1
139410 | THR-WA1-LD-63-33 | Sling, Nylon, Work Area 1 (NYLON BELT SLING SIZE; 2" X 6' CAPACITY 6400LBS SN 010263-33) A | THR-LD-NYLN-WA1 | Lifting Device,Sling | Lifting Device |  | LD | synthetic_web_sling |  | Slings, Nylon, Work Area 1
139392 | THR-WA1-LD-02-37 | Sling, Nylon, Work Area 1 (NYLON BELT SLING SIZE; 2" X 6' CAPACITY 6400Lbs SN 033302-37)) A | THR-LD-NYLN-WA1 | Lifting Device,Sling | Lifting Device |  | LD | synthetic_web_sling |  | Slings, Nylon, Work Area 1
139391 | THR-WA1-LD-02-33 | Sling, Nylon, Work Area 1 (NYLON BELT SLING SIZE; 2" X 6', CAPACITY 6400 LBS.SN 033302-32) A | THR-LD-NYLN-WA1 | Lifting Device,Sling | Lifting Device |  | LD | synthetic_web_sling |  | Slings, Nylon, Work Area 1
139390 | THR-WA1-LD-02-32 | Sling, Nylon, Work Area 1 (NYLON BELT SLING SIZE; 2" X 6', CAPACITY 6400 LBS.SN 033302-332 A | THR-LD-NYLN-WA1 | Lifting Device,Sling | Lifting Device |  | LD | synthetic_web_sling |  | Slings, Nylon, Work Area 1
139414 | THR-WA1-LD-811-1 | Sling, Nylon, Work Area 1 (NYLON BELT SLING SIZE; 2" X 6', CAPACITY 6400 LBS.SN 039811-1) A | THR-LD-NYLN-WA1 | Lifting Device,Sling | Lifting Device |  | LD | synthetic_web_sling |  | Slings, Nylon, Work Area 1
79799 | THR-WA1-LD-86-45 | Sling, Nylon, Work Area 1 (NYLON BELT SLING SIZE; 2" X 6', CAPACITY 6400 LBS.SN 1543386-45) A | THR-LD-NYLN-WA1 | Lifting Device,Sling | Lifting Device |  | LD | synthetic_web_sling |  | Slings, Nylon, Work Area 1
79888 | THR-WA1-LD-95-15 | Sling, Nylon, Work Area 1 (NYLON BELT SLING SIZE; 2" X 8' CAPACITY 6400Lbs SN 1538295-15) | THR-LD-NYLN-WA1 | Lifting Device,Sling | Lifting Device |  | LD | synthetic_web_sling |  | Slings, Nylon, Work Area 1
79889 | THR-WA1-LD-95-15 | Sling, Nylon, Work Area 1 (NYLON BELT SLING SIZE; 2" X 8' CAPACITY 6400Lbs SN 1538295-15) | THR-LD-WIRE-WA1 | Lifting Device,Sling | Lifting Device |  | LD | synthetic_web_sling |  | Slings, Wire Rope, Work Area 1
79890 | THR-WA1-LD-95-21 | Sling, Nylon, Work Area 1 (NYLON BELT SLING SIZE; 2" X 8' CAPACITY 6400Lbs SN 1538295-21) | THR-LD-NYLN-WA1 | Lifting Device,Sling | Lifting Device |  | LD | synthetic_web_sling |  | Slings, Nylon, Work Area 1
139420 | THR-WA1-LD-95-45 | Sling, Nylon, Work Area 1 (NYLON BELT SLING SIZE; 2" X 8' CAPACITY 6400Lbs SN 1538295-45) | THR-LD-NYLN-WA1 | Lifting Device,Sling | Lifting Device |  | LD | synthetic_web_sling |  | Slings, Nylon, Work Area 1
139385 | THR-WA1-LD-0034 | Sling, Nylon, Work Area 1 (NYLON BELT SLING SIZE; 2" X 8', CAPACITY 6300 LBS,) | THR-LD-NYLN-WA1 | Lifting Device,Sling | Lifting Device |  | LD | synthetic_web_sling |  | Slings, Nylon, Work Area 1
79777 | THR-WA1-LD-0039 | Sling, Nylon, Work Area 1 (NYLON BELT SLING SIZE; 3" X 10` CAPACITY 4800Lbs SN )) | THR-LD-NYLN-WA1 | Lifting Device,Sling | Lifting Device |  | LD | synthetic_web_sling |  | Slings, Nylon, Work Area 1
139386 | THR-WA1-LD-0038 | Sling, Nylon, Work Area 1 (NYLON BELT SLING SIZE; 3" X 10`, CAPACITY 4800 LBS SN )) | THR-LD-NYLN-WA1 | Lifting Device,Sling | Lifting Device |  | LD | synthetic_web_sling |  | Slings, Nylon, Work Area 1
79770 | THR-WA1-LD-0027 | Sling, Nylon, Work Area 1 (NYLON BELT SLING SIZE; 3" X 6', CAPACITY 4800 LBS, SN ) | THR-LD-NYLN-WA1 | Lifting Device,Sling | Lifting Device |  | LD | synthetic_web_sling |  | Slings, Nylon, Work Area 1
139381 | THR-WA1-LD-0027 | Sling, Nylon, Work Area 1 (NYLON BELT SLING SIZE; 3" X 6', CAPACITY 4800 LBS, SN ) | THR-LD-WIRE-WA1 | Lifting Device,Sling | Lifting Device |  | LD | synthetic_web_sling |  | Slings, Wire Rope, Work Area 1
79769 | THR-WA1-LD-0026 | Sling, Nylon, Work Area 1 (NYLON BELT SLING SIZE; 3" X 6', CAPACITY 4800 LBS,SN ) | THR-LD-NYLN-WA1 | Lifting Device,Sling | Lifting Device |  | LD | synthetic_web_sling |  | Slings, Nylon, Work Area 1
139396 | THR-WA1-LD-115-1 | Sling, Nylon, Work Area 1 (NYLON BELT SLING SIZE; 4" X 4` 11500 LBS. CAPACITY, SN 532115-1) | THR-LD-NYLN-WA1 | Lifting Device,Sling | Lifting Device |  | LD | synthetic_web_sling |  | Slings, Nylon, Work Area 1
79778 | THR-WA1-LD-0040 | Sling, Nylon, Work Area 1 (NYLON BELT SLING SIZE; 6" X 12`) (NA) | THR-LD-NYLN-WA1 | Lifting Device,Sling | Lifting Device |  | LD | synthetic_web_sling |  | Slings, Nylon, Work Area 1
79779 | THR-WA1-LD-0050 | Sling, Nylon, Work Area 1 (NYLON BELT SLING SIZE; 6" X 13` CAPACITY 16800Lbs ) | THR-LD-NYLN-WA1 | Lifting Device,Sling | Lifting Device |  | LD | synthetic_web_sling |  | Slings, Nylon, Work Area 1
79780 | THR-WA1-LD-0051 | Sling, Nylon, Work Area 1 (NYLON BELT SLING SIZE; 6" X 13` CAPACITY 16800Lbs ) | THR-LD-NYLN-WA1 | Lifting Device,Sling | Lifting Device |  | LD | synthetic_web_sling |  | Slings, Nylon, Work Area 1
79782 | THR-WA1-LD-115-2 | Sling, Nylon, Work Area 1 (NYLON SLING 4" X 4', CAPACITY 11500 LBS, SN 523115-2) | THR-LD-WIRE-WA1 | Lifting Device,Sling | Lifting Device |  | LD | synthetic_web_sling |  | Slings, Wire Rope, Work Area 1
139397 | THR-WA1-LD-115-2 | Sling, Nylon, Work Area 1 (NYLON SLING 4" X 4', CAPACITY 11500 LBS, SN 523115-2) | THR-LD-NYLN-WA1 | Lifting Device,Sling | Lifting Device |  | LD | synthetic_web_sling |  | Slings, Nylon, Work Area 1
79781 | THR-WA1-LD-0700 | Sling, Nylon, Work Area 1 (NYLON SLING 6' X 13', CAPACITY 16800 LBS SN 1350700.) | THR-LD-WIRE-WA1 | Lifting Device,Sling | Lifting Device |  | LD | synthetic_web_sling |  | Slings, Wire Rope, Work Area 1
139394 | THR-WA1-LD-0700 | Sling, Nylon, Work Area 1 (NYLON SLING 6' X 13', CAPACITY 16800 LBS SN 1350700.) | THR-LD-NYLN-WA1 | Lifting Device,Sling | Lifting Device |  | LD | synthetic_web_sling |  | Slings, Nylon, Work Area 1
79783 | THR-WA1-LD-3702 | Sling, Nylon, Work Area 1 (NYLON SLING 6" X 13' , CAPACITY 16500 LBS SN 20733702) | THR-LD-WIRE-WA1 | Lifting Device,Sling | Lifting Device |  | LD | synthetic_web_sling |  | Slings, Wire Rope, Work Area 1
139403 | THR-WA1-LD-3702 | Sling, Nylon, Work Area 1 (NYLON SLING 6" X 13' , CAPACITY 16500 LBS SN 20733702) | THR-LD-NYLN-WA1 | Lifting Device,Sling | Lifting Device |  | LD | synthetic_web_sling |  | Slings, Nylon, Work Area 1
79795 | THR-WA1-LD-79-24 | Sling, Nylon, Work Area 1 (NYLON SLING SIZE; 1" X 2', CAPACITY 3200 LBS. SN 513179-24) (NA) | THR-LD-WIRE-WA1 | Lifting Device,Sling | Lifting Device |  | LD | synthetic_web_sling |  | Slings, Wire Rope, Work Area 1
139411 | THR-WA1-LD-799-1 | Sling, Nylon, Work Area 1 (NYLON SLING SIZE; 2" X 4', CAPACITY 6400 LBS, SN 1045799-1) A | THR-LD-WIRE-WA1 | Lifting Device,Sling | Lifting Device |  | LD | synthetic_web_sling |  | Slings, Wire Rope, Work Area 1
139412 | THR-WA1-LD-799-5 | Sling, Nylon, Work Area 1 (NYLON SLING SIZE; 2" X 4', CAPACITY 6400 LBS, SN 1045799-5) A | THR-LD-WIRE-WA1 | Lifting Device,Sling | Lifting Device |  | LD | synthetic_web_sling |  | Slings, Wire Rope, Work Area 1
79798 | THR-WA1-LD-799-7 | Sling, Nylon, Work Area 1 (NYLON SLING SIZE; 2" X 4', CAPACITY 6400 LBS, SN 1045799-7) A | THR-LD-WIRE-WA1 | Lifting Device,Sling | Lifting Device |  | LD | synthetic_web_sling |  | Slings, Wire Rope, Work Area 1
139417 | THR-WA1-LD-95-12 | Sling, Nylon, Work Area 1 (NYLON SLING SIZE; 2" X 4', CAPACITY 6400 LBS, SN 1547395-12) A | THR-LD-WIRE-WA1 | Lifting Device,Sling | Lifting Device |  | LD | synthetic_web_sling |  | Slings, Wire Rope, Work Area 1
139418 | THR-WA1-LD-95-24 | Sling, Nylon, Work Area 1 (NYLON SLING SIZE; 2" X 4', CAPACITY 6400 LBS, SN 1547395-24) A | THR-LD-WIRE-WA1 | Lifting Device,Sling | Lifting Device |  | LD | synthetic_web_sling |  | Slings, Wire Rope, Work Area 1
139419 | THR-WA1-LD-95-36 | Sling, Nylon, Work Area 1 (NYLON SLING SIZE; 2" X 4', CAPACITY 6400 LBS, SN 1547395-36) A | THR-LD-WIRE-WA1 | Lifting Device,Sling | Lifting Device |  | LD | synthetic_web_sling |  | Slings, Wire Rope, Work Area 1
139421 | THR-WA1-LD-95-47 | Sling, Nylon, Work Area 1 (NYLON SLING SIZE; 2" X 4', CAPACITY 6400 LBS, SN 1547395-47) A | THR-LD-WIRE-WA1 | Lifting Device,Sling | Lifting Device |  | LD | synthetic_web_sling |  | Slings, Wire Rope, Work Area 1
79891 | THR-WA1-LD-95-50 | Sling, Nylon, Work Area 1 (NYLON SLING SIZE; 2" X 4', CAPACITY 6400 LBS, SN 1547395-50) A | THR-LD-WIRE-WA1 | Lifting Device,Sling | Lifting Device |  | LD | synthetic_web_sling |  | Slings, Wire Rope, Work Area 1
79801 | THR-WA1-LD-87-13 | Sling, Nylon, Work Area 1 (NYLON SLING SIZE; 2" X 4', CAPACITY 6400 LBS, SN 91787-13) A | THR-LD-WIRE-WA1 | Lifting Device,Sling | Lifting Device |  | LD | synthetic_web_sling |  | Slings, Wire Rope, Work Area 1
139409 | THR-WA1-LD-60-48 | Sling, Nylon, Work Area 1 (NYLON SLING SIZE; 2" X 4', CAPACITY 6400 LBS., SN 112360-48) A | THR-LD-WIRE-WA1 | Lifting Device,Sling | Lifting Device |  | LD | synthetic_web_sling |  | Slings, Wire Rope, Work Area 1
139387 | THR-WA1-LD-0049 | Sling, Nylon, Work Area 1 (vNYLON BELT SLING SIZE; 2" X 8` 6400 LBS. CAPACITY, SN 507012-122) (NA) | THR-LD-NYLN-WA1 | Lifting Device,Sling | Lifting Device |  | LD | synthetic_web_sling |  | Slings, Nylon, Work Area 1
79794 | THR-WA1-LD-75-22 | Sling, Nylon, Work Area 1(NYLON BELT SLING SIZE; 2" X 10', CAPACITY 6400 LBS, SN 518975-22) A | THR-LD-NYLN-WA1 | Lifting Device,Sling | Lifting Device |  | LD | synthetic_web_sling |  | Slings, Nylon, Work Area 1
79893 | THR-WA2-LD-0004 | Sling, Nylon, Work Area 2 | THR-LD-NYLN-WA2 | Lifting Device,Sling | Lifting Device |  | LD | synthetic_web_sling |  | Slings, Nylon, Work Area 2
79908 | THR-WA2-LD-0037 | Sling, Nylon, Work Area 2 | THR-LD-NYLN-WA2 | Lifting Device,Sling | Lifting Device |  | LD | synthetic_web_sling |  | Slings, Nylon, Work Area 2
139427 | THR-WA2-LD-0009 | Sling, Nylon, Work Area 2 | THR-LD-NYLN-WA2 | Lifting Device,Sling | Lifting Device |  | LD | synthetic_web_sling |  | Slings, Nylon, Work Area 2
139429 | THR-WA2-LD-0015 | Sling, Nylon, Work Area 2 | THR-LD-NYLN-WA2 | Lifting Device,Sling | Lifting Device |  | LD | synthetic_web_sling |  | Slings, Nylon, Work Area 2
139440 | THR-WA2-LD-0037 | Sling, Nylon, Work Area 2 | THR-SES-LD | Lifting Device,Sling | Lifting Device |  | LD | synthetic_web_sling |  | Lifting Device, Safety Equipment
38429 | REMOVED FROM SERVICE | Sling, Nylon, Work Area 2 SIZE; 1" X 8', | THR-LD-WIRE-WA2 | Lifting Device,Sling | Lifting Device |  |  | synthetic_web_sling |  | Slings, Wire Rope, Work Area 2
38430 | REMOVED FROM SERVICE | Sling, Nylon, Work Area 2 SIZE; 1" X 8', | THR-SES-LD | Lifting Device,Sling | Lifting Device |  |  | synthetic_web_sling |  | Lifting Device, Safety Equipment
79933 | THR-WA2-LD-57-14 | Sling, Nylon, Work Area 2 (Sr 1416457-14) SIZE; 2" X 16', | THR-LD-NYLN-WA2 | Lifting Device,Sling | Lifting Device |  | LD | synthetic_web_sling |  | Slings, Nylon, Work Area 2
79907 | THR-WA2-LD-0028S | Sling, Nylon, Work Area 2 SIZE; 2" X 3', | THR-SES-LD | Lifting Device,Sling | Lifting Device | 40043 | LD | synthetic_web_sling |  | Lifting Device, Safety Equipment
139437 | THR-WA2-LD-0028S | Sling, Nylon, Work Area 2 SIZE; 2" X 3', | THR-LD-WIRE-WA2 | Lifting Device,Sling | Lifting Device | 40043 | LD | synthetic_web_sling |  | Slings, Wire Rope, Work Area 2
79952 | THR-WA2-LD-87-27 | Sling, Nylon, Work Area 2 (Sr 1387787-27) SIZE; 1" X 3', | THR-SES-LD | Lifting Device,Sling | Lifting Device |  | LD | synthetic_web_sling |  | Lifting Device, Safety Equipment
139475 | THR-WA2-LD-87-27 | Sling, Nylon, Work Area 2 (Sr 1387787-27) SIZE; 1" X 3', | THR-LD-NYLN-WA2 | Lifting Device,Sling | Lifting Device |  | LD | synthetic_web_sling |  | Slings, Nylon, Work Area 2
79913 | THR-WA2-LD-153-4 | Sling, Nylon, Work Area 2 (Sr 1462153-4) SIZE; 2" X 16', | THR-LD-NYLN-WA2 | Lifting Device,Sling | Lifting Device |  | LD | synthetic_web_sling |  | Slings, Nylon, Work Area 2
79914 | THR-WA2-LD-153-4 | Sling, Nylon, Work Area 2 (Sr 1462153-4) SIZE; 2" X 16', | THR-S-E | Lifting Device,Sling | Lifting Device |  | LD | synthetic_web_sling |  | SUSPENDED ENTITY
79954 | THR-WA2-LD-95-23 | Sling, Nylon, Work Area 2 (Sr 1469395-23) SIZE; 2" X 4', | THR-S-E | Lifting Device,Sling | Lifting Device |  | LD | synthetic_web_sling |  | SUSPENDED ENTITY
139478 | THR-WA2-LD-95-23 | Sling, Nylon, Work Area 2 (Sr 1469395-23) SIZE; 2" X 4', | THR-LD-NYLN-WA2 | Lifting Device,Sling | Lifting Device |  | LD | synthetic_web_sling |  | Slings, Nylon, Work Area 2
139481 | THR-WA2-LD-96-11 | Sling, Nylon, Work Area 2 (Sr 1469396-11) SIZE; 2" X 8', | THR-LD-NYLN-WA2 | Lifting Device,Sling | Lifting Device |  | LD | synthetic_web_sling |  | Slings, Nylon, Work Area 2
139482 | THR-WA2-LD-96-14 | Sling, Nylon, Work Area 2 (Sr 1469396-14) SIZE; 2" X 8', | THR-LD-NYLN-WA2 | Lifting Device,Sling | Lifting Device |  | LD | synthetic_web_sling |  | Slings, Nylon, Work Area 2
79947 | THR-WA2-LD-744-4 | Sling, Nylon, Work Area 2 (Sr 1472744-4) SIZE; 1" X 4', | THR-LD-NYLN-WA2 | Lifting Device,Sling | Lifting Device |  | LD | synthetic_web_sling |  | Slings, Nylon, Work Area 2
79939 | THR-WA2-LD-63-21 | Sling, Nylon, Work Area 2 (Sr 1472763-21) SIZE; 1" X 3', | THR-LD-NYLN-WA2 | Lifting Device,Sling | Lifting Device |  | LD | synthetic_web_sling |  | Slings, Nylon, Work Area 2
79940 | THR-WA2-LD-63-21 | Sling, Nylon, Work Area 2 (Sr 1472763-21) SIZE; 1" X 3', | THR-SES-LD | Lifting Device,Sling | Lifting Device |  | LD | synthetic_web_sling |  | Lifting Device, Safety Equipment
79941 | THR-WA2-LD-63-25 | Sling, Nylon, Work Area 2 (Sr 1472763-25) SIZE; 1" X 3', | THR-LD-NYLN-WA2 | Lifting Device,Sling | Lifting Device |  | LD | synthetic_web_sling |  | Slings, Nylon, Work Area 2
139469 | THR-WA2-LD-63-25 | Sling, Nylon, Work Area 2 (Sr 1472763-25) SIZE; 1" X 3', | THR-SES-LD | Lifting Device,Sling | Lifting Device |  | LD | synthetic_web_sling |  | Lifting Device, Safety Equipment
79920 | THR-WA2-LD-34-41 | Sling, Nylon, Work Area 2 (Sr 1472763-46) SIZE; 1" X 3', | THR-SES-LD | Lifting Device,Sling | Lifting Device |  | LD | synthetic_web_sling |  | Lifting Device, Safety Equipment
79942 | THR-WA2-LD-63-46 | Sling, Nylon, Work Area 2 (Sr 1472763-46) SIZE; 1" X 3', | THR-LD-NYLN-WA2 | Lifting Device,Sling | Lifting Device |  | LD | synthetic_web_sling |  | Slings, Nylon, Work Area 2
79943 | THR-WA2-LD-63-46 | Sling, Nylon, Work Area 2 (Sr 1472763-46) SIZE; 1" X 3', | THR-SES-LD | Lifting Device,Sling | Lifting Device |  | LD | synthetic_web_sling |  | Lifting Device, Safety Equipment
139455 | THR-WA2-LD-34-41 | Sling, Nylon, Work Area 2 (Sr 1472763-46) SIZE; 1" X 3', | THR-LD-NYLN-WA2 | Lifting Device,Sling | Lifting Device |  | LD | synthetic_web_sling |  | Slings, Nylon, Work Area 2
79944 | THR-WA2-LD-64-23 | Sling, Nylon, Work Area 2 (Sr 1472764-23) SIZE; 1" X 4', | THR-LD-NYLN-WA2 | Lifting Device,Sling | Lifting Device |  | LD | synthetic_web_sling |  | Slings, Nylon, Work Area 2
139470 | THR-WA2-LD-64-23 | Sling, Nylon, Work Area 2 (Sr 1472764-23) SIZE; 1" X 4', | THR-SES-LD | Lifting Device,Sling | Lifting Device |  | LD | synthetic_web_sling |  | Lifting Device, Safety Equipment
79945 | THR-WA2-LD-64-38 | Sling, Nylon, Work Area 2 (Sr 1472764-38) SIZE; 1" X 4', | THR-LD-NYLN-WA2 | Lifting Device,Sling | Lifting Device |  | LD | synthetic_web_sling |  | Slings, Nylon, Work Area 2
139471 | THR-WA2-LD-64-38 | Sling, Nylon, Work Area 2 (Sr 1472764-38) SIZE; 1" X 4', | THR-SES-LD | Lifting Device,Sling | Lifting Device |  | LD | synthetic_web_sling |  | Lifting Device, Safety Equipment
79946 | THR-WA2-LD-64-58 | Sling, Nylon, Work Area 2 (Sr 1479764-58) SIZE; 1" X 4', | THR-LD-NYLN-WA2 | Lifting Device,Sling | Lifting Device |  | LD | synthetic_web_sling |  | Slings, Nylon, Work Area 2
139472 | THR-WA2-LD-64-58 | Sling, Nylon, Work Area 2 (Sr 1479764-58) SIZE; 1" X 4', | THR-SES-LD | Lifting Device,Sling | Lifting Device |  | LD | synthetic_web_sling |  | Lifting Device, Safety Equipment
139464 | THR-WA2-LD-52-12 | Sling, Nylon, Work Area 2 (Sr 1480052-12) SIZE; 2" X 6', | THR-LD-NYLN-WA2 | Lifting Device,Sling | Lifting Device |  | LD | synthetic_web_sling |  | Slings, Nylon, Work Area 2
79928 | THR-WA2-LD-52-36 | Sling, Nylon, Work Area 2 (Sr 1480052-36) SIZE; 2" X 6', | THR-LD-NYLN-WA2 | Lifting Device,Sling | Lifting Device |  | LD | synthetic_web_sling |  | Slings, Nylon, Work Area 2
79929 | THR-WA2-LD-52-36 | Sling, Nylon, Work Area 2 (Sr 1480052-36) SIZE; 2" X 6', | THR-S-E | Lifting Device,Sling | Lifting Device |  | LD | synthetic_web_sling |  | SUSPENDED ENTITY
79930 | THR-WA2-LD-52-37 | Sling, Nylon, Work Area 2 (Sr 1480052-37) SIZE; 2" X 6', | THR-LD-NYLN-WA2 | Lifting Device,Sling | Lifting Device |  | LD | synthetic_web_sling |  | Slings, Nylon, Work Area 2
139465 | THR-WA2-LD-52-37 | Sling, Nylon, Work Area 2 (Sr 1480052-37) SIZE; 2" X 6', | THR-S-E | Lifting Device,Sling | Lifting Device |  | LD | synthetic_web_sling |  | SUSPENDED ENTITY
139466 | THR-WA2-LD-56-18 | Sling, Nylon, Work Area 2 (Sr 1480056-18) SIZE; 1" X 6', | THR-LD-NYLN-WA2 | Lifting Device,Sling | Lifting Device |  | LD | synthetic_web_sling |  | Slings, Nylon, Work Area 2
79931 | THR-WA2-LD-56-19 | Sling, Nylon, Work Area 2 (Sr 1480056-19) SIZE; 1" X 6', | THR-LD-NYLN-WA2 | Lifting Device,Sling | Lifting Device |  | LD | synthetic_web_sling |  | Slings, Nylon, Work Area 2
79932 | THR-WA2-LD-56-22 | Sling, Nylon, Work Area 2 (Sr 1480056-22) SIZE; 1" X 6', | THR-LD-NYLN-WA2 | Lifting Device,Sling | Lifting Device |  | LD | synthetic_web_sling |  | Slings, Nylon, Work Area 2
139467 | THR-WA2-LD-56-23 | Sling, Nylon, Work Area 2 (Sr 1480056-23) SIZE; 1" X 6', | THR-LD-NYLN-WA2 | Lifting Device,Sling | Lifting Device |  | LD | synthetic_web_sling |  | Slings, Nylon, Work Area 2
79948 | THR-WA2-LD-800-2 | Sling, Nylon, Work Area 2 (Sr 1657800-2) SIZE; 2" X 3', | THR-LD-NYLN-WA2 | Lifting Device,Sling | Lifting Device |  | LD | synthetic_web_sling |  | Slings, Nylon, Work Area 2
79949 | THR-WA2-LD-800-2 | Sling, Nylon, Work Area 2 (Sr 1657800-2) SIZE; 2" X 3', | THR-S-E | Lifting Device,Sling | Lifting Device |  | LD | synthetic_web_sling |  | SUSPENDED ENTITY
79950 | THR-WA2-LD-832-2 | Sling, Nylon, Work Area 2 (Sr 1657832-2) SIZE; 2" X 3', | THR-LD-NYLN-WA2 | Lifting Device,Sling | Lifting Device |  | LD | synthetic_web_sling |  | Slings, Nylon, Work Area 2
79951 | THR-WA2-LD-832-2 | Sling, Nylon, Work Area 2 (Sr 1657832-2) SIZE; 2" X 3', | THR-S-E | Lifting Device,Sling | Lifting Device |  | LD | synthetic_web_sling |  | SUSPENDED ENTITY
139473 | THR-WA2-LD-832-3 | Sling, Nylon, Work Area 2 (Sr 1657832-3) SIZE; 2" X 3', | THR-LD-NYLN-WA2 | Lifting Device,Sling | Lifting Device |  | LD | synthetic_web_sling |  | Slings, Nylon, Work Area 2
139474 | THR-WA2-LD-832-3 | Sling, Nylon, Work Area 2 (Sr 1657832-3) SIZE; 2" X 3', | THR-LD-WIRE-WA2 | Lifting Device,Sling | Lifting Device |  | LD | synthetic_web_sling |  | Slings, Wire Rope, Work Area 2
79912 | THR-WA2-LD-034-1 | Sling, Nylon, Work Area 2 (Sr 1678034-1) SIZE; 2" X 3', | THR-LD-NYLN-WA2 | Lifting Device,Sling | Lifting Device |  | LD | synthetic_web_sling |  | Slings, Nylon, Work Area 2
139448 | THR-WA2-LD-034-1 | Sling, Nylon, Work Area 2 (Sr 1678034-1) SIZE; 2" X 3', | THR-S-E | Lifting Device,Sling | Lifting Device |  | LD | synthetic_web_sling |  | SUSPENDED ENTITY
139462 | THR-WA2-LD-503-1 | Sling, Nylon, Work Area 2 (Sr 1856503-1 SIZE; 2" X 3', | THR-S-E | Lifting Device,Sling | Lifting Device |  | LD | synthetic_web_sling |  | SUSPENDED ENTITY
139463 | THR-WA2-LD-503-4 | Sling, Nylon, Work Area 2 (Sr 1856503-4 SIZE; 2" X 3', | THR-S-E | Lifting Device,Sling | Lifting Device |  | LD | synthetic_web_sling |  | SUSPENDED ENTITY
79919 | THR-WA2-LD-21-3 | Sling, Nylon, Work Area 2 (Sr 1868521-3 SIZE; 1" X 8', | THR-S-E | Lifting Device,Sling | Lifting Device |  | LD | synthetic_web_sling |  | SUSPENDED ENTITY
139449 | THR-WA2-LD-12-48 | Sling, Nylon, Work Area 2 (Sr 2251291-12-48) SIZE; 1" X 4', | THR-LD-NYLN-WA2 | Lifting Device,Sling | Lifting Device |  | LD | synthetic_web_sling |  | Slings, Nylon, Work Area 2
139450 | THR-WA2-LD-12-48 | Sling, Nylon, Work Area 2 (Sr 2251291-12-48) SIZE; 1" X 4', | THR-SES-LD | Lifting Device,Sling | Lifting Device |  | LD | synthetic_web_sling |  | Lifting Device, Safety Equipment
79915 | THR-WA2-LD-18-54 | Sling, Nylon, Work Area 2 (Sr 2258160-18-54) SIZE; 1" X 4', | THR-SES-LD | Lifting Device,Sling | Lifting Device |  | LD | synthetic_web_sling |  | Lifting Device, Safety Equipment
139451 | THR-WA2-LD-18-54 | Sling, Nylon, Work Area 2 (Sr 2258160-18-54) SIZE; 1" X 4', | THR-LD-NYLN-WA2 | Lifting Device,Sling | Lifting Device |  | LD | synthetic_web_sling |  | Slings, Nylon, Work Area 2
79916 | THR-WA2-LD-18-57 | Sling, Nylon, Work Area 2 (Sr 2258160-18-57) SIZE; 1" X 4', | THR-LD-NYLN-WA2 | Lifting Device,Sling | Lifting Device |  | LD | synthetic_web_sling |  | Slings, Nylon, Work Area 2
139452 | THR-WA2-LD-18-57 | Sling, Nylon, Work Area 2 (Sr 2258160-18-57) SIZE; 1" X 4', | THR-SES-LD | Lifting Device,Sling | Lifting Device |  | LD | synthetic_web_sling |  | Lifting Device, Safety Equipment
79955 | THR-WA2-LD-963-1 | Sling, Nylon, Work Area 2 (Sr 696963-1) SIZE; 2" X 3', | THR-LD-NYLN-WA2 | Lifting Device,Sling | Lifting Device |  | LD | synthetic_web_sling |  | Slings, Nylon, Work Area 2
139477 | THR-WA2-LD-89-14 | Sling, Nylon, Work Area 2 (Sr 78888-14 SIZE; 1" X 8', | THR-S-E | Lifting Device,Sling | Lifting Device |  | LD | synthetic_web_sling |  | SUSPENDED ENTITY
79953 | THR-WA2-LD-889-7 | Sling, Nylon, Work Area 2 (Sr 788889-7) SIZE; 1" X 8', | THR-SES-LD | Lifting Device,Sling | Lifting Device |  | LD | synthetic_web_sling |  | Lifting Device, Safety Equipment
139476 | THR-WA2-LD-889-7 | Sling, Nylon, Work Area 2 (Sr 788889-7) SIZE; 1" X 8', | THR-LD-WIRE-WA2 | Lifting Device,Sling | Lifting Device |  | LD | synthetic_web_sling |  | Slings, Wire Rope, Work Area 2
139458 | THR-WA2-LD-496-10 | Sling, Nylon, Work Area 2 (Sr 903496-10) SIZE; 2" X 4', | THR-LD-NYLN-WA2 | Lifting Device,Sling | Lifting Device |  | LD | synthetic_web_sling |  | Slings, Nylon, Work Area 2
79927 | THR-WA2-LD-496-6 | Sling, Nylon, Work Area 2 (Sr 903496-6) SIZE; 2" X 4', | THR-LD-WA1 | Lifting Device,Sling | Lifting Device |  | LD | synthetic_web_sling |  | Lifting Devices, Chain Hoist, Come Along & Slings
139459 | THR-WA2-LD-496-6 | Sling, Nylon, Work Area 2 (Sr 903496-6) SIZE; 2" X 4', | THR-LD-NYLN-WA2 | Lifting Device,Sling | Lifting Device |  | LD | synthetic_web_sling |  | Slings, Nylon, Work Area 2
139460 | THR-WA2-LD-496-6 | Sling, Nylon, Work Area 2 (Sr 903496-6) SIZE; 2" X 4', | THR-S-E | Lifting Device,Sling | Lifting Device |  | LD | synthetic_web_sling |  | SUSPENDED ENTITY
139461 | THR-WA2-LD-496-8 | Sling, Nylon, Work Area 2 (Sr 903496-8) SIZE; 2" X 4', | THR-LD-NYLN-WA2 | Lifting Device,Sling | Lifting Device |  | LD | synthetic_web_sling |  | Slings, Nylon, Work Area 2
139425 | THR-WA2-LD-0004S | Sling, Nylon, Work Area 2 (SUSPENDED) | THR-LD-NYLN-WA2 | Lifting Device,Sling | Lifting Device | 38892 | LD | synthetic_web_sling |  | Slings, Nylon, Work Area 2
139426 | THR-WA2-LD-0004S | Sling, Nylon, Work Area 2 (SUSPENDED) | THR-S-E | Lifting Device,Sling | Lifting Device | 38892 | LD | synthetic_web_sling |  | SUSPENDED ENTITY
79910 | THR-WA2-LD-0051S | Sling, Nylon, Work Area 2 SIZE; 1" X 3', | THR-LD-NYLN-WA2 | Lifting Device,Sling | Lifting Device | 40046 | LD | synthetic_web_sling |  | Slings, Nylon, Work Area 2
79911 | THR-WA2-LD-0051S | Sling, Nylon, Work Area 2 SIZE; 1" X 3', | THR-SES-LD | Lifting Device,Sling | Lifting Device | 40046 | LD | synthetic_web_sling |  | Lifting Device, Safety Equipment
139442 | THR-WA2-LD-0050S | Sling, Nylon, Work Area 2 SIZE; 1" X 3', | THR-LD-NYLN-WA2 | Lifting Device,Sling | Lifting Device | 40045 | LD | synthetic_web_sling |  | Slings, Nylon, Work Area 2
139443 | THR-WA2-LD-0050S | Sling, Nylon, Work Area 2 SIZE; 1" X 3', | THR-SES-LD | Lifting Device,Sling | Lifting Device | 40045 | LD | synthetic_web_sling |  | Lifting Device, Safety Equipment
139444 | THR-WA2-LD-0052S | Sling, Nylon, Work Area 2 SIZE; 1" X 3', | THR-LD-NYLN-WA2 | Lifting Device,Sling | Lifting Device | 40047 | LD | synthetic_web_sling |  | Slings, Nylon, Work Area 2
139445 | THR-WA2-LD-0052S | Sling, Nylon, Work Area 2 SIZE; 1" X 3', | THR-SES-LD | Lifting Device,Sling | Lifting Device | 40047 | LD | synthetic_web_sling |  | Lifting Device, Safety Equipment
79909 | THR-WA2-LD-0044S | Sling, Nylon, Work Area 2 SIZE; 1" X 4', | THR-LD-NYLN-WA2 | Lifting Device,Sling | Lifting Device | 40044 | LD | synthetic_web_sling |  | Slings, Nylon, Work Area 2
139441 | THR-WA2-LD-0044S | Sling, Nylon, Work Area 2 SIZE; 1" X 4', | THR-SES-LD | Lifting Device,Sling | Lifting Device | 40044 | LD | synthetic_web_sling |  | Lifting Device, Safety Equipment
139428 | THR-WA2-LD-0010S | Sling, Nylon, Work Area 2 SIZE; 2" X 6', | THR-LD-NYLN-WA2 | Lifting Device,Sling | Lifting Device | 40042 | LD | synthetic_web_sling |  | Slings, Nylon, Work Area 2
79961 | THR-WA3-LD-0011S | Sling, Nylon, Work Area 3 | THR-LD-NYLN-WA3 | Lifting Device,Sling | Lifting Device | 40288 | LD | synthetic_web_sling |  | Slings, Nylon, Work Area 3
79963 | THR-WA3-LD-0013S | Sling, Nylon, Work Area 3 | THR-LD-NYLN-WA3 | Lifting Device,Sling | Lifting Device | 40289 | LD | synthetic_web_sling |  | Slings, Nylon, Work Area 3
80006 | THR-WA3-LD-0019S | Sling, Nylon, Work Area 3 | THR-LD-NYLN-WA3 | Lifting Device,Sling | Lifting Device | 40266 | LD | synthetic_web_sling |  | Slings, Nylon, Work Area 3
80007 | THR-WA3-LD-0020S | Sling, Nylon, Work Area 3 | THR-LD-NYLN-WA3 | Lifting Device,Sling | Lifting Device | 40267 | LD | synthetic_web_sling |  | Slings, Nylon, Work Area 3
80008 | THR-WA3-LD-0023S | Sling, Nylon, Work Area 3 | THR-LD-NYLN-WA3 | Lifting Device,Sling | Lifting Device | 40270 | LD | synthetic_web_sling |  | Slings, Nylon, Work Area 3
80009 | THR-WA3-LD-0024S | Sling, Nylon, Work Area 3 | THR-LD-NYLN-WA3 | Lifting Device,Sling | Lifting Device | 40271 | LD | synthetic_web_sling |  | Slings, Nylon, Work Area 3
80036 | THR-WA3-LD-0097S | Sling, Nylon, Work Area 3 | THR-LD-NYLN-WA3 | Lifting Device,Sling | Lifting Device | 40279 | LD | synthetic_web_sling |  | Slings, Nylon, Work Area 3
139484 | THR-WA3-LD-0001 | Sling, Nylon, Work Area 3 | THR-LD-NYLN-WA3 | Lifting Device,Sling | Lifting Device |  | LD | synthetic_web_sling |  | Slings, Nylon, Work Area 3
139486 | THR-WA3-LD-0007 | Sling, Nylon, Work Area 3 | THR-LD-NYLN-WA3 | Lifting Device,Sling | Lifting Device | 35424 | LD | synthetic_web_sling |  | Slings, Nylon, Work Area 3
139488 | THR-WA3-LD-0010S | Sling, Nylon, Work Area 3 | THR-LD-NYLN-WA3 | Lifting Device,Sling | Lifting Device | 40287 | LD | synthetic_web_sling |  | Slings, Nylon, Work Area 3
139493 | THR-WA3-LD-0021S | Sling, Nylon, Work Area 3 | THR-LD-NYLN-WA3 | Lifting Device,Sling | Lifting Device | 40268 | LD | synthetic_web_sling |  | Slings, Nylon, Work Area 3
139494 | THR-WA3-LD-0022S | Sling, Nylon, Work Area 3 | THR-LD-NYLN-WA3 | Lifting Device,Sling | Lifting Device | 40269 | LD | synthetic_web_sling |  | Slings, Nylon, Work Area 3
139495 | THR-WA3-LD-0025S | Sling, Nylon, Work Area 3 | THR-LD-NYLN-WA3 | Lifting Device,Sling | Lifting Device | 40272 | LD | synthetic_web_sling |  | Slings, Nylon, Work Area 3
139496 | THR-WA3-LD-0026S | Sling, Nylon, Work Area 3 | THR-LD-NYLN-WA3 | Lifting Device,Sling | Lifting Device | 40273 | LD | synthetic_web_sling |  | Slings, Nylon, Work Area 3
139497 | THR-WA3-LD-0027S | Sling, Nylon, Work Area 3 | THR-LD-NYLN-WA3 | Lifting Device,Sling | Lifting Device | 40274 | LD | synthetic_web_sling |  | Slings, Nylon, Work Area 3
139498 | THR-WA3-LD-0028S | Sling, Nylon, Work Area 3 | THR-LD-NYLN-WA3 | Lifting Device,Sling | Lifting Device | 40275 | LD | synthetic_web_sling |  | Slings, Nylon, Work Area 3
139499 | THR-WA3-LD-0029 | Sling, Nylon, Work Area 3 | THR-LD-NYLN-WA3 | Lifting Device,Sling | Lifting Device | 35423 | LD | synthetic_web_sling |  | Slings, Nylon, Work Area 3
139529 | THR-WA3-LD-0101S | Sling, Nylon, Work Area 3 | THR-LD-NYLN-WA3 | Lifting Device,Sling | Lifting Device | 40280 | LD | synthetic_web_sling |  | Slings, Nylon, Work Area 3
139530 | THR-WA3-LD-0102S | Sling, Nylon, Work Area 3 | THR-LD-NYLN-WA3 | Lifting Device,Sling | Lifting Device | 40281 | LD | synthetic_web_sling |  | Slings, Nylon, Work Area 3
139535 | THR-WA3-LD-0109S | Sling, Nylon, Work Area 3 | THR-LD-NYLN-WA3 | Lifting Device,Sling | Lifting Device | 40283 | LD | synthetic_web_sling |  | Slings, Nylon, Work Area 3
139536 | THR-WA3-LD-0111S | Sling, Nylon, Work Area 3 | THR-LD-NYLN-WA3 | Lifting Device,Sling | Lifting Device | 40282 | LD | synthetic_web_sling |  | Slings, Nylon, Work Area 3
139539 | THR-WA3-LD-0116S | Sling, Nylon, Work Area 3 | THR-LD-NYLN-WA3 | Lifting Device,Sling | Lifting Device | 40284 | LD | synthetic_web_sling |  | Slings, Nylon, Work Area 3
80038 | THR-WA3-LD-0100 | Sling, Nylon, Work Area 3 (2" X 4') | THR-LD-NYLN-WA3 | Lifting Device,Sling | Lifting Device |  | LD | synthetic_web_sling |  | Slings, Nylon, Work Area 3
80042 | THR-WA3-LD-0115 | Sling, Nylon, Work Area 3 (2" X 8') | THR-LD-NYLN-WA3 | Lifting Device,Sling | Lifting Device |  | LD | synthetic_web_sling |  | Slings, Nylon, Work Area 3
139531 | THR-WA3-LD-0103 | Sling, Nylon, Work Area 3 (1" X 3') | THR-LD-NYLN-WA3 | Lifting Device,Sling | Lifting Device |  | LD | synthetic_web_sling |  | Slings, Nylon, Work Area 3
139538 | THR-WA3-LD-0114 | Sling, Nylon, Work Area 3 (1" X 3') | THR-LD-NYLN-WA3 | Lifting Device,Sling | Lifting Device |  | LD | synthetic_web_sling |  | Slings, Nylon, Work Area 3
80031 | THR-WA3-LD-0075 | Sling, Nylon, Work Area 3 (1" X 4') | THR-LD-NYLN-WA3 | Lifting Device,Sling | Lifting Device |  | LD | synthetic_web_sling |  | Slings, Nylon, Work Area 3
80041 | THR-WA3-LD-0110 | Sling, Nylon, Work Area 3 (1" X 4') | THR-LD-NYLN-WA3 | Lifting Device,Sling | Lifting Device |  | LD | synthetic_web_sling |  | Slings, Nylon, Work Area 3
139537 | THR-WA3-LD-0112 | Sling, Nylon, Work Area 3 (1" X 4') | THR-LD-NYLN-WA3 | Lifting Device,Sling | Lifting Device |  | LD | synthetic_web_sling |  | Slings, Nylon, Work Area 3
80037 | THR-WA3-LD-0098 | Sling, Nylon, Work Area 3 (2" X 4') | THR-LD-NYLN-WA3 | Lifting Device,Sling | Lifting Device |  | LD | synthetic_web_sling |  | Slings, Nylon, Work Area 3
139528 | THR-WA3-LD-0099 | Sling, Nylon, Work Area 3 (2" X 4') | THR-LD-NYLN-WA3 | Lifting Device,Sling | Lifting Device |  | LD | synthetic_web_sling |  | Slings, Nylon, Work Area 3
80040 | THR-WA3-LD-0108 | Sling, Nylon, Work Area 3 (2" X 8') | THR-LD-NYLN-WA3 | Lifting Device,Sling | Lifting Device |  | LD | synthetic_web_sling |  | Slings, Nylon, Work Area 3
139534 | THR-WA3-LD-0107 | Sling, Nylon, Work Area 3 (2" X 8') | THR-LD-NYLN-WA3 | Lifting Device,Sling | Lifting Device |  | LD | synthetic_web_sling |  | Slings, Nylon, Work Area 3
80016 | THR-WA3-LD-0049S | Sling, Nylon, Work Area 3 (Suspended) | THR-LD-NYLN-WA3 | Lifting Device,Sling | Lifting Device | 35924 | LD | synthetic_web_sling |  | Slings, Nylon, Work Area 3
79964 | THR-WA3-LD-0017 | Sling, Nylon, Work Area 3 ( 1" X 3') | THR-LD-NYLN-WA3 | Lifting Device,Sling | Lifting Device |  | LD | synthetic_web_sling |  | Slings, Nylon, Work Area 3
139490 | THR-WA3-LD-0015 | Sling, Nylon, Work Area 3 ( 1" X 3') | THR-LD-NYLN-WA3 | Lifting Device,Sling | Lifting Device |  | LD | synthetic_web_sling |  | Slings, Nylon, Work Area 3
139491 | THR-WA3-LD-0016 | Sling, Nylon, Work Area 3 ( 1" X 3') | THR-LD-NYLN-WA3 | Lifting Device,Sling | Lifting Device |  | LD | synthetic_web_sling |  | Slings, Nylon, Work Area 3
80023 | THR-WA3-LD-0060 | Sling, Nylon, Work Area 3 ( 2" X 4') | THR-LD-NYLN-WA3 | Lifting Device,Sling | Lifting Device |  | LD | synthetic_web_sling |  | Slings, Nylon, Work Area 3
80024 | THR-WA3-LD-0061 | Sling, Nylon, Work Area 3 ( 2" X 4') | THR-LD-NYLN-WA3 | Lifting Device,Sling | Lifting Device |  | LD | synthetic_web_sling |  | Slings, Nylon, Work Area 3
139518 | THR-WA3-LD-0058 | Sling, Nylon, Work Area 3 ( 2" X 4') | THR-LD-NYLN-WA3 | Lifting Device,Sling | Lifting Device |  | LD | synthetic_web_sling |  | Slings, Nylon, Work Area 3
139519 | THR-WA3-LD-0059 | Sling, Nylon, Work Area 3 ( 2" X 4') | THR-LD-NYLN-WA3 | Lifting Device,Sling | Lifting Device |  | LD | synthetic_web_sling |  | Slings, Nylon, Work Area 3
139520 | THR-WA3-LD-0063 | Sling, Nylon, Work Area 3 ( 2" X 4') | THR-LD-NYLN-WA3 | Lifting Device,Sling | Lifting Device |  | LD | synthetic_web_sling |  | Slings, Nylon, Work Area 3
80017 | THR-WA3-LD-0050 | Sling, Nylon, Work Area 3 ( 2" X 6') | THR-LD-NYLN-WA3 | Lifting Device,Sling | Lifting Device |  | LD | synthetic_web_sling |  | Slings, Nylon, Work Area 3
80018 | THR-WA3-LD-0051 | Sling, Nylon, Work Area 3 ( 2" X 6') | THR-LD-NYLN-WA3 | Lifting Device,Sling | Lifting Device |  | LD | synthetic_web_sling |  | Slings, Nylon, Work Area 3
139515 | THR-WA3-LD-0050 | Sling, Nylon, Work Area 3 ( 2" X 6') | THR-SES-LD | Lifting Device,Sling | Lifting Device |  | LD | synthetic_web_sling |  | Lifting Device, Safety Equipment
139516 | THR-WA3-LD-0052 | Sling, Nylon, Work Area 3 ( 2" X 6') | THR-LD-NYLN-WA3 | Lifting Device,Sling | Lifting Device |  | LD | synthetic_web_sling |  | Slings, Nylon, Work Area 3
139517 | THR-WA3-LD-0053 | Sling, Nylon, Work Area 3 ( 2" X 6') | THR-LD-NYLN-WA3 | Lifting Device,Sling | Lifting Device |  | LD | synthetic_web_sling |  | Slings, Nylon, Work Area 3
139485 | THR-WA3-LD-0002 | Sling, Nylon, Work Area 3 ( 4" X 4',) | THR-LD-NYLN-WA3 | Lifting Device,Sling | Lifting Device |  | LD | synthetic_web_sling |  | Slings, Nylon, Work Area 3
139492 | THR-WA3-LD-0018 | Sling, Nylon, Work Area 3 (1" X 2') | THR-LD-NYLN-WA3 | Lifting Device,Sling | Lifting Device |  | LD | synthetic_web_sling |  | Slings, Nylon, Work Area 3
79962 | THR-WA3-LD-0012 | Sling, Nylon, Work Area 3 (1" X 6') | THR-LD-NYLN-WA3 | Lifting Device,Sling | Lifting Device |  | LD | synthetic_web_sling |  | Slings, Nylon, Work Area 3
80010 | THR-WA3-LD-0030 | Sling, Nylon, Work Area 3 (2" X 2') | THR-LD-NYLN-WA3 | Lifting Device,Sling | Lifting Device |  | LD | synthetic_web_sling |  | Slings, Nylon, Work Area 3
139489 | THR-WA3-LD-0014 | Sling, Nylon, Work Area 3 (2" X 3') | THR-LD-NYLN-WA3 | Lifting Device,Sling | Lifting Device |  | LD | synthetic_web_sling |  | Slings, Nylon, Work Area 3
139513 | THR-WA3-LD-0048 | Sling, Nylon, Work Area 3 (2" X 4') | THR-LD-NYLN-WA3 | Lifting Device,Sling | Lifting Device |  | LD | synthetic_web_sling |  | Slings, Nylon, Work Area 3
79960 | THR-WA3-LD-0009 | Sling, Nylon, Work Area 3 (2" X 4',) | THR-LD-NYLN-WA3 | Lifting Device,Sling | Lifting Device |  | LD | synthetic_web_sling |  | Slings, Nylon, Work Area 3
80019 | THR-WA3-LD-0054 | Sling, Nylon, Work Area 3 (2" X 5') | THR-LD-NYLN-WA3 | Lifting Device,Sling | Lifting Device |  | LD | synthetic_web_sling |  | Slings, Nylon, Work Area 3
80020 | THR-WA3-LD-0055 | Sling, Nylon, Work Area 3 (2" X 5') | THR-LD-NYLN-WA3 | Lifting Device,Sling | Lifting Device |  | LD | synthetic_web_sling |  | Slings, Nylon, Work Area 3
80021 | THR-WA3-LD-0056 | Sling, Nylon, Work Area 3 (2" X 5') | THR-LD-NYLN-WA3 | Lifting Device,Sling | Lifting Device |  | LD | synthetic_web_sling |  | Slings, Nylon, Work Area 3
80022 | THR-WA3-LD-0057 | Sling, Nylon, Work Area 3 (2" X 5') | THR-LD-NYLN-WA3 | Lifting Device,Sling | Lifting Device |  | LD | synthetic_web_sling |  | Slings, Nylon, Work Area 3
139487 | THR-WA3-LD-0008 | Sling, Nylon, Work Area 3 (2" X 8') | THR-LD-NYLN-WA3 | Lifting Device,Sling | Lifting Device |  | LD | synthetic_web_sling |  | Slings, Nylon, Work Area 3
79957 | THR-WA3-LD-0004 | Sling, Nylon, Work Area 3 (3" X 3') | THR-LD-NYLN-WA3 | Lifting Device,Sling | Lifting Device |  | LD | synthetic_web_sling |  | Slings, Nylon, Work Area 3
79956 | THR-WA3-LD-0003 | Sling, Nylon, Work Area 3 (4" X 4') | THR-LD-NYLN-WA3 | Lifting Device,Sling | Lifting Device |  | LD | synthetic_web_sling |  | Slings, Nylon, Work Area 3
79958 | THR-WA3-LD-0005 | Sling, Nylon, Work Area 3 (4" X 4') | THR-LD-NYLN-WA3 | Lifting Device,Sling | Lifting Device |  | LD | synthetic_web_sling |  | Slings, Nylon, Work Area 3
79959 | THR-WA3-LD-0006 | Sling, Nylon, Work Area 3 (4" X 4') | THR-LD-NYLN-WA3 | Lifting Device,Sling | Lifting Device |  | LD | synthetic_web_sling |  | Slings, Nylon, Work Area 3
139564 | THR-WA4-LD-0028 | Sling, Nylon, Work Area 4 ( 2" X 6') | THR-LD-NYLN-WA4 | Lifting Device,Sling | Lifting Device |  | LD | synthetic_web_sling |  | Slings, Nylon, Work Area 4
80093 | THR-WA4-LD-0029 | Sling, Nylon, Work Area 4 ( 2" X 8') | THR-LD-NYLN-WA4 | Lifting Device,Sling | Lifting Device |  | LD | synthetic_web_sling |  | Slings, Nylon, Work Area 4
139565 | THR-WA4-LD-0031 | Sling, Nylon, Work Area 4 ( 2" X 8') | THR-LD-NYLN-WA4 | Lifting Device,Sling | Lifting Device |  | LD | synthetic_web_sling |  | Slings, Nylon, Work Area 4
80048 | THR-WA4-LD-0007 | Sling, Nylon, Work Area 4 (1" X 4') | THR-LD-NYLN-WA4 | Lifting Device,Sling | Lifting Device |  | LD | synthetic_web_sling |  | Slings, Nylon, Work Area 4
139545 | THR-WA4-LD-0005 | Sling, Nylon, Work Area 4 (1" X 4') | THR-LD-NYLN-WA4 | Lifting Device,Sling | Lifting Device |  | LD | synthetic_web_sling |  | Slings, Nylon, Work Area 4
139546 | THR-WA4-LD-0006 | Sling, Nylon, Work Area 4 (1" X 4') | THR-LD-NYLN-WA4 | Lifting Device,Sling | Lifting Device |  | LD | synthetic_web_sling |  | Slings, Nylon, Work Area 4
139547 | THR-WA4-LD-0008 | Sling, Nylon, Work Area 4 (1" X 4') | THR-LD-NYLN-WA4 | Lifting Device,Sling | Lifting Device |  | LD | synthetic_web_sling |  | Slings, Nylon, Work Area 4
139553 | THR-WA4-LD-0015 | Sling, Nylon, Work Area 4 (1" X 8') | THR-LD-NYLN-WA4 | Lifting Device,Sling | Lifting Device |  | LD | synthetic_web_sling |  | Slings, Nylon, Work Area 4
139554 | THR-WA4-LD-0016 | Sling, Nylon, Work Area 4 (1" X 8') | THR-LD-NYLN-WA4 | Lifting Device,Sling | Lifting Device |  | LD | synthetic_web_sling |  | Slings, Nylon, Work Area 4
80096 | THR-WA4-LD-0033 | Sling, Nylon, Work Area 4 (2" X 10') | THR-LD-NYLN-WA4 | Lifting Device,Sling | Lifting Device |  | LD | synthetic_web_sling |  | Slings, Nylon, Work Area 4
139566 | THR-WA4-LD-0035 | Sling, Nylon, Work Area 4 (2" X 12') | THR-LD-NYLN-WA4 | Lifting Device,Sling | Lifting Device |  | LD | synthetic_web_sling |  | Slings, Nylon, Work Area 4
80046 | THR-WA4-LD-0002 | Sling, Nylon, Work Area 4 ( 1" X 3') | THR-LD-NYLN-WA4 | Lifting Device,Sling | Lifting Device |  | LD | synthetic_web_sling |  | Slings, Nylon, Work Area 4
80047 | THR-WA4-LD-0004 | Sling, Nylon, Work Area 4 ( 1" X 3') | THR-LD-NYLN-WA4 | Lifting Device,Sling | Lifting Device |  | LD | synthetic_web_sling |  | Slings, Nylon, Work Area 4
139544 | THR-WA4-LD-0003 | Sling, Nylon, Work Area 4 ( 1" X 3') | THR-LD-NYLN-WA4 | Lifting Device,Sling | Lifting Device |  | LD | synthetic_web_sling |  | Slings, Nylon, Work Area 4
139561 | THR-WA4-LD-0025 | Sling, Nylon, Work Area 4 ( 2" X 6') | THR-LD-NYLN-WA4 | Lifting Device,Sling | Lifting Device |  | LD | synthetic_web_sling |  | Slings, Nylon, Work Area 4
139562 | THR-WA4-LD-0026 | Sling, Nylon, Work Area 4 ( 2" X 6') | THR-LD-NYLN-WA4 | Lifting Device,Sling | Lifting Device |  | LD | synthetic_web_sling |  | Slings, Nylon, Work Area 4
139563 | THR-WA4-LD-0027 | Sling, Nylon, Work Area 4 ( 2" X 6') | THR-LD-NYLN-WA4 | Lifting Device,Sling | Lifting Device |  | LD | synthetic_web_sling |  | Slings, Nylon, Work Area 4
80094 | THR-WA4-LD-0030 | Sling, Nylon, Work Area 4 ( 2" X 8') | THR-LD-NYLN-WA4 | Lifting Device,Sling | Lifting Device |  | LD | synthetic_web_sling |  | Slings, Nylon, Work Area 4
80095 | THR-WA4-LD-0032 | Sling, Nylon, Work Area 4 ( 2" X 8') | THR-LD-NYLN-WA4 | Lifting Device,Sling | Lifting Device |  | LD | synthetic_web_sling |  | Slings, Nylon, Work Area 4
80049 | THR-WA4-LD-0012 | Sling, Nylon, Work Area 4 (1" X 6') | THR-LD-NYLN-WA4 | Lifting Device,Sling | Lifting Device |  | LD | synthetic_web_sling |  | Slings, Nylon, Work Area 4
139548 | THR-WA4-LD-0009 | Sling, Nylon, Work Area 4 (1" X 6') | THR-LD-NYLN-WA4 | Lifting Device,Sling | Lifting Device |  | LD | synthetic_web_sling |  | Slings, Nylon, Work Area 4
139549 | THR-WA4-LD-0010 | Sling, Nylon, Work Area 4 (1" X 6') | THR-LD-NYLN-WA4 | Lifting Device,Sling | Lifting Device |  | LD | synthetic_web_sling |  | Slings, Nylon, Work Area 4
139550 | THR-WA4-LD-0011 | Sling, Nylon, Work Area 4 (1" X 6') | THR-LD-NYLN-WA4 | Lifting Device,Sling | Lifting Device |  | LD | synthetic_web_sling |  | Slings, Nylon, Work Area 4
139551 | THR-WA4-LD-0013 | Sling, Nylon, Work Area 4 (1" X 8') | THR-LD-NYLN-WA4 | Lifting Device,Sling | Lifting Device |  | LD | synthetic_web_sling |  | Slings, Nylon, Work Area 4
139552 | THR-WA4-LD-0014 | Sling, Nylon, Work Area 4 (1" X 8') | THR-LD-NYLN-WA4 | Lifting Device,Sling | Lifting Device |  | LD | synthetic_web_sling |  | Slings, Nylon, Work Area 4
80097 | THR-WA4-LD-0034 | Sling, Nylon, Work Area 4 (2" X 10') | THR-LD-NYLN-WA4 | Lifting Device,Sling | Lifting Device |  | LD | synthetic_web_sling |  | Slings, Nylon, Work Area 4
139567 | THR-WA4-LD-0036 | Sling, Nylon, Work Area 4 (2" X 12') | THR-LD-NYLN-WA4 | Lifting Device,Sling | Lifting Device |  | LD | synthetic_web_sling |  | Slings, Nylon, Work Area 4
80050 | THR-WA4-LD-0019 | Sling, Nylon, Work Area 4 (2" X 3') | THR-LD-NYLN-WA4 | Lifting Device,Sling | Lifting Device |  | LD | synthetic_web_sling |  | Slings, Nylon, Work Area 4
80092 | THR-WA4-LD-0020 | Sling, Nylon, Work Area 4 (2" X 3') | THR-LD-NYLN-WA4 | Lifting Device,Sling | Lifting Device |  | LD | synthetic_web_sling |  | Slings, Nylon, Work Area 4
139555 | THR-WA4-LD-0017 | Sling, Nylon, Work Area 4 (2" X 3') | THR-LD-NYLN-WA4 | Lifting Device,Sling | Lifting Device |  | LD | synthetic_web_sling |  | Slings, Nylon, Work Area 4
139556 | THR-WA4-LD-0018 | Sling, Nylon, Work Area 4 (2" X 3') | THR-LD-NYLN-WA4 | Lifting Device,Sling | Lifting Device |  | LD | synthetic_web_sling |  | Slings, Nylon, Work Area 4
139557 | THR-WA4-LD-0021 | Sling, Nylon, Work Area 4 (2" X 4') | THR-LD-NYLN-WA4 | Lifting Device,Sling | Lifting Device |  | LD | synthetic_web_sling |  | Slings, Nylon, Work Area 4
139558 | THR-WA4-LD-0022 | Sling, Nylon, Work Area 4 (2" X 4') | THR-LD-NYLN-WA4 | Lifting Device,Sling | Lifting Device |  | LD | synthetic_web_sling |  | Slings, Nylon, Work Area 4
139559 | THR-WA4-LD-0023 | Sling, Nylon, Work Area 4 (2" X 4') | THR-LD-NYLN-WA4 | Lifting Device,Sling | Lifting Device |  | LD | synthetic_web_sling |  | Slings, Nylon, Work Area 4
139560 | THR-WA4-LD-0024 | Sling, Nylon, Work Area 4 (2" X 4') | THR-LD-NYLN-WA4 | Lifting Device,Sling | Lifting Device |  | LD | synthetic_web_sling |  | Slings, Nylon, Work Area 4
139543 | THR-WA4-LD-0001 | Sling, Nylon, Work Area 4 ( 1" X 3') | THR-LD-NYLN-WA4 | Lifting Device,Sling | Lifting Device |  | LD | synthetic_web_sling |  | Slings, Nylon, Work Area 4
55709 | TAB-WA4-SQ-1233 | Sling, Nylon,Guillevin EE1-901-T3, 6 Ft. (S/N 64826-05) | TAB-WA4-SQ-0010 |  | Lifting Device |  | SQ | synthetic_web_sling |  | WA4 Fall arrest systems
119948 | TAB-WA4-SQ-1235 | Sling, Nylon,Guillevin EE1-901-T3, 8 Ft. (S/N 64826-09) | TAB-WA4-SQ-0010 |  | Lifting Device |  | SQ | synthetic_web_sling |  | WA4 Fall arrest systems
119949 | TAB-WA4-SQ-1236 | Sling, Nylon,Guillevin EE1-901-T3, 8 Ft. (S/N 64826-10) | TAB-WA4-SQ-0010 |  | Lifting Device |  | SQ | synthetic_web_sling |  | WA4 Fall arrest systems
55708 | TAB-WA4-SQ-1230 | Sling, Nylon,Guillevin EE2-902-T3, 3 Ft. (S/N VCO- 156403-02) | TAB-WA4-SQ-0010 |  | Lifting Device |  | SQ | synthetic_web_sling |  | WA4 Fall arrest systems
119945 | TAB-WA4-SQ-1228 | Sling, Nylon,LiftAll EE2-801T, 2 Ft. (S/N 1651911-12) | TAB-WA4-SQ-0010 |  | Lifting Device |  | SQ | synthetic_web_sling |  | WA4 Fall arrest systems
55697 | TAB-WA4-SQ-1115 | Sling, Nylon,LiftAll EE2-801T, 2 Ft. (S/N 1651911-15) | TAB-WA4-SQ-0010 |  | Lifting Device |  | SQ | synthetic_web_sling |  | WA4 Fall arrest systems
55711 | TAB-WA4-SQ-1237 | Sling, Nylon,LiftAll EE2-803D, 8 Ft. (S/N 927834-78) | TAB-WA4-SQ-0010 |  | Lifting Device |  | SQ | synthetic_web_sling |  | WA4 Fall arrest systems
119946 | TAB-WA4-SQ-1231 | Sling, Nylon,LiftAll EE2-802D-T3, 6 Ft. (S/N 1504511-22) | TAB-WA4-SQ-0010 |  | Lifting Device |  | SQ | synthetic_web_sling |  | WA4 Fall arrest systems
55744 | TAB-WA4-SQ-8622 | Sling, Nylon,LiftAll EE2-802D-T3, 6 Ft. (S/N 1543386-22) | TAB-WA4-SQ-0010 |  | Lifting Device |  | SQ | synthetic_web_sling |  | WA4 Fall arrest systems
119943 | TAB-WA4-SQ-1226 | Sling, Nylon,LiftAll Type 4 EE2-804, 16 Ft. #0002 | TAB-WA4-SQ-0010 |  | Lifting Device |  | SQ | synthetic_web_sling |  | WA4 Fall arrest systems
55710 | TAB-WA4-SQ-1234 | Sling, Nylon,Sling tech EE2-902-T3, 6 Ft. (S/N 59374-01) | TAB-WA4-SQ-0010 |  | Lifting Device |  | SQ | synthetic_web_sling |  | WA4 Fall arrest systems
55707 | TAB-WA4-SQ-1229 | Sling, Nylon,Sling tech EE2-901-T3, 3 Ft. (S/N 151412-17) | TAB-WA4-SQ-0010 |  | Lifting Device |  | SQ | synthetic_web_sling |  | WA4 Fall arrest systems
55712 | TAB-WA4-SQ-1238 | Sling, Nylon,Sling tech EE2-902-T3, 12 Ft. (S/N 59374-17) | TAB-WA4-SQ-0010 |  | Lifting Device |  | SQ | synthetic_web_sling |  | WA4 Fall arrest systems
119942 | TAB-WA4-SQ-1225 | Sling, Nylon,Sling Teck EE2-902 T3, 16 Ft. (S/N 59374-19) | TAB-WA4-SQ-0010 |  | Lifting Device |  | SQ | synthetic_web_sling |  | WA4 Fall arrest systems
139523 | THR-WA3-LD-0069 | Sling, Polyester, 1" X 6', 3100 LBS-Work Area 3 ( 1" X 6'') | THR-LD-NYLN-WA3 | Lifting Device,Sling | Lifting Device |  | LD | synthetic_web_sling |  | Slings, Nylon, Work Area 3
80015 | THR-WA3-LD-0043 | Sling, Wire Rope, Work Area (3/4" X 3') | THR-LD-WIRE-WA3 | Lifting Device,Sling | Lifting Device |  | LD | wire-rope_sling |  | Slings, Wire Rope, Work Area 3
139368 | THR-WA1-LD-0003 | Sling, Wire Rope, Work Area 1 | THR-LD-WIRE-WA1 | Lifting Device,Sling | Lifting Device |  | LD | wire-rope_sling |  | Slings, Wire Rope, Work Area 1
139369 | THR-WA1-LD-0003 | Sling, Wire Rope, Work Area 1 | THR-S-E | Lifting Device,Sling | Lifting Device |  | LD | wire-rope_sling |  | SUSPENDED ENTITY
79774 | THR-WA1-LD-0030 | Sling, Wire Rope, Work Area 1 ( WIRE ROPE SLING SIZE; 1/2" X 10') | THR-LD-WIRE-WA1 | Lifting Device,Sling | Lifting Device |  | LD | wire-rope_sling |  | Slings, Wire Rope, Work Area 1
79775 | THR-WA1-LD-0031 | Sling, Wire Rope, Work Area 1 ( WIRE ROPE SLING SIZE; 1/2" X 10') | THR-LD-WIRE-WA1 | Lifting Device,Sling | Lifting Device |  | LD | wire-rope_sling |  | Slings, Wire Rope, Work Area 1
139383 | THR-WA1-LD-0030 | Sling, Wire Rope, Work Area 1 ( WIRE ROPE SLING SIZE; 1/2" X 10') | THR-LD-NYLN-WA1 | Lifting Device,Sling | Lifting Device |  | LD | wire-rope_sling |  | Slings, Nylon, Work Area 1
79762 | THR-WA1-LD-0014 | Sling, Wire Rope, Work Area 1 ( WIRE ROPE SLING SIZE; 3/8" X 2') | THR-LD-WIRE-WA1 | Lifting Device,Sling | Lifting Device |  | LD | wire-rope_sling |  | Slings, Wire Rope, Work Area 1
79771 | THR-WA1-LD-0028 | Sling, Wire Rope, Work Area 1 ( WIRE ROPE SLING SIZE; 3/8" X 6') | THR-LD-WIRE-WA1 | Lifting Device,Sling | Lifting Device |  | LD | wire-rope_sling |  | Slings, Wire Rope, Work Area 1
79772 | THR-WA1-LD-0029 | Sling, Wire Rope, Work Area 1 ( WIRE ROPE SLING SIZE; 3/8" X 6') | THR-LD-NYLN-WA1 | Lifting Device,Sling | Lifting Device |  | LD | wire-rope_sling |  | Slings, Nylon, Work Area 1
79773 | THR-WA1-LD-0029 | Sling, Wire Rope, Work Area 1 ( WIRE ROPE SLING SIZE; 3/8" X 6') | THR-LD-WIRE-WA1 | Lifting Device,Sling | Lifting Device |  | LD | wire-rope_sling |  | Slings, Wire Rope, Work Area 1
139379 | THR-WA1-LD-0023 | Sling, Wire Rope, Work Area 1 ( WIRE ROPE SLING SIZE; 3/8" X 6') | THR-LD-WIRE-WA1 | Lifting Device,Sling | Lifting Device |  | LD | wire-rope_sling |  | Slings, Wire Rope, Work Area 1
139382 | THR-WA1-LD-0028 | Sling, Wire Rope, Work Area 1 ( WIRE ROPE SLING SIZE; 3/8" X 6') | THR-LD-NYLN-WA1 | Lifting Device,Sling | Lifting Device |  | LD | wire-rope_sling |  | Slings, Nylon, Work Area 1
79758 | THR-WA1-LD-0005 | Sling, Wire Rope, Work Area 1 (WIRE ROPE SLING SIZE; 1/2" X 2' ) | THR-LD-WIRE-WA1 | Lifting Device,Sling | Lifting Device |  | LD | wire-rope_sling |  | Slings, Wire Rope, Work Area 1
139367 | THR-WA1-LD-0002 | Sling, Wire Rope, Work Area 1 (WIRE ROPE SLING SIZE; 1/2" X 2' ) | THR-LD-WIRE-WA1 | Lifting Device,Sling | Lifting Device |  | LD | wire-rope_sling |  | Slings, Wire Rope, Work Area 1
139370 | THR-WA1-LD-0004 | Sling, Wire Rope, Work Area 1 (WIRE ROPE SLING SIZE; 1/2" X 2' ) | THR-LD-WIRE-WA1 | Lifting Device,Sling | Lifting Device |  | LD | wire-rope_sling |  | Slings, Wire Rope, Work Area 1
79759 | THR-WA1-LD-0009 | Sling, Wire Rope, Work Area 1 (WIRE ROPE SLING SIZE; 1/2" X 4' ) | THR-LD-WIRE-WA1 | Lifting Device,Sling | Lifting Device |  | LD | wire-rope_sling |  | Slings, Wire Rope, Work Area 1
79760 | THR-WA1-LD-0010 | Sling, Wire Rope, Work Area 1 (WIRE ROPE SLING SIZE; 1/2" X 4' ) | THR-LD-WIRE-WA1 | Lifting Device,Sling | Lifting Device |  | LD | wire-rope_sling |  | Slings, Wire Rope, Work Area 1
79761 | THR-WA1-LD-0011 | Sling, Wire Rope, Work Area 1 (WIRE ROPE SLING SIZE; 1/2" X 4' ) | THR-LD-WIRE-WA1 | Lifting Device,Sling | Lifting Device |  | LD | wire-rope_sling |  | Slings, Wire Rope, Work Area 1
79763 | THR-WA1-LD-0016 | Sling, Wire Rope, Work Area 1 (WIRE ROPE SLING SIZE; 1/2" X 4' ) | THR-LD-WIRE-WA1 | Lifting Device,Sling | Lifting Device |  | LD | wire-rope_sling |  | Slings, Wire Rope, Work Area 1
79764 | THR-WA1-LD-0019 | Sling, Wire Rope, Work Area 1 (WIRE ROPE SLING SIZE; 1/2" X 4' ) | THR-LD-WIRE-WA1 | Lifting Device,Sling | Lifting Device |  | LD | wire-rope_sling |  | Slings, Wire Rope, Work Area 1
79767 | THR-WA1-LD-0022 | Sling, Wire Rope, Work Area 1 (WIRE ROPE SLING SIZE; 1/2" X 4' ) | THR-LD-WIRE-WA1 | Lifting Device,Sling | Lifting Device |  | LD | wire-rope_sling |  | Slings, Wire Rope, Work Area 1
139374 | THR-WA1-LD-0012 | Sling, Wire Rope, Work Area 1 (WIRE ROPE SLING SIZE; 1/2" X 4' ) | THR-LD-WIRE-WA1 | Lifting Device,Sling | Lifting Device |  | LD | wire-rope_sling |  | Slings, Wire Rope, Work Area 1
139375 | THR-WA1-LD-0013 | Sling, Wire Rope, Work Area 1 (WIRE ROPE SLING SIZE; 1/2" X 4' ) | THR-LD-WIRE-WA1 | Lifting Device,Sling | Lifting Device |  | LD | wire-rope_sling |  | Slings, Wire Rope, Work Area 1
139373 | THR-WA1-LD-0008 | Sling, Wire Rope, Work Area 1 (WIRE ROPE SLING SIZE; 1/2" X 4' ) | THR-LD-WIRE-WA1 | Lifting Device,Sling | Lifting Device |  | LD | wire-rope_sling |  | Slings, Wire Rope, Work Area 1
79766 | THR-WA1-LD-0021 | Sling, Wire Rope, Work Area 1 (WIRE ROPE SLING SIZE; 1/2" X 8' ) | THR-LD-WIRE-WA1 | Lifting Device,Sling | Lifting Device |  | LD | wire-rope_sling |  | Slings, Wire Rope, Work Area 1
79765 | THR-WA1-LD-0020 | Sling, Wire Rope, Work Area 1 (WIRE ROPE SLING SIZE; 1/2" X 8') | THR-LD-WIRE-WA1 | Lifting Device,Sling | Lifting Device |  | LD | wire-rope_sling |  | Slings, Wire Rope, Work Area 1
139371 | THR-WA1-LD-0006 | Sling, Wire Rope, Work Area 1 (WIRE ROPE SLING SIZE; 3/8" X 4' SN ) | THR-LD-WIRE-WA1 | Lifting Device,Sling | Lifting Device |  | LD | wire-rope_sling |  | Slings, Wire Rope, Work Area 1
139377 | THR-WA1-LD-0017 | Sling, Wire Rope, Work Area 1 (WIRE ROPE SLING SIZE; 3/8" X 6' ) | THR-LD-WIRE-WA1 | Lifting Device,Sling | Lifting Device |  | LD | wire-rope_sling |  | Slings, Wire Rope, Work Area 1
139378 | THR-WA1-LD-0018 | Sling, Wire Rope, Work Area 1 (WIRE ROPE SLING SIZE; 3/8" X 6' ) | THR-LD-WIRE-WA1 | Lifting Device,Sling | Lifting Device |  | LD | wire-rope_sling |  | Slings, Wire Rope, Work Area 1
139372 | THR-WA1-LD-0007 | Sling, Wire Rope, Work Area 1 (WIRE ROPE SLING, 3/8" X4' SN ) | THR-LD-WIRE-WA1 | Lifting Device,Sling | Lifting Device |  | LD | wire-rope_sling |  | Slings, Wire Rope, Work Area 1
79904 | THR-WA2-LD-0027 | Sling, Wire Rope, Work Area 2 | THR-LD-WIRE-WA2 | Lifting Device,Sling | Lifting Device |  | LD | wire-rope_sling |  | Slings, Wire Rope, Work Area 2
139438 | THR-WA2-LD-0030 | Sling, Wire Rope, Work Area 2 | THR-LD-WIRE-WA2 | Lifting Device,Sling | Lifting Device |  | LD | wire-rope_sling |  | Slings, Wire Rope, Work Area 2
139439 | THR-WA2-LD-0030 | Sling, Wire Rope, Work Area 2 | THR-SES-LD | Lifting Device,Sling | Lifting Device |  | LD | wire-rope_sling |  | Lifting Device, Safety Equipment
79934 | THR-WA2-LD-57-25 | Sling, Wire Rope, Work Area 2 (Sr 1279457-25) SIZE; 3/8" X 4', | THR-SES-LD | Lifting Device,Sling | Lifting Device |  | LD | wire-rope_sling |  | Lifting Device, Safety Equipment
139468 | THR-WA2-LD-57-25 | Sling, Wire Rope, Work Area 2 (Sr 1279457-25) SIZE; 3/8" X 4', | THR-LD-NYLN-WA2 | Lifting Device,Sling | Lifting Device |  | LD | wire-rope_sling |  | Slings, Nylon, Work Area 2
79935 | THR-WA2-LD-57-26 | Sling, Wire Rope, Work Area 2 (Sr 1279457-26) SIZE; 3/8" X 4', | THR-LD-NYLN-WA2 | Lifting Device,Sling | Lifting Device |  | LD | wire-rope_sling |  | Slings, Nylon, Work Area 2
79936 | THR-WA2-LD-57-26 | Sling, Wire Rope, Work Area 2 (Sr 1279457-26) SIZE; 3/8" X 4', | THR-SES-LD | Lifting Device,Sling | Lifting Device |  | LD | wire-rope_sling |  | Lifting Device, Safety Equipment
79937 | THR-WA2-LD-57-27 | Sling, Wire Rope, Work Area 2 (Sr 1279457-27) SIZE; 3/8" X 4', | THR-LD-NYLN-WA2 | Lifting Device,Sling | Lifting Device |  | LD | wire-rope_sling |  | Slings, Nylon, Work Area 2
79938 | THR-WA2-LD-57-27 | Sling, Wire Rope, Work Area 2 (Sr 1279457-27) SIZE; 3/8" X 4', | THR-SES-LD | Lifting Device,Sling | Lifting Device |  | LD | wire-rope_sling |  | Lifting Device, Safety Equipment
79917 | THR-WA2-LD-195-1 | Sling, Wire Rope, Work Area 2 (Sr 263195-1) SIZE; 3/8" X 6', | THR-LD-NYLN-WA2 | Lifting Device,Sling | Lifting Device |  | LD | wire-rope_sling |  | Slings, Nylon, Work Area 2
79918 | THR-WA2-LD-195-1 | Sling, Wire Rope, Work Area 2 (Sr 263195-1) SIZE; 3/8" X 6', | THR-SES-LD | Lifting Device,Sling | Lifting Device |  | LD | wire-rope_sling |  | Lifting Device, Safety Equipment
139479 | THR-WA2-LD-95-37 | Sling, Wire Rope, Work Area 2 (Sr 263195-37) SIZE; 3/8" X 6', | THR-LD-NYLN-WA2 | Lifting Device,Sling | Lifting Device |  | LD | wire-rope_sling |  | Slings, Nylon, Work Area 2
139480 | THR-WA2-LD-95-37 | Sling, Wire Rope, Work Area 2 (Sr 263195-37) SIZE; 3/8" X 6', | THR-SES-LD | Lifting Device,Sling | Lifting Device |  | LD | wire-rope_sling |  | Lifting Device, Safety Equipment
139453 | THR-WA2-LD-195-6 | Sling, Wire Rope, Work Area 2 (Sr 263195-6) SIZE; 3/8" X 6', | THR-LD-NYLN-WA2 | Lifting Device,Sling | Lifting Device |  | LD | wire-rope_sling |  | Slings, Nylon, Work Area 2
139454 | THR-WA2-LD-195-6 | Sling, Wire Rope, Work Area 2 (Sr 263195-6) SIZE; 3/8" X 6', | THR-SES-LD | Lifting Device,Sling | Lifting Device |  | LD | wire-rope_sling |  | Lifting Device, Safety Equipment
79921 | THR-WA2-LD-4080-1 | Sling, Wire Rope, Work Area 2 (Sr LS#514080) SIZE; 3/8" X 4', | THR-SES-LD | Lifting Device,Sling | Lifting Device |  | LD | wire-rope_sling |  | Lifting Device, Safety Equipment
79922 | THR-WA2-LD-4080-2 | Sling, Wire Rope, Work Area 2 (Sr LS#514080) SIZE; 3/8" X 4', | THR-SES-LD | Lifting Device,Sling | Lifting Device |  | LD | wire-rope_sling |  | Lifting Device, Safety Equipment
79923 | THR-WA2-LD-4080-3 | Sling, Wire Rope, Work Area 2 (Sr LS#514080) SIZE; 3/8" X 4', | THR-LD-NYLN-WA2 | Lifting Device,Sling | Lifting Device |  | LD | wire-rope_sling |  | Slings, Nylon, Work Area 2
79924 | THR-WA2-LD-4080-3 | Sling, Wire Rope, Work Area 2 (Sr LS#514080) SIZE; 3/8" X 4', | THR-SES-LD | Lifting Device,Sling | Lifting Device |  | LD | wire-rope_sling |  | Lifting Device, Safety Equipment
79925 | THR-WA2-LD-4080-4 | Sling, Wire Rope, Work Area 2 (Sr LS#514080) SIZE; 3/8" X 4', | THR-LD-NYLN-WA2 | Lifting Device,Sling | Lifting Device |  | LD | wire-rope_sling |  | Slings, Nylon, Work Area 2
79926 | THR-WA2-LD-4080-4 | Sling, Wire Rope, Work Area 2 (Sr LS#514080) SIZE; 3/8" X 4', | THR-SES-LD | Lifting Device,Sling | Lifting Device |  | LD | wire-rope_sling |  | Lifting Device, Safety Equipment
139456 | THR-WA2-LD-4080-1 | Sling, Wire Rope, Work Area 2 (Sr LS#514080) SIZE; 3/8" X 4', | THR-LD-NYLN-WA2 | Lifting Device,Sling | Lifting Device |  | LD | wire-rope_sling |  | Slings, Nylon, Work Area 2
139457 | THR-WA2-LD-4080-2 | Sling, Wire Rope, Work Area 2 (Sr LS#514080) SIZE; 3/8" X 4', | THR-LD-NYLN-WA2 | Lifting Device,Sling | Lifting Device |  | LD | wire-rope_sling |  | Slings, Nylon, Work Area 2
79905 | THR-WA2-LD-0027S | Sling, Wire Rope, Work Area 2 (SUSPENDED) | THR-LD-WIRE-WA2 | Lifting Device,Sling | Lifting Device |  | LD | wire-rope_sling |  | Slings, Wire Rope, Work Area 2
79906 | THR-WA2-LD-0027S | Sling, Wire Rope, Work Area 2 (SUSPENDED) | THR-S-E | Lifting Device,Sling | Lifting Device |  | LD | wire-rope_sling |  | SUSPENDED ENTITY
139436 | THR-WA2-LD-0027S | Sling, Wire Rope, Work Area 2 (SUSPENDED) | THR-LD-NYLN-WA2 | Lifting Device,Sling | Lifting Device |  | LD | wire-rope_sling |  | Slings, Nylon, Work Area 2
139446 | THR-WA2-LD-0070S | Sling, Wire Rope, Work Area 2 SIZE; 3/8" X 6', | THR-LD-NYLN-WA2 | Lifting Device,Sling | Lifting Device | 40048 | LD | wire-rope_sling |  | Slings, Nylon, Work Area 2
139447 | THR-WA2-LD-0070S | Sling, Wire Rope, Work Area 2 SIZE; 3/8" X 6', | THR-SES-LD | Lifting Device,Sling | Lifting Device | 40048 | LD | wire-rope_sling |  | Lifting Device, Safety Equipment
80013 | THR-WA3-LD-0040S | Sling, Wire Rope, Work Area 3 | THR-LD-WIRE-WA3 | Lifting Device,Sling | Lifting Device | 40290 | LD | wire-rope_sling |  | Slings, Wire Rope, Work Area 3
80035 | THR-WA3-LD-0096S | Sling, Wire Rope, Work Area 3 | THR-LD-WIRE-WA3 | Lifting Device,Sling | Lifting Device | 40278 | LD | wire-rope_sling |  | Slings, Wire Rope, Work Area 3
80039 | THR-WA3-LD-0104 | Sling, Wire Rope, Work Area 3 | THR-LD-WIRE-WA3 | Lifting Device,Sling | Lifting Device |  | LD | wire-rope_sling |  | Slings, Wire Rope, Work Area 3
80102 | THR3-WA3-LD | Sling, Wire Rope, Work Area 3 | THR-LD-WIRE-WA3 | Lifting Device,Sling | Lifting Device |  |  | wire-rope_sling |  | Slings, Wire Rope, Work Area 3
139500 | THR-WA3-LD-0033 | Sling, Wire Rope, Work Area 3 | THR-LD-NYLN-WA3 | Lifting Device,Sling | Lifting Device |  | LD | wire-rope_sling |  | Slings, Nylon, Work Area 3
139510 | THR-WA3-LD-0045S | Sling, Wire Rope, Work Area 3 | THR-LD-WIRE-WA3 | Lifting Device,Sling | Lifting Device | 35426 | LD | wire-rope_sling |  | Slings, Wire Rope, Work Area 3
139532 | THR-WA3-LD-0105 | Sling, Wire Rope, Work Area 3 | THR-LD-WIRE-WA3 | Lifting Device,Sling | Lifting Device |  | LD | wire-rope_sling |  | Slings, Wire Rope, Work Area 3
139533 | THR-WA3-LD-0106 | Sling, Wire Rope, Work Area 3 | THR-LD-WIRE-WA3 | Lifting Device,Sling | Lifting Device |  | LD | wire-rope_sling |  | Slings, Wire Rope, Work Area 3
139527 | THR-WA3-LD-0086 | Sling, Wire Rope, Work Area 3 (1/2"x4 legs) | THR-LD-WIRE-WA3 | Lifting Device,Sling | Lifting Device |  | LD | wire-rope_sling |  | Slings, Wire Rope, Work Area 3
139542 | THR-WA3-LD-0120 | Sling, Wire Rope, Work Area 3 (1/2"x4') | THR-LD-WIRE-WA3 | Lifting Device,Sling | Lifting Device |  | LD | wire-rope_sling |  | Slings, Wire Rope, Work Area 3
80032 | THR-WA3-LD-0076 | Sling, Wire Rope, Work Area 3 (3/4"x6') | THR-LD-WIRE-WA3 | Lifting Device,Sling | Lifting Device |  | LD | wire-rope_sling |  | Slings, Wire Rope, Work Area 3
80033 | THR-WA3-LD-0078 | Sling, Wire Rope, Work Area 3 (3/4"x6') | THR-LD-WIRE-WA3 | Lifting Device,Sling | Lifting Device |  | LD | wire-rope_sling |  | Slings, Wire Rope, Work Area 3
80034 | THR-WA3-LD-0079 | Sling, Wire Rope, Work Area 3 (3/4"x6') | THR-LD-WIRE-WA3 | Lifting Device,Sling | Lifting Device |  | LD | wire-rope_sling |  | Slings, Wire Rope, Work Area 3
80012 | THR-WA3-LD-0039S | Sling, Wire Rope, Work Area 3 (Suspended) | THR-LD-WIRE-WA3 | Lifting Device,Sling | Lifting Device | 35923 | LD | wire-rope_sling |  | Slings, Wire Rope, Work Area 3
139506 | THR-WA3-LD-0038S | Sling, Wire Rope, Work Area 3 (Suspended) | THR-LD-WIRE-WA3 | Lifting Device,Sling | Lifting Device | 35922 | LD | wire-rope_sling |  | Slings, Wire Rope, Work Area 3
80014 | THR-WA3-LD-0042 | Sling, Wire Rope, Work Area 3 (1/2" X 3") | THR-LD-WIRE-WA3 | Lifting Device,Sling | Lifting Device |  | LD | wire-rope_sling |  | Slings, Wire Rope, Work Area 3
139507 | THR-WA3-LD-0041 | Sling, Wire Rope, Work Area 3 (1/2" X 4') | THR-LD-WIRE-WA3 | Lifting Device,Sling | Lifting Device |  | LD | wire-rope_sling |  | Slings, Wire Rope, Work Area 3
139508 | THR-WA3-LD-0044 | Sling, Wire Rope, Work Area 3 (1/2" X 6') | THR-LD-WIRE-WA3 | Lifting Device,Sling | Lifting Device |  | LD | wire-rope_sling |  | Slings, Wire Rope, Work Area 3
139511 | THR-WA3-LD-0046 | Sling, Wire Rope, Work Area 3 (3/4" X 3') | THR-LD-WIRE-WA3 | Lifting Device,Sling | Lifting Device |  | LD | wire-rope_sling |  | Slings, Wire Rope, Work Area 3
139512 | THR-WA3-LD-0047 | Sling, Wire Rope, Work Area 3 (3/8" X 4') | THR-LD-WIRE-WA3 | Lifting Device,Sling | Lifting Device |  | LD | wire-rope_sling |  | Slings, Wire Rope, Work Area 3
139504 | THR-WA3-LD-0037S | Sling, Wire Rope, Work Area 3 (Suspended) | THR-LD-WIRE-WA3 | Lifting Device,Sling | Lifting Device | 35921 | LD | wire-rope_sling |  | Slings, Wire Rope, Work Area 3
139501 | THR-WA3-LD-0034 | Sling, Wire Rope,5T, LIFTALL,Work Area 3(SNo.1363240-12) (1/2" X 6') | THR-LD-WIRE-WA3 | Lifting Device,Sling | Lifting Device |  | LD | wire-rope_sling |  | Slings, Wire Rope, Work Area 3
139502 | THR-WA3-LD-0035 | Sling, Wire Rope,5T, LIFTALLWork Area 3(SNo.1363240-14) (1/2" X 6') | THR-LD-WIRE-WA3 | Lifting Device,Sling | Lifting Device |  | LD | wire-rope_sling |  | Slings, Wire Rope, Work Area 3
139503 | THR-WA3-LD-0036 | Sling, Wire Rope,5T, LIFTALLWork Area 3(SNo.1363240-16) (1/2" X 6') | THR-LD-WIRE-WA3 | Lifting Device,Sling | Lifting Device |  | LD | wire-rope_sling |  | Slings, Wire Rope, Work Area 3
80011 | THR-WA3-LD-0037 | Sling, Wire Rope,5T, LIFTALLWork Area 3(SNo.1363240-17) (1/2" X 6') | THR-LD-WIRE-WA3 | Lifting Device,Sling | Lifting Device |  | LD | wire-rope_sling |  | Slings, Wire Rope, Work Area 3
139514 | THR-WA3-LD-0049 | Sling,Anchor,2ft,Polyester Work Area 3 (2" X 4') | THR-LD-NYLN-WA3 | Lifting Device,Sling | Lifting Device |  | LD | http://www.toronto.ca/TWONTO#fall_protection_sling |  | Slings, Nylon, Work Area 3
139509 | THR-WA3-LD-0045 | Sling,Anchor,2ft,Polyester Work Area 3 (2" X 4',) | THR-LD-NYLN-WA3 | Lifting Device,Sling | Lifting Device |  | LD | http://www.toronto.ca/TWONTO#fall_protection_sling |  | Slings, Nylon, Work Area 3
119807 | TAB-WA2-SQ-1253 | Slings | TAB-SES-LD | Lifting Device,Sling | Lifting Device |  | SQ | http://www.toronto.ca/TWONTO#fall_protection_sling |  | WA2 Lifting devices
119808 | TAB-WA2-SQ-1254 | Slings | TAB-SES-LD | Lifting Device,Sling | Lifting Device |  | SQ | http://www.toronto.ca/TWONTO#fall_protection_sling |  | WA2 Lifting devices
136618 | THR-LD-NYLN-WA1 | Slings, Nylon, Work Area 1 | THR-LD-WA1 | Lifting Device,Sling | Lifting Device |  |  | synthetic_web_sling |  | Lifting Devices, Chain Hoist, Come Along & Slings
136619 | THR-LD-NYLN-WA2 | Slings, Nylon, Work Area 2 | THR-LD-WA2 | Lifting Device,Sling | Lifting Device |  |  | synthetic_web_sling |  | Lifting Devices, Chain Hoist, Come Along & Slings
76044 | THR-LD-NYLN-WA3 | Slings, Nylon, Work Area 3 | THR-LD-WA3 | Lifting Device,Sling | Lifting Device |  |  | synthetic_web_sling |  | Lifting Devices, Chain Hoist, Come Along & Slings
136620 | THR-LD-NYLN-WA4 | Slings, Nylon, Work Area 4 | THR-LD-WA4 | Lifting Device,Sling | Lifting Device |  |  | synthetic_web_sling |  | Lifting Devices, Chain Hoist, Come Along & Slings
136624 | THR-LD-WIRE-WA1 | Slings, Wire Rope, Work Area 1 | THR-LD-WA1 | Lifting Device,Sling | Lifting Device |  |  | wire-rope_sling |  | Lifting Devices, Chain Hoist, Come Along & Slings
136625 | THR-LD-WIRE-WA2 | Slings, Wire Rope, Work Area 2 | THR-LD-WA2 | Lifting Device,Sling | Lifting Device |  |  | wire-rope_sling |  | Lifting Devices, Chain Hoist, Come Along & Slings
76049 | THR-LD-WIRE-WA3 | Slings, Wire Rope, Work Area 3 | THR-LD-WA3 | Lifting Device,Sling | Lifting Device |  |  | wire-rope_sling |  | Lifting Devices, Chain Hoist, Come Along & Slings
136626 | THR-LD-WIRE-WA4 | Slings, Wire Rope, Work Area 4 | THR-LD-WA4 | Lifting Device,Sling | Lifting Device |  |  | wire-rope_sling |  | Lifting Devices, Chain Hoist, Come Along & Slings
55580 | TAB-WA2-SQ-1255 | TOS Type - Size - 9/32" Chain Sling - 3 - Leg | TAB-SES-LD | Lifting Device,Sling | Lifting Device |  | SQ | chain_sling |  | WA2 Lifting devices
55310 | TAB-WA1-LD-1243 | Tripod | TAB-WA1-SQ-1000 | Lifting Device | Lifting Device |  | LD | http://www.toronto.ca/TWONTO#fall_arrest_Davit_arm |  | WA1 Lifting Devices and Slings
55311 | TAB-WA1-LD-1244 | Tripod | TAB-WA1-SQ-1000 | Lifting Device | Lifting Device |  | LD | http://www.toronto.ca/TWONTO#fall_arrest_Davit_arm |  | WA1 Lifting Devices and Slings
55312 | TAB-WA1-LD-1245 | Tripod | TAB-WA1-SQ-1000 | Lifting Device | Lifting Device |  | LD | http://www.toronto.ca/TWONTO#fall_arrest_Davit_arm |  | WA1 Lifting Devices and Slings
119585 | TAB-WA1-LD-1242 | Tripod | TAB-WA1-SQ-1000 | Lifting Device | Lifting Device |  | LD | http://www.toronto.ca/TWONTO#fall_arrest_Davit_arm |  | WA1 Lifting Devices and Slings
120039 | TAB-WA6-LD-1004 | TRIPOD | TAB-WA6-LD-1000 | Lifting Device | Lifting Device |  | LD | http://www.toronto.ca/TWONTO#fall_arrest_Davit_arm |  | WA6 portable cranes/hoists, come alongs, slings, wire rope, chains, etc.,
29627 | FIS-MCS-LD-0001 | Tripod , Not in Service (Duplicate of FIS-MCS-CRN-0002) | FIS-MCS | Lifting Device | Lifting Device | 35799 | LD | http://www.toronto.ca/TWONTO#fall_arrest_Davit_arm |  | Mechanical Services
136749 | THR-MCS-LD-9854 | Tripod ,Engine Room, North Wall | THR-LD-WA3 | Lifting Device,Hoist,Manual | Lifting Device |  | LD | http://www.toronto.ca/TWONTO#fall_arrest_Davit_arm |  | Lifting Devices, Chain Hoist, Come Along & Slings
63424 | FCL-MCS-LD-2001 | Tripod 1 | FCL-MCS-LD | Lifting Device | Lifting Device |  | LD | http://www.toronto.ca/TWONTO#fall_arrest_Davit_arm |  | Lifting Devices
13691 | FCL-MCS-LD-2002 | Tripod 2 | FCL-MCS-LD | Lifting Device | Lifting Device |  | LD | http://www.toronto.ca/TWONTO#fall_arrest_Davit_arm |  | Lifting Devices
63425 | FCL-MCS-LD-2003 | Tripod 3 | FCL-MCS-LD | Lifting Device | Lifting Device |  | LD | http://www.toronto.ca/TWONTO#fall_arrest_Davit_arm |  | Lifting Devices
138638 | THR-SES-LD-6601 | Tripod, Rescue, Confine Space Room, Stores | THR-LD-WA3 | Lifting Device | Lifting Device |  | LD | http://www.toronto.ca/TWONTO#fall_arrest_Davit_arm |  | Lifting Devices, Chain Hoist, Come Along & Slings
138639 | THR-SES-LD-6601 | Tripod, Rescue, Confine Space Room, Stores | THR-SES-LD | Lifting Device | Lifting Device |  | LD | http://www.toronto.ca/TWONTO#fall_arrest_Davit_arm |  | Lifting Device, Safety Equipment
138640 | THR-SES-LD-6601 | Tripod, Rescue, Confine Space Room, Stores | THR-SES-SQ | Lifting Device | Lifting Device |  | LD | http://www.toronto.ca/TWONTO#fall_arrest_Davit_arm |  | Safety Equipment
29628 | FIS-MCS-LD-0002 | Tripod, Stores | FIS-MCS | Lifting Device | Lifting Device |  | LD | http://www.toronto.ca/TWONTO#fall_arrest_Davit_arm |  | Mechanical Services
97353 | FIS-MCS-LD-0003 | Tripod, Stores | FIS-MCS | Lifting Device | Lifting Device |  | LD | http://www.toronto.ca/TWONTO#fall_arrest_Davit_arm |  | Mechanical Services
81417 | TNT-MCS-LD-0012 | Trolley | TNT-MCS-LD | Lifting Device | Lifting Device |  | LD | lifting_device_support |  | Lifting Devices , cranes/ Portable crane/hoists, come alongs, slings, wire rope, chains
81418 | TNT-MCS-LD-0013 | Trolley | TNT-MCS-LD | Lifting Device | Lifting Device |  | LD | lifting_device_support |  | Lifting Devices , cranes/ Portable crane/hoists, come alongs, slings, wire rope, chains
81419 | TNT-MCS-LD-0015 | Trolley | TNT-MCS-LD | Lifting Device | Lifting Device |  | LD | lifting_device_support |  | Lifting Devices , cranes/ Portable crane/hoists, come alongs, slings, wire rope, chains
81420 | TNT-MCS-LD-0021 | Trolley | TNT-MCS-LD | Lifting Device | Lifting Device |  | LD | lifting_device_support |  | Lifting Devices , cranes/ Portable crane/hoists, come alongs, slings, wire rope, chains
140599 | TNT-MCS-LD-0014 | Trolley | TNT-MCS-LD | Lifting Device | Lifting Device |  | LD | lifting_device_support |  | Lifting Devices , cranes/ Portable crane/hoists, come alongs, slings, wire rope, chains
140600 | TNT-MCS-LD-0016 | Trolley | TNT-MCS-LD | Lifting Device | Lifting Device |  | LD | lifting_device_support |  | Lifting Devices , cranes/ Portable crane/hoists, come alongs, slings, wire rope, chains
140601 | TNT-MCS-LD-0017 | Trolley | TNT-MCS-LD | Lifting Device | Lifting Device |  | LD | lifting_device_support |  | Lifting Devices , cranes/ Portable crane/hoists, come alongs, slings, wire rope, chains
140602 | TNT-MCS-LD-0018 | Trolley | TNT-MCS-LD | Lifting Device | Lifting Device |  | LD | lifting_device_support |  | Lifting Devices , cranes/ Portable crane/hoists, come alongs, slings, wire rope, chains
140603 | TNT-MCS-LD-0019 | Trolley | TNT-MCS-LD | Lifting Device | Lifting Device |  | LD | lifting_device_support |  | Lifting Devices , cranes/ Portable crane/hoists, come alongs, slings, wire rope, chains
140604 | TNT-MCS-LD-0020 | Trolley | TNT-MCS-LD | Lifting Device | Lifting Device |  | LD | lifting_device_support |  | Lifting Devices , cranes/ Portable crane/hoists, come alongs, slings, wire rope, chains
136695 | THR-MCS-LD-1369 | Trolley for Chain Hoist, Digeter 9-10 Lower Level | THR-LD-WA1 | Lifting Device | Lifting Device |  | LD | http://www.toronto.ca/TWONTO#lifting_equipment_hoist |  | Lifting Devices, Chain Hoist, Come Along & Slings
136640 | THR-MCS-LD-0074 | Trolley for Gantry Chain Hoist, Digeter 9-10 Lower Level | THR-LD-WA1 | Lifting Device | Lifting Device |  | LD | http://www.toronto.ca/TWONTO#lifting_equipment_hoist |  | Lifting Devices, Chain Hoist, Come Along & Slings
76178 | THR-MCS-LD-4721 | Trolley, Mounted on Gantry Chain Hoist, STB Mixing Room | THR-LD-WA1 | Lifting Device | Lifting Device |  | LD | http://www.toronto.ca/TWONTO#lifting_equipment_hoist |  | Lifting Devices, Chain Hoist, Come Along & Slings
76177 | THR-MCS-LD-4675 | Trolley, Mounted on Gantry, Drainage Pumps, T-16 near T-21 | THR-LD-WA3 | Lifting Device | Lifting Device |  | LD | lifting_device_support |  | Lifting Devices, Chain Hoist, Come Along & Slings
136722 | THR-MCS-LD-4675 | Trolley, Mounted on Gantry, Drainage Pumps, T-16 near T-21 | THR-LD-WA4 | Lifting Device | Lifting Device |  | LD | lifting_device_support |  | Lifting Devices, Chain Hoist, Come Along & Slings
136720 | THR-MCS-LD-3648 | Trolley, Mounted on Gantry, Engine Room Basement, Hot Water Pumps | THR-LD-WA2 | Lifting Device,Hoist,Manual | Lifting Device |  | LD | lifting_device_support |  | Lifting Devices, Chain Hoist, Come Along & Slings
119809 | TAB-WA2-SQ-1256 | Type DOG - 1/4" - 9/32" Chain Sling - 2 - Leg | TAB-SES-LD | Lifting Device,Sling | Lifting Device |  | SQ | chain_sling |  | WA2 Lifting devices
24334 | FHO-MCS-LD-0305 | Universal plate clamp with Swivel hook ring (For Lifting ) -Camlok CY1 | FHO-MCS-LD | Lifting Device,Hoist,Manual | Lifting Device |  | LD | lifting_device_support |  | Lifting Devices & Elevators
55380 | TAB-WA1-SQ-1000 | WA1 Lifting Devices and Slings | TAB-WA1-SQ | Lifting Device | Lifting Device |  | SQ | http://www.toronto.ca/TWONTO#collection_of_assets |  | Safety Equipment & Supplies Common to WA1
93457 | FHO-MCS-LD-0111 | Web Slings | FHO-MCS-LD | Lifting Device,Sling | Lifting Device |  | LD | http://www.toronto.ca/TWONTO#collection_of_assets |  | Lifting Devices & Elevators
126456 | THC-MCS-LD-1385140 | WEBSLING/EYEBOLT/FITTINGS (insp Liftsafe) | THC-MCS-LD | Lifting Device | Lifting Device |  | LD | http://www.toronto.ca/TWONTO#collection_of_assets |  | Mechanical Services, Lifting Device
55519 | TAB-WA2-LD-1010 | Westward 3/4T Tag# N.A Come Along | TAB-SES-LD | Lifting Device | Lifting Device |  | LD | winch |  | WA2 Lifting devices
55313 | TAB-WA1-LD-1247 | Winch | TAB-WA1-SQ-1000 | Lifting Device | Lifting Device |  | LD | winch |  | WA1 Lifting Devices and Slings
55350 | TAB-WA1-LD-1248 | Winch | TAB-WA1-SQ-1000 | Lifting Device | Lifting Device |  | LD | winch |  | WA1 Lifting Devices and Slings
55351 | TAB-WA1-LD-1249 | Winch | TAB-WA1-SQ-1000 | Lifting Device | Lifting Device |  | LD | winch |  | WA1 Lifting Devices and Slings
55352 | TAB-WA1-LD-1250 | Winch | TAB-WA1-SQ-1000 | Lifting Device | Lifting Device |  | LD | winch |  | WA1 Lifting Devices and Slings
119586 | TAB-WA1-LD-1246 | Winch | TAB-WA1-SQ-1000 | Lifting Device | Lifting Device |  | LD | winch |  | WA1 Lifting Devices and Slings
13688 | FCL-MCS-LD-1001 | Winch - CAP : - 60 FT cable | FCL-MCS-LD | Lifting Device,Hoist,Manual | Lifting Device |  | LD | winch |  | Lifting Devices
63420 | FCL-MCS-LD-1002 | Winch - CAP : - 60 FT cable | FCL-MCS-LD | Lifting Device,Hoist,Manual | Lifting Device |  | LD | winch |  | Lifting Devices
63418 | FCL-MCS-LD-0901 | Winch - CAP :350 lbs - 60 FT cable | FCL-MCS | Lifting Device,Hoist,Manual | Lifting Device |  | LD | winch |  | Mechanical Services
63419 | FCL-MCS-LD-0901 | Winch - CAP :350 lbs - 60 FT cable | FCL-MCS-LD | Lifting Device,Hoist,Manual | Lifting Device |  | LD | winch |  | Lifting Devices
13685 | FCL-MCS-LD-0801 | Winch - no CAP: - 40 FT cable | FCL-MCS | Lifting Device,Hoist,Manual | Lifting Device |  | LD | winch |  | Mechanical Services
13686 | FCL-MCS-LD-0801 | Winch - no CAP: - 40 FT cable | FCL-MCS-LD | Lifting Device,Hoist,Manual | Lifting Device |  | LD | winch |  | Lifting Devices
63416 | FCL-MCS-LD-0701 | Winch - no CAP: - 40 FT cable | FCL-MCS | Lifting Device,Hoist,Manual | Lifting Device |  | LD | winch |  | Mechanical Services
63417 | FCL-MCS-LD-0701 | Winch - no CAP: - 40 FT cable | FCL-MCS-LD | Lifting Device,Hoist,Manual | Lifting Device |  | LD | winch |  | Lifting Devices
13679 | FCL-MCS-LD-0101 | Winch - CAP: 310 lbs - 50 FT cable | FCL-MCS-LD | Lifting Device,Hoist,Manual | Lifting Device |  | LD | winch |  | Lifting Devices
13680 | FCL-MCS-LD-0201 | Winch - CAP: 310 lbs - 50 FT cable | FCL-MCS | Lifting Device,Hoist,Manual | Lifting Device |  | LD | winch |  | Mechanical Services
13681 | FCL-MCS-LD-0301 | Winch - CAP: 310 lbs - 50 FT cable | FCL-MCS | Lifting Device,Hoist,Manual | Lifting Device |  | LD | winch |  | Mechanical Services
13682 | FCL-MCS-LD-0401 | Winch - CAP: 310 lbs - 50 FT cable | FCL-MCS-LD | Lifting Device,Hoist,Manual | Lifting Device |  | LD | winch |  | Lifting Devices
13683 | FCL-MCS-LD-0501 | Winch - CAP: 310 lbs - 50 FT cable | FCL-MCS | Lifting Device,Hoist,Manual | Lifting Device |  | LD | winch |  | Mechanical Services
13684 | FCL-MCS-LD-0601 | Winch - CAP: 310 lbs - 50 FT cable | FCL-MCS | Lifting Device,Hoist,Manual | Lifting Device |  | LD | winch |  | Mechanical Services
63410 | FCL-MCS-LD-0101 | Winch - CAP: 310 lbs - 50 FT cable | FCL-MCS | Lifting Device,Hoist,Manual | Lifting Device |  | LD | winch |  | Mechanical Services
63411 | FCL-MCS-LD-0201 | Winch - CAP: 310 lbs - 50 FT cable | FCL-MCS-LD | Lifting Device,Hoist,Manual | Lifting Device |  | LD | winch |  | Lifting Devices
63412 | FCL-MCS-LD-0301 | Winch - CAP: 310 lbs - 50 FT cable | FCL-MCS-LD | Lifting Device,Hoist,Manual | Lifting Device |  | LD | winch |  | Lifting Devices
63413 | FCL-MCS-LD-0401 | Winch - CAP: 310 lbs - 50 FT cable | FCL-MCS | Lifting Device,Hoist,Manual | Lifting Device |  | LD | winch |  | Mechanical Services
63414 | FCL-MCS-LD-0501 | Winch - CAP: 310 lbs - 50 FT cable | FCL-MCS-LD | Lifting Device,Hoist,Manual | Lifting Device |  | LD | winch |  | Lifting Devices
63415 | FCL-MCS-LD-0601 | Winch - CAP: 310 lbs - 50 FT cable | FCL-MCS-LD | Lifting Device,Hoist,Manual | Lifting Device |  | LD | winch |  | Lifting Devices
126455 | THC-MCS-LD-10595 | WIRE ROPE CRANE - Monorail - SGUH\SWITCHABLE GIRDER AND RUNWAY (insp Liftsafe) | THC-MCS-LD | Lifting Device | Lifting Device |  | LD | http://www.toronto.ca/TWONTO#crane |  | Mechanical Services, Lifting Device
62603 | THC-MCS-LD-164876BW2 | WIRE ROPE CRANE - MONORAIL (insp Liftsafe) | THC-MCS-LD | Lifting Device | Lifting Device |  | LD | http://www.toronto.ca/TWONTO#crane |  | Mechanical Services, Lifting Device
62604 | THC-MCS-LD-164876BW4 | WIRE ROPE CRANE - MONORAIL (insp Liftsafe) | THC-MCS-LD | Lifting Device | Lifting Device |  | LD | http://www.toronto.ca/TWONTO#crane |  | Mechanical Services, Lifting Device
126462 | THC-MCS-LD-164876BW1 | WIRE ROPE CRANE - MONORAIL (insp Liftsafe) | THC-MCS-LD | Lifting Device | Lifting Device |  | LD | http://www.toronto.ca/TWONTO#crane |  | Mechanical Services, Lifting Device
126463 | THC-MCS-LD-164876BW3 | WIRE ROPE CRANE - MONORAIL (insp Liftsafe) | THC-MCS-LD | Lifting Device | Lifting Device |  | LD | http://www.toronto.ca/TWONTO#crane |  | Mechanical Services, Lifting Device
126476 | THC-MCS-LD-CW01205 | WIRE ROPE CRANE - MONORAIL (insp Liftsafe) | THC-MCS-LD | Lifting Device | Lifting Device |  |  | http://www.toronto.ca/TWONTO#crane |  | Mechanical Services, Lifting Device
62608 | THC-MCS-LD-401142 | WIRE ROPE CRANE - MONORAIL+SGUH (insp Liftsafe) | THC-MCS-LD | Lifting Device | Lifting Device |  | LD | http://www.toronto.ca/TWONTO#crane |  | Mechanical Services, Lifting Device
62619 | THC-MCS-LD-CK4448XG | WIRE ROPE CRANE - SGTP (insp Liftsafe) | THC-MCS-LD | Lifting Device | Lifting Device |  |  | http://www.toronto.ca/TWONTO#crane |  | Mechanical Services, Lifting Device
62614 | THC-MCS-LD-65C1123 | WIRE ROPE CRANE - SGTR (insp Liftsafe) | THC-MCS-LD | Lifting Device | Lifting Device |  | LD | http://www.toronto.ca/TWONTO#crane |  | Mechanical Services, Lifting Device
62618 | THC-MCS-LD-CK430XG | WIRE ROPE CRANE - SGTR (insp Liftsafe) | THC-MCS-LD | Lifting Device | Lifting Device |  |  | http://www.toronto.ca/TWONTO#crane |  | Mechanical Services, Lifting Device
62620 | THC-MCS-LD-CK4449XG | WIRE ROPE CRANE - SGTR (insp Liftsafe) | THC-MCS-LD | Lifting Device | Lifting Device |  |  | http://www.toronto.ca/TWONTO#crane |  | Mechanical Services, Lifting Device
62624 | THC-MCS-LD-HLW27185 | WIRE ROPE CRANE - SGTR (insp Liftsafe) | THC-MCS-LD | Lifting Device | Lifting Device |  |  | http://www.toronto.ca/TWONTO#crane |  | Mechanical Services, Lifting Device
62558 | THC-MCS-LD-10906950 | WIRE ROPE CRANE - SGUH (insp Liftsafe) | THC-MCS-LD | Lifting Device | Lifting Device |  | LD | http://www.toronto.ca/TWONTO#crane |  | Mechanical Services, Lifting Device
62615 | THC-MCS-LD-790208 | WIRE ROPE CRANE - SGUH (insp Liftsafe) | THC-MCS-LD | Lifting Device | Lifting Device |  | LD | http://www.toronto.ca/TWONTO#crane |  | Mechanical Services, Lifting Device
93456 | FHO-MCS-LD-0110 | Wire Rope Slings | FHO-MCS-LD | Lifting Device,Sling | Lifting Device |  | LD | http://www.toronto.ca/TWONTO#collection_of_assets |  | Lifting Devices & Elevators
9800 | DRN18393 | Drains, Floor, Pelletizer Bldg | TAB-SLD-STRC |  | Plumbing |  |  | http://www.toronto.ca/TWONTO#drain |  | Pelletizer Bldg - Building Services, Drains, Electrical Service(110/220V), Lighting, Plumbing
9801 | DRN18403 | Drains, Floor, Truck Loading Facility | TAB-SLO-STRC-TLF |  | Plumbing |  |  | http://www.toronto.ca/TWONTO#drain |  | Truck Loading Facility - Drains, Electrical Service(110/220V), Lighting, Plumbing
9802 | DRN18409 | Drains, Floor, Biosolids Silo Bldg | TAB-SLO-STRC-BS |  | Plumbing |  |  | http://www.toronto.ca/TWONTO#drain |  | Biosolids Silo Bldg - Drains, Electrical Service(110/220V), Lighting, Plumbing
9803 | DRN18411 | Drains, Floor, Old Biosolids Bldg | TAB-SLO-STRC-OBS |  | Plumbing |  |  | http://www.toronto.ca/TWONTO#drain |  | Old Biosolids Bldg - Drains, Electrical Service(110/220V), Lighting, Plumbing
9804 | DRN18422 | Drains, Floor, Boiler Rms/Z Bldg | TAB-WA6 |  | Plumbing |  |  | http://www.toronto.ca/TWONTO#drain |  | Common to Projects, Bldg. Services, Z Building
9809 | DRN18541 | Drains, Floor, Seawall Substation | TAB-ELS-STRC-SW |  | Plumbing |  |  | http://www.toronto.ca/TWONTO#drain |  | Seawall Substation
9810 | DRN18542 | Drains, Floor, South Substation | TAB-ELS-STRC-S |  | Plumbing |  |  | http://www.toronto.ca/TWONTO#drain |  | South Substation
76595 | THR-PLQ-AER | Aeration, Work Area 4 | THR-PLQ-WA4 |  | Plumbing |  |  | plumbing |  | Plumbing, Work Area 4
24287 | FHO-MCS-BFP-0101 | Backflow Preventer, RW Pump | FHO-MCS-PWA | Valve,Backflow Preventer,Reduced Pressure | Plumbing | 32077 | BFP | http://www.toronto.ca/TWONTO#backflow_preventer |  | Service Water & Backflow Prevention
20772 | FHO-AUX-TPD-1512 | Trap Prime Device, Ozone Building, S2, Ozone Pipe Gallery No.2 | FHO-AUX |  | Plumbing |  | TPD | http://www.toronto.ca/TWONTO#trap_priming_device |  | Lab/Portable Testing Instruments
21682 | FHO-DOZ-TPD-1501 | Trap Prime Device, S5 East Filter Water Channel, West Wall | FHO-DOZ |  | Plumbing |  | TPD | http://www.toronto.ca/TWONTO#trap_priming_device |  | Ozonation System
21683 | FHO-DOZ-TPD-1506 | Trap Prime Device, Ozone Building, S2, Ozone Pipe Gallery No.2 | FHO-DOZ |  | Plumbing |  | TPD | http://www.toronto.ca/TWONTO#trap_priming_device |  | Ozonation System
21684 | FHO-DOZ-TPD-1508 | Trap Prime Device, Ozone Building, S1, Observation Platform No. 1, North Wall | FHO-DOZ |  | Plumbing |  | TPD | http://www.toronto.ca/TWONTO#trap_priming_device |  | Ozonation System
21685 | FHO-DOZ-TPD-1509 | Trap Prime Device, Ozone Building, S1, Observation Platform No. 2 | FHO-DOZ |  | Plumbing |  | TPD | http://www.toronto.ca/TWONTO#trap_priming_device |  | Ozonation System
21686 | FHO-DOZ-TPD-1511 | Trap Prime Device, Ozone Building, L1, Gate Room | FHO-DOZ |  | Plumbing |  | TPD | http://www.toronto.ca/TWONTO#trap_priming_device |  | Ozonation System
21687 | FHO-DOZ-TPD-1513 | Trap Prime Device, Ozone Building, S2, Sample Area No.4 | FHO-DOZ |  | Plumbing |  | TPD | http://www.toronto.ca/TWONTO#trap_priming_device |  | Ozonation System
21688 | FHO-DOZ-TPD-1601 | Trap Prime Device, Ozone Building, S2, Standby Power Building, Janitor Room | FHO-DOZ |  | Plumbing |  | TPD | http://www.toronto.ca/TWONTO#trap_priming_device |  | Ozonation System
24288 | FHO-MCS-BFP-0101 | Backflow Preventer, RW Pump | FHO-OBSOLETE | Valve,Backflow Preventer,Reduced Pressure | Plumbing | 32077 | BFP | http://www.toronto.ca/TWONTO#backflow_preventer |  | Removed From Service
118819 | TAB-STR-PLQ-0201 | Blower Bldg- Plumbing | TAB-STR-STRC | Building Service,Domestic Plumbing | Plumbing |  | PLQ | plumbing |  | Blower Bldg Services - Drains, Electrical Service(110/220V), Lighting, Plumbing
29524 | FIS-GRK-MEQ-0101 | Building Maintenance | FIS-GRK-0001 | Building Service,Structure | Plumbing |  | MEQ | activity |  | FIS, Building Maintenance
29525 | FIS-GRK-MEQ-0101 | Building Maintenance | FIS-GRK-STRC-0001 | Building Service,Structure | Plumbing |  | MEQ | activity |  | Walls,Ceilings,Roofs, Floors, Plumbing & Doors
76596 | THR-PLQ-EPS | Effluent Pumping Station, Work Area 4 | THR-PLQ-WA4 |  | Plumbing |  |  | plumbing |  | Plumbing, Work Area 4
137090 | THR-PLQ-FT | Final Tanks, Work Area 4 | THR-PLQ-WA4 |  | Plumbing |  |  | plumbing |  | Plumbing, Work Area 4
40906 | TAB-ACC-MEQ-6501 | High Pressure Hot Water cleaning system, Mechanical Room No. 1, Screen Bldg., P Bldg. | TAB-PLT-PLQ-P | Building Service,Floor Drain | Plumbing |  | MEQ | http://www.toronto.ca/TWONTO#power_washer |  | Plumbing, General, P Bldg Prelim Treatment
17558 | FHA-GRK-IRG-0201 | Lawn Sprinkler | FHA-GRK-PRTY-0002 | Irrigation System,Automated | Plumbing |  | IRG | sprinkler |  | Grounds Maintenance
93453 | FHO-MCS-FTN-EX | Lobby Fountain External | FHO-MCS-PWA |  | Plumbing |  |  | http://www.toronto.ca/TWONTO#foundation_of_building_or_structure |  | Service Water & Backflow Prevention
93454 | FHO-MCS-FTN-IN | Lobby Fountain Interior | FHO-MCS-PWA |  | Plumbing |  |  | http://www.toronto.ca/TWONTO#foundation_of_building_or_structure |  | Service Water & Backflow Prevention
38281 | PA50303 | Paging/Intercom System, North Substation | TAB-ELS-STRC-N |  | Plumbing |  |  | http://www.toronto.ca/TWONTO#public_annoucement_speaker |  | North Substation, Sump Pump
38282 | PA50304 | Paging/Intercom System, Seawall Substation | TAB-ELS-STRC-SW |  | Plumbing |  |  | http://www.toronto.ca/TWONTO#public_annoucement_speaker |  | Seawall Substation
105178 | PA50305 | Paging/Intercom System, South Substation | TAB-ELS-STRC-S |  | Plumbing |  |  | http://www.toronto.ca/TWONTO#public_annoucement_speaker |  | South Substation
61961 | THC-GRK-PLQ-0001 | Plumbing | THC-GRK-PRTY-0001 | Building Service,Domestic Plumbing | Plumbing |  | PLQ | plumbing |  | Grounds and Property - THC
78748 | FHA-PLQ-53793 | Plumbing | FHA-GRK-PRTY-1000 | Building Service,Domestic Plumbing | Plumbing |  | PLQ | plumbing |  | CMS Work Orders
125966 | THC-GRK-PLQ-0001 | Plumbing | THC-GRK-MAINT | Building Service,Domestic Plumbing | Plumbing |  | PLQ | plumbing |  | Building Maintenance
13624 | FCL-GRK-PLQ-0001 | Plumbing Equipment | FCL-GRK |  | Plumbing |  | PLQ | plumbing |  | Buildings and Grounds
126507 | THC-MCS-PQL-K | Plumbing Equipment, Building K | THC-GRK-ELS-K |  | Plumbing | 35557 |  | plumbing |  | Building K
40322 | DRN18371 | Drains, Floor, Auxiliary Bldg | TAB-AUX-STRC |  | Plumbing |  |  | http://www.toronto.ca/TWONTO#drain |  | Auxiliary Building - Drains, Electrical Service(110/220V), Lighting, Plumbing
40905 | TAB-ACC-MEQ-6405 | Mechanical Equipment, Electronic Trap Priming Device, Pump Room, Grit Bldg., P Bldg. | TAB-PLT-PLQ-P | Building Service,Floor Drain | Plumbing |  | MEQ | http://www.toronto.ca/TWONTO#trap_priming_device |  | Plumbing, General, P Bldg Prelim Treatment
126508 | THC-MCS-PQL-K | Plumbing Equipment, Building K | THC-SUSPENDED |  | Plumbing | 35557 |  | plumbing |  | Suspended entity
40907 | TAB-ACC-MEQ-6508 | Mechanical Equipment, Electronic Trap Priming, Pump Room, Screen Bldg., P Bldg. | TAB-PLT-PLQ-P | Building Service,Floor Drain | Plumbing |  | MEQ | http://www.toronto.ca/TWONTO#trap_priming_device |  | Plumbing, General, P Bldg Prelim Treatment
40908 | TAB-ACC-MEQ-6509 | Mechanical Equipment, Electronic Trap Priming, Mechanical Room No. 3, Screen Bldg., P Bldg. | TAB-PLT-PLQ-P | Building Service,Floor Drain | Plumbing |  | MEQ | http://www.toronto.ca/TWONTO#trap_priming_device |  | Plumbing, General, P Bldg Prelim Treatment
40909 | TAB-ACC-MEQ-6513 | Mechanical Equipment, Electronic Trap Priming, Blower Room, Screen Bldg., P Bldg. | TAB-PLT-PLQ-P | Building Service,Floor Drain | Plumbing |  | MEQ | http://www.toronto.ca/TWONTO#trap_priming_device |  | Plumbing, General, P Bldg Prelim Treatment
41865 | DRN18530 | Drains, Floor WA2 | TAB-PWA-ELS |  | Plumbing |  |  | http://www.toronto.ca/TWONTO#drain |  | Plant Water - Electrical System
41866 | DRN18540 | Drains, Floor, North Substation | TAB-ELS-STRC-N |  | Plumbing |  |  | http://www.toronto.ca/TWONTO#drain |  | North Substation, Sump Pump
54484 | TAB-STR-PLQ-AG | Plumbing, General, Aeration Gallery | TAB-STR-STRC-AG |  | Plumbing |  |  | plumbing |  | Aeration Gallery - Safety, Drains, Plumbing & PA System
118820 | TAB-STR-PLQ-AT | Plumbing, General, Aeration Tanks | TAB-STR-STRC-AT |  | Plumbing |  |  | plumbing |  | Aeration Tanks - Safety, Drains, Plumbing & PA System
50771 | TAB-PRM-DRN-OPS | Drains, Floor, Old PS | TAB-PRM-STRC--OPS | Building Service,Floor Drain | Plumbing |  |  | http://www.toronto.ca/TWONTO#drain |  | Old PS Building - Drains, Plumbing, Walls
50772 | TAB-PRM-DRN-P | Drains, Floor, P Bldg | TAB-PRM-STRC-P | Building Service,Floor Drain | Plumbing |  |  | http://www.toronto.ca/TWONTO#drain |  | P Building - Drains, Plumbing, Walls
38319 | PLQ18374 | Plumbing, General, Auxiliary Bldg | TAB-AUX-STRC |  | Plumbing |  |  | plumbing |  | Auxiliary Building - Drains, Electrical Service(110/220V), Lighting, Plumbing
52733 | TAB-RSP-DRN-T | Drains, Floor, T Bldg | TAB-RSP-STRC-T | Building Service,Floor Drain | Plumbing |  |  | http://www.toronto.ca/TWONTO#drain |  | T Building - Safety Equipment,Wall, Ceiling & Floor
38322 | PLQ18416 | Plumbing, General, Biosolids Silo Bldg | TAB-SLO-STRC-BS |  | Plumbing |  |  | plumbing |  | Biosolids Silo Bldg - Drains, Electrical Service(110/220V), Lighting, Plumbing
38330 | PLQ50749 | Plumbing, General, Boiler Rms/Z Bldg | TAB-WA6 |  | Plumbing |  |  | plumbing |  | Common to Projects, Bldg. Services, Z Building
38327 | PLQ18538 | Plumbing, General, Chlorine Bldg | TAB-DIS-MEQ |  | Plumbing |  |  | plumbing |  | Chlorine - Building Mechanical, Sump Pumps
115548 | TAB-PRM-PLQ-D | Plumbing, General, D Bldg | TAB-PRM-STRC | Building Service,Domestic Plumbing | Plumbing |  |  | plumbing |  | D Building - Safety Equipments,Drains, Plumbing, Walls
114783 | TAB-PLT-PLQ-D | Plumbing, General, D Bldg Prelim Treatment | TAB-PLT-D | Building Service,Domestic Plumbing | Plumbing |  |  | plumbing |  | D Building - Preliminary Treatment
43986 | TAB-DEW-PLQ | Plumbing, General, Dewater Bldg | TAB-DEW-SERVICES | Piping | Plumbing |  |  | plumbing |  | Dewatering Building Service & Safety Systems
38325 | PLQ18489 | Plumbing, General, Digestion Tanks 13-16 | TAB-DIG-STRC-T13-16 |  | Plumbing |  |  | plumbing |  | Digester Tanks 13-16, Drains, Electrical Service(110/220V), Lighting, Plumbing
54204 | TAB-STR-DRN-AG | Drains, Floor, Aeration Gallery | TAB-STR-STRC-AG |  | Plumbing |  |  | http://www.toronto.ca/TWONTO#drain |  | Aeration Gallery - Safety, Drains, Plumbing & PA System
54205 | TAB-STR-DRN-AT | Drains, Floor, Aeration Tanks | TAB-STR-STRC-AT |  | Plumbing |  |  | http://www.toronto.ca/TWONTO#drain |  | Aeration Tanks - Safety, Drains, Plumbing & PA System
38324 | PLQ18486 | Plumbing, General, Digestion Tanks 1-4 | TAB-DIG-STRC-T1-4 |  | Plumbing |  |  | plumbing |  | Digester Tanks 1-4 - Drains, Electrical Service(110/220V), Lighting, Plumbing
58266 | THC-CW-TPD-5801 | Trap Primer Device,Plant Stores | THC-ACC-BLDG B |  | Plumbing |  | TPD | http://www.toronto.ca/TWONTO#trap_priming_device |  | Mechanical Shop (Chlorine) Building HVAC
58267 | THC-CW-TPD-5901 | Trap Primer Device,Disinfection Bldg,Compressor Room | THC-DIS |  | Plumbing |  | TPD | http://www.toronto.ca/TWONTO#trap_priming_device |  | Disinfection (Chlorination) Process
105210 | PLQ18490 | Plumbing, General, Digestion Tanks 19-22 | TAB-DIG-STRC-19-22 |  | Plumbing |  |  | plumbing |  | Digester Tanks 19-22 - Drains, Electrical Service(110/220V), UPS,Lighting, Plumbing
105208 | PLQ18487 | Plumbing, General, Digestion Tanks 5-8 | TAB-DIG-STRC-T5-8 |  | Plumbing |  |  | plumbing |  | Digester Tanks 5-8 - Drains, Electrical Service(110/220V), Lighting, Plumbing
105209 | PLQ18488 | Plumbing, General, Digestion Tanks 9-12 | TAB-DIG-STRC-T9-12 |  | Plumbing |  |  | plumbing |  | Digester Tanks 9-12 - Structure, Drains, Electrical Service(110/220V), Lighting, Plumbing, Grounds
38323 | PLQ18424 | Plumbing, General, Flotation/Z Bldg | TAB-THK-STRC |  | Plumbing |  |  | plumbing |  | THK-STRC
63800 | THC-PLT-TPD-6001 | Trap Priming Device, Electronic, Pipe Gallery, Headworks | THC-ELS-LP-4041A | Piping | Plumbing |  | TPD | http://www.toronto.ca/TWONTO#trap_priming_device |  | Lighting Panel, Blower Room, Headworks
63801 | THC-PLT-TPD-6002 | Trap Priming Device, Electronic, Vortex Grit Pipe Gallery, Headworks | THC-ELS-LP-4042A | Piping | Plumbing |  | TPD | http://www.toronto.ca/TWONTO#trap_priming_device |  | Lighting Panel, Vortex Gallery, Headworks
63802 | THC-PLT-TPD-6003 | Trap Priming Device, Electronic, Pipe Gallery, Headworks | THC-ELS-LP-4041A | Piping | Plumbing |  | TPD | http://www.toronto.ca/TWONTO#trap_priming_device |  | Lighting Panel, Blower Room, Headworks
63803 | THC-PLT-TPD-6005 | Trap Priming Device, Electronic, Washroom, Headworks | THC-ELS-LP-4024A | Piping | Plumbing |  | TPD | http://www.toronto.ca/TWONTO#trap_priming_device |  | Lighting Panel, Electrical Room, Headworks
63804 | THC-PLT-TPD-6006 | Trap Priming Device, Electronic, Mechanical Room 2, Headworks | THC-ELS-LP-4023A | Piping | Plumbing |  | TPD | http://www.toronto.ca/TWONTO#trap_priming_device |  | Lighting Panel, Mechanical Room #2, Headworks
63805 | THC-PLT-TPD-6008 | Trap Priming Device, Electronic, Mechanical Room 1, Headworks | THC-ELS-LP-4024C | Piping | Plumbing |  | TPD | http://www.toronto.ca/TWONTO#trap_priming_device |  | Lighting Panel, Mechanical Room #1, Headworks
63806 | THC-PLT-TPD-6009 | Trap Priming Device, Electronic, Mechanical Room 2, Headworks | THC-ELS-LP-4023A | Piping | Plumbing |  | TPD | http://www.toronto.ca/TWONTO#trap_priming_device |  | Lighting Panel, Mechanical Room #2, Headworks
63807 | THC-PLT-TPD-6010 | Trap Priming Device, Electronic, Mechanical Room 2, Headworks | THC-ELS-LP-4023A | Piping | Plumbing |  | TPD | http://www.toronto.ca/TWONTO#trap_priming_device |  | Lighting Panel, Mechanical Room #2, Headworks
70438 | THR-CW-PLQ-0002 | Plumbing Equipment, Kitchen Sink, Water Taps, Drains | THR-CW | Valve,Gate | Plumbing |  | PLQ | http://www.toronto.ca/TWONTO#drain |  | City Water
117329 | TAB-RSP-PLQ-M | Plumbing, General, M Bldg | TAB-RSP-STRC-M | Building Service,Domestic Plumbing | Plumbing |  |  | plumbing |  | M Building - Safety Equipment,Building Services,Drains, Plumbing
38326 | PLQ18515 | Plumbing, General, Old Admin Bldg | TAB-ADM-STRC |  | Plumbing |  |  | plumbing |  | Old Admin Building - General
105207 | PLQ18417 | Plumbing, General, Old Biosolids Bldg | TAB-SLO-STRC-OBS |  | Plumbing |  |  | plumbing |  | Old Biosolids Bldg - Drains, Electrical Service(110/220V), Lighting, Plumbing
50926 | TAB-PRM-PLQ-OPS | Plumbing, General, Old PS | TAB-PRM-STRC--OPS | Building Service,Domestic Plumbing | Plumbing |  |  | plumbing |  | Old PS Building - Drains, Plumbing, Walls
115549 | TAB-PRM-PLQ-P- | Plumbing, General, P Bldg | TAB-PRM-STRC-P | Building Service,Domestic Plumbing | Plumbing |  |  | plumbing |  | P Building - Drains, Plumbing, Walls
50087 | TAB-PLT-PLQ-P | Plumbing, General, P Bldg Prelim Treatment | TAB-PLT-P | Building Service,Domestic Plumbing | Plumbing |  |  | plumbing |  | P Building - Preliminary Treatment
86856 | WTR-PLW-PLQ-0001 | Drains | WTR-PLW-TRW |  | Plumbing |  | PLQ | http://www.toronto.ca/TWONTO#drain |  | Treated Water (Transmission)
91398 | FHO-DOZ-TPD-1502 | Trap Prime Device, S3, Filter Pipe Gallery, East Wall | FHO-DOZ |  | Plumbing |  | TPD | http://www.toronto.ca/TWONTO#trap_priming_device |  | Ozonation System
91399 | FHO-DOZ-TPD-1503 | Trap Prime Device, Ozone Building, S2, Raw Water Process Room, S/W Corner | FHO-DOZ |  | Plumbing |  | TPD | http://www.toronto.ca/TWONTO#trap_priming_device |  | Ozonation System
91400 | FHO-DOZ-TPD-1504 | Trap Prime Device, Ozone Building, S2, Raw Water Process Room, S/E Corner | FHO-DOZ |  | Plumbing |  | TPD | http://www.toronto.ca/TWONTO#trap_priming_device |  | Ozonation System
91401 | FHO-DOZ-TPD-1505 | Trap Prime Device, Ozone Building, S2, Raw Water Process Room | FHO-DOZ |  | Plumbing |  | TPD | http://www.toronto.ca/TWONTO#trap_priming_device |  | Ozonation System
91402 | FHO-DOZ-TPD-1507 | Trap Prime Device, Ozone Building, S2, Ozone Pipe Gallery No.2, South of Stairway 5 | FHO-DOZ |  | Plumbing |  | TPD | http://www.toronto.ca/TWONTO#trap_priming_device |  | Ozonation System
91403 | FHO-DOZ-TPD-1510 | Trap Prime Device, Ozone Building, L1, Mechanical Room No.1 | FHO-DOZ |  | Plumbing |  | TPD | http://www.toronto.ca/TWONTO#trap_priming_device |  | Ozonation System
91404 | FHO-DOZ-TPD-1514 | Trap Prime Device, Ozone Building, S2, Sample Area No.3 | FHO-DOZ |  | Plumbing |  | TPD | http://www.toronto.ca/TWONTO#trap_priming_device |  | Ozonation System
91405 | FHO-DOZ-TPD-1602 | Trap Prime Device, Standby Power Building, S4, Surge Tank Room, South of Stairway 1 | FHO-DOZ |  | Plumbing |  | TPD | http://www.toronto.ca/TWONTO#trap_priming_device |  | Ozonation System
38320 | PLQ18396 | Plumbing, General, Pelletizer Bldg | TAB-SLD-STRC |  | Plumbing |  |  | plumbing |  | Pelletizer Bldg - Building Services, Drains, Electrical Service(110/220V), Lighting, Plumbing
38328 | PLQ18550 | Plumbing, General, Seawall Substation | TAB-ELS-STRC-SW |  | Plumbing |  |  | plumbing |  | Seawall Substation
118218 | TAB-SLO-PLQ-0001 | Plumbing, General, Silo Bldg. | TAB-SLO-SILO | Building Service,Domestic Plumbing | Plumbing |  | PLQ | plumbing |  | Sludge Transfer & Silos
38329 | PLQ18551 | Plumbing, General, South Substation | TAB-ELS-STRC-S |  | Plumbing |  |  | plumbing |  | South Substation
52924 | TAB-RSP-PLQ-T | Plumbing, General, T Bldg | TAB-RSP-STRC-T | Building Service,Domestic Plumbing | Plumbing |  |  | plumbing |  | T Building - Safety Equipment,Wall, Ceiling & Floor
38321 | PLQ18406 | Plumbing, General, Truck Loading Facility | TAB-SLO-STRC-TLF |  | Plumbing |  |  | plumbing |  | Truck Loading Facility - Drains, Electrical Service(110/220V), Lighting, Plumbing
79448 | THR-THK-PLQ1 | Plumbing, Thickening, Work Area 1 | THR-GRK-GQ-WA1 |  | Plumbing |  |  | plumbing |  | Building & Grounds Equipment, Work Area 1
107177 | TAB-ACC-MEQ-6402 | Mechanical Equipment, Electronic Trap Priming Device, Mech Room No. 5, Old Screen Bldg., P Bldg. | TAB-PLT-PLQ-P | Building Service,Floor Drain | Plumbing |  | MEQ | http://www.toronto.ca/TWONTO#trap_priming_device |  | Plumbing, General, P Bldg Prelim Treatment
107178 | TAB-ACC-MEQ-6403 | Mechanical Equipment, Electronic Trap Priming Device, Mech Room No. 5, Old Screen Bldg., P Bldg. | TAB-PLT-PLQ-P | Building Service,Floor Drain | Plumbing |  | MEQ | http://www.toronto.ca/TWONTO#trap_priming_device |  | Plumbing, General, P Bldg Prelim Treatment
107179 | TAB-ACC-MEQ-6404 | Mechanical Equipment, Electronic Trap Priming Device, Mech Room No. 5, Old Screen Bldg., P Bldg. | TAB-PLT-PLQ-P | Building Service,Floor Drain | Plumbing |  | MEQ | http://www.toronto.ca/TWONTO#trap_priming_device |  | Plumbing, General, P Bldg Prelim Treatment
107180 | TAB-ACC-MEQ-6502 | Mechanical Equipment, Electronic Trap Priming, WashRoom, Screen Bldg., P Bldg. | TAB-PLT-PLQ-P | Building Service,Floor Drain | Plumbing |  | MEQ | http://www.toronto.ca/TWONTO#trap_priming_device |  | Plumbing, General, P Bldg Prelim Treatment
107181 | TAB-ACC-MEQ-6503 | Mechanical Equipment, Electronic Trap Priming, WashRoom, Screen Bldg., P Bldg. | TAB-PLT-PLQ-P | Building Service,Floor Drain | Plumbing |  | MEQ | http://www.toronto.ca/TWONTO#trap_priming_device |  | Plumbing, General, P Bldg Prelim Treatment
107182 | TAB-ACC-MEQ-6504 | Mechanical Equipment, Electronic Trap Priming, Mechanical Room No. 1, Screen Bldg., P Bldg. | TAB-PLT-PLQ-P | Building Service,Floor Drain | Plumbing |  | MEQ | http://www.toronto.ca/TWONTO#trap_priming_device |  | Plumbing, General, P Bldg Prelim Treatment
107183 | TAB-ACC-MEQ-6505 | Mechanical Equipment, Electronic Trap Priming, Mechanical Room No. 2, Screen Bldg., P Bldg. | TAB-PLT-PLQ-P | Building Service,Floor Drain | Plumbing |  | MEQ | http://www.toronto.ca/TWONTO#trap_priming_device |  | Plumbing, General, P Bldg Prelim Treatment
107184 | TAB-ACC-MEQ-6506 | Mechanical Equipment, Electronic Trap Priming, Mechanical Room No. 2, Screen Bldg., P Bldg. | TAB-PLT-PLQ-P | Building Service,Floor Drain | Plumbing |  | MEQ | http://www.toronto.ca/TWONTO#trap_priming_device |  | Plumbing, General, P Bldg Prelim Treatment
107185 | TAB-ACC-MEQ-6507 | Mechanical Equipment, Electronic Trap Priming, Mechanical Room No. 2, Screen Bldg., P Bldg. | TAB-PLT-PLQ-P | Building Service,Floor Drain | Plumbing |  | MEQ | http://www.toronto.ca/TWONTO#trap_priming_device |  | Plumbing, General, P Bldg Prelim Treatment
107186 | TAB-ACC-MEQ-6510 | Mechanical Equipment, Electronic Trap Priming, Mechanical Room No. 3, Screen Bldg., P Bldg. | TAB-PLT-PLQ-P | Building Service,Floor Drain | Plumbing |  | MEQ | http://www.toronto.ca/TWONTO#trap_priming_device |  | Plumbing, General, P Bldg Prelim Treatment
107187 | TAB-ACC-MEQ-6511 | Mech. Equipment, Electronic Trap Priming Device, Workshop Janitors closet, Screen Bldg., P Bldg. | TAB-PLT-PLQ-P | Building Service,Floor Drain | Plumbing |  | MEQ | http://www.toronto.ca/TWONTO#trap_priming_device |  | Plumbing, General, P Bldg Prelim Treatment
107188 | TAB-ACC-MEQ-6512 | Mech. Equipment, Electronic Trap Priming Device, Workshop Janitors closet, Screen Bldg., P Bldg. | TAB-PLT-PLQ-P | Building Service,Floor Drain | Plumbing |  | MEQ | http://www.toronto.ca/TWONTO#trap_priming_device |  | Plumbing, General, P Bldg Prelim Treatment
79449 | THR-THK-PLQ1 | Plumbing, Thickening, Work Area 1 | THR-THK-GRK1 |  | Plumbing |  |  | plumbing |  | Thickening, Ground & Structural
115392 | TAB-PRM-DRN-D | Drains, Floor, D Bldg | TAB-PRM-STRC | Building Service,Floor Drain | Plumbing |  |  | http://www.toronto.ca/TWONTO#drain |  | D Building - Safety Equipments,Drains, Plumbing, Walls
76597 | THR-PLQ-RSPS | Returns Sludge Pumping Station, Work Area 4 | THR-PLQ-WA4 |  | Plumbing |  |  | plumbing |  | Plumbing, Work Area 4
53665 | TAB-SES-SQ-0092 | Safety Equipment, Emergency Eye Wash Station, | TAB-PLT-SQ | Safety,Eye wash | Plumbing |  | SQ | http://www.toronto.ca/TWONTO#emergency_eyewash |  | P Building - Safety Equipment
117171 | TAB-RSP-DRN-M | Drains, Floor, M Bldg | TAB-RSP-STRC-M | Building Service,Floor Drain | Plumbing |  |  | http://www.toronto.ca/TWONTO#drain |  | M Building - Safety Equipment,Building Services,Drains, Plumbing
53668 | TAB-SES-SQ-0096 | Safety Equipment, Emergency Eye Wash Station, CEPT, Grit Bldg., P Bldg. | TAB-PLT-SQ | Safety | Plumbing |  | SQ | http://www.toronto.ca/TWONTO#emergency_eyewash |  | P Building - Safety Equipment
118038 | TAB-SES-SQ-0095 | Safety Equipment, Emergency Eye Wash Station, chemical Room, Grit Bldg. P Bldg. | TAB-PLT-SQ | Safety | Plumbing |  | SQ | http://www.toronto.ca/TWONTO#emergency_eyewash |  | P Building - Safety Equipment
53667 | TAB-SES-SQ-0094 | Safety Equipment, Emergency Eye Wash Station, Existing Primary Tank Operating Gallery, Eeast Side | TAB-PLT-SQ | Safety | Plumbing |  | SQ | http://www.toronto.ca/TWONTO#emergency_eyewash |  | P Building - Safety Equipment
53666 | TAB-SES-SQ-0093 | Safety Equipment, Emergency Eye Wash Station, Existing Primary Tank Operating Gallery, Wwest Side | TAB-PLT-SQ | Safety | Plumbing |  | SQ | http://www.toronto.ca/TWONTO#emergency_eyewash |  | P Building - Safety Equipment
53670 | TAB-SES-SQ-0098 | Safety Equipment, Emergency Eye Wash Station, maintenance Workshop, Screen Bldg., P Bldg. | TAB-PLT-SQ | Safety | Plumbing |  | SQ | http://www.toronto.ca/TWONTO#emergency_eyewash |  | P Building - Safety Equipment
53669 | TAB-SES-SQ-0097 | Safety Equipment, Emergency Eye Wash Station, Polymer Room, Old Screen Bldg., P Bldg. | TAB-PLT-SQ | Safety | Plumbing |  | SQ | http://www.toronto.ca/TWONTO#emergency_eyewash |  | P Building - Safety Equipment
118035 | TAB-SES-SQ-0085 | Safety Equipment, Eyewash & Shower, Operating Gallery West End, P Bldg. | TAB-PLT-SQ | Safety | Plumbing |  | SQ | http://www.toronto.ca/TWONTO#emergency_eyewash_and_shower |  | P Building - Safety Equipment
122370 | THC-CW-STR-6001 | Strainer, Flow Meter FIT-6000 Inlet, City Water, Lower Level 2, Headworks | THC-CW-FIT-6000 | Filter | Plumbing |  | STR | http://www.toronto.ca/TWONTO#strainer |  | Meter, Flow, Magnetic, City Water, Plant Services, Headworks
126919 | THC-OCS-STR-6046 | Strainer, Pump P-6040 Suction, Humidifier, Headworks Odour Control | THC-OCS-P-6040 | Filter | Plumbing |  | STR | http://www.toronto.ca/TWONTO#strainer |  | Pump, Recirculation, Humidification, Headworks, Biofilter, Headworks Odour Control
126920 | THC-OCS-STR-6056 | Strainer, Pump P-6050 Suction, Humidifier, Headworks Odour Control | THC-OCS-P-6050 | Filter | Plumbing |  | STR | http://www.toronto.ca/TWONTO#strainer |  | Pump, Recirculation, Humidification, Headworks, Biofilter, Headworks Odour Control
63263 | THC-OCS-STR-0116 | Strainer, Pump Suction Line, Humidification Pump #3, Phase I/IV Odour Control | THC-OCS-P-0110 | Strainer,Self Cleaning Motorized | Plumbing |  | STR | http://www.toronto.ca/TWONTO#strainer |  | Pump, #3, Humidification Chamber #1, Phase I/IV Odour Control
126913 | THC-OCS-STR-0126 | Strainer, Pump Suction Line, Humidification Pump #4, Phase I/IV Odour Control | THC-OCS-P-0120 | Strainer,Self Cleaning Motorized | Plumbing |  | STR | http://www.toronto.ca/TWONTO#strainer |  | Pump, #4, Humidification Chamber #1, Phase I/IV Odour Control
63264 | THC-OCS-STR-0416 | Strainer, Pump Suction Line, Humidification Pump #5, Phase I/IV Odour Control | THC-OCS-P-0410 | Strainer,Self Cleaning Motorized | Plumbing |  | STR | http://www.toronto.ca/TWONTO#strainer |  | Pump, #5, Humidification, Phase I/IV Odour Control
126914 | THC-OCS-STR-0416 | Strainer, Pump Suction Line, Humidification Pump #5, Phase I/IV Odour Control | THC-OCS-P-0420 | Strainer,Self Cleaning Motorized | Plumbing |  | STR | http://www.toronto.ca/TWONTO#strainer |  | Pump, #6, Humidification, Phase I/IV Odour Control
126915 | THC-OCS-STR-0426 | Strainer, Pump Suction Line, Humidification Pump #6, Phase I/IV Odour Control | THC-OCS-P-0420 | Strainer,Self Cleaning Motorized | Plumbing |  | STR | http://www.toronto.ca/TWONTO#strainer |  | Pump, #6, Humidification, Phase I/IV Odour Control
126916 | THC-OCS-STR-1021 | Strainer,Humidification Pump P-1020,Odour Control System,Thickening Building | THC-OCS-P-1020 | Filter | Plumbing |  | STR | http://www.toronto.ca/TWONTO#strainer |  | Pump,Centrifugal,Recirculation,Humidifier HU-1000,Odour Control System,Thickening Building
63265 | THC-OCS-STR-1031 | Strainer,Humidification Pump P-1030,Odour Control System,Thickening Building | THC-OCS-P-1030 | Filter | Plumbing |  | STR | http://www.toronto.ca/TWONTO#strainer |  | Pump,Centrifugal,Recirculation,Humidifier HU-1000,Odour Control System,Thickening Building
126917 | THC-OCS-STR-2021 | Strainer,Humidification Pump P-2020,Odour Control System,Sludge Storage Building | THC-OCS-P-2020 | Filter | Plumbing |  | STR | http://www.toronto.ca/TWONTO#strainer |  | Pump,Centrifugal,Recirculation,Humidifier HU-2000,Odour Control System,Sludge Storage Building
127271 | THC-PLT-TPD-6004 | Trap Priming Device, Electronic, Control Room, Headworks | THC-ELS-LP-4024A | Piping | Plumbing |  | TPD | http://www.toronto.ca/TWONTO#trap_priming_device |  | Lighting Panel, Electrical Room, Headworks
127272 | THC-PLT-TPD-6007 | Trap Priming Device, Electronic, Storage Room, Headworks | THC-ELS-LP-4043A | Piping | Plumbing |  | TPD | http://www.toronto.ca/TWONTO#trap_priming_device |  | Lighting Panel, Storage Room, Headworks
131894 | THR-CW-PLQ-0001 | Plumbing Equipment, Shower, Toilet, Urinals, Drains | THR-CW | Valve,Gate | Plumbing |  | PLQ | http://www.toronto.ca/TWONTO#drain |  | City Water
136464 | THR-GRK-DRN-WA1 | Drains, Floor, Work Area 1 | THR-GRK-WA1 |  | Plumbing |  |  | http://www.toronto.ca/TWONTO#drain |  | Building & Grounds Work Area 1
126918 | THC-OCS-STR-2031 | Strainer,Humidification Pump P-2030,Odour Control System,Sludge Storage Building | THC-OCS-P-2030 | Filter | Plumbing |  | STR | http://www.toronto.ca/TWONTO#strainer |  | Pump,Centrifugal,Recirculation,Humidifier,Odour Control System,Sludge Storage Building
145138 | WTR-PLW-PLQ-0002 | Drains | WTR-PLW-TRW |  | Plumbing |  | PLQ | http://www.toronto.ca/TWONTO#drain |  | Treated Water (Transmission)
50009 | TAB-PLT-MEQ-0123 | Grit Hopper 1 Hood Opening Mechanism | TAB-PLT-T-0121 | Actuator,Pneumatic,Cylinder | Pneumatic System |  | MEQ | http://www.toronto.ca/TWONTO#damper_actuator |  | Grit Hopper #1
63537 | THC-PLT-CP-0702 | Panel, Control, Pneumatic Valves, Conveyor Discharge, Screen Room, Screenings Conveyance | THC-PLT-CV-0710 | Control Panel,Operator | Pneumatic System |  | CP | http://www.toronto.ca/TWONTO#pneumatic_control_system |  | Conveyor, Screw, Screen Room, Screenings Conveyance
63538 | THC-PLT-CP-0904 | Panel, Control, Pneumatic Valves, Grit Pumping System, Screenings and Grit Conveyance | THC-PLT-P-0980 | Control Panel,Operator | Pneumatic System |  | CP | http://www.toronto.ca/TWONTO#pneumatic_control_system |  | Pump, Grit Slurry, Vortex Grit Pipe Gallery, Grit Removal
63540 | THC-PLT-CP-1101 | Panel, Control, Pneumatic Valves, Conveyor Discharge, Conveyor Area, Screenings and Grit Conveyance | THC-PLT-CV-1100 | Control Panel,Operator | Pneumatic System |  | CP | http://www.toronto.ca/TWONTO#pneumatic_control_system |  | Conveyor, Screw, Conveyor, Screenings and Grit Conveyance
63541 | THC-PLT-CP-1221 | Panel, Control, Pneumatic Valves, Conveyor Discharge, Conveyor Area, Screenings and Grit Conveyance | THC-PLT-CV-1220 | Control Panel,Operator | Pneumatic System |  | CP | http://www.toronto.ca/TWONTO#pneumatic_control_system |  | Conveyor, Screw, Conveyor, Truck Loading, Screenings and Grit Conveyance
114408 | TAB-PLT-DM-0212 | Hood Opening Mechanism, Grit Tank 2 | TAB-PLT-T-0201 | Actuator,Pneumatic,Cylinder | Pneumatic System |  | DM | http://www.toronto.ca/TWONTO#damper_actuator |  | Tank, Grit Channel #2
127044 | THC-PLT-CP-0701 | Panel, Control, Pneumatic Valves, Conveyor Discharge, Screen Room, Screenings Conveyance | THC-PLT-CV-0710 | Control Panel,Operator | Pneumatic System |  | CP | http://www.toronto.ca/TWONTO#pneumatic_control_system |  | Conveyor, Screw, Screen Room, Screenings Conveyance
127045 | THC-PLT-CP-0801 | Panel, Control, Pneumatic Valves, Conveyor Discharge, Conveyor Area, Screenings Conveyance | THC-PLT-CV-0830 | Control Panel,Operator | Pneumatic System |  | CP | http://www.toronto.ca/TWONTO#pneumatic_control_system |  | Conveyor, Screw, Screen Room, Screenings Conveyance
127046 | THC-PLT-CP-0901 | Panel, Control, Pneumatic Valves, Grit Pumping System, Screenings and Grit Conveyance | THC-PLT-P-0920 | Control Panel,Operator | Pneumatic System |  | CP | http://www.toronto.ca/TWONTO#pneumatic_control_system |  | Pump, Grit Slurry, Vortex Grit Pipe Gallery, Grit Removal
127047 | THC-PLT-CP-0902 | Panel, Control, Pneumatic Valves, Grit Pumping System, Screenings and Grit Conveyance | THC-PLT-P-0940 | Control Panel,Operator | Pneumatic System |  | CP | http://www.toronto.ca/TWONTO#pneumatic_control_system |  | Pump, Grit Slurry, Vortex Grit Pipe Gallery, Grit Removal
127048 | THC-PLT-CP-0903 | Panel, Control, Pneumatic Valves, Grit Pumping System, Screenings and Grit Conveyance | THC-PLT-P-0960 | Control Panel,Operator | Pneumatic System |  | CP | http://www.toronto.ca/TWONTO#pneumatic_control_system |  | Pump, Grit Slurry, Vortex Grit Pipe Gallery, Grit Removal
127050 | THC-PLT-CP-1121 | Panel, Control, Pneumatic Valves, Conveyor Discharge, Conveyor Area, Screenings and Grit Conveyance | THC-PLT-CV-1120 | Control Panel,Operator | Pneumatic System |  | CP | http://www.toronto.ca/TWONTO#pneumatic_control_system |  | Conveyor, Screw, Conveyor, Truck Loading, Screenings and Grit Conveyance
128151 | THC-PWA-CP-1001 | Panel, Control, Pneumatic Valves, Headworks, Pipe Gallery | THC-PWA-STR-1010 | Control Panel,Operator | Pneumatic System |  | CP | http://www.toronto.ca/TWONTO#pneumatic_control_system |  | Filter, Plant Water, Plant Water System
48081 | TAB-EL3-WR-6103B | Welding Receptacle, Plant Water Substation | TAB-EL3-MCC-6103 | Welding Equipment | Power Supply Unit |  | WR | http://www.toronto.ca/TWONTO#welding_receptacle |  | Motor Control Unit, PWPS 600V
85199 | WTR-PEL-PSU-1002 | Power Supply, 125VDC, LB-0104, Generator Building, Electrical Room | WTR-PEL-LB-0104 |  | Power Supply Unit |  | PSU | power_supply |  | Load Break Switch, Feed 1, Generator Switchgear, Generator Building, Electrical Room
85200 | WTR-PEL-PSU-1003 | Power Supply, 125VDC, LB-0204, Generator Building, Electrical Room | WTR-PEL-LB-0204 | UPS | Power Supply Unit |  | PSU | power_supply |  | Load Break Switch, Feed 2, Generator Switchgear, Generator Building, Electrical Room
85201 | WTR-PEL-PSU-1007 | Power Supply, 125VDC, Battery Charger BAT-1021, Generator Building, Electrical Room | WTR-PEL-BAT-1021 |  | Power Supply Unit |  | PSU | power_supply |  | Battery Charger, Power 125VDC, Generator Building, Generator Room
143710 | WTR-PEL-PSU-1001 | Power Supply, 125VDC, LB-0002, Generator Building, Electrical Room | WTR-PEL-LB-0002 |  | Power Supply Unit |  | PSU | power_supply |  | Load Break Switch, Bus-1002, Generator Switchgear, Generator Building, Electrical Room
143711 | WTR-PEL-PSU-1004 | Power Supply, 24VDC, Redundancy Module IN1, Generator Building, Electrical Room | WTR-PEL-PSU-1006 |  | Power Supply Unit |  | PSU | power_supply |  | Power Supply, 125VDC, Battery Charger BAT-1011, Generator Building, Electrical Room
143712 | WTR-PEL-PSU-1005 | Power Supply, 24VDC, Redundancy Module IN2, Generator Building, Electrical Room | WTR-PEL-PSU-1007 |  | Power Supply Unit |  | PSU | power_supply |  | Power Supply, 125VDC, Battery Charger BAT-1021, Generator Building, Electrical Room
143713 | WTR-PEL-PSU-1006 | Power Supply, 125VDC, Battery Charger BAT-1011, Generator Building, Electrical Room | WTR-PEL-BAT-1011 |  | Power Supply Unit |  | PSU | power_supply |  | Battery Charger, Power 125VDC, Generator Building, Generator Room
143714 | WTR-PEL-PSU-1100 | Power Supply, 125VDC, Generator 1100, Generator Building, Electrical Room | WTR-PEL-GEN-1100 |  | Power Supply Unit |  | PSU | power_supply |  | Generator, Electrical, Generator Building, Generator Room
143715 | WTR-PEL-PSU-1200 | Power Supply, 125VDC, Generator 1200, Generator Building, Electrical Room | WTR-PEL-GEN-1200 |  | Power Supply Unit |  | PSU | power_supply |  | Generator, Electrical, Generator Building, Generator Room
143716 | WTR-PEL-PSU-1300 | Power Supply, 125VDC, Generator 1300, Generator Building, Electrical Room | WTR-PEL-GEN-1300 |  | Power Supply Unit |  | PSU | power_supply |  | Generator, Electrical, Generator Building, Generator Room
24312 | FHO-MCS-LD-0118-SU | Manual Chain Hoist | FHO-OBSOLETE | Lifting Device,Hoist,Manual | Rigging Equipment |  | LD | http://www.toronto.ca/TWONTO#lifting_equipment_hoist |  | Removed From Service
24316 | FHO-MCS-LD-0212 | Coffing Hoist Trolley | FHO-MCS-LD | Lifting Device,Hoist,Manual | Rigging Equipment |  | LD | http://www.toronto.ca/TWONTO#lifting_equipment_hoist |  | Lifting Devices & Elevators
24317 | FHO-MCS-LD-0213 | CM Hoist Trolley | FHO-MCS-LD | Lifting Device,Hoist,Manual | Rigging Equipment |  | LD | http://www.toronto.ca/TWONTO#lifting_equipment_hoist |  | Lifting Devices & Elevators
24321 | FHO-MCS-LD-0218 | CM Hoist Trolley | FHO-MCS-LD | Lifting Device,Hoist,Manual | Rigging Equipment |  | LD | http://www.toronto.ca/TWONTO#lifting_equipment_hoist |  | Lifting Devices & Elevators
24322 | FHO-MCS-LD-0219 | CM Puller (Come Along) | FHO-MCS-LD | Lifting Device,Hoist,Manual | Rigging Equipment |  | LD | winch |  | Lifting Devices & Elevators
24323 | FHO-MCS-LD-0219-SU | Yale Puller (Come Along) | FHO-MCS-LD | Lifting Device,Hoist,Manual | Rigging Equipment |  | LD | winch |  | Lifting Devices & Elevators
24324 | FHO-MCS-LD-0219-SU | Yale Puller (Come Along) | FHO-OBSOLETE | Lifting Device,Hoist,Manual | Rigging Equipment |  | LD | winch |  | Removed From Service
24325 | FHO-MCS-LD-0223-SU | Yale Puller (Come Along) | FHO-OBSOLETE | Lifting Device,Hoist,Manual | Rigging Equipment |  | LD | winch |  | Removed From Service
24326 | FHO-MCS-LD-0225 | Loading Dolly # 225 | FHO-MCS-LD | Lifting Device,Hoist,Manual | Rigging Equipment |  | LD | manual_handling_device |  | Lifting Devices & Elevators
24327 | FHO-MCS-LD-0226 | Loading Dolly # 226 | FHO-MCS-LD | Lifting Device,Hoist,Manual | Rigging Equipment |  | LD | manual_handling_device |  | Lifting Devices & Elevators
24328 | FHO-MCS-LD-0228 | Loading Dolly # 228 | FHO-MCS-LD | Lifting Device,Hoist,Manual | Rigging Equipment |  | LD | manual_handling_device |  | Lifting Devices & Elevators
24329 | FHO-MCS-LD-0231 | Loading Dolly # 231 | FHO-MCS-LD | Lifting Device,Hoist,Manual | Rigging Equipment |  | LD | manual_handling_device |  | Lifting Devices & Elevators
24330 | FHO-MCS-LD-0232 | Loading Dolly # 232 | FHO-MCS-LD | Lifting Device,Hoist,Manual | Rigging Equipment |  | LD | manual_handling_device |  | Lifting Devices & Elevators
24331 | FHO-MCS-LD-0235 | Loading Dolly # 235 | FHO-MCS-LD | Lifting Device,Hoist,Manual | Rigging Equipment |  | LD | manual_handling_device |  | Lifting Devices & Elevators
24332 | FHO-MCS-LD-0236 | Loading Dolly # 236 | FHO-MCS-LD | Lifting Device,Hoist,Manual | Rigging Equipment |  | LD | manual_handling_device |  | Lifting Devices & Elevators
81372 | TNT-MCS-LD-0006 | Beam | TNT-MCS-LD | Lifting Device | Rigging Equipment |  | LD | lifting_device_support |  | Lifting Devices , cranes/ Portable crane/hoists, come alongs, slings, wire rope, chains
81416 | TNT-MCS-LD-0011 | Trolley | TNT-MCS-LD | Lifting Device | Rigging Equipment |  | LD | lifting_device_support |  | Lifting Devices , cranes/ Portable crane/hoists, come alongs, slings, wire rope, chains
93448 | FHO-MCS-FAL | Plant wide -Fall protection equipments | FHO-MCS-LD | Crane,Overhead,Travelling | Rigging Equipment |  |  | http://www.toronto.ca/TWONTO#collection_of_assets |  | Lifting Devices & Elevators
93460 | FHO-MCS-LD-0116-SU | Manual Chain Hoist | FHO-MCS-LD | Lifting Device,Hoist,Manual | Rigging Equipment |  | LD | http://www.toronto.ca/TWONTO#lifting_equipment_hoist |  | Lifting Devices & Elevators
93461 | FHO-MCS-LD-0116-SU | Manual Chain Hoist | FHO-OBSOLETE | Lifting Device,Hoist,Manual | Rigging Equipment |  | LD | http://www.toronto.ca/TWONTO#lifting_equipment_hoist |  | Removed From Service
93462 | FHO-MCS-LD-0118-SU | Manual Chain Hoist | FHO-MCS-LD | Lifting Device,Hoist,Manual | Rigging Equipment |  | LD | http://www.toronto.ca/TWONTO#lifting_equipment_hoist |  | Lifting Devices & Elevators
93464 | FHO-MCS-LD-0119-SU | Manual Chain Hoist | FHO-MCS-LD | Lifting Device,Hoist,Manual | Rigging Equipment |  | LD | http://www.toronto.ca/TWONTO#lifting_equipment_hoist |  | Lifting Devices & Elevators
93465 | FHO-MCS-LD-0119-SU | Manual Chain Hoist | FHO-OBSOLETE | Lifting Device,Hoist,Manual | Rigging Equipment |  | LD | http://www.toronto.ca/TWONTO#lifting_equipment_hoist |  | Removed From Service
93466 | FHO-MCS-LD-0122 | Lifting Device, Spreader Beam, 2000 lbs, 77"L x 5"W x 20"H, Chemical Building, Tonner Room | FHO-MCS-LD | Lifting Device,Spreader Beam | Rigging Equipment |  | LD | lifting_device_support |  | Lifting Devices & Elevators
93467 | FHO-MCS-LD-0211 | CM Hoist Trolley | FHO-MCS-LD | Lifting Device,Hoist,Manual | Rigging Equipment |  | LD | http://www.toronto.ca/TWONTO#lifting_equipment_hoist |  | Lifting Devices & Elevators
93469 | FHO-MCS-LD-0223 | CM Puller (Come Along) | FHO-MCS-LD | Lifting Device,Hoist,Manual | Rigging Equipment |  | LD | winch |  | Lifting Devices & Elevators
93470 | FHO-MCS-LD-0223-SU | Yale Puller (Come Along) | FHO-MCS-LD | Lifting Device,Hoist,Manual | Rigging Equipment |  | LD | winch |  | Lifting Devices & Elevators
93471 | FHO-MCS-LD-0224 | Loading Dolly # 224 | FHO-MCS-LD | Lifting Device,Hoist,Manual | Rigging Equipment |  | LD | manual_handling_device |  | Lifting Devices & Elevators
93472 | FHO-MCS-LD-0227 | Loading Dolly # 227 | FHO-MCS-LD | Lifting Device,Hoist,Manual | Rigging Equipment |  | LD | manual_handling_device |  | Lifting Devices & Elevators
93473 | FHO-MCS-LD-0229 | Loading Dolly # 229 | FHO-MCS-LD | Lifting Device,Hoist,Manual | Rigging Equipment |  | LD | manual_handling_device |  | Lifting Devices & Elevators
93474 | FHO-MCS-LD-0230 | Loading Dolly # 230 | FHO-MCS-LD | Lifting Device,Hoist,Manual | Rigging Equipment |  | LD | manual_handling_device |  | Lifting Devices & Elevators
93475 | FHO-MCS-LD-0233 | Loading Dolly # 233 | FHO-MCS-LD | Lifting Device,Hoist,Manual | Rigging Equipment |  | LD | manual_handling_device |  | Lifting Devices & Elevators
93476 | FHO-MCS-LD-0234 | Loading Dolly # 234 | FHO-MCS-LD | Lifting Device,Hoist,Manual | Rigging Equipment |  | LD | manual_handling_device |  | Lifting Devices & Elevators
127474 | THC-PRM-CRN-1201 | Manual Hoist, Manual Trolley, 1.2 Tons, HPU1200 Building | THC-PRM-BLDG-HPU1200 | Lifting Device,Hoist,Manual | Rigging Equipment |  | CRN | http://www.toronto.ca/TWONTO#lifting_equipment_hoist |  | HPU Building 12
18403 | FHA-SES-LD-0083 | 10' Ladder (Service building locker room) | FHA-SES | Safety | Safety Equipment |  | LD | http://www.toronto.ca/TWONTO#fixed_ladder |  | Safety & Environmental Services
81467 | FHA-SES-LD-0083 | 10' Ladder (Service building locker room) | FHA-SES-LD-1 | Safety | Safety Equipment |  | LD | http://www.toronto.ca/TWONTO#fixed_ladder |  | Ladders
18413 | FHA-SES-LD-0093 | 10' Single Ladder Fiberglass ( Dehumidifier) | FHA-SES | Safety | Safety Equipment |  | LD | http://www.toronto.ca/TWONTO#fixed_ladder |  | Safety & Environmental Services
81477 | FHA-SES-LD-0093 | 10' Single Ladder Fiberglass ( Dehumidifier) | FHA-SES-LD-1 | Safety | Safety Equipment |  | LD | http://www.toronto.ca/TWONTO#fixed_ladder |  | Ladders
18414 | FHA-SES-LD-0094 | 10' Single Ladder Fiberglass ( Filters ) | FHA-SES | Safety | Safety Equipment |  | LD | http://www.toronto.ca/TWONTO#fixed_ladder |  | Safety & Environmental Services
18415 | FHA-SES-LD-0094 | 10' Single Ladder Fiberglass ( Filters ) | FHA-SES-LD-1 | Safety | Safety Equipment |  | LD | http://www.toronto.ca/TWONTO#fixed_ladder |  | Ladders
18416 | FHA-SES-LD-0095 | 10' Single Ladder Fiberglass ( Filters ) | FHA-SES | Safety | Safety Equipment |  | LD | http://www.toronto.ca/TWONTO#fixed_ladder |  | Safety & Environmental Services
18417 | FHA-SES-LD-0095 | 10' Single Ladder Fiberglass ( Filters ) | FHA-SES-LD-1 | Safety | Safety Equipment |  | LD | http://www.toronto.ca/TWONTO#fixed_ladder |  | Ladders
18418 | FHA-SES-LD-0096 | 10' Single Ladder Fiberglass ( Filters ) | FHA-SES | Safety | Safety Equipment |  | LD | http://www.toronto.ca/TWONTO#fixed_ladder |  | Safety & Environmental Services
18419 | FHA-SES-LD-0096 | 10' Single Ladder Fiberglass ( Filters ) | FHA-SES-LD-1 | Safety | Safety Equipment |  | LD | http://www.toronto.ca/TWONTO#fixed_ladder |  | Ladders
81470 | FHA-SES-LD-0088 | 12' Ladder Fiberglass Step ladder Yellow -Filter #10 | FHA-SES | Safety | Safety Equipment |  | LD | http://www.toronto.ca/TWONTO#fixed_ladder |  | Safety & Environmental Services
81471 | FHA-SES-LD-0088 | 12' Ladder Fiberglass Step ladder Yellow -Filter #10 | FHA-SES-LD-1 | Safety | Safety Equipment |  | LD | http://www.toronto.ca/TWONTO#portable_ladder |  | Ladders
18412 | FHA-SES-LD-0092 | 16' Single Ladder Aluminum in RMF at spliter box | FHA-SES | Safety | Safety Equipment |  | LD | http://www.toronto.ca/TWONTO#fixed_ladder |  | Safety & Environmental Services
81476 | FHA-SES-LD-0092 | 16' Single Ladder Aluminum in RMF at spliter box | FHA-SES-LD-1 | Safety | Safety Equipment |  | LD | http://www.toronto.ca/TWONTO#fixed_ladder |  | Ladders
18404 | FHA-SES-LD-0084 | 3 Step rolling ladder Blue in Hydro vault | FHA-SES | Safety | Safety Equipment |  | LD | http://www.toronto.ca/TWONTO#portable_ladder |  | Safety & Environmental Services
18405 | FHA-SES-LD-0084 | 3 Step rolling ladder Blue in Hydro vault | FHA-SES-LD-1 | Safety | Safety Equipment |  | LD | http://www.toronto.ca/TWONTO#portable_ladder |  | Ladders
18406 | FHA-SES-LD-0085 | 3 Step rolling ladder Blue in Raw water basement | FHA-SES | Safety | Safety Equipment |  | LD | http://www.toronto.ca/TWONTO#portable_ladder |  | Safety & Environmental Services
81468 | FHA-SES-LD-0085 | 3 Step rolling ladder Blue in Raw water basement | FHA-SES-LD-1 | Safety | Safety Equipment |  | LD | http://www.toronto.ca/TWONTO#portable_ladder |  | Ladders
18420 | FHA-SES-LD-0097 | 3 Step rolling ladder Blue in Treated water basement | FHA-SES-LD-1 | Safety | Safety Equipment |  | LD | http://www.toronto.ca/TWONTO#portable_ladder |  | Ladders
18421 | FHA-SES-LD-0098 | 3 Step rolling ladder Blue in Treated water basement | FHA-SES | Safety | Safety Equipment |  | LD | http://www.toronto.ca/TWONTO#portable_ladder |  | Safety & Environmental Services
18422 | FHA-SES-LD-0098 | 3 Step rolling ladder Blue in Treated water basement | FHA-SES-LD-1 | Safety | Safety Equipment |  | LD | http://www.toronto.ca/TWONTO#portable_ladder |  | Ladders
18423 | FHA-SES-LD-0099 | 3 Step rolling ladder Blue in Treated water basement | FHA-SES | Safety | Safety Equipment |  | LD | http://www.toronto.ca/TWONTO#portable_ladder |  | Safety & Environmental Services
18424 | FHA-SES-LD-0099 | 3 Step rolling ladder Blue in Treated water basement | FHA-SES-LD-1 | Safety | Safety Equipment |  | LD | http://www.toronto.ca/TWONTO#portable_ladder |  | Ladders
81478 | FHA-SES-LD-0097 | 3 Step rolling ladder Blue in Treated water basement | FHA-SES | Safety | Safety Equipment |  | LD | http://www.toronto.ca/TWONTO#portable_ladder |  | Safety & Environmental Services
18425 | FHA-SES-LD-0100 | 3 Step rolling ladder Blue in Treated water basement -Scarborough pumps | FHA-SES-LD-1 | Safety | Safety Equipment |  | LD | http://www.toronto.ca/TWONTO#portable_ladder |  | Ladders
81479 | FHA-SES-LD-0100 | 3 Step rolling ladder Blue in Treated water basement -Scarborough pumps | FHA-SES | Safety | Safety Equipment |  | LD | http://www.toronto.ca/TWONTO#portable_ladder |  | Safety & Environmental Services
18670 | FHA-SES-SQ-0065 | 3M 6’ shock absorber lanyard Ser 15375 | FHA-SES |  | Safety Equipment |  | SQ | lifeline |  | Safety & Environmental Services
82865 | FHA-SES-SQ-0065 | 3M 6’ shock absorber lanyard Ser 15375 | FHA-SES-SQ-6 |  | Safety Equipment |  | SQ | lifeline |  | Safety Fall Protection Equipment
18485 | FHA-SES-LDR-0512 | 6' Ladder Fiberglass ( Outside Lab ) | FHA-SES | Safety | Safety Equipment |  | LDR | http://www.toronto.ca/TWONTO#ladder |  | Safety & Environmental Services
81895 | FHA-SES-LDR-0512 | 6' Ladder Fiberglass ( Outside Lab ) | FHA-SES-LD-1 | Safety | Safety Equipment |  | LDR | http://www.toronto.ca/TWONTO#ladder |  | Ladders
18402 | FHA-SES-LD-0062 | 6' Ladder Fiberglass ( Raw Water Basement ) | FHA-SES | Safety | Safety Equipment |  | LD | http://www.toronto.ca/TWONTO#fixed_ladder |  | Safety & Environmental Services
81466 | FHA-SES-LD-0062 | 6' Ladder Fiberglass ( Raw Water Basement ) | FHA-SES-LD-1 | Safety | Safety Equipment |  | LD | http://www.toronto.ca/TWONTO#fixed_ladder |  | Ladders
18407 | FHA-SES-LD-0086 | 6 Step rolling ladder Blue in Treated water basement | FHA-SES | Safety | Safety Equipment |  | LD | http://www.toronto.ca/TWONTO#portable_ladder |  | Safety & Environmental Services
81469 | FHA-SES-LD-0086 | 6 Step rolling ladder Blue in Treated water basement | FHA-SES-LD-1 | Safety | Safety Equipment |  | LD | http://www.toronto.ca/TWONTO#portable_ladder |  | Ladders
18410 | FHA-SES-LD-0090 | 8' Ladder Fiberglass Step ladder with platform Yellow in Chlorine Cylinder room | FHA-SES | Safety | Safety Equipment |  | LD | http://www.toronto.ca/TWONTO#portable_ladder |  | Safety & Environmental Services
81474 | FHA-SES-LD-0090 | 8' Ladder Fiberglass Step ladder with platform Yellow in Chlorine Cylinder room | FHA-SES-LD-1 | Safety | Safety Equipment |  | LD | http://www.toronto.ca/TWONTO#portable_ladder |  | Ladders
81472 | FHA-SES-LD-0089 | 8' Ladder Fiberglass Step ladder Yellow -Filter #10 | FHA-SES | Safety | Safety Equipment |  | LD | http://www.toronto.ca/TWONTO#portable_ladder |  | Safety & Environmental Services
81473 | FHA-SES-LD-0089 | 8' Ladder Fiberglass Step ladder Yellow -Filter #10 | FHA-SES-LD-1 | Safety | Safety Equipment |  | LD | http://www.toronto.ca/TWONTO#portable_ladder |  | Ladders
18411 | FHA-SES-LD-0091 | 8' Step Ladder Fiberglass Step ladder Yellow SBS ROOM | FHA-SES-LD-1 | Safety | Safety Equipment |  | LD | http://www.toronto.ca/TWONTO#portable_ladder |  | Ladders
81475 | FHA-SES-LD-0091 | 8' Step Ladder Fiberglass Step ladder Yellow SBS ROOM | FHA-SES | Safety | Safety Equipment |  | LD | http://www.toronto.ca/TWONTO#portable_ladder |  | Safety & Environmental Services
18408 | FHA-SES-LD-0087 | 9 Step rolling ladder Blue in Treated water basement | FHA-SES | Safety | Safety Equipment |  | LD | http://www.toronto.ca/TWONTO#portable_ladder |  | Safety & Environmental Services
18409 | FHA-SES-LD-0087 | 9 Step rolling ladder Blue in Treated water basement | FHA-SES-LD-1 | Safety | Safety Equipment |  | LD | http://www.toronto.ca/TWONTO#portable_ladder |  | Ladders
94902 | FHO-SES-SQ-8014 | Accident Investigation Kit- Control Room | FHO-SES-SQ-0004 | Safety,First Aid Kit | Safety Equipment |  | SQ | emergency_kit |  | First Aid
94903 | FHO-SES-SQ-8015 | Accident Investigation Kit- S2 Level | FHO-SES-SQ-0004 | Safety,First Aid Kit | Safety Equipment |  | SQ | emergency_kit |  | First Aid
75986 | THR-JHSC-ADM | Admin Bldg., Engine Room, and Sorrounding Area | THR-JHSC-WA3 |  | Safety Equipment |  |  | http://www.toronto.ca/TWONTO#space |  | Joint Health & Safety Committee WA3
136598 | THR-JHSC-ADMSG | Admin Bldg., Switch Gear Room | THR-JHSC-WA3 |  | Safety Equipment |  |  | http://www.toronto.ca/TWONTO#space |  | Joint Health & Safety Committee WA3
138301 | THR-SES-DEF-0001 | AED, Automatic External Defibrillator Maint. Shop (SNo. X21A335914) | THR-SES-WA3 | Safety | Safety Equipment |  | DEF | http://www.toronto.ca/TWONTO#automatic_external_defibrillator |  | Safety & Environmental Services
138302 | THR-SES-DEF-0002 | AED, Automatic External Defibrillator Temp A Bldg (Sno. .X16G851892) | THR-SES-WA3 | Safety | Safety Equipment |  | DEF | http://www.toronto.ca/TWONTO#automatic_external_defibrillator |  | Safety & Environmental Services
136597 | THR-JHSC-ACB | Air Comp. Bldg. and GENSETS | THR-JHSC-WA3 |  | Safety Equipment |  |  | http://www.toronto.ca/TWONTO#space |  | Joint Health & Safety Committee WA3
46596 | TAB-DIS-ALP-0100 | Air Padding System for Chlorine Tank Cars | TAB-DIS-CHL | Safety | Safety Equipment |  | ALP | ? |  | Chlorination Process
46597 | TAB-DIS-ALP-0100 | Air Padding System for Chlorine Tank Cars | TAB-SUSPENDED ENTITY | Safety | Safety Equipment |  | ALP | ? |  | Suspended entities
126010 | THC-INC-AIT-0003 | Analyzer, Carbon Monoxide | THC-SES-GAS-M | Atmosphere Monitoring Device,Stationary,H2S/CO/CL/Toxic/SO2/NH3 | Safety Equipment |  | AIT | http://www.toronto.ca/TWONTO#fixed_gas_detector |  | Gas Detectors and Monitors, Building M
84452 | WTR-EAST-ANL | Analyzers, Air Monitors & Calibration Equipment - EWA | WTR-EAST-SES | Analyzer | Safety Equipment |  |  | http://www.toronto.ca/TWONTO#fixed_gas_detector |  | Safety & Lifting Devices
55604 | TAB-WA2-SQ-7321 | Anchor Sling Cross Arm Strap- Jagjit | TAB-WA2-SQ-0001 | PPE,Harness | Safety Equipment |  | SQ | fall_arrest_anchor |  | Fall Arrest System , Tripod and SRL
66324 | THC-SES-MEQ-0611 | Anchor, Fall Arrest, Electrical Building and RAS Pumphouse, Roof, SW Plant | THC-ACC-BLDG H |  | Safety Equipment |  | MEQ | fall_arrest_anchor |  | Phase I Aeration Building, HVAC
128739 | THC-SES-MEQ-0612 | Anchor, Fall Arrest, Electrical Building and RAS Pumphouse, Roof, SW Plant | THC-ACC-BLDG H |  | Safety Equipment |  | MEQ | fall_arrest_anchor |  | Phase I Aeration Building, HVAC
128740 | THC-SES-MEQ-0613 | Anchor, Fall Arrest, Electrical Building and RAS Pumphouse, Roof, SW Plant | THC-ACC-BLDG H |  | Safety Equipment |  | MEQ | fall_arrest_anchor |  | Phase I Aeration Building, HVAC
128741 | THC-SES-MEQ-0614 | Anchor, Fall Arrest, Electrical Building and RAS Pumphouse, Roof, SW Plant | THC-ACC-BLDG H |  | Safety Equipment |  | MEQ | fall_arrest_anchor |  | Phase I Aeration Building, HVAC
128742 | THC-SES-MEQ-0615 | Anchor, Fall Arrest, Electrical Building and RAS Pumphouse, Roof, SW Plant | THC-ACC-BLDG H |  | Safety Equipment |  | MEQ | fall_arrest_anchor |  | Phase I Aeration Building, HVAC
66340 | THC-SES-MEQ-5901 | Anchor,Fall Arrest,Disinfection Building,Roof | THC-MCS-LD-G |  | Safety Equipment |  | MEQ | fall_arrest_anchor |  | Lifting Devices, Chemical storage, Building G
66341 | THC-SES-MEQ-5902 | Anchor,Fall Arrest,Disinfection Building,Roof | THC-MCS-LD-G |  | Safety Equipment |  | MEQ | fall_arrest_anchor |  | Lifting Devices, Chemical storage, Building G
66342 | THC-SES-MEQ-5903 | Anchor,Fall Arrest,Disinfection Building,Roof | THC-MCS-LD-G |  | Safety Equipment |  | MEQ | fall_arrest_anchor |  | Lifting Devices, Chemical storage, Building G
66343 | THC-SES-MEQ-5904 | Anchor,Fall Arrest,Disinfection Building,Roof | THC-MCS-LD-G |  | Safety Equipment |  | MEQ | fall_arrest_anchor |  | Lifting Devices, Chemical storage, Building G
66327 | THC-SES-MEQ-1001 | Anchor,Fall Arrest,HPU0010 Building,Roof | THC-PRM-BLDG-HPU1000 | PPE | Safety Equipment |  | MEQ | fall_arrest_anchor |  | Phase IV, Tank 10, HPU Building
66328 | THC-SES-MEQ-1002 | Anchor,Fall Arrest,HPU0010 Building,Roof | THC-PRM-BLDG-HPU1000 | PPE | Safety Equipment |  | MEQ | fall_arrest_anchor |  | Phase IV, Tank 10, HPU Building
66329 | THC-SES-MEQ-1003 | Anchor,Fall Arrest,HPU0010 Building,Roof | THC-PRM-BLDG-HPU1000 | PPE | Safety Equipment |  | MEQ | fall_arrest_anchor |  | Phase IV, Tank 10, HPU Building
66330 | THC-SES-MEQ-1004 | Anchor,Fall Arrest,HPU0010 Building,Roof | THC-PRM-BLDG-HPU1000 | PPE | Safety Equipment |  | MEQ | fall_arrest_anchor |  | Phase IV, Tank 10, HPU Building
66331 | THC-SES-MEQ-1005 | Anchor,Fall Arrest,HPU0010 Building,Roof | THC-PRM-BLDG-HPU1000 | PPE | Safety Equipment |  | MEQ | fall_arrest_anchor |  | Phase IV, Tank 10, HPU Building
66325 | THC-SES-MEQ-0903 | Anchor,Fall Arrest,HPU0900 Building,Roof | THC-PRM-BLDG-HPU0900 | PPE | Safety Equipment |  | MEQ | fall_arrest_anchor |  | Phase IV, Tank 9, HPU Building
66326 | THC-SES-MEQ-0905 | Anchor,Fall Arrest,HPU0900 Building,Roof | THC-PRM-BLDG-HPU0900 | PPE | Safety Equipment |  | MEQ | fall_arrest_anchor |  | Phase IV, Tank 9, HPU Building
128743 | THC-SES-MEQ-0901 | Anchor,Fall Arrest,HPU0900 Building,Roof | THC-PRM-BLDG-HPU0900 | PPE | Safety Equipment |  | MEQ | fall_arrest_anchor |  | Phase IV, Tank 9, HPU Building
128744 | THC-SES-MEQ-0902 | Anchor,Fall Arrest,HPU0900 Building,Roof | THC-PRM-BLDG-HPU0900 | PPE | Safety Equipment |  | MEQ | fall_arrest_anchor |  | Phase IV, Tank 9, HPU Building
128745 | THC-SES-MEQ-0904 | Anchor,Fall Arrest,HPU0900 Building,Roof | THC-PRM-BLDG-HPU0900 | PPE | Safety Equipment |  | MEQ | fall_arrest_anchor |  | Phase IV, Tank 9, HPU Building
66332 | THC-SES-MEQ-1104 | Anchor,Fall Arrest,HPU1100 Building,Roof | THC-PRM-BLDG-HPU1100 | PPE | Safety Equipment |  | MEQ | fall_arrest_anchor |  | HPU Building 11
66333 | THC-SES-MEQ-1105 | Anchor,Fall Arrest,HPU1100 Building,Roof | THC-PRM-BLDG-HPU1100 | PPE | Safety Equipment |  | MEQ | fall_arrest_anchor |  | HPU Building 11
128746 | THC-SES-MEQ-1101 | Anchor,Fall Arrest,HPU1100 Building,Roof | THC-PRM-BLDG-HPU1100 | PPE | Safety Equipment |  | MEQ | fall_arrest_anchor |  | HPU Building 11
128747 | THC-SES-MEQ-1102 | Anchor,Fall Arrest,HPU1100 Building,Roof | THC-PRM-BLDG-HPU1100 | PPE | Safety Equipment |  | MEQ | fall_arrest_anchor |  | HPU Building 11
128748 | THC-SES-MEQ-1103 | Anchor,Fall Arrest,HPU1100 Building,Roof | THC-PRM-BLDG-HPU1100 | PPE | Safety Equipment |  | MEQ | fall_arrest_anchor |  | HPU Building 11
66334 | THC-SES-MEQ-1201 | Anchor,Fall Arrest,HPU1200 Building,Roof | THC-PRM-BLDG-HPU1200 | PPE | Safety Equipment |  | MEQ | fall_arrest_anchor |  | HPU Building 12
66335 | THC-SES-MEQ-1202 | Anchor,Fall Arrest,HPU1200 Building,Roof | THC-PRM-BLDG-HPU1200 | PPE | Safety Equipment |  | MEQ | fall_arrest_anchor |  | HPU Building 12
128749 | THC-SES-MEQ-1203 | Anchor,Fall Arrest,HPU1200 Building,Roof | THC-PRM-BLDG-HPU1200 | PPE | Safety Equipment |  | MEQ | fall_arrest_anchor |  | HPU Building 12
128750 | THC-SES-MEQ-1204 | Anchor,Fall Arrest,HPU1200 Building,Roof | THC-PRM-BLDG-HPU1200 | PPE | Safety Equipment |  | MEQ | fall_arrest_anchor |  | HPU Building 12
128751 | THC-SES-MEQ-1205 | Anchor,Fall Arrest,HPU1200 Building,Roof | THC-PRM-BLDG-HPU1200 | PPE | Safety Equipment |  | MEQ | fall_arrest_anchor |  | HPU Building 12
128736 | THC-SES-MEQ-0601 | Anchor,Fall Arrest,South Pumping Station,Ground Floor | THC-MCS-LD |  | Safety Equipment |  | MEQ | fall_arrest_anchor |  | Mechanical Services, Lifting Device
66323 | THC-SES-MEQ-0604 | Anchor,Fall Arrest,South Pumping Station,Intermediate Level | THC-MCS-LD |  | Safety Equipment |  | MEQ | fall_arrest_anchor |  | Mechanical Services, Lifting Device
128737 | THC-SES-MEQ-0602 | Anchor,Fall Arrest,South Pumping Station,Roof | THC-MCS-LD |  | Safety Equipment |  | MEQ | fall_arrest_anchor |  | Mechanical Services, Lifting Device
128738 | THC-SES-MEQ-0603 | Anchor,Fall Arrest,South Pumping Station,Roof | THC-MCS-LD |  | Safety Equipment |  | MEQ | fall_arrest_anchor |  | Mechanical Services, Lifting Device
14486 | FCL-SES-FA-0002-SUS | Annunciator Panel, Fire Alarm System, Admin Building, Vestibule (Room 100) East Wall | FCL-SES |  | Safety Equipment | 46423 | FA | http://www.toronto.ca/TWONTO#annunciator_panel |  | Safety and Environmental Services
14487 | FCL-SES-FA-0002-SUS | Annunciator Panel, Fire Alarm System, Admin Building, Vestibule (Room 100) East Wall | FCL-SES-SQ-0007 |  | Safety Equipment | 46423 | FA | http://www.toronto.ca/TWONTO#annunciator_panel |  | Eyewash Station, Admin Building, Operators Lab,Eye wash station - main change room
64779 | FCL-SES-FA-0002-SUS | Annunciator Panel, Fire Alarm System, Admin Building, Vestibule (Room 100) East Wall | FCL-SUSPENDED |  | Safety Equipment | 46423 | FA | http://www.toronto.ca/TWONTO#annunciator_panel |  | Suspended entity
30710 | FIS-SES-SQ-GLOVE1 | Asset Group, PPE, Electrical Personal Protection, Group 1 | FIS-SES_SQ |  | Safety Equipment |  |  | http://www.toronto.ca/TWONTO#rubber_insulating_gloves |  | Asset Group, PPE, Electrical Personal Protection
98264 | FIS-SES-SQ-GLOVE1 | Asset Group, PPE, Electrical Personal Protection, Group 1 | FIS-SES |  | Safety Equipment |  |  | http://www.toronto.ca/TWONTO#rubber_insulating_gloves |  | Safety, Instrumentation & Environmental Services
30711 | FIS-SES-SQ-GLOVE2 | Asset Group, PPE, Electrical Personal Protection, Group 2 | FIS-SES_SQ |  | Safety Equipment |  |  | http://www.toronto.ca/TWONTO#rubber_insulating_gloves |  | Asset Group, PPE, Electrical Personal Protection
98265 | FIS-SES-SQ-GLOVE2 | Asset Group, PPE, Electrical Personal Protection, Group 2 | FIS-SES |  | Safety Equipment |  |  | http://www.toronto.ca/TWONTO#rubber_insulating_gloves |  | Safety, Instrumentation & Environmental Services
78299 | THR-SES-AM-0002 | Atmosphere Monitoring, Wind Direction, Chlorine Building | THR-SES-WA3 | Atmosphere Monitoring Device,Stationary | Safety Equipment |  | AM | ? |  | Safety & Environmental Services
138295 | THR-SES-AM-0001 | Atmosphere Monitoring, Wind Speed, Chlorine Building | THR-SES-WA3 | Atmosphere Monitoring Device,Stationary | Safety Equipment |  | AM | ? |  | Safety & Environmental Services
52996 | TAB-RSP-SQ-M | Atmosphere Monitoring,Emerg. Eyewash and Shower Stations, First Aid Kits, M Bldg | TAB-RSP-STRC-M | PPE,Eyewash Station | Safety Equipment |  |  | http://www.toronto.ca/TWONTO#collection_of_assets |  | M Building - Safety Equipment,Building Services,Drains, Plumbing
40077 | DOS-SES-AED-0001 | Automated External Defibrilators - AED | FAC-YCM-SES | Safety,Defibrillator | Safety Equipment |  | AED | http://www.toronto.ca/TWONTO#automatic_external_defibrillator |  | SAFETY & ENVIRONMENTAL SERVICES
40078 | DOS-SES-AED-0002 | Automated External Defibrilators - AED | FAC-YCM-SES | Safety,Defibrillator | Safety Equipment |  | AED | http://www.toronto.ca/TWONTO#automatic_external_defibrillator |  | SAFETY & ENVIRONMENTAL SERVICES
81616 | TNT-SES-AED-0001 | Automated external defibrillator- AED | TNT-ELS | Safety,Defibrillator | Safety Equipment |  | AED | http://www.toronto.ca/TWONTO#automatic_external_defibrillator |  | Instrument / Electrical
53380 | TAB-SES-AED-0002 | Automated external defibrillators- AED | TAB-SES-AED | Safety,Defibrillator | Safety Equipment |  | AED | http://www.toronto.ca/TWONTO#automatic_external_defibrillator |  | Safety Medical Instruments-AED
53381 | TAB-SES-AED-0003 | Automated external defibrillators- AED | TAB-SES-AED | Safety,Defibrillator | Safety Equipment |  | AED | http://www.toronto.ca/TWONTO#automatic_external_defibrillator |  | Safety Medical Instruments-AED
53382 | TAB-SES-AED-0005 | Automated external defibrillators- AED | TAB-SES-AED | Safety,Defibrillator | Safety Equipment |  | AED | http://www.toronto.ca/TWONTO#automatic_external_defibrillator |  | Safety Medical Instruments-AED
85448 | WTR-PHL-AED-0001 | Automated external defibrillators- AED | WTR-CENTRAL-SES | Safety,Defibrillator | Safety Equipment |  | AED | http://www.toronto.ca/TWONTO#automatic_external_defibrillator |  | Safety & Lifting Devices
88128 | WTR-PSC-AED-0001 | Automated external defibrillators- AED | WTR-CENTRAL-SES | Safety,Defibrillator | Safety Equipment |  | AED | http://www.toronto.ca/TWONTO#automatic_external_defibrillator |  | Safety & Lifting Devices
117778 | TAB-SES-AED-0001 | Automated external defibrillators- AED | TAB-ELS-ESQ | Safety,Defibrillator | Safety Equipment |  | AED | http://www.toronto.ca/TWONTO#automatic_external_defibrillator |  | Electrical Safety Equipment
117779 | TAB-SES-AED-0001 | Automated external defibrillators- AED | TAB-SES-AED | Safety,Defibrillator | Safety Equipment |  | AED | http://www.toronto.ca/TWONTO#automatic_external_defibrillator |  | Safety Medical Instruments-AED
117780 | TAB-SES-AED-0004 | Automated external defibrillators- AED | TAB-SES-AED | Safety,Defibrillator | Safety Equipment |  | AED | http://www.toronto.ca/TWONTO#automatic_external_defibrillator |  | Safety Medical Instruments-AED
117781 | TAB-SES-AED-0006 | Automated external defibrillators- AED | TAB-SES-AED | Safety,Defibrillator | Safety Equipment |  | AED | http://www.toronto.ca/TWONTO#automatic_external_defibrillator |  | Safety Medical Instruments-AED
117782 | TAB-SES-AED-0007 | Automated external defibrillators- AED | TAB-SES-AED | Safety,Defibrillator | Safety Equipment |  | AED | http://www.toronto.ca/TWONTO#automatic_external_defibrillator |  | Safety Medical Instruments-AED
145025 | WTR-PLW-AED-0001 | Automated external defibrillators- AED | WTR-WEST-SES | Safety,Defibrillator | Safety Equipment |  | AED | http://www.toronto.ca/TWONTO#automatic_external_defibrillator |  | Safety & Lifting Devices
146251 | WTR-PSC-AED-0001 | Automated external defibrillators- AED | WTR-EAST-SES | Safety,Defibrillator | Safety Equipment |  | AED | http://www.toronto.ca/TWONTO#automatic_external_defibrillator |  | Safety & Lifting Devices
78666 | THR-SES-LD-0003S | Base, Embedded for Davit Arm, Primary Tank 1 | THR-LD-WA2 | Safety | Safety Equipment | 42678 | LD | davit_base |  | Lifting Devices, Chain Hoist, Come Along & Slings
138618 | THR-SES-LD-0001S | Base, Embedded for Davit Arm, Primary Tank 1 | THR-LD-WA2 | Safety | Safety Equipment | 42677 | LD | davit_base |  | Lifting Devices, Chain Hoist, Come Along & Slings
138620 | THR-SES-LD-0004S | Base, Embedded for Davit Arm, Primary Tank 2 | THR-LD-WA2 | Safety | Safety Equipment | 42679 | LD | davit_base |  | Lifting Devices, Chain Hoist, Come Along & Slings
138622 | THR-SES-LD-0006S | Base, Embedded for Davit Arm, Primary Tank 2 | THR-LD-WA2 | Safety | Safety Equipment | 42680 | LD | davit_base |  | Lifting Devices, Chain Hoist, Come Along & Slings
78671 | THR-SES-LD-0100 | Base, Exposed for Davit Arm, Grit Tank 1 | THR-LD-WA2 | Safety | Safety Equipment |  | LD | davit_base |  | Lifting Devices, Chain Hoist, Come Along & Slings
138627 | THR-SES-LD-0200 | Base, Exposed for Davit Arm, Grit Tank 2 | THR-LD-WA2 | Safety | Safety Equipment |  | LD | davit_base |  | Lifting Devices, Chain Hoist, Come Along & Slings
138629 | THR-SES-LD-0300 | Base, Exposed for Davit Arm, Grit Tank 3 | THR-LD-WA2 | Safety | Safety Equipment |  | LD | davit_base |  | Lifting Devices, Chain Hoist, Come Along & Slings
138619 | THR-SES-LD-0002S | Base, Exposed for Davit Arm, Primary Tank 1(SUSPENDED) | THR-LD-WA2 | Safety | Safety Equipment | 36030 | LD | davit_base |  | Lifting Devices, Chain Hoist, Come Along & Slings
138621 | THR-SES-LD-0005S | Base, Exposed for Davit Arm, Primary Tank 2(SUSPENDED) | THR-LD-WA2 | Safety | Safety Equipment | 36031 | LD | davit_base |  | Lifting Devices, Chain Hoist, Come Along & Slings
78667 | THR-SES-LD-0008 | Base, Exposed for Davit Arm, Primary Tank 3 | THR-LD-WA2 | Safety | Safety Equipment |  | LD | davit_base |  | Lifting Devices, Chain Hoist, Come Along & Slings
78668 | THR-SES-LD-0008S | Base, Exposed for Davit Arm, Primary Tank 3 (SUSPENDED) | THR-LD-WA2 | Safety | Safety Equipment | 34759 | LD | davit_base |  | Lifting Devices, Chain Hoist, Come Along & Slings
78669 | THR-SES-LD-0008S | Base, Exposed for Davit Arm, Primary Tank 3 (SUSPENDED) | THR-S-E | Safety | Safety Equipment | 34759 | LD | davit_base |  | SUSPENDED ENTITY
138623 | THR-SES-LD-0007S | Base, Exposed for Davit Arm, Primary Tank 3(SUSPENDED) | THR-LD-WA2 | Safety | Safety Equipment | 36032 | LD | davit_base |  | Lifting Devices, Chain Hoist, Come Along & Slings
138624 | THR-SES-LD-0009 | Base, Exposed for Davit Arm, Primary Tank 4 | THR-LD-WA2 | Safety | Safety Equipment |  | LD | davit_base |  | Lifting Devices, Chain Hoist, Come Along & Slings
138625 | THR-SES-LD-0009S | Base, Exposed for Davit Arm, Primary Tank 4 (SUSPENDED) | THR-LD-WA2 | Safety | Safety Equipment | 34758 | LD | davit_base |  | Lifting Devices, Chain Hoist, Come Along & Slings
138626 | THR-SES-LD-0009S | Base, Exposed for Davit Arm, Primary Tank 4 (SUSPENDED) | THR-S-E | Safety | Safety Equipment | 34758 | LD | davit_base |  | SUSPENDED ENTITY
78670 | THR-SES-LD-0010 | Base, Exposed for Davit Arm, Primary Tank 4(SUSPENDED) | THR-LD-WA2 | Safety | Safety Equipment | 35765 | LD | davit_base |  | Lifting Devices, Chain Hoist, Come Along & Slings
48210 | TAB-ELS-SQ-6010 | Binder, MSDS | TAB-ELS-ESQ | Safety,MSDS Binder | Safety Equipment |  | SQ | emergency_kit |  | Electrical Safety Equipment
48211 | TAB-ELS-SQ-6011 | Binder, MSDS | TAB-SUSPENDED ENTITY | Safety,MSDS Binder | Safety Equipment | 35184 | SQ | emergency_kit |  | Suspended entities
113457 | TAB-ELS-SQ-6010 | Binder, MSDS | TAB-SUSPENDED ENTITY | Safety,MSDS Binder | Safety Equipment |  | SQ | emergency_kit |  | Suspended entities
113458 | TAB-ELS-SQ-6011 | Binder, MSDS | TAB-ELS-ESQ | Safety,MSDS Binder | Safety Equipment | 35184 | SQ | emergency_kit |  | Electrical Safety Equipment
55663 | TAB-WA3-SQ-6003 | Binder, SDS | TAB-DEW-SAFETY | Safety,MSDS Binder | Safety Equipment |  | SQ | emergency_kit |  | Safety Equipment
55736 | TAB-WA4-SQ-6004 | Binder, SDS | TAB-SLO-SES | Safety,MSDS Binder | Safety Equipment |  | SQ | emergency_kit |  | TABWA4 Health and Safety Equipment
55771 | TAB-WA5-SQ-6008 | Binder, SDS | TAB-SES-WA8 | Safety,MSDS Binder | Safety Equipment |  | SQ | emergency_kit |  | WA 8 Safety Equipment,
55772 | TAB-WA5-SQ-6008 | Binder, SDS | TAB-WA5-SQ | Safety,MSDS Binder | Safety Equipment |  | SQ | emergency_kit |  | WA5 Safety Equipment
119744 | TAB-WA1-SQ-6001 | Binder, SDS | TAB-WA1-SQ | Safety,MSDS Binder | Safety Equipment |  | SQ | emergency_kit |  | Safety Equipment & Supplies Common to WA1
119840 | TAB-WA2-SQ-6002 | Binder, SDS | TAB-STR-SQ | Safety,MSDS Binder | Safety Equipment |  | SQ | emergency_kit |  | WA2 Safety Equipment,lifting devices, ladders, Eye Wash station, First Aid Kits, Lock out stations
120022 | TAB-WA5-SQ-6005 | Binder, SDS | TAB-THK-SQ | Safety,MSDS Binder | Safety Equipment |  | SQ | emergency_kit |  | WA5 Safety Equipment
120076 | TAB-WA6-SQ-6006 | Binder, SDS | TAB-WA6-SQ | Safety,MSDS Binder | Safety Equipment |  | SQ | emergency_kit |  | WA6 Safety Equipment
120077 | TAB-WA6-SQ-6006 | Binder, SDS | TAB-WA6-SQ-0001 | Safety,MSDS Binder | Safety Equipment |  | SQ | emergency_kit |  | Fall Arrest System
81761 | TNT-WA9-SQ-6009 | Binder,SDS | TNT-GRK | Safety,MSDS Binder | Safety Equipment |  | SQ | emergency_kit |  | Groundskeeping, Building services, Safety Equipment
120132 | TAB-WA7-SQ-6007 | Binder,SDS | TAB-SES-SQ | Safety,MSDS Binder | Safety Equipment |  | SQ | emergency_kit |  | WA7 Safety Equipment
81957 | WA7-BH | Body Harness | TAB-SES-SQ | PPE | Safety Equipment |  |  | http://www.toronto.ca/TWONTO#fall_arrest_harness |  | WA7 Safety Equipment
119713 | TAB-WA1-SQ-1902 | Body Harness - Randy Cudrante | TAB-WA1-SQ-0001 | PPE,Harness | Safety Equipment |  | SQ | http://www.toronto.ca/TWONTO#fall_arrest_harness |  | WA1 Fall Arrest System
119714 | TAB-WA1-SQ-1903 | Body Harness - Shamun Mohamedali | TAB-WA1-SQ-0001 | PPE,Harness | Safety Equipment |  | SQ | http://www.toronto.ca/TWONTO#fall_arrest_harness |  | WA1 Fall Arrest System
119971 | TAB-WA4-SQ-68FB | Body Harness - Ahlook Chua | TAB-WA4-SQ-0010 | PPE,Harness | Safety Equipment |  | SQ | http://www.toronto.ca/TWONTO#fall_arrest_harness |  | WA4 Fall arrest systems
55475 | TAB-WA1-SQ-1911 | Body Harness- Gabriel Velasco, | TAB-WA1-SQ-0001 | PPE,Harness | Safety Equipment |  | SQ | http://www.toronto.ca/TWONTO#fall_arrest_harness |  | WA1 Fall Arrest System
55548 | TAB-WA2-SQ-1138 | Body Harness Georgi Grigorenko | TAB-WA2-SQ-0001 | PPE,Harness | Safety Equipment |  | SQ | http://www.toronto.ca/TWONTO#fall_arrest_harness |  | Fall Arrest System , Tripod and SRL
55668 | TAB-WA3-SQ-BF93 | Body Harness - Hemang Dave | TAB-DEW-SQ-0010 | PPE,Harness | Safety Equipment |  |  | http://www.toronto.ca/TWONTO#fall_arrest_harness |  | WA3 Fall arrest systems portable cranes/hoists, come alongs, slings, wire rope, chains, electrical equipment etc.,
55738 | TAB-WA4-SQ-6770 | Body Harness - Jeff Shen | TAB-WA4-SQ-0010 | PPE,Harness | Safety Equipment |  | SQ | http://www.toronto.ca/TWONTO#fall_arrest_harness |  | WA4 Fall arrest systems
55747 | TAB-WA4-SQ-9549 | Body Harness - Jignesh Patel | TAB-WA4-SQ-0010 | PPE,Harness | Safety Equipment |  | SQ | http://www.toronto.ca/TWONTO#fall_arrest_harness |  | WA4 Fall arrest systems
119719 | TAB-WA1-SQ-1912 | Body Harness- Joe Xie, | TAB-WA1-SQ-0001 | PPE,Harness | Safety Equipment |  | SQ | http://www.toronto.ca/TWONTO#fall_arrest_harness |  | WA1 Fall Arrest System
119720 | TAB-WA1-SQ-1913 | Body Harness Large- Milan Suhagiya | TAB-WA1-SQ-0001 | PPE,Harness | Safety Equipment |  | SQ | http://www.toronto.ca/TWONTO#fall_arrest_harness |  | WA1 Fall Arrest System
119712 | TAB-WA1-SQ-1901 | Body Harness -Mukesh Kumar Patel | TAB-WA1-SQ-0001 | PPE,Harness | Safety Equipment |  | SQ | http://www.toronto.ca/TWONTO#fall_arrest_harness |  | WA1 Fall Arrest System
55662 | TAB-WA3-SQ-5DB5 | Body Harness - Su Huang | TAB-DEW-SQ-0010 | PPE,Harness | Safety Equipment |  | SQ | http://www.toronto.ca/TWONTO#fall_arrest_harness |  | WA3 Fall arrest systems portable cranes/hoists, come alongs, slings, wire rope, chains, electrical equipment etc.,
113441 | TAB-ELS-SQ-32A6 | Body Harness - Yevgen Valavsky | TAB-ELS-SQ-FALL ARST | PPE,Harness | Safety Equipment |  | SQ | http://www.toronto.ca/TWONTO#fall_arrest_harness |  | Fall Arrest -Safety Harness & Lanyard
48197 | TAB-ELS-SQ-5010 | Body Harness ( Faim) | TAB-ELS-ESQ | PPE,Harness | Safety Equipment |  | SQ | http://www.toronto.ca/TWONTO#fall_arrest_harness |  | Electrical Safety Equipment
113445 | TAB-ELS-SQ-5010 | Body Harness ( Faim) | TAB-ELS-SQ-FALL ARST | PPE,Harness | Safety Equipment |  | SQ | http://www.toronto.ca/TWONTO#fall_arrest_harness |  | Fall Arrest -Safety Harness & Lanyard
48198 | TAB-ELS-SQ-5013 | Body Harness ( Jeff) | TAB-ELS-SQ-FALL ARST | PPE,Harness | Safety Equipment |  | SQ | http://www.toronto.ca/TWONTO#fall_arrest_harness |  | Fall Arrest -Safety Harness & Lanyard
48199 | TAB-ELS-SQ-5014 | Body Harness ( Wei) | TAB-ELS-SQ-FALL ARST | PPE,Harness | Safety Equipment |  | SQ | http://www.toronto.ca/TWONTO#fall_arrest_harness |  | Fall Arrest -Safety Harness & Lanyard
113446 | TAB-ELS-SQ-5012 | Body Harness ( Yul) | TAB-ELS-SQ-FALL ARST | PPE,Harness | Safety Equipment |  | SQ | http://www.toronto.ca/TWONTO#fall_arrest_harness |  | Fall Arrest -Safety Harness & Lanyard
113447 | TAB-ELS-SQ-5015 | Body Harness (Gomez) | TAB-ELS-SQ-FALL ARST | PPE,Harness | Safety Equipment |  | SQ | http://www.toronto.ca/TWONTO#fall_arrest_harness |  | Fall Arrest -Safety Harness & Lanyard
55667 | TAB-WA3-SQ-B956 | Body Harness- (Krzysztof Kowal) | TAB-DEW-SQ-0010 | PPE,Harness | Safety Equipment |  |  | http://www.toronto.ca/TWONTO#fall_arrest_harness |  | WA3 Fall arrest systems portable cranes/hoists, come alongs, slings, wire rope, chains, electrical equipment etc.,
119901 | TAB-WA3-SQ-C0BB | Body Harness- (San Kim) | TAB-DEW-SQ-0010 | PPE,Harness | Safety Equipment |  |  | http://www.toronto.ca/TWONTO#fall_arrest_harness |  | WA3 Fall arrest systems portable cranes/hoists, come alongs, slings, wire rope, chains, electrical equipment etc.,
55661 | TAB-WA3-SQ-53DD | Body Harness- (Spare) | TAB-DEW-SQ-0010 | PPE,Harness | Safety Equipment |  | SQ | http://www.toronto.ca/TWONTO#fall_arrest_harness |  | WA3 Fall arrest systems portable cranes/hoists, come alongs, slings, wire rope, chains, electrical equipment etc.,
55471 | TAB-WA1-SQ-1906 | Body Harness- Abraham Castillo | TAB-WA1-SQ-0001 | PPE,Harness | Safety Equipment |  | SQ | http://www.toronto.ca/TWONTO#fall_arrest_harness |  | WA1 Fall Arrest System
119716 | TAB-WA1-SQ-1905 | Body Harness- Alex Bodgan | TAB-WA1-SQ-0001 | PPE,Harness | Safety Equipment |  | SQ | http://www.toronto.ca/TWONTO#fall_arrest_harness |  | WA1 Fall Arrest System
55671 | TAB-WA3-SQ-FECA | Body Harness- Francisco Das Chagas | TAB-DEW-SQ-0010 | PPE,Harness | Safety Equipment |  |  | http://www.toronto.ca/TWONTO#fall_arrest_harness |  | WA3 Fall arrest systems portable cranes/hoists, come alongs, slings, wire rope, chains, electrical equipment etc.,
55474 | TAB-WA1-SQ-1910 | Body Harness- Gomez Forde | TAB-WA1-SQ-0001 | PPE,Harness | Safety Equipment |  | SQ | http://www.toronto.ca/TWONTO#fall_arrest_harness |  | WA1 Fall Arrest System
119891 | TAB-WA3-SQ-7146 | Body Harness- Ian Singh | TAB-DEW-SQ-0010 | PPE,Harness | Safety Equipment |  | SQ | http://www.toronto.ca/TWONTO#fall_arrest_harness |  | WA3 Fall arrest systems portable cranes/hoists, come alongs, slings, wire rope, chains, electrical equipment etc.,
55610 | TAB-WA2-SQ-9755 | Body Harness- Jackie Whyte | TAB-WA2-SQ-0001 | PPE,Harness | Safety Equipment |  | SQ | http://www.toronto.ca/TWONTO#fall_arrest_harness |  | Fall Arrest System , Tripod and SRL
55600 | TAB-WA2-SQ-4357 | Body Harness- Jagjit | TAB-WA2-SQ-0001 | PPE,Harness | Safety Equipment |  | SQ | http://www.toronto.ca/TWONTO#fall_arrest_harness |  | Fall Arrest System , Tripod and SRL
55608 | TAB-WA2-SQ-8875 | Body Harness- Jaime | TAB-WA2-SQ-0001 | PPE,Harness | Safety Equipment |  | SQ | http://www.toronto.ca/TWONTO#fall_arrest_harness |  | Fall Arrest System , Tripod and SRL
119888 | TAB-WA3-SQ-6771 | Body Harness- James Liang | TAB-DEW-SQ-0010 | PPE,Harness | Safety Equipment |  | SQ | http://www.toronto.ca/TWONTO#fall_arrest_harness |  | WA3 Fall arrest systems portable cranes/hoists, come alongs, slings, wire rope, chains, electrical equipment etc.,
55473 | TAB-WA1-SQ-1909 | Body Harness- Kandasamy Tharmendran | TAB-WA1-SQ-0001 | PPE,Harness | Safety Equipment |  | SQ | http://www.toronto.ca/TWONTO#fall_arrest_harness |  | WA1 Fall Arrest System
55547 | TAB-WA2-SQ-1137 | Body Harness Motiram | TAB-WA2-SQ-0001 | PPE,Harness | Safety Equipment |  | SQ | http://www.toronto.ca/TWONTO#fall_arrest_harness |  | Fall Arrest System , Tripod and SRL
119717 | TAB-WA1-SQ-1907 | Body Harness- Paul Coneicao | TAB-WA1-SQ-0001 | PPE,Harness | Safety Equipment |  | SQ | http://www.toronto.ca/TWONTO#fall_arrest_harness |  | WA1 Fall Arrest System
119718 | TAB-WA1-SQ-1907 | Body Harness- Paul Coneicao | TAB-WA2-SQ-0001 | PPE,Harness | Safety Equipment |  | SQ | http://www.toronto.ca/TWONTO#fall_arrest_harness |  | Fall Arrest System , Tripod and SRL
119893 | TAB-WA3-SQ-7595 | Body Harness- Paul Shi | TAB-DEW-SQ-0010 | PPE,Harness | Safety Equipment |  | SQ | http://www.toronto.ca/TWONTO#fall_arrest_harness |  | WA3 Fall arrest systems portable cranes/hoists, come alongs, slings, wire rope, chains, electrical equipment etc.,
55669 | TAB-WA3-SQ-D992 | Body Harness- Raymond Martell | TAB-DEW-SQ-0010 | PPE,Harness | Safety Equipment |  |  | http://www.toronto.ca/TWONTO#fall_arrest_harness |  | WA3 Fall arrest systems portable cranes/hoists, come alongs, slings, wire rope, chains, electrical equipment etc.,
55472 | TAB-WA1-SQ-1908 | Body Harness- San Kim | TAB-WA1-SQ-0001 | PPE,Harness | Safety Equipment |  | SQ | http://www.toronto.ca/TWONTO#fall_arrest_harness |  | WA1 Fall Arrest System